{"text_format":"1","workbook":"xlsx","n_sheets":32,"sheets":["Admin","Introduction","General Information","General Support","Bundled Pathway","Bundled Pathway Support","Indoor Agriculture","Indoor Agriculture Support","Industrial","Sketchbox Calculators","Sketchbox - Int Light. Lookup","Sketchbox - Ext Light. Lookup","Streamlined Pathway","Streamlined Import","High-Performance Pathway","HP Pathway Support","HP Import","ERI Import","PHIUS Baseline","HP App G Perf by End Use & Fuel","Hrly eQuest Results","Hourly Input","Energy Efficiency Measures","Measures Support","Project Summary and Incentive","Incentive Support","EUI Tables Support","Export","Export_Final","Lists","Help Buttons","Scratch"],"not_rendered":{"charts":0,"images":6,"macros":1,"external_links":1,"defined_names":263,"comments":1,"pivot_tables":0},"unopened":[],"bounds":{"document_bytes":16777216,"sheet_cells":100000,"rows_first":2000,"rows_last":500,"rows_between":2000,"halvings":0,"cell_chars":16384,"cell_head_chars":4096},"cells_cut":0,"cells_raw":0,"read":"whole","date_system":"1900"}

{"sheet":"Admin","index":0,"n_rows":38,"n_cols":13,"rows_kept":38,"cut":false,"hidden":true,"merged":[]}
[null,null,null,null,"Admin"]
[]
[]
[null,null,null,null,"Worksheet Protection On (Yes/No)","Yes"]
[]
[null,null,null,null,"Tab Name","Hidden?","Super Hidden?","Hide Rows & Columns","Protect?"]
[null,null,null,null,"Admin","X","X"]
[null,null,null,null,"Introduction",null,null,null,"X"]
[null,null,null,null,"General Information",null,null,"X","X"]
[null,null,null,null,"General Support","X","X",null,"X"]
[null,null,null,null,"Bundled Pathway","X",null,"X","X",null,null,"Pre-release checklist"]
[null,null,null,null,"Bundled Pathway Support","X","X",null,"X",null,null,1,"Update revisions log"]
[null,null,null,null,"Indoor Agriculture","X",null,"X","X",null,null,2,"Update version number (on Introduction tab)"]
[null,null,null,null,"Indoor Agriculture Support","X","X",null,"X",null,null,3,"Change cell F4 on Admin from No to Yes."]
[null,null,null,null,"Industrial","X",null,"X","X",null,null,4,"Protect All Sheets using the button above"]
[null,null,null,null,"Streamlined Pathway","X",null,"X","X",null,null,5,"Protect Workbook using the button above"]
[null,null,null,null,"Streamlined Import","X","X",null,"X",null,null,6,"Click \"Hide Rows, Columns, and Sheets for Publishing\" button above"]
[null,null,null,null,"Sketchbox Calculators","X","X","X","X"]
[null,null,null,null,"Sketchbox - Int Light. Lookup","X","X",null,"X"]
[null,null,null,null,"Sketchbox - Ext Light. Lookup","X","X",null,"X"]
[null,null,null,null,"High-Performance Pathway","X",null,"X","X"]
[null,null,null,null,"HP Pathway Support","X","X",null,"X"]
[null,null,null,null,"HP Import","X"]
[null,null,null,null,"ERI Import","X"]
[null,null,null,null,"PHIUS Baseline","X","X",null,"X"]
[null,null,null,null,"HP App G Perf by End Use & Fuel","X",null,"X","X"]
[null,null,null,null,"Hrly eQuest Results","X",null,null,"X"]
[null,null,null,null,"Hourly Input","X",null,"X","X"]
[null,null,null,null,"Energy Efficiency Measures",null,null,"X","X"]
[null,null,null,null,"Measures Support","X","X",null,"X"]
[null,null,null,null,"Project Summary and Incentive",null,null,"X","X"]
[null,null,null,null,"Incentive Support","X","X",null,"X"]
[null,null,null,null,"EUI Tables Support","X","X",null,"X"]
[null,null,null,null,"Export","X",null,null,"X"]
[null,null,null,null,"Export_Final","X","X",null,"X"]
[null,null,null,null,"Lists","X","X",null,"X"]
[null,null,null,null,"Help Buttons","X","X",null,"X"]
[null,null,null,null,"Scratch"]

{"sheet":"Introduction","index":1,"n_rows":33,"n_cols":16,"rows_kept":33,"cut":false,"hidden":false,"merged":[[32,4,32,15],[29,4,29,8],[27,4,27,8],[28,4,28,8],[5,4,5,15],[11,4,11,15],[24,4,24,8],[25,4,25,8],[26,4,26,8],[21,4,21,15],[10,4,10,15],[7,4,7,15]]}
[]
[null,null,null,null,"New Jersey Clean Energy Program"]
[null,null,null,null,"New Construction Program"]
[null,null,null,null,"BASIC: Introduction",null,null,null,null,null,null,null,null,null,null,"V1.0"]
[]
[null,null,null,null,"This workbook is designed to report site energy savings and energy efficiency measures, and calculate incentives for projects in the New Construction Program."]
[]
[null,null,null,null,"DISCLAIMER: The results generated by this tool do no constitute binding program documentation. Final project benefits and available incentives will be calculated upon receipt of an application and supporting documentation to the NCP, subject to program review and approval."]
[]
[null,null,null,null,"Instructions:"]
[null,null,null,null,"1. When prompted with a security warning, click \"Enable Content\" to enable macros. If the security warning says the macros are blocked, go to file Properties > General > Security > Unblock > Apply. Contact your administrator if macro blocking persists."]
[null,null,null,null,"2. Navigate to the General Information tab and enter basic information about the project. Once the General Information tab is complete, proceed to the applicable worksheet tab(s). Input project data into gray shaded fields throughout this workbook. Tabs should be filled out sequentially unless otherwise noted."]
[]
[null,null,null,null,"This workbook supports the following pathways:"]
[null,null,null,null,"- Bundled Pathway"]
[null,null,null,null,"- Streamlined Pathway"]
[null,null,null,null,"- High-Performance Pathway"]
[null,null,{"$f":"5/0","v":{"$error":"#DIV/0!"}},null,"- Alternative Performance-based Pathway - Indoor Agriculture"]
[null,null,{"$f":"5/0","v":{"$error":"#DIV/0!"}},null,"- Alternative Performance-based Pathway - Industrial"]
[]
[null,null,null,null,"Help Buttons"]
[null,null,null,null,"Help buttons are present throughout this workbook. If you are unsure of the meaning or intent of something, look for this button:"]
[]
[null,null,null,null,"Color Legend"]
[null,null,null,null,"Standard Tabs"]
[null,null,null,null,"Pathway-Specific Tabs"]
[null,null,null,null,"User-Entry Fields"]
[]
[null,null,null,null,"Auto-populated field overridden by user"]
[null,null,null,null,"Critical entry - required input"]
[]
[]
[null,null,null,null,"© 2025 TRC Companies, Inc. TRC Companies, Inc. and its affiliates reserve all rights associated with this body of work. Content cannot be edited or replicated without the express, written consent of TRC Companies, Inc. or its affiliates."]

{"sheet":"General Information","index":2,"n_rows":68,"n_cols":34,"rows_kept":68,"cut":false,"hidden":false,"merged":[[44,4,44,14],[54,13,54,14],[49,7,49,8],[49,9,49,10],[49,11,49,12],[50,7,50,8],[50,9,50,10],[50,11,50,12],[54,4,54,5],[48,4,48,5],[48,13,48,14],[48,11,48,12],[48,9,48,10],[51,7,51,8],[51,9,51,10],[51,11,51,12],[52,7,52,8],[52,9,52,10],[52,11,52,12],[56,13,56,14],[57,13,57,14],[57,7,57,8],[57,9,57,10],[57,11,57,12],[53,7,53,8],[53,9,53,10],[53,11,53,12],[54,7,54,8],[54,9,54,10],[54,11,54,12],[55,7,55,8],[55,9,55,10],[58,13,58,14],[49,13,49,14],[50,13,50,14],[51,13,51,14],[52,13,52,14],[53,13,53,14],[55,13,55,14],[55,11,55,12],[55,4,55,5],[56,4,56,5],[57,4,57,5],[58,4,58,5],[58,7,58,8],[58,9,58,10],[58,11,58,12],[56,7,56,8],[56,9,56,10],[56,11,56,12],[49,4,49,5],[50,4,50,5],[51,4,51,5],[52,4,52,5],[53,4,53,5],[48,7,48,8],[6,4,6,14],[7,4,7,14],[10,4,10,14],[20,11,20,14],[21,11,21,14],[19,11,19,14],[16,11,16,14],[17,11,17,14],[18,11,18,14],[8,4,8,14],[22,11,22,14],[36,4,36,7],[34,4,34,10],[43,4,43,14],[45,4,45,14],[38,10,38,14],[39,10,39,14],[24,11,24,14],[23,11,23,14],[30,11,30,14],[25,11,25,14],[26,11,26,14],[27,11,27,14],[28,11,28,14],[29,11,29,14],[36,10,36,14],[37,10,37,14]]}
[]
[null,null,null,null,"New Jersey Clean Energy Program"]
[null,null,null,null,"New Construction Program"]
[null,null,null,null,"BASIC: General Information",null,null,null,null,null,null,null,null,null,{"$f":"Version","v":"V1.0"}]
[]
[null,null,null,null,"Table of Contents"]
[null,null,null,null,{"$f":"GI_Project_Info_Header","v":"Project Information"}]
[null,null,{"$f":"IF(GI_Pathway=\"High-Performance Pathway\",1,5/0)","v":{"$error":"#DIV/0!"}},null,{"$f":"GI_HP_Approach_Header","v":"High-Performance Path Project Information"}]
[null,null,null,null,{"$f":"GI_Solar_CHP_FC_Header","v":"Other Technology Information"}]
[]
[null,null,null,null,"This sheet is designed to gather basic project information. Entries on this sheet are used to populate downstream selections and hide/unhide applicable sheets."]
[]
[null,null,null,null,"Project Information"]
[null,null,null,null,"Instructions: "]
[null,null,null,null,"1. Input project information into all shaded fields in the table below before proceeding to other sheets."]
[]
[null,null,null,null,"Project Name"]
[null,null,null,null,"Project Street Address"]
[null,null,null,null,"Project City",null,null,null,null,null,null,null,null,null,null,null,null,null,null,null,null,null,null,null,null,null,"Nearest City","County"]
[null,null,null,null,"Project ZIP Code",null,null,null,null,null,null,null,null,null,null,null,null,null,null,null,null,null,null,null,null,null,{"$f":"INDEX(GI_Location_Lookup_Table,MATCH(L20,INDEX(GI_Location_Lookup_Table,,'General Support'!$H$1),0),'General Support'!$I$1)","v":{"$error":"#N/A"}},{"$f":"INDEX(GI_Location_Lookup_Table,MATCH(L20,INDEX(GI_Location_Lookup_Table,,'General Support'!$H$1),0),'General Support'!$F$1)","v":{"$error":"#N/A"}}]
[null,null,null,null,"Partner Company"]
[null,null,null,null,"     Project Number"]
[null,null,null,null,"Year of Construction Completion"]
[null,null,{"$f":"5/0","v":{"$error":"#DIV/0!"}},null,"Applicable Energy Code"]
[null,null,null,null,"     Building Type",null,null,null,null,null,null,null,null,null,null,null,null,null,null,null,null,null,null,null,null,null,"Square footage for Incentive Calculation"]
[null,null,null,null,"Gross Conditioned Floor Area (ft²)",null,null,null,null,null,null,null,null,null,null,null,null,null,null,null,null,null,null,null,null,null,{"$f":"IF(GI_BuildingType=\"Single Family or Townhome\",IF(GI_SF<2000,2000,IF(GI_SF>4000,4000,GI_SF)),IF(AND(GI_Pathway=\"High-Performance Pathway\",HP_Methodology=\"ERI\"),HP_ERI_TenantArea,GI_SF))","v":0}]
[null,null,null,null,"Performance Pathway"]
[null,null,null,null,"Affordable Housing/OBC?",null,null,null,null,null,null,null,null,null,null,null,null,null,null,null,null,null,null,null,null,null,"Approach"]
[null,null,null,null,"UEZ/OZ/OBC?",null,null,null,null,null,null,null,null,null,null,null,null,null,null,null,null,null,null,null,null,null,{"$f":"GI_Pathway&IF(OR(GI_Pathway<>\"High-Performance Pathway\",GI_HP_Approach=\"\"),\"\",IF(LEFT(GI_HP_Approach,11)=\"ENERGY STAR\",\"ENERGY STAR\",IF(LEFT(GI_HP_Approach,3)=\"PHI\",\"Passive House\",IF(LEFT(GI_HP_Approach,3)=\"DOE\",\"DOE\",GI_HP_Approach))))","v":""}]
[null,null,null,null,"High Energy Intensity?"]
[null,null,null,null,"Climate Zone",null,null,null,null,null,null,{"$f":"IFERROR(INDEX(GI_ClimateZone_County_Table,MATCH($AB$20,INDEX(GI_ClimateZone_County_Table,,'General Support'!$C$1),0),'General Support'!$B$1),\"Enter project ZIP code\")","v":"Enter project ZIP code"}]
[]
[null,null,{"$f":"IF(GI_Pathway=\"High-Performance Pathway\",1,5/0)","v":{"$error":"#DIV/0!"}},null,"High-Performance Path Project Information"]
[null,null,{"$error":"#DIV/0!"},null,"Instructions:"]
[null,null,{"$error":"#DIV/0!"},null,"1. Select the high-performance path approach below."]
[null,null,{"$error":"#DIV/0!"}]
[null,null,{"$error":"#DIV/0!"},null,"Approach"]
[null,null,{"$f":"IF(HP_Methodology=\"PHIUS\",1,5/0)","v":{"$error":"#DIV/0!"}},null,"PHIUS Building Type"]
[null,null,{"$f":"IF(OR(GI_PHIUS_Type=\"Residential\",GI_PHIUS_Type=\"Mixed-Use\"),1,5/0)","v":{"$error":"#DIV/0!"}},null,"     PHIUS Residential Category"]
[null,null,{"$f":"IF(AND(GI_Pathway=\"High-Performance Pathway\",HP_Methodology=\"90.1-2019 Appendix G\"),1,5/0)","v":{"$error":"#DIV/0!"}},null,"Modeling Software"]
[null,null,{"$error":"#DIV/0!"}]
[null,null,null,null,"Other Technology Information"]
[null,null,null,null,"Instructions:"]
[null,null,null,null,"1. Input project information regarding solar, CHP-FC, electric vehicle charging stations, and electric storage in the table below, as applicable. Do not leave spaces between rows."]
[null,null,null,null,"2. For CHP and solar, report the total annual generation (kWh), total lifetime generation (kWh), and total capacity for generation (kW). For CHP-FC with heat recovery, report the waste heat utilized (MMBtu). Do not enter data in hatched out cells.",null,null,null,null,null,null,null,null,null,null,null,null,null,null,null,null,null,null,null,null,null,"Unhide Rows 6-10",false]
[null,null,null,null,"3. Unhide additional rows if necessary using the \"Unhide Additional Rows\" button below the table."]
[null,null,null,null,"4. Provide backup documentation and calculations in the submittal to support the entries made below."]
[]
[null,null,null,null,"Technology Type",null,"Quantity","Total Annual Generation (kWh)",null,"Total Lifetime Generation (kWh)",null,"Total Capacity for Generation (kW)",null,"CHP-FC Waste Heat Utilized (MMBtu)",null,null,null,null,null,null,null,null,null,null,null,null,"Dropdown Options","Unhatch Generation and Capacity; Hatch Quantity?","Unhatch Waste Heat Utilized?","CHP?","Measure Category","Measure Name","Measure Count","Measure Unit Type"]
[1,null,null,null,null,null,null,null,null,null,null,null,null,null,null,null,null,null,null,null,null,null,null,null,null,null,"CHP - Combustion Turbine",{"$f":"IF(OR(E50=$AA$57,E50=$AA$58,E50=\"\"),\"No\",\"Yes\")","v":"No"},{"$f":"IF(OR(E50=$AA$53,E50=$AA$55),\"Yes\",\"No\")","v":"No"},{"$f":"IF(LEFT(E50,3)=\"CHP\",\"Yes\",\"No\")","v":"No"},{"$f":"IFERROR(INDEX(Measures_Table,MATCH(AF50,INDEX(Measures_Table,,'Measures Support'!$C$1),0),'Measures Support'!$A$1),\"\")","v":""},{"$f":"IF(E50=\"\",\"\",IF(AD50=\"Yes\",RIGHT(E50,LEN(E50)-6),E50))","v":""},{"$f":"IF(AE50=\"\",\"\",IF(OR(AE50=\"CHP\",AE50=\"Solar\"),L50,G50))","v":""},{"$f":"IFERROR(IF(OR(AE50=\"CHP\",AE50=\"Solar\"),\"kW\",INDEX(Measures_Table,MATCH(AF50,INDEX(Measures_Table,,'Measures Support'!$C$1),0),'Measures Support'!$F$1)),\"\")","v":""}]
[2,null,null,null,null,null,null,null,null,null,null,null,null,null,null,null,null,null,null,null,null,null,null,null,null,null,"CHP - Internal Combustion Engine",{"$f":"IF(OR(E51=$AA$57,E51=$AA$58,E51=\"\"),\"No\",\"Yes\")","v":"No"},{"$f":"IF(OR(E51=$AA$53,E51=$AA$55),\"Yes\",\"No\")","v":"No"},{"$f":"IF(LEFT(E51,3)=\"CHP\",\"Yes\",\"No\")","v":"No"},{"$f":"IFERROR(INDEX(Measures_Table,MATCH(AF51,INDEX(Measures_Table,,'Measures Support'!$C$1),0),'Measures Support'!$A$1),\"\")","v":""},{"$f":"IF(E51=\"\",\"\",IF(AD51=\"Yes\",RIGHT(E51,LEN(E51)-6),E51))","v":""},{"$f":"IF(AE51=\"\",\"\",IF(OR(AE51=\"CHP\",AE51=\"Solar\"),L51,G51))","v":""},{"$f":"IFERROR(IF(OR(AE51=\"CHP\",AE51=\"Solar\"),\"kW\",INDEX(Measures_Table,MATCH(AF51,INDEX(Measures_Table,,'Measures Support'!$C$1),0),'Measures Support'!$F$1)),\"\")","v":""}]
[3,null,null,null,null,null,null,null,null,null,null,null,null,null,null,null,null,null,null,null,null,null,null,null,null,null,"CHP - Microturbine","No","No","No",{"$f":"IFERROR(INDEX(Measures_Table,MATCH(AF52,INDEX(Measures_Table,,'Measures Support'!$C$1),0),'Measures Support'!$A$1),\"\")","v":""},"","",{"$f":"IFERROR(IF(OR(AE52=\"CHP\",AE52=\"Solar\"),\"kW\",INDEX(Measures_Table,MATCH(AF52,INDEX(Measures_Table,,'Measures Support'!$C$1),0),'Measures Support'!$F$1)),\"\")","v":""}]
[4,null,null,null,null,null,null,null,null,null,null,null,null,null,null,null,null,null,null,null,null,null,null,null,null,null,"CHP - Qualified Fuel Cell - with Heat Recovery","No","No","No",{"$f":"IFERROR(INDEX(Measures_Table,MATCH(AF53,INDEX(Measures_Table,,'Measures Support'!$C$1),0),'Measures Support'!$A$1),\"\")","v":""},"","",{"$f":"IFERROR(IF(OR(AE53=\"CHP\",AE53=\"Solar\"),\"kW\",INDEX(Measures_Table,MATCH(AF53,INDEX(Measures_Table,,'Measures Support'!$C$1),0),'Measures Support'!$F$1)),\"\")","v":""}]
[5,null,null,null,null,null,null,null,null,null,null,null,null,null,null,null,null,null,null,null,null,null,null,null,null,null,"CHP - Qualified Fuel Cell - without Heat Recovery","No","No","No",{"$f":"IFERROR(INDEX(Measures_Table,MATCH(AF54,INDEX(Measures_Table,,'Measures Support'!$C$1),0),'Measures Support'!$A$1),\"\")","v":""},"","",{"$f":"IFERROR(IF(OR(AE54=\"CHP\",AE54=\"Solar\"),\"kW\",INDEX(Measures_Table,MATCH(AF54,INDEX(Measures_Table,,'Measures Support'!$C$1),0),'Measures Support'!$F$1)),\"\")","v":""}]
[6,null,{"$f":"IF(GI_OtherTech_Rows_Toggle,1,5/0)","v":{"$error":"#DIV/0!"}},null,null,null,null,null,null,null,null,null,null,null,null,null,null,null,null,null,null,null,null,null,null,null,"CHP - Qualified Heat Recovery","No","No","No",{"$f":"IFERROR(INDEX(Measures_Table,MATCH(AF55,INDEX(Measures_Table,,'Measures Support'!$C$1),0),'Measures Support'!$A$1),\"\")","v":""},"","",{"$f":"IFERROR(IF(OR(AE55=\"CHP\",AE55=\"Solar\"),\"kW\",INDEX(Measures_Table,MATCH(AF55,INDEX(Measures_Table,,'Measures Support'!$C$1),0),'Measures Support'!$F$1)),\"\")","v":""}]
[7,null,{"$f":"IF(GI_OtherTech_Rows_Toggle,1,5/0)","v":{"$error":"#DIV/0!"}},null,null,null,null,null,null,null,null,null,null,null,null,null,null,null,null,null,null,null,null,null,null,null,"Solar Panels","No","No","No",{"$f":"IFERROR(INDEX(Measures_Table,MATCH(AF56,INDEX(Measures_Table,,'Measures Support'!$C$1),0),'Measures Support'!$A$1),\"\")","v":""},"","",{"$f":"IFERROR(IF(OR(AE56=\"CHP\",AE56=\"Solar\"),\"kW\",INDEX(Measures_Table,MATCH(AF56,INDEX(Measures_Table,,'Measures Support'!$C$1),0),'Measures Support'!$F$1)),\"\")","v":""}]
[8,null,{"$f":"IF(GI_OtherTech_Rows_Toggle,1,5/0)","v":{"$error":"#DIV/0!"}},null,null,null,null,null,null,null,null,null,null,null,null,null,null,null,null,null,null,null,null,null,null,null,"Electric Storage","No","No","No",{"$f":"IFERROR(INDEX(Measures_Table,MATCH(AF57,INDEX(Measures_Table,,'Measures Support'!$C$1),0),'Measures Support'!$A$1),\"\")","v":""},"","",{"$f":"IFERROR(IF(OR(AE57=\"CHP\",AE57=\"Solar\"),\"kW\",INDEX(Measures_Table,MATCH(AF57,INDEX(Measures_Table,,'Measures Support'!$C$1),0),'Measures Support'!$F$1)),\"\")","v":""}]
[9,null,{"$f":"IF(GI_OtherTech_Rows_Toggle,1,5/0)","v":{"$error":"#DIV/0!"}},null,null,null,null,null,null,null,null,null,null,null,null,null,null,null,null,null,null,null,null,null,null,null,"Electric Vehicle Charging Station","No","No","No",{"$f":"IFERROR(INDEX(Measures_Table,MATCH(AF58,INDEX(Measures_Table,,'Measures Support'!$C$1),0),'Measures Support'!$A$1),\"\")","v":""},"","",{"$f":"IFERROR(IF(OR(AE58=\"CHP\",AE58=\"Solar\"),\"kW\",INDEX(Measures_Table,MATCH(AF58,INDEX(Measures_Table,,'Measures Support'!$C$1),0),'Measures Support'!$F$1)),\"\")","v":""}]
[10,null,{"$f":"IF(GI_OtherTech_Rows_Toggle,1,5/0)","v":{"$error":"#DIV/0!"}},null,null,null,null,null,null,null,null,null,null,null,null,null,null,null,null,null,null,null,null,null,null,null,null,"No","No",{"$f":"IF(LEFT(E59,3)=\"CHP\",\"Yes\",\"No\")","v":"No"},{"$f":"IFERROR(INDEX(Measures_Table,MATCH(AF59,INDEX(Measures_Table,,'Measures Support'!$C$1),0),'Measures Support'!$A$1),\"\")","v":""},"","",{"$f":"IFERROR(IF(OR(AE59=\"CHP\",AE59=\"Solar\"),\"kW\",INDEX(Measures_Table,MATCH(AF59,INDEX(Measures_Table,,'Measures Support'!$C$1),0),'Measures Support'!$F$1)),\"\")","v":""}]
[]
[]
[null,null,null,null,null,null,null,null,null,null,null,null,null,null,null,null,null,null,null,null,null,null,null,null,null,null,"Annual Solar Generation (kWh)",{"$f":"SUMIF($E$50:$F$59,$AA$56,$H$50:$I$59)","v":0}]
[null,null,null,null,null,null,null,null,null,null,null,null,null,null,null,null,null,null,null,null,null,null,null,null,null,null,"Lifetime Solar Generation (kWh)",{"$f":"SUMIF($E$50:$F$59,$AA$56,$J$50:$K$59)","v":0}]
[null,null,null,null,null,null,null,null,null,null,null,null,null,null,null,null,null,null,null,null,null,null,null,null,null,null,"Capacity for Solar Generation (kW)",{"$f":"SUMIF($E$50:$F$59,$AA$56,$L$50:$M$59)","v":0}]
[null,null,null,null,null,null,null,null,null,null,null,null,null,null,null,null,null,null,null,null,null,null,null,null,null,null,"Annual CHP-FC Generation (kWh)",{"$f":"SUMIF($AD$50:$AD$59,\"Yes\",$H$50:$I$59)","v":0}]
[null,null,null,null,null,null,null,null,null,null,null,null,null,null,null,null,null,null,null,null,null,null,null,null,null,null,"Lifetime CHP-FC Generation (kWh)",{"$f":"SUMIF($AD$50:$AD$59,\"Yes\",$J$50:$K$59)","v":0}]
[null,null,null,null,null,null,null,null,null,null,null,null,null,null,null,null,null,null,null,null,null,null,null,null,null,null,"Capacity for CHP-FC Generation (kW)",{"$f":"SUMIF($AD$50:$AD$59,\"Yes\",$L$50:$M$59)","v":0}]
[null,null,null,null,null,null,null,null,null,null,null,null,null,null,null,null,null,null,null,null,null,null,null,null,null,null,"CHP-FC Waste Heat Utilized (MMBtu)",{"$f":"SUMIF($AD$50:$AD$59,\"Yes\",$N$50:$O$59)","v":0}]

{"sheet":"General Support","index":3,"n_rows":732,"n_cols":9,"rows_kept":732,"cut":false,"hidden":true,"merged":[]}
[null,1,2,null,1,2,3,4,5]
[null,"Zone","County",null,"City","County","Type","Zip Code Number","Nearest City"]
[null,"4A","Atlantic",null,"Avenel","Middlesex","Standard",7001,"Newark"]
[null,"5A","Bergen",null,"Bayonne","Hudson","Standard",7002,"Newark"]
[null,"4A","Burlington",null,"Bloomfield","Essex","Standard",7003,"Newark"]
[null,"4A","Camden",null,"Fairfield","Essex","Standard",7004,"Newark"]
[null,"4A","Cape May",null,"Boonton","Morris","Standard",7005,"Atlantic City"]
[null,"4A","Cumberland",null,"Caldwell","Essex","Standard",7006,"Newark"]
[null,"4A","Essex",null,"Caldwell","Essex","P.O. Box",7007,"Newark"]
[null,"4A","Gloucester",null,"Carteret","Middlesex","Standard",7008,"Newark"]
[null,"4A","Hudson",null,"Cedar Grove","Essex","Standard",7009,"Newark"]
[null,"5A","Hunterdon",null,"Cliffside Park","Bergen","Standard",7010,"Atlantic City"]
[null,"4A","Mercer",null,"Clifton","Passaic","Standard",7011,"Atlantic City"]
[null,"4A","Middlesex",null,"Clifton","Passaic","Standard",7012,"Atlantic City"]
[null,"4A","Monmouth",null,"Clifton","Passaic","Standard",7013,"Atlantic City"]
[null,"5A","Morris",null,"Clifton","Passaic","Standard",7014,"Atlantic City"]
[null,"4A","Ocean",null,"Clifton","Passaic","P.O. Box",7015,"Atlantic City"]
[null,"5A","Passaic",null,"Cranford","Union","Standard",7016,"Newark"]
[null,"4A","Salem",null,"East Orange","Essex","Standard",7017,"Newark"]
[null,"5A","Somerset",null,"East Orange","Essex","Standard",7018,"Newark"]
[null,"5A","Sussex",null,"East Orange","Essex","P.O. Box",7019,"Newark"]
[null,"4A","Union",null,"Edgewater","Bergen","Standard",7020,"Atlantic City"]
[null,"5A","Warren",null,"Essex Fells","Essex","Standard",7021,"Newark"]
[null,null,null,null,"Fairview","Bergen","Standard",7022,"Atlantic City"]
[null,null,null,null,"Fanwood","Union","Standard",7023,"Newark"]
[null,null,null,null,"Fort Lee","Bergen","Standard",7024,"Atlantic City"]
[null,null,null,null,"Garfield","Bergen","Standard",7026,"Atlantic City"]
[null,null,null,null,"Garwood","Union","Standard",7027,"Newark"]
[null,null,null,null,"Glen Ridge","Essex","Standard",7028,"Newark"]
[null,null,null,null,"Harrison","Hudson","Standard",7029,"Newark"]
[null,null,null,null,"Hoboken","Hudson","Standard",7030,"Newark"]
[null,null,null,null,"North Arlington","Bergen","Standard",7031,"Atlantic City"]
[null,null,null,null,"Kearny","Hudson","Standard",7032,"Newark"]
[null,null,null,null,"Kenilworth","Union","Standard",7033,"Newark"]
[null,null,null,null,"Lake Hiawatha","Morris","Standard",7034,"Atlantic City"]
[null,null,null,null,"Lincoln Park","Morris","Standard",7035,"Atlantic City"]
[null,null,null,null,"Linden","Union","Standard",7036,"Newark"]
[null,null,null,null,"Livingston","Essex","Standard",7039,"Newark"]
[null,null,null,null,"Maplewood","Essex","Standard",7040,"Newark"]
[null,null,null,null,"Millburn","Essex","Standard",7041,"Newark"]
[null,null,null,null,"Montclair","Essex","Standard",7042,"Newark"]
[null,null,null,null,"Montclair","Essex","Standard",7043,"Newark"]
[null,null,null,null,"Verona","Essex","Standard",7044,"Newark"]
[null,null,null,null,"Montville","Morris","Standard",7045,"Atlantic City"]
[null,null,null,null,"Mountain Lakes","Morris","Standard",7046,"Atlantic City"]
[null,null,null,null,"North Bergen","Hudson","Standard",7047,"Newark"]
[null,null,null,null,"Orange","Essex","Standard",7050,"Newark"]
[null,null,null,null,"Orange","Essex","P.O. Box",7051,"Newark"]
[null,null,null,null,"West Orange","Essex","Standard",7052,"Newark"]
[null,null,null,null,"Parsippany","Morris","Standard",7054,"Atlantic City"]
[null,null,null,null,"Passaic","Passaic","Standard",7055,"Atlantic City"]
[null,null,null,null,"Wallington","Bergen","Standard",7057,"Atlantic City"]
[null,null,null,null,"Pine Brook","Morris","Standard",7058,"Atlantic City"]
[null,null,null,null,"Warren","Somerset","Standard",7059,"Atlantic City"]
[null,null,null,null,"Plainfield","Union","Standard",7060,"Newark"]
[null,null,null,null,"Plainfield","Union","P.O. Box",7061,"Newark"]
[null,null,null,null,"Plainfield","Union","Standard",7062,"Newark"]
[null,null,null,null,"Plainfield","Union","Standard",7063,"Newark"]
[null,null,null,null,"Port Reading","Middlesex","Standard",7064,"Newark"]
[null,null,null,null,"Rahway","Union","Standard",7065,"Newark"]
[null,null,null,null,"Clark","Union","Standard",7066,"Newark"]
[null,null,null,null,"Colonia","Middlesex","Standard",7067,"Newark"]
[null,null,null,null,"Roseland","Essex","Standard",7068,"Newark"]
[null,null,null,null,"Watchung","Somerset","Standard",7069,"Atlantic City"]
[null,null,null,null,"Rutherford","Bergen","Standard",7070,"Atlantic City"]
[null,null,null,null,"Lyndhurst","Bergen","Standard",7071,"Atlantic City"]
[null,null,null,null,"Carlstadt","Bergen","Standard",7072,"Atlantic City"]
[null,null,null,null,"East Rutherford","Bergen","Standard",7073,"Atlantic City"]
[null,null,null,null,"Moonachie","Bergen","Standard",7074,"Atlantic City"]
[null,null,null,null,"Wood Ridge","Bergen","Standard",7075,"Atlantic City"]
[null,null,null,null,"Scotch Plains","Union","Standard",7076,"Newark"]
[null,null,null,null,"Sewaren","Middlesex","Standard",7077,"Newark"]
[null,null,null,null,"Short Hills","Essex","Standard",7078,"Newark"]
[null,null,null,null,"South Orange","Essex","Standard",7079,"Newark"]
[null,null,null,null,"South Plainfield","Middlesex","Standard",7080,"Newark"]
[null,null,null,null,"Springfield","Union","Standard",7081,"Newark"]
[null,null,null,null,"Towaco","Morris","Standard",7082,"Atlantic City"]
[null,null,null,null,"Union","Union","Standard",7083,"Newark"]
[null,null,null,null,"Weehawken","Hudson","Standard",7086,"Newark"]
[null,null,null,null,"Union City","Hudson","Standard",7087,"Newark"]
[null,null,null,null,"Vauxhall","Union","Standard",7088,"Newark"]
[null,null,null,null,"Westfield","Union","Standard",7090,"Newark"]
[null,null,null,null,"Westfield","Union","P.O. Box",7091,"Newark"]
[null,null,null,null,"Mountainside","Union","Standard",7092,"Newark"]
[null,null,null,null,"West New York","Hudson","Standard",7093,"Newark"]
[null,null,null,null,"Secaucus","Hudson","Standard",7094,"Newark"]
[null,null,null,null,"Woodbridge","Middlesex","Standard",7095,"Newark"]
[null,null,null,null,"Secaucus","Hudson","P.O. Box",7096,"Newark"]
[null,null,null,null,"Jersey City","Hudson","Unique",7097,"Newark"]
[null,null,null,null,"Kearny","Hudson","Unique",7099,"Newark"]
[null,null,null,null,"Newark","Essex","P.O. Box",7101,"Newark"]
[null,null,null,null,"Newark","Essex","Standard",7102,"Newark"]
[null,null,null,null,"Newark","Essex","Standard",7103,"Newark"]
[null,null,null,null,"Newark","Essex","Standard",7104,"Newark"]
[null,null,null,null,"Newark","Essex","Standard",7105,"Newark"]
[null,null,null,null,"Newark","Essex","Standard",7106,"Newark"]
[null,null,null,null,"Newark","Essex","Standard",7107,"Newark"]
[null,null,null,null,"Newark","Essex","Standard",7108,"Newark"]
[null,null,null,null,"Belleville","Essex","Standard",7109,"Newark"]
[null,null,null,null,"Nutley","Essex","Standard",7110,"Newark"]
[null,null,null,null,"Irvington","Essex","Standard",7111,"Newark"]
[null,null,null,null,"Newark","Essex","Standard",7112,"Newark"]
[null,null,null,null,"Newark","Essex","Standard",7114,"Newark"]
[null,null,null,null,"Newark","Essex","Unique",7175,"Newark"]
[null,null,null,null,"Newark","Essex","Unique",7184,"Newark"]
[null,null,null,null,"Newark","Essex","Unique",7188,"Newark"]
[null,null,null,null,"Newark","Essex","Unique",7189,"Newark"]
[null,null,null,null,"Newark","Essex","Unique",7191,"Newark"]
[null,null,null,null,"Newark","Essex","Unique",7192,"Newark"]
[null,null,null,null,"Newark","Essex","Unique",7193,"Newark"]
[null,null,null,null,"Newark","Essex","Unique",7195,"Newark"]
[null,null,null,null,"Newark","Essex","Unique",7198,"Newark"]
[null,null,null,null,"Newark","Essex","Unique",7199,"Newark"]
[null,null,null,null,"Elizabeth","Union","Standard",7201,"Newark"]
[null,null,null,null,"Elizabeth","Union","Standard",7202,"Newark"]
[null,null,null,null,"Roselle","Union","Standard",7203,"Newark"]
[null,null,null,null,"Roselle Park","Union","Standard",7204,"Newark"]
[null,null,null,null,"Hillside","Union","Standard",7205,"Newark"]
[null,null,null,null,"Elizabethport","Union","Standard",7206,"Newark"]
[null,null,null,null,"Elizabeth","Union","P.O. Box",7207,"Newark"]
[null,null,null,null,"Elizabeth","Union","Standard",7208,"Newark"]
[null,null,null,null,"Jersey City","Hudson","Standard",7302,"Newark"]
[null,null,null,null,"Jersey City","Hudson","P.O. Box",7303,"Newark"]
[null,null,null,null,"Jersey City","Hudson","Standard",7304,"Newark"]
[null,null,null,null,"Jersey City","Hudson","Standard",7305,"Newark"]
[null,null,null,null,"Jersey City","Hudson","Standard",7306,"Newark"]
[null,null,null,null,"Jersey City","Hudson","Standard",7307,"Newark"]
[null,null,null,null,"Jersey City","Hudson","P.O. Box",7308,"Newark"]
[null,null,null,null,"Jersey City","Hudson","Standard",7310,"Newark"]
[null,null,null,null,"Jersey City","Hudson","Standard",7311,"Newark"]
[null,null,null,null,"Jersey City","Hudson","Unique",7395,"Newark"]
[null,null,null,null,"Jersey City","Hudson","Unique",7399,"Newark"]
[null,null,null,null,"Allendale","Bergen","Standard",7401,"Atlantic City"]
[null,null,null,null,"Bloomingdale","Passaic","Standard",7403,"Atlantic City"]
[null,null,null,null,"Butler","Morris","Standard",7405,"Atlantic City"]
[null,null,null,null,"Elmwood Park","Bergen","Standard",7407,"Atlantic City"]
[null,null,null,null,"Fair Lawn","Bergen","Standard",7410,"Atlantic City"]
[null,null,null,null,"Franklin","Sussex","Standard",7416,"Atlantic City"]
[null,null,null,null,"Franklin Lakes","Bergen","Standard",7417,"Atlantic City"]
[null,null,null,null,"Glenwood","Sussex","Standard",7418,"Atlantic City"]
[null,null,null,null,"Hamburg","Sussex","Standard",7419,"Atlantic City"]
[null,null,null,null,"Haskell","Passaic","Standard",7420,"Atlantic City"]
[null,null,null,null,"Hewitt","Passaic","Standard",7421,"Atlantic City"]
[null,null,null,null,"Highland Lakes","Sussex","Standard",7422,"Atlantic City"]
[null,null,null,null,"Ho Ho Kus","Bergen","Standard",7423,"Atlantic City"]
[null,null,null,null,"Little Falls","Passaic","Standard",7424,"Atlantic City"]
[null,null,null,null,"Mc Afee","Sussex","P.O. Box",7428,"Atlantic City"]
[null,null,null,null,"Mahwah","Bergen","Standard",7430,"Atlantic City"]
[null,null,null,null,"Midland Park","Bergen","Standard",7432,"Atlantic City"]
[null,null,null,null,"Newfoundland","Passaic","Standard",7435,"Atlantic City"]
[null,null,null,null,"Oakland","Bergen","Standard",7436,"Atlantic City"]
[null,null,null,null,"Oak Ridge","Passaic","Standard",7438,"Atlantic City"]
[null,null,null,null,"Ogdensburg","Sussex","Standard",7439,"Atlantic City"]
[null,null,null,null,"Pequannock","Morris","Standard",7440,"Atlantic City"]
[null,null,null,null,"Pompton Lakes","Passaic","Standard",7442,"Atlantic City"]
[null,null,null,null,"Pompton Plains","Morris","Standard",7444,"Atlantic City"]
[null,null,null,null,"Ramsey","Bergen","Standard",7446,"Atlantic City"]
[null,null,null,null,"Ridgewood","Bergen","Standard",7450,"Atlantic City"]
[null,null,null,null,"Ridgewood","Bergen","P.O. Box",7451,"Atlantic City"]
[null,null,null,null,"Glen Rock","Bergen","Standard",7452,"Atlantic City"]
[null,null,null,null,"Ringwood","Passaic","Standard",7456,"Atlantic City"]
[null,null,null,null,"Riverdale","Morris","Standard",7457,"Atlantic City"]
[null,null,null,null,"Saddle River","Bergen","Standard",7458,"Atlantic City"]
[null,null,null,null,"Stockholm","Sussex","Standard",7460,"Atlantic City"]
[null,null,null,null,"Sussex","Sussex","Standard",7461,"Atlantic City"]
[null,null,null,null,"Vernon","Sussex","Standard",7462,"Atlantic City"]
[null,null,null,null,"Waldwick","Bergen","Standard",7463,"Atlantic City"]
[null,null,null,null,"Wanaque","Passaic","Standard",7465,"Atlantic City"]
[null,null,null,null,"Wayne","Passaic","Standard",7470,"Atlantic City"]
[null,null,null,null,"Wayne","Passaic","P.O. Box",7474,"Atlantic City"]
[null,null,null,null,"West Milford","Passaic","Standard",7480,"Atlantic City"]
[null,null,null,null,"Wyckoff","Bergen","Standard",7481,"Atlantic City"]
[null,null,null,null,"Mahwah","Bergen","Standard",7495,"Atlantic City"]
[null,null,null,null,"Paterson","Passaic","Standard",7501,"Atlantic City"]
[null,null,null,null,"Paterson","Passaic","Standard",7502,"Atlantic City"]
[null,null,null,null,"Paterson","Passaic","Standard",7503,"Atlantic City"]
[null,null,null,null,"Paterson","Passaic","Standard",7504,"Atlantic City"]
[null,null,null,null,"Paterson","Passaic","Standard",7505,"Atlantic City"]
[null,null,null,null,"Hawthorne","Passaic","Standard",7506,"Atlantic City"]
[null,null,null,null,"Hawthorne","Passaic","P.O. Box",7507,"Atlantic City"]
[null,null,null,null,"Haledon","Passaic","Standard",7508,"Atlantic City"]
[null,null,null,null,"Paterson","Passaic","P.O. Box",7509,"Atlantic City"]
[null,null,null,null,"Paterson","Passaic","Standard",7510,"Atlantic City"]
[null,null,null,null,"Totowa","Passaic","P.O. Box",7511,"Atlantic City"]
[null,null,null,null,"Totowa","Passaic","Standard",7512,"Atlantic City"]
[null,null,null,null,"Paterson","Passaic","Standard",7513,"Atlantic City"]
[null,null,null,null,"Paterson","Passaic","Standard",7514,"Atlantic City"]
[null,null,null,null,"Paterson","Passaic","Standard",7522,"Atlantic City"]
[null,null,null,null,"Paterson","Passaic","Standard",7524,"Atlantic City"]
[null,null,null,null,"Paterson","Passaic","P.O. Box",7533,"Atlantic City"]
[null,null,null,null,"Haledon","Passaic","P.O. Box",7538,"Atlantic City"]
[null,null,null,null,"Paterson","Passaic","P.O. Box",7543,"Atlantic City"]
[null,null,null,null,"Paterson","Passaic","P.O. Box",7544,"Atlantic City"]
[null,null,null,null,"Hackensack","Bergen","Standard",7601,"Atlantic City"]
[null,null,null,null,"Hackensack","Bergen","P.O. Box",7602,"Atlantic City"]
[null,null,null,null,"Bogota","Bergen","Standard",7603,"Atlantic City"]
[null,null,null,null,"Hasbrouck Heights","Bergen","Standard",7604,"Atlantic City"]
[null,null,null,null,"Leonia","Bergen","Standard",7605,"Atlantic City"]
[null,null,null,null,"South Hackensack","Bergen","Standard",7606,"Atlantic City"]
[null,null,null,null,"Maywood","Bergen","Standard",7607,"Atlantic City"]
[null,null,null,null,"Teterboro","Bergen","Standard",7608,"Atlantic City"]
[null,null,null,null,"Alpine","Bergen","P.O. Box",7620,"Atlantic City"]
[null,null,null,null,"Bergenfield","Bergen","Standard",7621,"Atlantic City"]
[null,null,null,null,"Closter","Bergen","Standard",7624,"Atlantic City"]
[null,null,null,null,"Cresskill","Bergen","Standard",7626,"Atlantic City"]
[null,null,null,null,"Demarest","Bergen","Standard",7627,"Atlantic City"]
[null,null,null,null,"Dumont","Bergen","Standard",7628,"Atlantic City"]
[null,null,null,null,"Emerson","Bergen","Standard",7630,"Atlantic City"]
[null,null,null,null,"Englewood","Bergen","Standard",7631,"Atlantic City"]
[null,null,null,null,"Englewood Cliffs","Bergen","Standard",7632,"Atlantic City"]
[null,null,null,null,"Harrington Park","Bergen","Standard",7640,"Atlantic City"]
[null,null,null,null,"Haworth","Bergen","Standard",7641,"Atlantic City"]
[null,null,null,null,"Hillsdale","Bergen","Standard",7642,"Atlantic City"]
[null,null,null,null,"Little Ferry","Bergen","Standard",7643,"Atlantic City"]
[null,null,null,null,"Lodi","Bergen","Standard",7644,"Atlantic City"]
[null,null,null,null,"Montvale","Bergen","Standard",7645,"Atlantic City"]
[null,null,null,null,"New Milford","Bergen","Standard",7646,"Atlantic City"]
[null,null,null,null,"Northvale","Bergen","Standard",7647,"Atlantic City"]
[null,null,null,null,"Norwood","Bergen","Standard",7648,"Atlantic City"]
[null,null,null,null,"Oradell","Bergen","Standard",7649,"Atlantic City"]
[null,null,null,null,"Palisades Park","Bergen","Standard",7650,"Atlantic City"]
[null,null,null,null,"Paramus","Bergen","Standard",7652,"Atlantic City"]
[null,null,null,null,"Paramus","Bergen","P.O. Box",7653,"Atlantic City"]
[null,null,null,null,"Park Ridge","Bergen","Standard",7656,"Atlantic City"]
[null,null,null,null,"Ridgefield","Bergen","Standard",7657,"Atlantic City"]
[null,null,null,null,"Ridgefield Park","Bergen","Standard",7660,"Atlantic City"]
[null,null,null,null,"River Edge","Bergen","Standard",7661,"Atlantic City"]
[null,null,null,null,"Rochelle Park","Bergen","Standard",7662,"Atlantic City"]
[null,null,null,null,"Saddle Brook","Bergen","Standard",7663,"Atlantic City"]
[null,null,null,null,"Teaneck","Bergen","Standard",7666,"Atlantic City"]
[null,null,null,null,"Tenafly","Bergen","Standard",7670,"Atlantic City"]
[null,null,null,null,"Westwood","Bergen","Standard",7675,"Atlantic City"]
[null,null,null,null,"Township Of Washington","Bergen","Standard",7676,"Atlantic City"]
[null,null,null,null,"Woodcliff Lake","Bergen","Standard",7677,"Atlantic City"]
[null,null,null,null,"Teterboro","Bergen","Unique",7699,"Atlantic City"]
[null,null,null,null,"Red Bank","Monmouth","Standard",7701,"Newark"]
[null,null,null,null,"Shrewsbury","Monmouth","Standard",7702,"Newark"]
[null,null,null,null,"Fort Monmouth","Monmouth","Standard",7703,"Newark"]
[null,null,null,null,"Fair Haven","Monmouth","Standard",7704,"Newark"]
[null,null,null,null,"Adelphia","Monmouth","P.O. Box",7710,"Newark"]
[null,null,null,null,"Allenhurst","Monmouth","Standard",7711,"Newark"]
[null,null,null,null,"Asbury Park","Monmouth","Standard",7712,"Newark"]
[null,null,null,null,"Belmar","Monmouth","Unique",7715,"Newark"]
[null,null,null,null,"Atlantic Highlands","Monmouth","Standard",7716,"Newark"]
[null,null,null,null,"Avon By The Sea","Monmouth","Standard",7717,"Newark"]
[null,null,null,null,"Belford","Monmouth","Standard",7718,"Newark"]
[null,null,null,null,"Belmar","Monmouth","Standard",7719,"Newark"]
[null,null,null,null,"Bradley Beach","Monmouth","Standard",7720,"Newark"]
[null,null,null,null,"Cliffwood","Monmouth","Standard",7721,"Newark"]
[null,null,null,null,"Colts Neck","Monmouth","Standard",7722,"Newark"]
[null,null,null,null,"Deal","Monmouth","Standard",7723,"Newark"]
[null,null,null,null,"Eatontown","Monmouth","Standard",7724,"Newark"]
[null,null,null,null,"Englishtown","Monmouth","Standard",7726,"Newark"]
[null,null,null,null,"Farmingdale","Monmouth","Standard",7727,"Newark"]
[null,null,null,null,"Freehold","Monmouth","Standard",7728,"Newark"]
[null,null,null,null,"Hazlet","Monmouth","Standard",7730,"Newark"]
[null,null,null,null,"Howell","Monmouth","Standard",7731,"Newark"]
[null,null,null,null,"Highlands","Monmouth","Standard",7732,"Newark"]
[null,null,null,null,"Holmdel","Monmouth","Standard",7733,"Newark"]
[null,null,null,null,"Keansburg","Monmouth","Standard",7734,"Newark"]
[null,null,null,null,"Keyport","Monmouth","Standard",7735,"Newark"]
[null,null,null,null,"Leonardo","Monmouth","Standard",7737,"Newark"]
[null,null,null,null,"Lincroft","Monmouth","Standard",7738,"Newark"]
[null,null,null,null,"Little Silver","Monmouth","Standard",7739,"Newark"]
[null,null,null,null,"Long Branch","Monmouth","Standard",7740,"Newark"]
[null,null,null,null,"Marlboro","Monmouth","Standard",7746,"Newark"]
[null,null,null,null,"Matawan","Monmouth","Standard",7747,"Newark"]
[null,null,null,null,"Middletown","Monmouth","Standard",7748,"Newark"]
[null,null,null,null,"Monmouth Beach","Monmouth","Standard",7750,"Newark"]
[null,null,null,null,"Morganville","Monmouth","Standard",7751,"Newark"]
[null,null,null,null,"Navesink","Monmouth","P.O. Box",7752,"Newark"]
[null,null,null,null,"Neptune","Monmouth","Standard",7753,"Newark"]
[null,null,null,null,"Neptune","Monmouth","P.O. Box",7754,"Newark"]
[null,null,null,null,"Oakhurst","Monmouth","Standard",7755,"Newark"]
[null,null,null,null,"Ocean Grove","Monmouth","Standard",7756,"Newark"]
[null,null,null,null,"Oceanport","Monmouth","Standard",7757,"Newark"]
[null,null,null,null,"Port Monmouth","Monmouth","Standard",7758,"Newark"]
[null,null,null,null,"Rumson","Monmouth","Standard",7760,"Newark"]
[null,null,null,null,"Spring Lake","Monmouth","Standard",7762,"Newark"]
[null,null,null,null,"Tennent","Monmouth","P.O. Box",7763,"Newark"]
[null,null,null,null,"West Long Branch","Monmouth","Standard",7764,"Newark"]
[null,null,null,null,"Wickatunk","Monmouth","P.O. Box",7765,"Newark"]
[null,null,null,null,"Eatontown","Monmouth","Standard",7799,"Newark"]
[null,null,null,null,"Dover","Morris","Standard",7801,"Atlantic City"]
[null,null,null,null,"Dover","Morris","P.O. Box",7802,"Atlantic City"]
[null,null,null,null,"Mine Hill","Morris","Standard",7803,"Atlantic City"]
[null,null,null,null,"Picatinny Arsenal","Morris","Standard",7806,"Atlantic City"]
[null,null,null,null,"Allamuchy","Warren","P.O. Box",7820,"Atlantic City"]
[null,null,null,null,"Andover","Sussex","Standard",7821,"Atlantic City"]
[null,null,null,null,"Augusta","Sussex","Standard",7822,"Atlantic City"]
[null,null,null,null,"Belvidere","Warren","Standard",7823,"Atlantic City"]
[null,null,null,null,"Blairstown","Warren","Standard",7825,"Atlantic City"]
[null,null,null,null,"Branchville","Sussex","Standard",7826,"Atlantic City"]
[null,null,null,null,"Montague","Sussex","Standard",7827,"Atlantic City"]
[null,null,null,null,"Budd Lake","Morris","Standard",7828,"Atlantic City"]
[null,null,null,null,"Califon","Hunterdon","Standard",7830,"Atlantic City"]
[null,null,null,null,"Changewater","Warren","Standard",7831,"Atlantic City"]
[null,null,null,null,"Columbia","Warren","Standard",7832,"Atlantic City"]
[null,null,null,null,"Delaware","Warren","P.O. Box",7833,"Atlantic City"]
[null,null,null,null,"Denville","Morris","Standard",7834,"Atlantic City"]
[null,null,null,null,"Flanders","Morris","Standard",7836,"Atlantic City"]
[null,null,null,null,"Glasser","Sussex","P.O. Box",7837,"Atlantic City"]
[null,null,null,null,"Great Meadows","Warren","Standard",7838,"Atlantic City"]
[null,null,null,null,"Greendell","Sussex","P.O. Box",7839,"Atlantic City"]
[null,null,null,null,"Hackettstown","Warren","Standard",7840,"Atlantic City"]
[null,null,null,null,"Hibernia","Morris","P.O. Box",7842,"Atlantic City"]
[null,null,null,null,"Hopatcong","Sussex","Standard",7843,"Atlantic City"]
[null,null,null,null,"Hope","Warren","P.O. Box",7844,"Atlantic City"]
[null,null,null,null,"Ironia","Morris","P.O. Box",7845,"Atlantic City"]
[null,null,null,null,"Johnsonburg","Warren","P.O. Box",7846,"Atlantic City"]
[null,null,null,null,"Kenvil","Morris","Standard",7847,"Atlantic City"]
[null,null,null,null,"Lafayette","Sussex","Standard",7848,"Atlantic City"]
[null,null,null,null,"Lake Hopatcong","Morris","Standard",7849,"Atlantic City"]
[null,null,null,null,"Landing","Morris","Standard",7850,"Atlantic City"]
[null,null,null,null,"Layton","Sussex","Standard",7851,"Atlantic City"]
[null,null,null,null,"Ledgewood","Morris","Standard",7852,"Atlantic City"]
[null,null,null,null,"Long Valley","Morris","Standard",7853,"Atlantic City"]
[null,null,null,null,"Middleville","Sussex","P.O. Box",7855,"Atlantic City"]
[null,null,null,null,"Mount Arlington","Morris","Standard",7856,"Atlantic City"]
[null,null,null,null,"Netcong","Morris","Standard",7857,"Atlantic City"]
[null,null,null,null,"Newton","Sussex","Standard",7860,"Atlantic City"]
[null,null,null,null,"Oxford","Warren","Standard",7863,"Atlantic City"]
[null,null,null,null,"Port Murray","Warren","Standard",7865,"Atlantic City"]
[null,null,null,null,"Rockaway","Morris","Standard",7866,"Atlantic City"]
[null,null,null,null,"Randolph","Morris","Standard",7869,"Atlantic City"]
[null,null,null,null,"Schooleys Mountain","Morris","P.O. Box",7870,"Atlantic City"]
[null,null,null,null,"Sparta","Sussex","Standard",7871,"Atlantic City"]
[null,null,null,null,"Stanhope","Sussex","Standard",7874,"Atlantic City"]
[null,null,null,null,"Stillwater","Sussex","P.O. Box",7875,"Atlantic City"]
[null,null,null,null,"Succasunna","Morris","Standard",7876,"Atlantic City"]
[null,null,null,null,"Swartswood","Sussex","P.O. Box",7877,"Atlantic City"]
[null,null,null,null,"Mount Tabor","Morris","P.O. Box",7878,"Atlantic City"]
[null,null,null,null,"Tranquility","Sussex","P.O. Box",7879,"Atlantic City"]
[null,null,null,null,"Vienna","Warren","P.O. Box",7880,"Atlantic City"]
[null,null,null,null,"Wallpack Center","Sussex","Standard",7881,"Atlantic City"]
[null,null,null,null,"Washington","Warren","Standard",7882,"Atlantic City"]
[null,null,null,null,"Wharton","Morris","Standard",7885,"Atlantic City"]
[null,null,null,null,"Branchville","Sussex","Unique",7890,"Atlantic City"]
[null,null,null,null,"Summit","Union","Standard",7901,"Newark"]
[null,null,null,null,"Summit","Union","P.O. Box",7902,"Newark"]
[null,null,null,null,"Basking Ridge","Somerset","Standard",7920,"Atlantic City"]
[null,null,null,null,"Bedminster","Somerset","Standard",7921,"Atlantic City"]
[null,null,null,null,"Berkeley Heights","Union","Standard",7922,"Newark"]
[null,null,null,null,"Bernardsville","Somerset","Standard",7924,"Atlantic City"]
[null,null,null,null,"Brookside","Morris","P.O. Box",7926,"Atlantic City"]
[null,null,null,null,"Cedar Knolls","Morris","Standard",7927,"Atlantic City"]
[null,null,null,null,"Chatham","Morris","Standard",7928,"Atlantic City"]
[null,null,null,null,"Chester","Morris","Standard",7930,"Atlantic City"]
[null,null,null,null,"Far Hills","Somerset","Standard",7931,"Atlantic City"]
[null,null,null,null,"Florham Park","Morris","Standard",7932,"Atlantic City"]
[null,null,null,null,"Gillette","Morris","Standard",7933,"Atlantic City"]
[null,null,null,null,"Gladstone","Somerset","Standard",7934,"Atlantic City"]
[null,null,null,null,"Green Village","Morris","Standard",7935,"Atlantic City"]
[null,null,null,null,"East Hanover","Morris","Standard",7936,"Atlantic City"]
[null,null,null,null,"Liberty Corner","Somerset","P.O. Box",7938,"Atlantic City"]
[null,null,null,null,"Lyons","Somerset","Standard",7939,"Atlantic City"]
[null,null,null,null,"Madison","Morris","Standard",7940,"Atlantic City"]
[null,null,null,null,"Mendham","Morris","Standard",7945,"Atlantic City"]
[null,null,null,null,"Millington","Morris","Standard",7946,"Atlantic City"]
[null,null,null,null,"Morris Plains","Morris","Standard",7950,"Atlantic City"]
[null,null,null,null,"Morristown","Morris","Standard",7960,"Atlantic City"]
[null,null,null,null,"Convent Station","Morris","P.O. Box",7961,"Atlantic City"]
[null,null,null,null,"Morristown","Morris","P.O. Box",7962,"Atlantic City"]
[null,null,null,null,"Morristown","Morris","P.O. Box",7963,"Atlantic City"]
[null,null,null,null,"Mount Freedom","Morris","P.O. Box",7970,"Atlantic City"]
[null,null,null,null,"New Providence","Union","Standard",7974,"Newark"]
[null,null,null,null,"New Vernon","Morris","Standard",7976,"Atlantic City"]
[null,null,null,null,"Peapack","Somerset","P.O. Box",7977,"Atlantic City"]
[null,null,null,null,"Pluckemin","Somerset","P.O. Box",7978,"Atlantic City"]
[null,null,null,null,"Pottersville","Hunterdon","P.O. Box",7979,"Atlantic City"]
[null,null,null,null,"Stirling","Morris","Standard",7980,"Atlantic City"]
[null,null,null,null,"Whippany","Morris","Standard",7981,"Atlantic City"]
[null,null,null,null,"Whippany","Morris","Standard",7999,"Atlantic City"]
[null,null,null,null,"Alloway","Salem","P.O. Box",8001,"Newark"]
[null,null,null,null,"Cherry Hill","Camden","Standard",8002,"Newark"]
[null,null,null,null,"Cherry Hill","Camden","Standard",8003,"Newark"]
[null,null,null,null,"Atco","Camden","Standard",8004,"Newark"]
[null,null,null,null,"Barnegat","Ocean","Standard",8005,"Newark"]
[null,null,null,null,"Barnegat Light","Ocean","P.O. Box",8006,"Newark"]
[null,null,null,null,"Barrington","Camden","Standard",8007,"Newark"]
[null,null,null,null,"Beach Haven","Ocean","Standard",8008,"Newark"]
[null,null,null,null,"Berlin","Camden","Standard",8009,"Newark"]
[null,null,null,null,"Beverly","Burlington","Standard",8010,"Newark"]
[null,null,null,null,"Birmingham","Burlington","P.O. Box",8011,"Newark"]
[null,null,null,null,"Blackwood","Camden","Standard",8012,"Newark"]
[null,null,null,null,"Bridgeport","Gloucester","Standard",8014,"Newark"]
[null,null,null,null,"Browns Mills","Burlington","Standard",8015,"Newark"]
[null,null,null,null,"Burlington","Burlington","Standard",8016,"Newark"]
[null,null,null,null,"Cedar Brook","Camden","P.O. Box",8018,"Newark"]
[null,null,null,null,"Chatsworth","Burlington","Standard",8019,"Newark"]
[null,null,null,null,"Clarksboro","Gloucester","Standard",8020,"Newark"]
[null,null,null,null,"Clementon","Camden","Standard",8021,"Newark"]
[null,null,null,null,"Columbus","Burlington","Standard",8022,"Newark"]
[null,null,null,null,"Deepwater","Salem","P.O. Box",8023,"Newark"]
[null,null,null,null,"Ewan","Gloucester","P.O. Box",8025,"Newark"]
[null,null,null,null,"Gibbsboro","Camden","Standard",8026,"Newark"]
[null,null,null,null,"Gibbstown","Gloucester","Standard",8027,"Newark"]
[null,null,null,null,"Glassboro","Gloucester","Standard",8028,"Newark"]
[null,null,null,null,"Glendora","Camden","Standard",8029,"Newark"]
[null,null,null,null,"Gloucester City","Camden","Standard",8030,"Newark"]
[null,null,null,null,"Bellmawr","Camden","Standard",8031,"Newark"]
[null,null,null,null,"Grenloch","Gloucester","Standard",8032,"Newark"]
[null,null,null,null,"Haddonfield","Camden","Standard",8033,"Newark"]
[null,null,null,null,"Cherry Hill","Camden","Standard",8034,"Newark"]
[null,null,null,null,"Haddon Heights","Camden","Standard",8035,"Newark"]
[null,null,null,null,"Hainesport","Burlington","Standard",8036,"Newark"]
[null,null,null,null,"Hammonton","Atlantic","Standard",8037,"Newark"]
[null,null,null,null,"Hancocks Bridge","Salem","P.O. Box",8038,"Newark"]
[null,null,null,null,"Harrisonville","Gloucester","P.O. Box",8039,"Newark"]
[null,null,null,null,"Jobstown","Burlington","Standard",8041,"Newark"]
[null,null,null,null,"Juliustown","Burlington","P.O. Box",8042,"Newark"]
[null,null,null,null,"Voorhees","Camden","Standard",8043,"Newark"]
[null,null,null,null,"Lawnside","Camden","Standard",8045,"Newark"]
[null,null,null,null,"Willingboro","Burlington","Standard",8046,"Newark"]
[null,null,null,null,"Lumberton","Burlington","Standard",8048,"Newark"]
[null,null,null,null,"Magnolia","Camden","Standard",8049,"Newark"]
[null,null,null,null,"Manahawkin","Ocean","Standard",8050,"Newark"]
[null,null,null,null,"Mantua","Gloucester","Standard",8051,"Newark"]
[null,null,null,null,"Maple Shade","Burlington","Standard",8052,"Newark"]
[null,null,null,null,"Marlton","Burlington","Standard",8053,"Newark"]
[null,null,null,null,"Mount Laurel","Burlington","Standard",8054,"Newark"]
[null,null,null,null,"Medford","Burlington","Standard",8055,"Newark"]
[null,null,null,null,"Medford Lakes","Burlington","Standard",8055,"Newark"]
[null,null,null,null,"Mickleton","Gloucester","Standard",8056,"Newark"]
[null,null,null,null,"Moorestown","Burlington","Standard",8057,"Newark"]
[null,null,null,null,"Mount Ephraim","Camden","Standard",8059,"Newark"]
[null,null,null,null,"Mount Holly","Burlington","Standard",8060,"Newark"]
[null,null,null,null,"Mount Royal","Gloucester","Standard",8061,"Newark"]
[null,null,null,null,"Mullica Hill","Gloucester","Standard",8062,"Newark"]
[null,null,null,null,"South Harrison Township","Gloucester","Standard",8062,"Newark"]
[null,null,null,null,"National Park","Gloucester","Standard",8063,"Newark"]
[null,null,null,null,"New Lisbon","Burlington","P.O. Box",8064,"Newark"]
[null,null,null,null,"Palmyra","Burlington","Standard",8065,"Newark"]
[null,null,null,null,"Paulsboro","Gloucester","Standard",8066,"Newark"]
[null,null,null,null,"Pedricktown","Salem","Standard",8067,"Newark"]
[null,null,null,null,"Pemberton","Burlington","Standard",8068,"Newark"]
[null,null,null,null,"Penns Grove","Salem","Standard",8069,"Newark"]
[null,null,null,null,"Pennsville","Salem","Standard",8070,"Newark"]
[null,null,null,null,"Pitman","Gloucester","Standard",8071,"Newark"]
[null,null,null,null,"Quinton","Salem","P.O. Box",8072,"Newark"]
[null,null,null,null,"Rancocas","Burlington","P.O. Box",8073,"Newark"]
[null,null,null,null,"Richwood","Gloucester","P.O. Box",8074,"Newark"]
[null,null,null,null,"Delanco","Burlington","Standard",8075,"Newark"]
[null,null,null,null,"Delran","Burlington","Standard",8075,"Newark"]
[null,null,null,null,"Riverside","Burlington","Standard",8075,"Newark"]
[null,null,null,null,"Riverton","Burlington","P.O. Box",8076,"Newark"]
[null,null,null,null,"Riverton","Burlington","Standard",8077,"Newark"]
[null,null,null,null,"Runnemede","Camden","Standard",8078,"Newark"]
[null,null,null,null,"Salem","Salem","Standard",8079,"Newark"]
[null,null,null,null,"Sewell","Gloucester","Standard",8080,"Newark"]
[null,null,null,null,"Sicklerville","Camden","Standard",8081,"Newark"]
[null,null,null,null,"Somerdale","Camden","Standard",8083,"Newark"]
[null,null,null,null,"Stratford","Camden","Standard",8084,"Newark"]
[null,null,null,null,"Swedesboro","Gloucester","Standard",8085,"Newark"]
[null,null,null,null,"Thorofare","Gloucester","Standard",8086,"Newark"]
[null,null,null,null,"Little Egg Harbor Twp","Ocean","Standard",8087,"Newark"]
[null,null,null,null,"Tuckerton","Ocean","Standard",8087,"Newark"]
[null,null,null,null,"Shamong","Burlington","Standard",8088,"Newark"]
[null,null,null,null,"Southampton","Burlington","Standard",8088,"Newark"]
[null,null,null,null,"Tabernacle","Burlington","Standard",8088,"Newark"]
[null,null,null,null,"Vincentown","Burlington","Standard",8088,"Newark"]
[null,null,null,null,"Waterford Works","Camden","Standard",8089,"Newark"]
[null,null,null,null,"Wenonah","Gloucester","Standard",8090,"Newark"]
[null,null,null,null,"West Berlin","Camden","Standard",8091,"Newark"]
[null,null,null,null,"West Creek","Ocean","Standard",8092,"Newark"]
[null,null,null,null,"Westville","Gloucester","Standard",8093,"Newark"]
[null,null,null,null,"Williamstown","Gloucester","Standard",8094,"Newark"]
[null,null,null,null,"Winslow","Camden","P.O. Box",8095,"Newark"]
[null,null,null,null,"Deptford","Gloucester","Standard",8096,"Newark"]
[null,null,null,null,"Woodbury","Gloucester","Standard",8096,"Newark"]
[null,null,null,null,"Woodbury Heights","Gloucester","Standard",8097,"Newark"]
[null,null,null,null,"Woodstown","Salem","Standard",8098,"Newark"]
[null,null,null,null,"Bellmawr","Camden","P.O. Box",8099,"Newark"]
[null,null,null,null,"Camden","Camden","P.O. Box",8101,"Newark"]
[null,null,null,null,"Camden","Camden","Standard",8102,"Newark"]
[null,null,null,null,"Camden","Camden","Standard",8103,"Newark"]
[null,null,null,null,"Camden","Camden","Standard",8104,"Newark"]
[null,null,null,null,"Camden","Camden","Standard",8105,"Newark"]
[null,null,null,null,"Audubon","Camden","Standard",8106,"Newark"]
[null,null,null,null,"Oaklyn","Camden","Standard",8107,"Newark"]
[null,null,null,null,"Collingswood","Camden","Standard",8108,"Newark"]
[null,null,null,null,"Merchantville","Camden","Standard",8109,"Newark"]
[null,null,null,null,"Pennsauken","Camden","Standard",8110,"Newark"]
[null,null,null,null,"Absecon","Atlantic","Standard",8201,"Newark"]
[null,null,null,null,"Avalon","Cape May","Standard",8202,"Newark"]
[null,null,null,null,"Brigantine","Atlantic","Standard",8203,"Newark"]
[null,null,null,null,"Cape May","Cape May","Standard",8204,"Newark"]
[null,null,null,null,"Absecon","Atlantic","Standard",8205,"Newark"]
[null,null,null,null,"Cape May Court House","Cape May","Standard",8210,"Newark"]
[null,null,null,null,"Cape May Point","Cape May","P.O. Box",8212,"Newark"]
[null,null,null,null,"Cologne","Atlantic","P.O. Box",8213,"Newark"]
[null,null,null,null,"Dennisville","Cape May","P.O. Box",8214,"Newark"]
[null,null,null,null,"Egg Harbor City","Atlantic","Standard",8215,"Newark"]
[null,null,null,null,"Elwood","Atlantic","P.O. Box",8217,"Newark"]
[null,null,null,null,"Goshen","Cape May","P.O. Box",8218,"Newark"]
[null,null,null,null,"Green Creek","Cape May","P.O. Box",8219,"Newark"]
[null,null,null,null,"Leeds Point","Atlantic","P.O. Box",8220,"Newark"]
[null,null,null,null,"Linwood","Atlantic","Standard",8221,"Newark"]
[null,null,null,null,"Marmora","Cape May","Standard",8223,"Newark"]
[null,null,null,null,"New Gretna","Burlington","P.O. Box",8224,"Newark"]
[null,null,null,null,"Northfield","Atlantic","Standard",8225,"Newark"]
[null,null,null,null,"Ocean City","Cape May","Standard",8226,"Newark"]
[null,null,null,null,"Ocean View","Cape May","Standard",8230,"Newark"]
[null,null,null,null,"Oceanville","Atlantic","P.O. Box",8231,"Newark"]
[null,null,null,null,"Pleasantville","Atlantic","Standard",8232,"Newark"]
[null,null,null,null,"Egg Harbor Township","Atlantic","Standard",8234,"Newark"]
[null,null,null,null,"Pomona","Atlantic","P.O. Box",8240,"Newark"]
[null,null,null,null,"Port Republic","Atlantic","Standard",8241,"Newark"]
[null,null,null,null,"Rio Grande","Cape May","Standard",8242,"Newark"]
[null,null,null,null,"Sea Isle City","Cape May","Standard",8243,"Newark"]
[null,null,null,null,"Somers Point","Atlantic","Standard",8244,"Newark"]
[null,null,null,null,"South Dennis","Cape May","P.O. Box",8245,"Newark"]
[null,null,null,null,"South Seaville","Cape May","P.O. Box",8246,"Newark"]
[null,null,null,null,"Stone Harbor","Cape May","Standard",8247,"Newark"]
[null,null,null,null,"Strathmere","Cape May","P.O. Box",8248,"Newark"]
[null,null,null,null,"Tuckahoe","Cape May","P.O. Box",8250,"Newark"]
[null,null,null,null,"Villas","Cape May","Standard",8251,"Newark"]
[null,null,null,null,"Whitesboro","Cape May","P.O. Box",8252,"Newark"]
[null,null,null,null,"Wildwood","Cape May","Standard",8260,"Newark"]
[null,null,null,null,"Woodbine","Cape May","Standard",8270,"Newark"]
[null,null,null,null,"Bridgeton","Cumberland","Standard",8302,"Newark"]
[null,null,null,null,"Buena","Atlantic","Standard",8310,"Newark"]
[null,null,null,null,"Cedarville","Cumberland","Standard",8311,"Newark"]
[null,null,null,null,"Clayton","Gloucester","Standard",8312,"Newark"]
[null,null,null,null,"Deerfield Street","Cumberland","P.O. Box",8313,"Newark"]
[null,null,null,null,"Delmont","Cumberland","Standard",8314,"Newark"]
[null,null,null,null,"Dividing Creek","Cumberland","P.O. Box",8315,"Newark"]
[null,null,null,null,"Dorchester","Cumberland","P.O. Box",8316,"Newark"]
[null,null,null,null,"Dorothy","Atlantic","Standard",8317,"Newark"]
[null,null,null,null,"Elmer","Salem","Standard",8318,"Newark"]
[null,null,null,null,"Estell Manor","Atlantic","Standard",8319,"Newark"]
[null,null,null,null,"Fairton","Cumberland","P.O. Box",8320,"Newark"]
[null,null,null,null,"Fortescue","Cumberland","P.O. Box",8321,"Newark"]
[null,null,null,null,"Franklinville","Gloucester","Standard",8322,"Newark"]
[null,null,null,null,"Greenwich","Cumberland","Standard",8323,"Newark"]
[null,null,null,null,"Heislerville","Cumberland","Standard",8324,"Newark"]
[null,null,null,null,"Landisville","Atlantic","Standard",8326,"Newark"]
[null,null,null,null,"Leesburg","Cumberland","Standard",8327,"Newark"]
[null,null,null,null,"Malaga","Gloucester","Standard",8328,"Newark"]
[null,null,null,null,"Mauricetown","Cumberland","P.O. Box",8329,"Newark"]
[null,null,null,null,"Mays Landing","Atlantic","Standard",8330,"Newark"]
[null,null,null,null,"Millville","Cumberland","Standard",8332,"Newark"]
[null,null,null,null,"Milmay","Atlantic","Standard",8340,"Newark"]
[null,null,null,null,"Minotola","Atlantic","Standard",8341,"Newark"]
[null,null,null,null,"Mizpah","Atlantic","P.O. Box",8342,"Newark"]
[null,null,null,null,"Monroeville","Salem","Standard",8343,"Newark"]
[null,null,null,null,"Newfield","Gloucester","Standard",8344,"Newark"]
[null,null,null,null,"Newport","Cumberland","Standard",8345,"Newark"]
[null,null,null,null,"Newtonville","Atlantic","Standard",8346,"Newark"]
[null,null,null,null,"Norma","Salem","P.O. Box",8347,"Newark"]
[null,null,null,null,"Port Elizabeth","Cumberland","Standard",8348,"Newark"]
[null,null,null,null,"Port Norris","Cumberland","Standard",8349,"Newark"]
[null,null,null,null,"Richland","Atlantic","Standard",8350,"Newark"]
[null,null,null,null,"Rosenhayn","Cumberland","P.O. Box",8352,"Newark"]
[null,null,null,null,"Shiloh","Cumberland","Standard",8353,"Newark"]
[null,null,null,null,"Vineland","Cumberland","Standard",8360,"Newark"]
[null,null,null,null,"Vineland","Cumberland","Standard",8361,"Newark"]
[null,null,null,null,"Vineland","Cumberland","P.O. Box",8362,"Newark"]
[null,null,null,null,"Atlantic City","Atlantic","Standard",8401,"Newark"]
[null,null,null,null,"Margate City","Atlantic","Standard",8402,"Newark"]
[null,null,null,null,"Longport","Atlantic","Standard",8403,"Newark"]
[null,null,null,null,"Atlantic City","Atlantic","P.O. Box",8404,"Newark"]
[null,null,null,null,"Atlantic City","Atlantic","Unique",8405,"Newark"]
[null,null,null,null,"Ventnor City","Atlantic","Standard",8406,"Newark"]
[null,null,null,null,"Allentown","Monmouth","Standard",8501,"Newark"]
[null,null,null,null,"Belle Mead","Somerset","Standard",8502,"Atlantic City"]
[null,null,null,null,"Blawenburg","Somerset","P.O. Box",8504,"Atlantic City"]
[null,null,null,null,"Bordentown","Burlington","Standard",8505,"Newark"]
[null,null,null,null,"Millstone Township","Monmouth","Standard",8510,"Newark"]
[null,null,null,null,"Cookstown","Burlington","Standard",8511,"Newark"]
[null,null,null,null,"Cranbury","Middlesex","Standard",8512,"Newark"]
[null,null,null,null,"Cream Ridge","Monmouth","Standard",8514,"Newark"]
[null,null,null,null,"Chesterfield","Burlington","Standard",8515,"Newark"]
[null,null,null,null,"Florence","Burlington","Standard",8518,"Newark"]
[null,null,null,null,"Hightstown","Mercer","Standard",8520,"Newark"]
[null,null,null,null,"Hopewell","Mercer","Standard",8525,"Newark"]
[null,null,null,null,"Imlaystown","Monmouth","P.O. Box",8526,"Newark"]
[null,null,null,null,"Jackson","Ocean","Standard",8527,"Newark"]
[null,null,null,null,"Kingston","Somerset","Standard",8528,"Atlantic City"]
[null,null,null,null,"Lambertville","Hunterdon","Standard",8530,"Atlantic City"]
[null,null,null,null,"New Egypt","Ocean","Standard",8533,"Newark"]
[null,null,null,null,"Pennington","Mercer","Standard",8534,"Newark"]
[null,null,null,null,"Millstone Township","Monmouth","Standard",8535,"Newark"]
[null,null,null,null,"Plainsboro","Middlesex","Standard",8536,"Newark"]
[null,null,null,null,"Princeton","Mercer","Standard",8540,"Newark"]
[null,null,null,null,"Princeton","Mercer","Unique",8541,"Newark"]
[null,null,null,null,"Princeton","Mercer","Standard",8542,"Newark"]
[null,null,null,null,"Princeton","Mercer","P.O. Box",8543,"Newark"]
[null,null,null,null,"Princeton","Mercer","Unique",8544,"Newark"]
[null,null,null,null,"Princeton Junction","Mercer","Standard",8550,"Newark"]
[null,null,null,null,"Ringoes","Hunterdon","Standard",8551,"Atlantic City"]
[null,null,null,null,"Rocky Hill","Somerset","Standard",8553,"Atlantic City"]
[null,null,null,null,"Roebling","Burlington","Standard",8554,"Newark"]
[null,null,null,null,"Roosevelt","Monmouth","P.O. Box",8555,"Newark"]
[null,null,null,null,"Rosemont","Hunterdon","Standard",8556,"Atlantic City"]
[null,null,null,null,"Sergeantsville","Hunterdon","P.O. Box",8557,"Atlantic City"]
[null,null,null,null,"Skillman","Somerset","Standard",8558,"Atlantic City"]
[null,null,null,null,"Stockton","Hunterdon","Standard",8559,"Atlantic City"]
[null,null,null,null,"Titusville","Mercer","Standard",8560,"Newark"]
[null,null,null,null,"Windsor","Mercer","P.O. Box",8561,"Newark"]
[null,null,null,null,"Wrightstown","Burlington","Standard",8562,"Newark"]
[null,null,null,null,"Trenton","Mercer","P.O. Box",8601,"Newark"]
[null,null,null,null,"Trenton","Mercer","P.O. Box",8602,"Newark"]
[null,null,null,null,"Trenton","Mercer","P.O. Box",8603,"Newark"]
[null,null,null,null,"Trenton","Mercer","P.O. Box",8604,"Newark"]
[null,null,null,null,"Trenton","Mercer","P.O. Box",8605,"Newark"]
[null,null,null,null,"Trenton","Mercer","P.O. Box",8606,"Newark"]
[null,null,null,null,"Trenton","Mercer","P.O. Box",8607,"Newark"]
[null,null,null,null,"Trenton","Mercer","Standard",8608,"Newark"]
[null,null,null,null,"Trenton","Mercer","Standard",8609,"Newark"]
[null,null,null,null,"Trenton","Mercer","Standard",8610,"Newark"]
[null,null,null,null,"Trenton","Mercer","Standard",8611,"Newark"]
[null,null,null,null,"Trenton","Mercer","Standard",8618,"Newark"]
[null,null,null,null,"Trenton","Mercer","Standard",8619,"Newark"]
[null,null,null,null,"Trenton","Mercer","Standard",8620,"Newark"]
[null,null,null,null,"Trenton","Mercer","P.O. Box",8625,"Newark"]
[null,null,null,null,"Trenton","Mercer","Standard",8628,"Newark"]
[null,null,null,null,"Trenton","Mercer","Standard",8629,"Newark"]
[null,null,null,null,"Trenton","Mercer","Standard",8638,"Newark"]
[null,null,null,null,"Joint Base Mdl","Burlington","Standard",8640,"Newark"]
[null,null,null,null,"Joint Base Mdl","Burlington","Standard",8641,"Newark"]
[null,null,null,null,"Trenton","Mercer","Unique",8645,"Newark"]
[null,null,null,null,"Trenton","Mercer","Unique",8646,"Newark"]
[null,null,null,null,"Trenton","Mercer","Unique",8647,"Newark"]
[null,null,null,null,"Lawrence Township","Mercer","Standard",8648,"Newark"]
[null,null,null,null,"Trenton","Mercer","P.O. Box",8650,"Newark"]
[null,null,null,null,"Trenton","Mercer","Unique",8666,"Newark"]
[null,null,null,null,"Trenton","Mercer","Standard",8690,"Newark"]
[null,null,null,null,"Robbinsville","Mercer","Standard",8691,"Newark"]
[null,null,null,null,"Trenton","Mercer","Unique",8695,"Newark"]
[null,null,null,null,"Lakewood","Ocean","Standard",8701,"Newark"]
[null,null,null,null,"Allenwood","Monmouth","P.O. Box",8720,"Newark"]
[null,null,null,null,"Bayville","Ocean","Standard",8721,"Newark"]
[null,null,null,null,"Beachwood","Ocean","Standard",8722,"Newark"]
[null,null,null,null,"Brick","Ocean","Standard",8723,"Newark"]
[null,null,null,null,"Brick","Ocean","Standard",8724,"Newark"]
[null,null,null,null,"Brielle","Monmouth","Standard",8730,"Newark"]
[null,null,null,null,"Forked River","Ocean","Standard",8731,"Newark"]
[null,null,null,null,"Island Heights","Ocean","P.O. Box",8732,"Newark"]
[null,null,null,null,"Lakehurst","Ocean","Standard",8733,"Newark"]
[null,null,null,null,"Lanoka Harbor","Ocean","Standard",8734,"Newark"]
[null,null,null,null,"Lavallette","Ocean","Standard",8735,"Newark"]
[null,null,null,null,"Manasquan","Monmouth","Standard",8736,"Newark"]
[null,null,null,null,"Mantoloking","Ocean","Standard",8738,"Newark"]
[null,null,null,null,"Normandy Beach","Ocean","P.O. Box",8739,"Newark"]
[null,null,null,null,"Ocean Gate","Ocean","P.O. Box",8740,"Newark"]
[null,null,null,null,"Pine Beach","Ocean","Standard",8741,"Newark"]
[null,null,null,null,"Point Pleasant Beach","Ocean","Standard",8742,"Newark"]
[null,null,null,null,"Sea Girt","Monmouth","Standard",8750,"Newark"]
[null,null,null,null,"Seaside Heights","Ocean","Standard",8751,"Newark"]
[null,null,null,null,"Seaside Park","Ocean","Standard",8752,"Newark"]
[null,null,null,null,"Toms River","Ocean","Standard",8753,"Newark"]
[null,null,null,null,"Toms River","Ocean","P.O. Box",8754,"Newark"]
[null,null,null,null,"Toms River","Ocean","Standard",8755,"Newark"]
[null,null,null,null,"Toms River","Ocean","P.O. Box",8756,"Newark"]
[null,null,null,null,"Toms River","Ocean","Standard",8757,"Newark"]
[null,null,null,null,"Waretown","Ocean","Standard",8758,"Newark"]
[null,null,null,null,"Manchester Township","Ocean","Standard",8759,"Newark"]
[null,null,null,null,"Annandale","Hunterdon","Standard",8801,"Atlantic City"]
[null,null,null,null,"Asbury","Hunterdon","Standard",8802,"Atlantic City"]
[null,null,null,null,"Baptistown","Hunterdon","P.O. Box",8803,"Atlantic City"]
[null,null,null,null,"Bloomsbury","Hunterdon","Standard",8804,"Atlantic City"]
[null,null,null,null,"Bound Brook","Somerset","Standard",8805,"Atlantic City"]
[null,null,null,null,"Bridgewater","Somerset","Standard",8807,"Atlantic City"]
[null,null,null,null,"Broadway","Warren","P.O. Box",8808,"Atlantic City"]
[null,null,null,null,"Clinton","Hunterdon","Standard",8809,"Atlantic City"]
[null,null,null,null,"Dayton","Middlesex","Standard",8810,"Newark"]
[null,null,null,null,"Dunellen","Middlesex","Standard",8812,"Newark"]
[null,null,null,null,"East Brunswick","Middlesex","Standard",8816,"Newark"]
[null,null,null,null,"Edison","Middlesex","Standard",8817,"Newark"]
[null,null,null,null,"Edison","Middlesex","P.O. Box",8818,"Newark"]
[null,null,null,null,"Edison","Middlesex","Standard",8820,"Newark"]
[null,null,null,null,"Flagtown","Somerset","P.O. Box",8821,"Atlantic City"]
[null,null,null,null,"Flemington","Hunterdon","Standard",8822,"Atlantic City"]
[null,null,null,null,"Franklin Park","Somerset","Standard",8823,"Atlantic City"]
[null,null,null,null,"Kendall Park","Middlesex","Standard",8824,"Newark"]
[null,null,null,null,"Frenchtown","Hunterdon","Standard",8825,"Atlantic City"]
[null,null,null,null,"Glen Gardner","Hunterdon","Standard",8826,"Atlantic City"]
[null,null,null,null,"Hampton","Hunterdon","Standard",8827,"Atlantic City"]
[null,null,null,null,"Helmetta","Middlesex","Standard",8828,"Newark"]
[null,null,null,null,"High Bridge","Hunterdon","Standard",8829,"Atlantic City"]
[null,null,null,null,"Iselin","Middlesex","Standard",8830,"Newark"]
[null,null,null,null,"Monroe Township","Middlesex","Standard",8831,"Newark"]
[null,null,null,null,"Keasbey","Middlesex","Standard",8832,"Newark"]
[null,null,null,null,"Lebanon","Hunterdon","Standard",8833,"Atlantic City"]
[null,null,null,null,"Little York","Hunterdon","P.O. Box",8834,"Atlantic City"]
[null,null,null,null,"Manville","Somerset","Standard",8835,"Atlantic City"]
[null,null,null,null,"Martinsville","Somerset","Standard",8836,"Atlantic City"]
[null,null,null,null,"Edison","Middlesex","Standard",8837,"Newark"]
[null,null,null,null,"Metuchen","Middlesex","Standard",8840,"Newark"]
[null,null,null,null,"Hillsborough","Somerset","Standard",8844,"Atlantic City"]
[null,null,null,null,"Middlesex","Middlesex","Standard",8846,"Newark"]
[null,null,null,null,"Milford","Hunterdon","Standard",8848,"Atlantic City"]
[null,null,null,null,"Milltown","Middlesex","Standard",8850,"Newark"]
[null,null,null,null,"Monmouth Junction","Middlesex","Standard",8852,"Newark"]
[null,null,null,null,"Neshanic Station","Somerset","Standard",8853,"Atlantic City"]
[null,null,null,null,"Piscataway","Middlesex","Standard",8854,"Newark"]
[null,null,null,null,"Piscataway","Middlesex","P.O. Box",8855,"Newark"]
[null,null,null,null,"Old Bridge","Middlesex","Standard",8857,"Newark"]
[null,null,null,null,"Oldwick","Hunterdon","P.O. Box",8858,"Atlantic City"]
[null,null,null,null,"Parlin","Middlesex","Standard",8859,"Newark"]
[null,null,null,null,"Perth Amboy","Middlesex","Standard",8861,"Newark"]
[null,null,null,null,"Perth Amboy","Middlesex","P.O. Box",8862,"Newark"]
[null,null,null,null,"Fords","Middlesex","Standard",8863,"Newark"]
[null,null,null,null,"Phillipsburg","Warren","Standard",8865,"Atlantic City"]
[null,null,null,null,"Pittstown","Hunterdon","Standard",8867,"Atlantic City"]
[null,null,null,null,"Quakertown","Hunterdon","P.O. Box",8868,"Atlantic City"]
[null,null,null,null,"Raritan","Somerset","Standard",8869,"Atlantic City"]
[null,null,null,null,"Readington","Hunterdon","P.O. Box",8870,"Atlantic City"]
[null,null,null,null,"Sayreville","Middlesex","P.O. Box",8871,"Newark"]
[null,null,null,null,"Sayreville","Middlesex","Standard",8872,"Newark"]
[null,null,null,null,"Somerset","Somerset","Standard",8873,"Atlantic City"]
[null,null,null,null,"Somerset","Somerset","P.O. Box",8875,"Atlantic City"]
[null,null,null,null,"Somerville","Somerset","Standard",8876,"Atlantic City"]
[null,null,null,null,"South Amboy","Middlesex","Standard",8879,"Newark"]
[null,null,null,null,"South Bound Brook","Somerset","Standard",8880,"Atlantic City"]
[null,null,null,null,"South River","Middlesex","Standard",8882,"Newark"]
[null,null,null,null,"Spotswood","Middlesex","Standard",8884,"Newark"]
[null,null,null,null,"Stanton","Hunterdon","P.O. Box",8885,"Atlantic City"]
[null,null,null,null,"Stewartsville","Warren","Standard",8886,"Atlantic City"]
[null,null,null,null,"Three Bridges","Hunterdon","Standard",8887,"Atlantic City"]
[null,null,null,null,"Whitehouse","Hunterdon","P.O. Box",8888,"Atlantic City"]
[null,null,null,null,"Whitehouse Station","Hunterdon","Standard",8889,"Atlantic City"]
[null,null,null,null,"Zarephath","Somerset","P.O. Box",8890,"Atlantic City"]
[null,null,null,null,"Edison","Middlesex","Standard",8899,"Newark"]
[null,null,null,null,"New Brunswick","Middlesex","Standard",8901,"Newark"]
[null,null,null,null,"North Brunswick","Middlesex","Standard",8902,"Newark"]
[null,null,null,null,"New Brunswick","Middlesex","P.O. Box",8903,"Newark"]
[null,null,null,null,"Highland Park","Middlesex","Standard",8904,"Newark"]
[null,null,null,null,"New Brunswick","Middlesex","P.O. Box",8906,"Newark"]
[null,null,null,null,"New Brunswick","Middlesex","Unique",8933,"Newark"]
[null,null,null,null,"New Brunswick","Middlesex",null,8989,"Newark"]

{"sheet":"Bundled Pathway","index":4,"n_rows":488,"n_cols":77,"rows_kept":488,"cut":false,"hidden":true,"merged":[[103,5,103,6],[124,7,124,8],[111,7,111,8],[112,7,112,8],[113,7,113,8],[114,7,114,8],[115,7,115,8],[116,7,116,8],[137,5,137,6],[125,7,125,8],[136,65,136,69],[137,21,137,44],[137,45,137,54],[137,55,137,58],[137,59,137,62],[31,4,31,5],[61,4,61,5],[62,4,62,5],[63,4,63,5],[33,4,33,5],[34,4,34,5],[80,4,80,7],[87,4,87,7],[75,4,75,7],[61,6,61,7],[62,6,62,7],[104,5,104,6],[105,5,105,6],[106,5,106,6],[107,5,107,6],[68,4,68,7],[101,5,101,6],[132,4,132,11],[94,4,94,16],[356,4,357,4],[356,7,357,7],[356,8,356,12],[391,8,391,9],[392,8,392,9],[390,8,390,9],[299,4,299,7],[98,31,98,33],[267,5,267,6],[268,5,268,6],[242,8,242,9],[243,8,243,9],[117,7,117,8],[118,7,118,8],[119,7,119,8],[99,5,99,6],[100,5,100,6],[111,5,111,6],[112,5,112,6],[113,5,113,6],[114,5,114,6],[115,5,115,6],[116,5,116,6],[117,5,117,6],[16,4,16,8],[22,4,22,8],[17,4,17,8],[18,4,18,8],[19,4,19,8],[20,4,20,8],[21,4,21,8],[308,4,308,7],[309,4,309,7],[282,4,282,7],[284,4,284,7],[291,4,291,7],[24,4,24,15],[118,5,118,6],[119,5,119,6],[30,6,30,7],[92,4,92,11],[134,4,134,19],[146,7,146,8],[147,7,147,8],[148,7,148,8],[139,5,139,6],[105,7,105,8],[106,7,106,8],[6,4,6,8],[8,4,8,8],[9,4,9,8],[10,4,10,8],[11,4,11,8],[12,4,12,8],[13,4,13,8],[14,4,14,8],[15,4,15,8],[7,4,7,10],[52,4,52,6],[28,4,28,7],[31,6,31,7],[96,9,96,10],[96,4,96,8],[109,5,109,6],[110,5,110,6],[101,7,101,8],[102,7,102,8],[103,7,103,8],[104,7,104,8],[108,5,108,6],[63,6,63,7],[30,4,30,5],[34,6,34,7],[33,6,33,7],[32,6,32,7],[59,4,59,7],[53,4,53,7],[107,7,107,8],[108,7,108,8],[109,7,109,8],[110,7,110,8],[102,5,102,6],[154,7,154,8],[155,5,155,6],[150,5,150,6],[150,7,150,8],[157,5,157,6],[157,7,157,8],[148,5,148,6],[139,7,139,8],[140,7,140,8],[141,7,141,8],[140,5,140,6],[141,5,141,6],[142,5,142,6],[143,5,143,6],[144,5,144,6],[145,5,145,6],[146,5,146,6],[147,5,147,6],[144,7,144,8],[142,7,142,8],[143,7,143,8],[145,7,145,8],[155,7,155,8],[99,21,99,25],[99,26,99,28],[269,5,269,6],[174,8,174,9],[99,7,99,8],[100,7,100,8],[138,5,138,6],[151,5,151,6],[151,7,151,8],[152,5,152,6],[152,7,152,8],[153,5,153,6],[153,7,153,8],[138,7,138,8],[149,5,149,6],[239,8,239,9],[240,8,240,9],[241,8,241,9],[219,4,219,10],[137,7,137,8],[156,5,156,6],[156,7,156,8],[127,4,127,16],[149,7,149,8],[163,7,163,8],[154,5,154,6],[162,7,162,8],[241,4,241,7],[243,4,243,7],[250,4,250,9],[253,8,253,9],[253,4,253,7],[260,4,260,9],[214,4,214,8],[201,4,201,8],[188,4,188,8],[181,4,181,7],[181,8,181,9],[180,4,180,7],[180,8,180,9],[173,8,173,9],[176,8,176,9],[175,8,175,9],[177,8,177,9],[165,4,165,19],[196,4,196,8],[230,4,230,10],[245,4,245,9],[394,4,394,12],[210,4,210,7],[211,4,211,7],[212,4,212,7],[183,4,183,9],[356,18,357,18],[238,8,238,9],[356,13,356,17],[356,6,357,6],[356,5,357,5],[272,4,272,7],[264,5,264,6],[265,5,265,6],[266,5,266,6],[255,4,255,9],[274,4,274,9],[279,4,279,8],[286,4,286,8],[311,4,311,8],[316,4,316,11],[318,4,318,11],[390,4,390,7],[391,4,391,7],[392,4,392,7]]}
[]
[null,null,null,null,"New Jersey Clean Energy Program"]
[null,null,null,null,"New Construction Program"]
[null,null,null,null,"BASIC: Bundled Pathway",null,null,null,null,null,{"$f":"Version","v":"V1.0"}]
[]
[null,null,null,null,"Table of Contents"]
[null,null,null,null,{"$f":"Bundled_Energy_Credits_Table_Header","v":"Energy Credits Table"}]
[null,null,{"$f":"IF(SUMIF($C$62:$C$64,\"<>#DIV/0!\")>0,1,5/0)","v":{"$error":"#DIV/0!"}},null,{"$f":"Bundled_Fuels_Header","v":"Project Fuels"}]
[null,null,{"$f":"C68","v":{"$error":"#DIV/0!"}},null,{"$f":"Bundled_E02","v":"UA reduction (15%)"}]
[null,null,{"$f":"C80","v":{"$error":"#DIV/0!"}},null,{"$f":"Bundled_E03","v":"Envelope Leakage Reduction"}]
[null,null,{"$f":"C92","v":{"$error":"#DIV/0!"}},null,{"$f":"Bundled_H02","v":"Heating Efficiency (electric only)"},null,null,null,null,null,null,null,null,null,null,null,null,null,null,null,null,null,"Internal note: the fuel adjustments only happen if the user has entered a % AND they are including a measure for that end use."]
[null,null,{"$f":"C132","v":{"$error":"#DIV/0!"}},null,{"$f":"Bundled_H03","v":"Cooling Efficiency"},null,null,null,null,null,null,null,null,null,null,null,null,null,null,null,null,null,"Do space heating fuel adjustment?",null,null,"Do SWH fuel adjustment?",null,null,"Do cooking fuel adjustment?"]
[null,null,{"$f":"C170","v":{"$error":"#DIV/0!"}},null,{"$f":"Bundled_H05","v":"Ground-Source Heat Pump"},null,null,null,null,null,null,null,null,null,null,null,null,null,null,null,null,null,{"$f":"IF(OR(ISERROR($C$62),$G$62=\"\"),\"No\",\"Yes\")","v":"No"},null,null,{"$f":"IF(OR(ISERROR($C$63),$G$63=\"\"),\"No\",\"Yes\")","v":"No"},null,null,{"$f":"IF(OR(ISERROR($C$64),$G$64=\"\"),\"No\",\"Yes\")","v":"No"}]
[null,null,{"$f":"C188","v":{"$error":"#DIV/0!"}},null,{"$f":"Bundled_W01","v":"SHW Preheat Recovery"},null,null,null,null,null,null,null,null,null,null,null,null,null,null,null,null,null,null,null,null,null,null,null,null,null,null,null,null,null,"Internal note: this section is used on the Project Summary and Incentive tab to report baseline, savings, and proposed kW, kWh, and MMBtu"]
[null,null,{"$f":"C201","v":{"$error":"#DIV/0!"}},null,{"$f":"Bundled_W02","v":"Heat-Pump Water Heater"},null,null,null,null,null,null,null,null,null,null,null,null,null,null,null,null,null,"Unadjusted Baseline space heating elec kbtu (scaled)",{"$f":"SUMPRODUCT(INDEX(Bundled_Baseline_Table,,'EUI Tables Support'!$I$91)*--(INDEX(Bundled_Baseline_Table,,'EUI Tables Support'!$A$91)=Bundled_Building_Type_Selection)*--(INDEX(Bundled_Baseline_Table,,'EUI Tables Support'!$B$91)=$G$32)*--(INDEX(Bundled_Baseline_Table,,'EUI Tables Support'!$C$91)=$G$34))*GI_SF","v":0},null,"Unadjusted Baseline SWH elec kbtu (scaled)",{"$f":"SUMPRODUCT(INDEX(Bundled_Baseline_Table,,'EUI Tables Support'!$Q$91)*--(INDEX(Bundled_Baseline_Table,,'EUI Tables Support'!$A$91)=Bundled_Building_Type_Selection)*--(INDEX(Bundled_Baseline_Table,,'EUI Tables Support'!$B$91)=$G$32)*--(INDEX(Bundled_Baseline_Table,,'EUI Tables Support'!$C$91)=$G$34))*GI_SF","v":0},null,"Unadjusted Baseline cooking elec kbtu (scaled)",{"$f":"SUMPRODUCT(INDEX(Bundled_Baseline_Table,,'EUI Tables Support'!$O$91)*--(INDEX(Bundled_Baseline_Table,,'EUI Tables Support'!$A$91)=Bundled_Building_Type_Selection)*--(INDEX(Bundled_Baseline_Table,,'EUI Tables Support'!$B$91)=$G$32)*--(INDEX(Bundled_Baseline_Table,,'EUI Tables Support'!$C$91)=$G$34))*GI_SF","v":0},null,"Unadjusted Baseline Electricity kBtu",{"$f":"SUMPRODUCT(INDEX(Bundled_Baseline_Table,,'EUI Tables Support'!$D$91)*--(INDEX(Bundled_Baseline_Table,,'EUI Tables Support'!$A$91)=Bundled_Building_Type_Selection)*--(INDEX(Bundled_Baseline_Table,,'EUI Tables Support'!$B$91)=$G$32)*--(INDEX(Bundled_Baseline_Table,,'EUI Tables Support'!$C$91)=$G$34))*GI_SF","v":0},null,"Baseline Electric kWh",{"$f":"AG15/Support_kBtu_per_kWh","v":0}]
[null,null,{"$f":"C219","v":{"$error":"#DIV/0!"}},null,{"$f":"Bundled_W04","v":"SWH Pipe Insulation"},null,null,null,null,null,null,null,null,null,null,null,null,null,null,null,null,null,"Unadjusted Baseline space heating gas kbtu (scaled)",{"$f":"SUMPRODUCT(INDEX(Bundled_Baseline_Table,,'EUI Tables Support'!$J$91)*--(INDEX(Bundled_Baseline_Table,,'EUI Tables Support'!$A$91)=Bundled_Building_Type_Selection)*--(INDEX(Bundled_Baseline_Table,,'EUI Tables Support'!$B$91)=$G$32)*--(INDEX(Bundled_Baseline_Table,,'EUI Tables Support'!$C$91)=$G$34))*GI_SF","v":0},null,"Unadjusted Baseline SWH gas kbtu (scaled)",{"$f":"SUMPRODUCT(INDEX(Bundled_Baseline_Table,,'EUI Tables Support'!$R$91)*--(INDEX(Bundled_Baseline_Table,,'EUI Tables Support'!$A$91)=Bundled_Building_Type_Selection)*--(INDEX(Bundled_Baseline_Table,,'EUI Tables Support'!$B$91)=$G$32)*--(INDEX(Bundled_Baseline_Table,,'EUI Tables Support'!$C$91)=$G$34))*GI_SF","v":0},null,"Unadjusted Baseline cooking gas kbtu (scaled)",{"$f":"SUMPRODUCT(INDEX(Bundled_Baseline_Table,,'EUI Tables Support'!$P$91)*--(INDEX(Bundled_Baseline_Table,,'EUI Tables Support'!$A$91)=Bundled_Building_Type_Selection)*--(INDEX(Bundled_Baseline_Table,,'EUI Tables Support'!$B$91)=$G$32)*--(INDEX(Bundled_Baseline_Table,,'EUI Tables Support'!$C$91)=$G$34))*GI_SF","v":0},null,"Unadjusted Baseline Gas kBtu",{"$f":"SUMPRODUCT(INDEX(Bundled_Baseline_Table,,'EUI Tables Support'!$E$91)*--(INDEX(Bundled_Baseline_Table,,'EUI Tables Support'!$A$91)=Bundled_Building_Type_Selection)*--(INDEX(Bundled_Baseline_Table,,'EUI Tables Support'!$B$91)=$G$32)*--(INDEX(Bundled_Baseline_Table,,'EUI Tables Support'!$C$91)=$G$34))*GI_SF","v":0},null,"Baseline Gas MMBtu",{"$f":"AG16/1000","v":0}]
[null,null,{"$f":"C235","v":{"$error":"#DIV/0!"}},null,{"$f":"Bundled_W05","v":"Point-of-Use Water Heaters"},null,null,null,null,null,null,null,null,null,null,null,null,null,null,null,null,null,"Annual heating load (kBtu)",{"$f":"SUMPRODUCT(INDEX(Bundled_Baseline_Table,,'EUI Tables Support'!$S$91)*--(INDEX(Bundled_Baseline_Table,,'EUI Tables Support'!$A$91)=Bundled_Building_Type_Selection)*--(INDEX(Bundled_Baseline_Table,,'EUI Tables Support'!$B$91)=$G$32)*--(INDEX(Bundled_Baseline_Table,,'EUI Tables Support'!$C$91)=$G$34))*GI_SF","v":0},null,"Prescriptive electric efficiency",1,"Internal note: Designers will strive to install the low cost option so they will size to not trigger the HPWH requirements, so we've used 1 for electric resistance.","Prescriptive electric efficiency",1,null,"Total Unadjusted Baseline kBtu",{"$f":"SUM(AG15:AG16)","v":0},null,"Electric Savings kWh",{"$f":"AJ15-AJ19","v":0}]
[null,null,{"$f":"C250","v":{"$error":"#DIV/0!"}},null,{"$f":"Bundled_W06","v":"Thermostatic Balancing Valves"},null,null,null,null,null,null,null,null,null,null,null,null,null,null,null,null,null,"Prescriptive electric efficiency",2.5,null,"Prescriptive gas efficiency",0.8,null,"Prescriptive gas efficiency",0.8,null,"Adjusted Baseline Electricity kBtu (heating, SWH, cooking fuels)",{"$f":"$AG$15+X22+AD22+AA22","v":0},null,"Gas Savings MMBtu",{"$f":"AJ16-AJ20","v":0}]
[null,null,{"$f":"C260","v":{"$error":"#DIV/0!"}},null,{"$f":"Bundled_W08","v":"SHW Distribution Sizing"},null,null,null,null,null,null,null,null,null,null,null,null,null,null,null,null,null,"Prescriptive gas efficiency",0.8,null,"Annual SWH load (kBtu)",{"$f":"(AA15*AA17)+(AA16*AA18)","v":0},null,"Annual cooking load (kBtu)",{"$f":"(AD15*AD17)+(AD16*AD18)","v":0},null,"Adjusted Baseline Gas kBtu (heating, SWH, cooking fuels)",{"$f":"$AG$16+X23+AD23+AA23","v":0},null,"Proposed Electric kWh",{"$f":"AG24/Support_kBtu_per_kWh","v":0}]
[null,null,{"$f":"C279","v":{"$error":"#DIV/0!"}},null,{"$f":"Bundled_W09","v":"Shower Drain Heat Recovery"},null,null,null,null,null,null,null,null,null,null,null,null,null,null,null,null,null,"Adjusted baseline heating electric kBtu",{"$f":"(X17*G62)/X18","v":0},null,"Adjusted baseline SWH electric kBtu",{"$f":"(AA19*G63)/AA17","v":0},null,"Adjusted baseline cooking electric kBtu",{"$f":"(AD19*G64)/AD17","v":0},null,"Total Adjusted Baseline (heating, SWH, cooking fuels)",{"$f":"SUM(AG18:AG19)","v":0},null,"Proposed Gas MMBtu",{"$f":"AG25/1000","v":0}]
[null,null,{"$f":"C291","v":{"$error":"#DIV/0!"}},null,{"$f":"Bundled_L06","v":"Light Power Reduction"},null,null,null,null,null,null,null,null,null,null,null,null,null,null,null,null,null,"Adjusted baseline heating gas kBtu",{"$f":"(X17*(1-G62))/X19","v":0},null,"Adjusted baseline SWH gas kBtu",{"$f":"(AA19*(1-G63))/AA18","v":0},null,"Adjusted baseline cooking gas kBtu",{"$f":"(AD19*(1-G64))/AD18","v":0},null,"Savings based on Adjusted Baseline Electricity kBtu",{"$f":"AF53","v":0}]
[null,null,{"$f":"C304","v":{"$error":"#DIV/0!"}},null,{"$f":"Bundled_Q01","v":"Efficient Elevator Equipment"},null,null,null,null,null,null,null,null,null,null,null,null,null,null,null,null,null,"Difference prototype and adjusted electric kBtu",{"$f":"IF($W13=\"No\",0,X20-X15)","v":0},null,"Difference prototype and adjusted electric kBtu",{"$f":"IF($Z13=\"No\",0,AA20-AA15)","v":0},null,"Difference prototype and adjusted electric kBtu",{"$f":"IF($AC13=\"No\",0,AD20-AD15)","v":0},null,"Savings based on Adjusted Baseline Gas kBtu",{"$f":"AG53","v":0},null,"Unadjusted Baseline Peak kW (scaled)",{"$f":"SUMPRODUCT(INDEX(Bundled_Baseline_Table,,'EUI Tables Support'!$N$91)*--(INDEX(Bundled_Baseline_Table,,'EUI Tables Support'!$A$91)=Bundled_Building_Type_Selection)*--(INDEX(Bundled_Baseline_Table,,'EUI Tables Support'!$B$91)=$G$32)*--(INDEX(Bundled_Baseline_Table,,'EUI Tables Support'!$C$91)=$G$34))*GI_SF","v":0}]
[null,null,{"$f":"C316","v":{"$error":"#DIV/0!"}},null,{"$f":"Bundled_Q02","v":"Efficient Kitchen Equipment"},null,null,null,null,null,null,null,null,null,null,null,null,null,null,null,null,null,"Difference prototype and adjusted gas kBtu",{"$f":"IF($W13=\"No\",0,X21-X16)","v":0},null,"Difference prototype and adjusted gas kBtu",{"$f":"IF($Z13=\"No\",0,AA21-AA16)","v":0},null,"Difference prototype and adjusted gas kBtu",{"$f":"IF($AC13=\"No\",0,AD21-AD16)","v":0},null,"Total Adjusted Baseline Savings kBtu",{"$f":"SUM(AG21:AG22)","v":0},null,"Adjusted Baseline Peak kW",{"$f":"AJ22+(AA29/3.412)+(AD29/3.412)","v":0}]
[null,null,null,null,null,null,null,null,null,null,null,null,null,null,null,null,null,null,null,null,null,null,null,null,null,null,null,null,null,null,null,"Proposed Electricity kBtu",{"$f":"AG18-AG21","v":0},null,"Demand Savings kW",{"$f":"IFERROR(AP53,0)","v":0}]
[null,null,null,null,"This sheet is for reporting the energy efficiency measures included in the project scope and for determining the number of energy credits earned.",null,null,null,null,null,null,null,null,null,null,null,null,null,null,null,null,null,null,null,null,"Baseline SWH elec peak demand kBtu/h (scaled)",{"$f":"SUMPRODUCT(INDEX(Bundled_Baseline_Table,,'EUI Tables Support'!$T$91)*--(INDEX(Bundled_Baseline_Table,,'EUI Tables Support'!$A$91)=Bundled_Building_Type_Selection)*--(INDEX(Bundled_Baseline_Table,,'EUI Tables Support'!$B$91)=$G$32)*--(INDEX(Bundled_Baseline_Table,,'EUI Tables Support'!$C$91)=$G$34))*GI_SF","v":0},null,"Baseline cooking elec peak demand kBtu/h (scaled)",{"$f":"SUMPRODUCT(INDEX(Bundled_Baseline_Table,,'EUI Tables Support'!$W$91)*--(INDEX(Bundled_Baseline_Table,,'EUI Tables Support'!$A$91)=Bundled_Building_Type_Selection)*--(INDEX(Bundled_Baseline_Table,,'EUI Tables Support'!$B$91)=$G$32)*--(INDEX(Bundled_Baseline_Table,,'EUI Tables Support'!$C$91)=$G$34))*GI_SF","v":0},null,"Proposed Gas kBtu",{"$f":"AG19-AG22","v":0},null,"Proposed Peak kW",{"$f":"AJ23-AJ24","v":0}]
[null,null,null,null,null,null,null,null,null,null,null,null,null,null,null,null,null,null,null,null,null,null,null,null,null,"Baseline SWH gas peak demand kBtu/h (scaled)",{"$f":"SUMPRODUCT(INDEX(Bundled_Baseline_Table,,'EUI Tables Support'!$U$91)*--(INDEX(Bundled_Baseline_Table,,'EUI Tables Support'!$A$91)=Bundled_Building_Type_Selection)*--(INDEX(Bundled_Baseline_Table,,'EUI Tables Support'!$B$91)=$G$32)*--(INDEX(Bundled_Baseline_Table,,'EUI Tables Support'!$C$91)=$G$34))*GI_SF","v":0},null,"Baseline cooking gas peak demand kBtu/h (scaled)",{"$f":"SUMPRODUCT(INDEX(Bundled_Baseline_Table,,'EUI Tables Support'!$X$91)*--(INDEX(Bundled_Baseline_Table,,'EUI Tables Support'!$A$91)=Bundled_Building_Type_Selection)*--(INDEX(Bundled_Baseline_Table,,'EUI Tables Support'!$B$91)=$G$32)*--(INDEX(Bundled_Baseline_Table,,'EUI Tables Support'!$C$91)=$G$34))*GI_SF","v":0},null,"Total Proposed (kBtu)",{"$f":"SUM(AG24:AG25)","v":0}]
[null,null,null,null,"Energy Credits Table",null,null,null,null,null,null,null,null,null,null,null,null,null,null,null,null,null,null,null,null,"Total baseline SWH peak demand load kBtu/h",{"$f":"(AA25*AA17)+(AA26*AA18)","v":0},null,"Total baseline cooking peak demand load kBtu/h",{"$f":"(AD25*AD17)+(AD26*AD18)","v":0}]
[null,null,null,null,"Instructions:",null,null,null,null,null,null,null,null,null,null,null,null,null,null,null,null,null,null,null,null,"Adjusted baseline SWH kBtu/h electric",{"$f":"(AA27*$G$63)/AA17","v":0},null,"Adjusted baseline cooking kBtu/h electric",{"$f":"(AD27*$G$64)/AD17","v":0}]
[null,null,null,null,"1. Select the building type and subcategory in the shaded field below. Red-filled cells indicate that a new selection needs to be made or a critical entry is missing.\n3. Select the measures in the project scope in the table. Enter supporting information for each measure in the applicable section below the table.",null,null,null,null,null,null,null,null,null,null,null,null,null,null,null,null,null,null,null,null,"Difference prototype and adjusted baseline peak SWH kBtu/h",{"$f":"IF($Z13=\"No\",0,AA28-AA25)","v":0},null,"Difference prototype and adjusted baseline peak cook kBtu/h",{"$f":"IF($AC13=\"No\",0,AD28-AD25)","v":0}]
[]
[null,null,null,null,"Building Type",null,null,null,null,null,null,null,null,null,null,null,null,null,null,null,null,null,"Highlight if subcategory selection is not an option"]
[null,null,null,null,"Building Subcategory",null,null,null,null,null,null,null,null,null,null,null,null,null,null,null,null,null,{"$f":"ISERROR(MATCH($G$32,INDEX(Bundled_Subcategory,,MATCH(Bundled_Building_Type_Selection,Bundled_Subcategory_BuildingType,0)),0))","v":true},null,null,null,null,null,null,null,null,"These measure savings are based on the unadjusted baseline"]
[null,null,null,null,"Number of floors",null,null,null,null,null,null,null,null,null,null,null,null,null,null,null,null,null,null,null,null,null,null,"This color indicates that the cell uses the breakdown of gas/electric space heating",null,null,null,"These measure savings are based on the baseline, adjusted for space heating fuels"]
[null,null,null,null,"Climate Zone",null,{"$f":"GI_Climate_Zone","v":"Enter project ZIP code"},null,null,null,null,null,null,null,null,null,null,null,null,null,null,null,null,null,null,null,null,"This color indicates that the cell uses the breakdown of gas/electric SWH",null,null,null,"These measure savings are based on the baseline, adjusted for SWH fuels",null,null,null,"Internal note: there are unique formulas in this column"]
[null,null,null,null,"Minimum Credits Required",null,{"$f":"IFERROR(INDEX(Bundled_Compliance_Target_Table,MATCH($G$31,INDEX(Bundled_Compliance_Target_Table,,1),0),MATCH($G$34,INDEX(Bundled_Compliance_Target_Table,1,),0)),0)","v":0},null,null,null,null,null,null,null,null,null,null,null,null,null,null,null,null,null,null,null,null,"This color indicates that the cell uses the breakdown of gas/electric kitchen equipment",null,null,null,"These measure savings are based on the baseline, adjusted for cooking fuels",null,null,null,"Column for EFLH Lookup"]
[null,null,null,null,null,null,null,null,null,null,null,null,null,null,null,null,null,null,null,null,null,null,null,null,null,"Internal note: formulas in this column are all unique","Internal note: this column indicates which energy credits can exceed the base credits.",null,null,null,null,null,null,null,null,{"$f":"IF(G33<=3,'Bundled Pathway Support'!$DD$1,'Bundled Pathway Support'!$DE$1)","v":4},"Internal note: there are unique formulas in this column",null,null,null,null,"Internal note: there are unique formulas in this column"]
[null,null,null,null,"Energy Credit Category","Included in Scope?","Base Credits","Credits Earned",null,null,null,null,null,null,null,null,null,null,null,null,null,null,"Credit #","Checkboxes","Measure applies to this building type?","Measure meets requirements?","Adjusted credits?","Electricity % Savings","Gas % Savings","Credit Name","Impacts peak kW?","kBtu Electric Savings","kBtu Gas Savings","kBtu Savings per measure","kWh Savings per Measure","EFLH","CF","Cooling Load Ratio","Energy to Demand Factor","HVACd","SVGb","kW Savings per Measure"]
[null,null,{"$f":"IF(Y38=FALSE,5/0,1)","v":{"$error":"#DIV/0!"}},null,{"$f":"'Bundled Pathway Support'!C4","v":"UA reduction (15%)"},null,{"$f":"IFERROR(IF(Y38=TRUE,\nIF($G$34=\"4A\",INDEX(Bundled_Credits_Table_4A,MATCH(E38,INDEX(Bundled_Credits_Table_4A,,1+1),0),MATCH($G$31,INDEX(Bundled_Credits_Table_4A,1,),0)),\nIF($G$34=\"5A\",INDEX(Bundled_Credits_Table_5A,MATCH(E38,INDEX(Bundled_Credits_Table_5A,,1+1),0),MATCH($G$31,INDEX(Bundled_Credits_Table_5A,1,),0)),\n)),\"\"),\"\")","v":""},{"$f":"IF(X38=FALSE,\"\",IF(AND(Z38=\"No\",X38=TRUE),\"Enter Info Below\",G38))","v":""},null,null,null,null,null,null,null,null,null,null,null,null,null,null,1,false,{"$f":"IFERROR(IF(GI_Climate_Zone=\"4A\",INDEX(Bundled_Applicable_Measures_Table_4A,MATCH(E38,INDEX(Bundled_Applicable_Measures_Table_4A,,1),0),MATCH($G$31,INDEX(Bundled_Applicable_Measures_Table_4A,1,),0)),\nIF(GI_Climate_Zone=\"5A\",INDEX(Bundled_Applicable_Measures_Table_5A,MATCH(E38,INDEX(Bundled_Applicable_Measures_Table_5A,,1),0),MATCH($G$31,INDEX(Bundled_Applicable_Measures_Table_5A,1,),0)),FALSE)),\"\")","v":false},{"$f":"IF(H74>=0.15,\"Yes\",\"No\")","v":"No"},null,{"$f":"IFERROR((H38/1000)*$Y$62,0)","v":0},{"$f":"IFERROR((H38/1000)*(1-$Y$62),0)","v":0},{"$f":"E38","v":"UA reduction (15%)"},null,{"$f":"(($AG$15+$X$22)+($AG$16+$X$23))*AB38","v":0},{"$f":"(($AG$15+$X$22)+($AG$16+$X$23))*AC38","v":0},{"$f":"AF38+AG38","v":0},{"$f":"AF38/Support_kBtu_per_kWh","v":0}]
[null,null,{"$error":"#DIV/0!"},null,{"$f":"'Bundled Pathway Support'!C5","v":"Envelope Leakage Reduction"},null,"",{"$f":"IF(X39=FALSE,\"\",IF(AND(Z39=\"No\",X39=TRUE),\"Enter Info Below\",G39))","v":""},null,null,null,null,null,null,null,null,null,null,null,null,null,null,2,false,false,{"$f":"IF(AND(H86>0,H86<=0.25),\"Yes\",\"No\")","v":"No"},null,{"$f":"IFERROR((H39/1000)*$Y$62,0)","v":0},{"$f":"IFERROR((H39/1000)*(1-$Y$62),0)","v":0},"Envelope Leakage Reduction",null,{"$f":"(($AG$15+$X$22)+($AG$16+$X$23))*AB39","v":0},{"$f":"(($AG$15+$X$22)+($AG$16+$X$23))*AC39","v":0},{"$f":"AF39+AG39","v":0},0]
[null,null,{"$error":"#DIV/0!"},null,{"$f":"'Bundled Pathway Support'!C6","v":"Heating Efficiency (electric only)"},null,"",{"$f":"IF(X40=FALSE,\"\",IF(AND(Z40=\"No\",X40=TRUE),\"Enter Info Below\",ROUND($H$126,0)))","v":""},null,null,null,null,null,null,null,null,null,null,null,null,null,null,3,false,false,{"$f":"IF(H125<0.05,\"No\",\"Yes\")","v":"No"},"X",{"$f":"IFERROR(H40/1000,0)","v":0},0,"Heating Efficiency (electric only)",null,{"$f":"(($AG$15+$X$22)+($AG$16+$X$23))*AB40","v":0},0,{"$f":"AF40+AG40","v":0},0]
[null,null,{"$error":"#DIV/0!"},null,{"$f":"'Bundled Pathway Support'!C7","v":"Cooling Efficiency"},null,"",{"$f":"IF(X41=FALSE,\"\",IF(AND(Z41=\"No\",X41=TRUE),\"Enter Info Below\",ROUND($H$164,0)))","v":""},null,null,null,null,null,null,null,null,null,null,null,null,null,null,4,false,false,{"$f":"IF(H163<0.05,\"No\",\"Yes\")","v":"No"},"X",{"$f":"IFERROR(H41/1000,0)","v":0},0,"Cooling Efficiency","X",{"$f":"$AG$17*AB41","v":0},0,0,0,{"$f":"INDEX(Bundled_kW_Calc_Table,MATCH(Bundled_Building_Type_Selection&G32,INDEX(Bundled_kW_Calc_Table,,'Bundled Pathway Support'!$DC$1),0),$AJ$36)","v":{"$error":"#N/A"}},0.69,null,null,null,null,{"$f":"IFERROR((AI41/AJ41)*AK41,0)","v":0}]
[null,null,{"$error":"#DIV/0!"},null,{"$f":"'Bundled Pathway Support'!C8","v":"Ground-Source Heat Pump"},null,"",{"$f":"IF(X42=FALSE,\"\",IF(AND(Z42=\"No\",X42=TRUE),\"Enter Info Below\",ROUND($I$178,0)))","v":""},null,null,null,null,null,null,null,null,null,null,null,null,null,null,5,false,false,{"$f":"IF(OR((COUNTIF($I$174:$I$176,\"\")+COUNTIF(I181:I182,\"\"))>0,I175<0.25),\"No\",\"Yes\")","v":"No"},"X",{"$f":"IFERROR(H42/1000,0)","v":0},0,"Ground-Source Heat Pump","X",{"$f":"(($AG$15+$X$22)+($AG$16+$X$23))*AB42","v":0},0,0,0,{"$f":"INDEX(Bundled_kW_Calc_Table,MATCH(Bundled_Building_Type_Selection&G32,INDEX(Bundled_kW_Calc_Table,,'Bundled Pathway Support'!$DC$1),0),$AJ$36)","v":{"$error":"#N/A"}},{"$f":"0.69","v":0.69},{"$f":"SUMPRODUCT(INDEX(Bundled_Baseline_Table,,'EUI Tables Support'!$AA$91)*--(INDEX(Bundled_Baseline_Table,,'EUI Tables Support'!$A$91)=Bundled_Building_Type_Selection)*--(INDEX(Bundled_Baseline_Table,,'EUI Tables Support'!$B$91)=$G$32)*--(INDEX(Bundled_Baseline_Table,,'EUI Tables Support'!$C$91)=$G$34))","v":0},null,null,null,{"$f":"IFERROR((AI42/AJ42)*AK42*AL42,0)","v":0}]
[null,null,{"$error":"#DIV/0!"},null,{"$f":"'Bundled Pathway Support'!C9","v":"SHW Preheat Recovery"},null,"","",null,null,null,null,null,null,null,null,null,null,null,null,null,null,6,false,false,{"$f":"IF(AND(I195>=I194,NOT(ISBLANK(I192))),\"Yes\",\"No\")","v":"No"},null,{"$f":"IFERROR((H43/1000)*$Y$63,0)","v":0},{"$f":"IFERROR((H43/1000)*(1-$Y$63),0)","v":0},"SHW Preheat Recovery","X",{"$f":"(($AG$15+$AA$22)+($AG$16+$AA$23))*AB43","v":0},{"$f":"(($AG$15+$AA$22)+($AG$16+$AA$23))*AC43","v":0},0,0,{"$f":"SUMPRODUCT(INDEX(Bundled_Baseline_Table,,'EUI Tables Support'!$Y$91)*--(INDEX(Bundled_Baseline_Table,,'EUI Tables Support'!$A$91)=Bundled_Building_Type_Selection)*--(INDEX(Bundled_Baseline_Table,,'EUI Tables Support'!$B$91)=$G$32)*--(INDEX(Bundled_Baseline_Table,,'EUI Tables Support'!$C$91)=$G$34))","v":0},{"$f":"SUMPRODUCT(INDEX(Bundled_Baseline_Table,,'EUI Tables Support'!$Z$91)*--(INDEX(Bundled_Baseline_Table,,'EUI Tables Support'!$A$91)=Bundled_Building_Type_Selection)*--(INDEX(Bundled_Baseline_Table,,'EUI Tables Support'!$B$91)=$G$32)*--(INDEX(Bundled_Baseline_Table,,'EUI Tables Support'!$C$91)=$G$34))","v":0},null,null,null,null,{"$f":"IFERROR((AI43/AJ43)*AK43,0)","v":0}]
[null,null,{"$error":"#DIV/0!"},null,{"$f":"'Bundled Pathway Support'!C10","v":"Heat-Pump Water Heater"},null,"",{"$f":"IF(X44=FALSE,\"\",IF(AND(Z44=\"No\",X44=TRUE),\"Enter Info Below\",ROUND($I$208,0)))","v":""},null,null,null,null,null,null,null,null,null,null,null,null,null,null,7,false,false,{"$f":"IF(COUNTIF($I$211:$I$213,\"\")+COUNTIF($I$205:$I$207,\"\")>0,\"No\",\"Yes\")","v":"No"},"X",{"$f":"IFERROR((H44/1000)*$Y$63,0)","v":0},{"$f":"IFERROR((H44/1000)*(1-$Y$63),0)","v":0},"Heat-Pump Water Heater","X",{"$f":"(($AG$15+$AA$22)+($AG$16+$AA$23))*AB44","v":0},{"$f":"(($AG$15+$AA$22)+($AG$16+$AA$23))*AC44","v":0},0,0,null,null,null,{"$f":"INDEX(Bundled_kW_Calc_Table,MATCH(Bundled_Building_Type_Selection&G32,INDEX(Bundled_kW_Calc_Table,,'Bundled Pathway Support'!$DC$1),0),'Bundled Pathway Support'!$DF$1)","v":{"$error":"#N/A"}},null,null,{"$f":"AI44*AM44","v":{"$error":"#N/A"}}]
[null,null,{"$error":"#DIV/0!"},null,{"$f":"'Bundled Pathway Support'!C11","v":"SWH Pipe Insulation"},null,"","",null,null,null,null,null,null,null,null,null,null,null,null,null,null,8,false,false,{"$f":"IF(SUM(K225:K229)=0,\"No\",IF(COUNTIF($W$225:$W$229,FALSE)>0,\"No\",\"Yes\"))","v":"No"},null,0,0,"SWH Pipe Insulation","X",0,0,0,0,8760,1,null,null,null,null,{"$f":"IFERROR((AI45/AJ45)*AK45,0)","v":0}]
[null,null,{"$error":"#DIV/0!"},null,{"$f":"'Bundled Pathway Support'!C12","v":"Point-of-Use Water Heaters"},null,"","",null,null,null,null,null,null,null,null,null,null,null,null,null,null,9,false,false,{"$f":"IF(COUNTIF($I$240:$I$244,\"\")>0,\"No\",\"Yes\")","v":"No"},null,0,0,"Point-of-Use Water Heaters","X",0,0,0,0,{"$f":"SUMPRODUCT(INDEX(Bundled_Baseline_Table,,'EUI Tables Support'!$Y$91)*--(INDEX(Bundled_Baseline_Table,,'EUI Tables Support'!$A$91)=Bundled_Building_Type_Selection)*--(INDEX(Bundled_Baseline_Table,,'EUI Tables Support'!$B$91)=$G$32)*--(INDEX(Bundled_Baseline_Table,,'EUI Tables Support'!$C$91)=$G$34))","v":0},{"$f":"SUMPRODUCT(INDEX(Bundled_Baseline_Table,,'EUI Tables Support'!$Z$91)*--(INDEX(Bundled_Baseline_Table,,'EUI Tables Support'!$A$91)=Bundled_Building_Type_Selection)*--(INDEX(Bundled_Baseline_Table,,'EUI Tables Support'!$B$91)=$G$32)*--(INDEX(Bundled_Baseline_Table,,'EUI Tables Support'!$C$91)=$G$34))","v":0},null,null,null,null,{"$f":"IFERROR((AI46/AJ46)*AK46,0)","v":0}]
[null,null,{"$error":"#DIV/0!"},null,{"$f":"'Bundled Pathway Support'!C13","v":"Thermostatic Balancing Valves"},null,"","",null,null,null,null,null,null,null,null,null,null,null,null,null,null,10,false,false,{"$f":"IF(COUNTIF($I$254,\"\")>0,\"No\",\"Yes\")","v":"No"},null,0,0,"Thermostatic Balancing Valves","X",0,0,0,0,{"$f":"SUMPRODUCT(INDEX(Bundled_Baseline_Table,,'EUI Tables Support'!$Y$91)*--(INDEX(Bundled_Baseline_Table,,'EUI Tables Support'!$A$91)=Bundled_Building_Type_Selection)*--(INDEX(Bundled_Baseline_Table,,'EUI Tables Support'!$B$91)=$G$32)*--(INDEX(Bundled_Baseline_Table,,'EUI Tables Support'!$C$91)=$G$34))","v":0},{"$f":"SUMPRODUCT(INDEX(Bundled_Baseline_Table,,'EUI Tables Support'!$Z$91)*--(INDEX(Bundled_Baseline_Table,,'EUI Tables Support'!$A$91)=Bundled_Building_Type_Selection)*--(INDEX(Bundled_Baseline_Table,,'EUI Tables Support'!$B$91)=$G$32)*--(INDEX(Bundled_Baseline_Table,,'EUI Tables Support'!$C$91)=$G$34))","v":0},null,null,null,null,{"$f":"IFERROR((AI47/AJ47)*AK47,0)","v":0}]
[null,null,{"$error":"#DIV/0!"},null,{"$f":"'Bundled Pathway Support'!C14","v":"SHW Distribution Sizing"},null,"","",null,null,null,null,null,null,null,null,null,null,null,null,null,null,11,false,false,{"$f":"IF(AND(I273=\"Yes\",COUNTIF(W266:W270,TRUE)=COUNT(X266:X270)),\"Yes\",\"No\")","v":"No"},null,0,0,"SHW Distribution Sizing","X",0,0,0,0,{"$f":"SUMPRODUCT(INDEX(Bundled_Baseline_Table,,'EUI Tables Support'!$Y$91)*--(INDEX(Bundled_Baseline_Table,,'EUI Tables Support'!$A$91)=Bundled_Building_Type_Selection)*--(INDEX(Bundled_Baseline_Table,,'EUI Tables Support'!$B$91)=$G$32)*--(INDEX(Bundled_Baseline_Table,,'EUI Tables Support'!$C$91)=$G$34))","v":0},{"$f":"SUMPRODUCT(INDEX(Bundled_Baseline_Table,,'EUI Tables Support'!$Z$91)*--(INDEX(Bundled_Baseline_Table,,'EUI Tables Support'!$A$91)=Bundled_Building_Type_Selection)*--(INDEX(Bundled_Baseline_Table,,'EUI Tables Support'!$B$91)=$G$32)*--(INDEX(Bundled_Baseline_Table,,'EUI Tables Support'!$C$91)=$G$34))","v":0},null,null,null,null,{"$f":"IFERROR((AI48/AJ48)*AK48,0)","v":0}]
[null,null,{"$error":"#DIV/0!"},null,{"$f":"'Bundled Pathway Support'!C15","v":"Shower Drain Heat Recovery"},null,"","",null,null,null,null,null,null,null,null,null,null,null,null,null,null,12,false,false,{"$f":"IF(COUNTIF($I$283:$I$285,\"\")>0,\"No\",\"Yes\")","v":"No"},null,0,{"$f":"IFERROR((H49/1000)*(1-$Y$63),0)","v":0},"Shower Drain Heat Recovery","X",{"$f":"(($AG$15+$AA$22)+($AG$16+$AA$23))*AB49","v":0},0,0,0,{"$f":"SUMPRODUCT(INDEX(Bundled_Baseline_Table,,'EUI Tables Support'!$Y$91)*--(INDEX(Bundled_Baseline_Table,,'EUI Tables Support'!$A$91)=Bundled_Building_Type_Selection)*--(INDEX(Bundled_Baseline_Table,,'EUI Tables Support'!$B$91)=$G$32)*--(INDEX(Bundled_Baseline_Table,,'EUI Tables Support'!$C$91)=$G$34))","v":0},{"$f":"SUMPRODUCT(INDEX(Bundled_Baseline_Table,,'EUI Tables Support'!$Z$91)*--(INDEX(Bundled_Baseline_Table,,'EUI Tables Support'!$A$91)=Bundled_Building_Type_Selection)*--(INDEX(Bundled_Baseline_Table,,'EUI Tables Support'!$B$91)=$G$32)*--(INDEX(Bundled_Baseline_Table,,'EUI Tables Support'!$C$91)=$G$34))","v":0},null,null,null,null,{"$f":"IFERROR((AI49/AJ49)*AK49,0)","v":0}]
[null,null,{"$error":"#DIV/0!"},null,{"$f":"'Bundled Pathway Support'!C16","v":"Light Power Reduction"},null,"",{"$f":"IF(X50=FALSE,\"\",IF(AND(Z50=\"No\",X50=TRUE),\"Enter Info Below\",ROUND($H$298,0)))","v":""},null,null,null,null,null,null,null,null,null,null,null,null,null,null,13,false,false,{"$f":"IF(COUNTIF($H$295:$H$297,\"\")>0,\"No\",\"Yes\")","v":"No"},"X",{"$f":"IFERROR(H50/1000,0)","v":0},0,"Light Power Reduction","X",{"$f":"$AG$17*AB50","v":0},0,0,0,null,{"$f":"INDEX(Bundled_kW_Calc_Table,MATCH(Bundled_Building_Type_Selection&G32,INDEX(Bundled_kW_Calc_Table,,'Bundled Pathway Support'!$DC$1),0),'Bundled Pathway Support'!$DG$1)","v":{"$error":"#N/A"}},null,null,{"$f":"INDEX(Bundled_kW_Calc_Table,MATCH(Bundled_Building_Type_Selection&G32,INDEX(Bundled_kW_Calc_Table,,'Bundled Pathway Support'!$DC$1),0),'Bundled Pathway Support'!$DH$1)","v":{"$error":"#N/A"}},{"$f":"INDEX(Bundled_kW_Calc_Table,MATCH(Bundled_Building_Type_Selection&G32,INDEX(Bundled_kW_Calc_Table,,'Bundled Pathway Support'!$DC$1),0),'Bundled Pathway Support'!$DI$1)","v":{"$error":"#N/A"}},{"$f":"(((H295-H296)-(H297-H296))/1000)*AK50*(1+AN50)*(1+AO50)","v":{"$error":"#N/A"}}]
[null,null,{"$error":"#DIV/0!"},null,{"$f":"'Bundled Pathway Support'!C17","v":"Efficient Elevator Equipment"},null,"","",null,null,null,null,null,null,null,null,null,null,null,null,null,null,14,false,false,{"$f":"IF(COUNTIF($I$309:$I$310,\"\")>0,\"No\",\"Yes\")","v":"No"},null,{"$f":"IFERROR(H51/1000,0)","v":0},0,"Efficient Elevator Equipment","X",{"$f":"$AG$17*AB51","v":0},0,0,0,{"$f":"2750*0.35","v":962.49999999999989},0.75,null,null,null,null,{"$f":"IFERROR((AI51/AJ51)*AK51,0)","v":0}]
[null,null,{"$error":"#DIV/0!"},null,{"$f":"'Bundled Pathway Support'!C18","v":"Efficient Kitchen Equipment"},null,"","",null,null,null,null,null,null,null,null,null,null,null,null,null,null,15,false,false,{"$f":"IF(OR(COUNTIF($I$392:$I$393,\"\")>0,I391<>\"Yes\"),\"No\",\"Yes\")","v":"No"},null,{"$f":"IFERROR((H52/1000)*$Y$64,0)","v":0},{"$f":"IFERROR((H52/1000)*(1-$Y$64),0)","v":0},"Efficient Kitchen Equipment","X",{"$f":"(($AG$15+$AD$22)+($AG$16+$AD$23))*AB52","v":0},{"$f":"(($AG$15+$AD$22)+($AG$16+$AD$23))*AC52","v":0},0,0,{"$f":"364*IF(G32=\"Fastfood\",17,12)","v":4368},0.9,null,null,null,null,{"$f":"IFERROR((AI52/AJ52)*AK52,0)","v":0}]
[null,null,null,null,"Total Credits Earned",null,null,{"$f":"SUM(IF(ISNUMBER(H38:H52),H38:H52,0))","v":0},null,null,null,null,null,null,null,null,null,null,null,null,null,null,null,null,null,null,"TOTAL:",{"$f":"SUM(AB38:AB52)","v":0},{"$f":"SUM(AC38:AC52)","v":0},null,null,{"$f":"SUM(AF38:AF52)","v":0},{"$f":"SUM(AG38:AG52)","v":0},{"$f":"SUM(AH38:AH52)","v":0},{"$f":"SUM(AI38:AI52)","v":0},null,null,null,null,null,null,{"$f":"SUM(AP41:AP52)","v":{"$error":"#N/A"}}]
[null,null,null,null,{"$f":"\"The project has earned \"&ROUND(H53,0)& \" out of \"&G35 &\" required credits. \"&W54","v":"The project has earned 0 out of 0 required credits. The number of credits earned meets the minimum number of credits required."},null,null,null,null,null,null,null,null,null,null,null,null,null,null,null,null,null,{"$f":"IF(H53>=G35,\"The number of credits earned meets the minimum number of credits required.\",\"The number of credits earned does not meet the minimum number of credits required.\")","v":"The number of credits earned meets the minimum number of credits required."},null,"Outcome Note",{"$f":"IF(W55=1,\"1 Bundled Pathway measure was reported. \",W55&\" Bundled Pathway measures were reported. \")&\"The project must include a minimum of two measures. \"&E54","v":"0 Bundled Pathway measures were reported. The project must include a minimum of two measures. The project has earned 0 out of 0 required credits. The number of credits earned meets the minimum number of credits required."}]
[null,null,null,null,null,null,null,null,null,null,null,null,null,null,null,null,null,null,null,null,null,null,{"$f":"COUNTIF(X38:X52,TRUE)","v":0},null,"Pathway Outcome",{"$f":"IF(AND(H53>=G35,W55>=2),\"Pass\",\"In Progress\")","v":"In Progress"}]
[]
[]
[null,null,{"$f":"IF(SUMIF($C$62:$C$64,\"<>#DIV/0!\")>0,1,5/0)","v":{"$error":"#DIV/0!"}},null,"Project Fuels",null,null,"Return to Top"]
[null,null,{"$f":"IF(SUMIF($C$62:$C$64,\"<>#DIV/0!\")>0,1,5/0)","v":{"$error":"#DIV/0!"}},null,"Instructions:"]
[null,null,{"$f":"IF(SUMIF($C$62:$C$64,\"<>#DIV/0!\")>0,1,5/0)","v":{"$error":"#DIV/0!"}},null,"1. Report the approximate amount of electric equipment capacity for the end-use(s) below."]
[null,null,{"$f":"IF(SUMIF($C$62:$C$64,\"<>#DIV/0!\")>0,1,5/0)","v":{"$error":"#DIV/0!"}},null,null,null,null,null,null,null,null,null,null,null,null,null,null,null,null,null,null,null,null,"Fuel Breakdown - Electric from prototype","Fuel Breakdown"]
[null,null,{"$f":"IF(SUMPRODUCT(--($X$38:$X$40),--($Y$38:$Y$40))+SUMPRODUCT(--($X$42:$X$42),--($Y$42:$Y$42))=0,5/0,1)","v":{"$error":"#DIV/0!"}},null,"Space Heating Equip.: Approximate % Electric",null,null,null,null,null,null,null,null,null,null,null,null,null,null,null,null,null,"Space Heating",{"$f":"SUMPRODUCT(INDEX(Bundled_Baseline_Table,,'EUI Tables Support'!$K$91)*--(INDEX(Bundled_Baseline_Table,,'EUI Tables Support'!$A$91)=Bundled_Building_Type_Selection)*--(INDEX(Bundled_Baseline_Table,,'EUI Tables Support'!$B$91)=$G$32)*--(INDEX(Bundled_Baseline_Table,,'EUI Tables Support'!$C$91)=$G$34))","v":0},{"$f":"IF(G62=\"\",X62,G62)","v":0}]
[null,null,{"$f":"IF(SUMPRODUCT(--($X$43:$X$49),--($Y$43:$Y$49))=0,5/0,1)","v":{"$error":"#DIV/0!"}},null,"SWH Equip.: Approximate % Electric",null,null,null,null,null,null,null,null,null,null,null,null,null,null,null,null,null,"SWH",{"$f":"SUMPRODUCT(INDEX(Bundled_Baseline_Table,,'EUI Tables Support'!$L$91)*--(INDEX(Bundled_Baseline_Table,,'EUI Tables Support'!$A$91)=Bundled_Building_Type_Selection)*--(INDEX(Bundled_Baseline_Table,,'EUI Tables Support'!$B$91)=$G$32)*--(INDEX(Bundled_Baseline_Table,,'EUI Tables Support'!$C$91)=$G$34))","v":0},{"$f":"IF(G63=\"\",X63,G63)","v":0}]
[null,null,{"$f":"IF(OR(X52=FALSE,Y52=FALSE),5/0,1)","v":{"$error":"#DIV/0!"}},null,"Kitchen Equipment: Approximate % Electric",null,null,null,null,null,null,null,null,null,null,null,null,null,null,null,null,null,"Kitchen",{"$f":"SUMPRODUCT(INDEX(Bundled_Baseline_Table,,'EUI Tables Support'!$M$91)*--(INDEX(Bundled_Baseline_Table,,'EUI Tables Support'!$A$91)=Bundled_Building_Type_Selection)*--(INDEX(Bundled_Baseline_Table,,'EUI Tables Support'!$B$91)=$G$32)*--(INDEX(Bundled_Baseline_Table,,'EUI Tables Support'!$C$91)=$G$34))","v":0},0]
[null,null,{"$f":"IF(SUMIF($C$62:$C$64,\"<>#DIV/0!\")>0,1,5/0)","v":{"$error":"#DIV/0!"}}]
[null,null,{"$f":"IF(SUMIF($C$62:$C$64,\"<>#DIV/0!\")>0,1,5/0)","v":{"$error":"#DIV/0!"}}]
[null,null,{"$f":"IF(SUMIF($C$62:$C$64,\"<>#DIV/0!\")>0,1,5/0)","v":{"$error":"#DIV/0!"}}]
[1,null,{"$f":"IF(AND(INDEX($X$38:$X$52,MATCH(A68,$W$38:$W$52,0),)=TRUE,INDEX($Y$38:$Y$52,MATCH(A68,$W$38:$W$52,0),)=TRUE),1,5/0)","v":{"$error":"#DIV/0!"}},null,{"$f":"E38","v":"UA reduction (15%)"},null,null,"Return to Top"]
[1,null,{"$f":"IF(AND(INDEX($X$38:$X$52,MATCH(A69,$W$38:$W$52,0),)=TRUE,INDEX($Y$38:$Y$52,MATCH(A69,$W$38:$W$52,0),)=TRUE),1,5/0)","v":{"$error":"#DIV/0!"}},null,"The total UA of the building thermal envelope as designed shall be not less than 15 percent below the total UA of the building thermal envelope in accordance with Section C402.1.5. "]
[1,null,{"$f":"IF(AND(INDEX($X$38:$X$52,MATCH(A70,$W$38:$W$52,0),)=TRUE,INDEX($Y$38:$Y$52,MATCH(A70,$W$38:$W$52,0),)=TRUE),1,5/0)","v":{"$error":"#DIV/0!"}}]
[1,null,{"$f":"IF(AND(INDEX($X$38:$X$52,MATCH(A71,$W$38:$W$52,0),)=TRUE,INDEX($Y$38:$Y$52,MATCH(A71,$W$38:$W$52,0),)=TRUE),1,5/0)","v":{"$error":"#DIV/0!"}},null,"Energy Credit Information"]
[1,null,{"$f":"IF(AND(INDEX($X$38:$X$52,MATCH(A72,$W$38:$W$52,0),)=TRUE,INDEX($Y$38:$Y$52,MATCH(A72,$W$38:$W$52,0),)=TRUE),1,5/0)","v":{"$error":"#DIV/0!"}},null,"Total UA Baseline"]
[1,null,{"$f":"IF(AND(INDEX($X$38:$X$52,MATCH(A73,$W$38:$W$52,0),)=TRUE,INDEX($Y$38:$Y$52,MATCH(A73,$W$38:$W$52,0),)=TRUE),1,5/0)","v":{"$error":"#DIV/0!"}},null,"Total UA Proposed"]
[1,null,{"$f":"IF(AND(INDEX($X$38:$X$52,MATCH(A74,$W$38:$W$52,0),)=TRUE,INDEX($Y$38:$Y$52,MATCH(A74,$W$38:$W$52,0),)=TRUE),1,5/0)","v":{"$error":"#DIV/0!"}},null,"Percent Less Than Baseline",null,null,{"$f":"IF(OR(H72=\"\",H73=\"\"),0,IFERROR((H72-H73)/H72,0))","v":0}]
[1,null,{"$f":"IF(AND(INDEX($X$38:$X$52,MATCH(A75,$W$38:$W$52,0),)=TRUE,INDEX($Y$38:$Y$52,MATCH(A75,$W$38:$W$52,0),)=TRUE),1,5/0)","v":{"$error":"#DIV/0!"}}]
[1,null,{"$f":"IF(AND(INDEX($X$38:$X$52,MATCH(A76,$W$38:$W$52,0),)=TRUE,INDEX($Y$38:$Y$52,MATCH(A76,$W$38:$W$52,0),)=TRUE),1,5/0)","v":{"$error":"#DIV/0!"}},null,"Documentation: Submit backup calculations for the reported baseline and proposed UA values. Submit specifications showing the thermal envelope design."]
[1,null,{"$f":"IF(AND(INDEX($X$38:$X$52,MATCH(A77,$W$38:$W$52,0),)=TRUE,INDEX($Y$38:$Y$52,MATCH(A77,$W$38:$W$52,0),)=TRUE),1,5/0)","v":{"$error":"#DIV/0!"}}]
[1,null,{"$f":"IF(AND(INDEX($X$38:$X$52,MATCH(A78,$W$38:$W$52,0),)=TRUE,INDEX($Y$38:$Y$52,MATCH(A78,$W$38:$W$52,0),)=TRUE),1,5/0)","v":{"$error":"#DIV/0!"}}]
[1,null,{"$f":"IF(AND(INDEX($X$38:$X$52,MATCH(A79,$W$38:$W$52,0),)=TRUE,INDEX($Y$38:$Y$52,MATCH(A79,$W$38:$W$52,0),)=TRUE),1,5/0)","v":{"$error":"#DIV/0!"}}]
[2,null,{"$f":"IF(AND(INDEX($X$38:$X$52,MATCH(A80,$W$38:$W$52,0),)=TRUE,INDEX($Y$38:$Y$52,MATCH(A80,$W$38:$W$52,0),)=TRUE),1,5/0)","v":{"$error":"#DIV/0!"}},null,{"$f":"E39","v":"Envelope Leakage Reduction"},null,null,"Return to Top"]
[2,null,{"$f":"IF(AND(INDEX($X$38:$X$52,MATCH(A81,$W$38:$W$52,0),)=TRUE,INDEX($Y$38:$Y$52,MATCH(A81,$W$38:$W$52,0),)=TRUE),1,5/0)","v":{"$error":"#DIV/0!"}},null,"The measured air-leakage rate of the building envelope shall not exceed 0.25 cfm/ft² under a pressure differential of 0.3 inches water column (75 Pa)."]
[2,null,{"$f":"IF(AND(INDEX($X$38:$X$52,MATCH(A82,$W$38:$W$52,0),)=TRUE,INDEX($Y$38:$Y$52,MATCH(A82,$W$38:$W$52,0),)=TRUE),1,5/0)","v":{"$error":"#DIV/0!"}}]
[2,null,{"$f":"IF(AND(INDEX($X$38:$X$52,MATCH(A83,$W$38:$W$52,0),)=TRUE,INDEX($Y$38:$Y$52,MATCH(A83,$W$38:$W$52,0),)=TRUE),1,5/0)","v":{"$error":"#DIV/0!"}},null,"Energy Credit Information"]
[2,null,{"$f":"IF(AND(INDEX($X$38:$X$52,MATCH(A84,$W$38:$W$52,0),)=TRUE,INDEX($Y$38:$Y$52,MATCH(A84,$W$38:$W$52,0),)=TRUE),1,5/0)","v":{"$error":"#DIV/0!"}},null,"Total Envelope Area (ft²)"]
[2,null,{"$f":"IF(AND(INDEX($X$38:$X$52,MATCH(A85,$W$38:$W$52,0),)=TRUE,INDEX($Y$38:$Y$52,MATCH(A85,$W$38:$W$52,0),)=TRUE),1,5/0)","v":{"$error":"#DIV/0!"}},null,"Total Air Leakage at 75 Pa (CFM)"]
[2,null,{"$f":"IF(AND(INDEX($X$38:$X$52,MATCH(A86,$W$38:$W$52,0),)=TRUE,INDEX($Y$38:$Y$52,MATCH(A86,$W$38:$W$52,0),)=TRUE),1,5/0)","v":{"$error":"#DIV/0!"}},null,"Air Leakage Rate of Envelope (CFM/ft²)",null,null,{"$f":"IFERROR(H85/H84,0)","v":0}]
[2,null,{"$f":"IF(AND(INDEX($X$38:$X$52,MATCH(A87,$W$38:$W$52,0),)=TRUE,INDEX($Y$38:$Y$52,MATCH(A87,$W$38:$W$52,0),)=TRUE),1,5/0)","v":{"$error":"#DIV/0!"}}]
[2,null,{"$f":"IF(AND(INDEX($X$38:$X$52,MATCH(A88,$W$38:$W$52,0),)=TRUE,INDEX($Y$38:$Y$52,MATCH(A88,$W$38:$W$52,0),)=TRUE),1,5/0)","v":{"$error":"#DIV/0!"}},null,"Documentation: Submit a report that includes the tested surface area, floor area, air by volume, stories above grade, and leakage rates."]
[2,null,{"$f":"IF(AND(INDEX($X$38:$X$52,MATCH(A89,$W$38:$W$52,0),)=TRUE,INDEX($Y$38:$Y$52,MATCH(A89,$W$38:$W$52,0),)=TRUE),1,5/0)","v":{"$error":"#DIV/0!"}}]
[2,null,{"$f":"IF(AND(INDEX($X$38:$X$52,MATCH(A90,$W$38:$W$52,0),)=TRUE,INDEX($Y$38:$Y$52,MATCH(A90,$W$38:$W$52,0),)=TRUE),1,5/0)","v":{"$error":"#DIV/0!"}}]
[2,null,{"$f":"IF(AND(INDEX($X$38:$X$52,MATCH(A91,$W$38:$W$52,0),)=TRUE,INDEX($Y$38:$Y$52,MATCH(A91,$W$38:$W$52,0),)=TRUE),1,5/0)","v":{"$error":"#DIV/0!"}}]
[3,null,{"$f":"IF(AND(INDEX($X$38:$X$52,MATCH(A92,$W$38:$W$52,0),)=TRUE,INDEX($Y$38:$Y$52,MATCH(A92,$W$38:$W$52,0),)=TRUE),1,5/0)","v":{"$error":"#DIV/0!"}},null,{"$f":"E40","v":"Heating Efficiency (electric only)"},null,null,null,null,null,null,null,null,null,null,null,"Return to Top"]
[3,null,{"$f":"IF(AND(INDEX($X$38:$X$52,MATCH(A93,$W$38:$W$52,0),)=TRUE,INDEX($Y$38:$Y$52,MATCH(A93,$W$38:$W$52,0),)=TRUE),1,5/0)","v":{"$error":"#DIV/0!"}},null,"Space heating equipment shall exceed the minimum heating efficiency requirements by 5% or more than listed in the tables in Section 6.8.1."]
[3,null,{"$f":"IF(AND(INDEX($X$38:$X$52,MATCH(A94,$W$38:$W$52,0),)=TRUE,INDEX($Y$38:$Y$52,MATCH(A94,$W$38:$W$52,0),)=TRUE),1,5/0)","v":{"$error":"#DIV/0!"}}]
[3,null,{"$f":"IF(AND(INDEX($X$38:$X$52,MATCH(A95,$W$38:$W$52,0),)=TRUE,INDEX($Y$38:$Y$52,MATCH(A95,$W$38:$W$52,0),)=TRUE),1,5/0)","v":{"$error":"#DIV/0!"}},null,"Instructions: \n1. Report the total space heating capacity in the project, including electric and gas equipment but excluding electric resistance and supplemental gas/electric heat.\n2. Enter all electric space heating equipment in the project in the table below, reporting unique equipment on different rows. Red-filled cells indicate that a new selection needs to be made; red-outlined cells indicate that the equipment efficiency does not exceed the minimum heating efficiency requirement by at least 5%. If a cell is hatched out, an entry is not necessary. Fill out all columns for all equipment reported. \n3. If needed, use the \"Toggle Extra Rows\" button to unhide additional rows (up to 20)."]
[3,null,{"$f":"IF(AND(INDEX($X$38:$X$52,MATCH(A96,$W$38:$W$52,0),)=TRUE,INDEX($Y$38:$Y$52,MATCH(A96,$W$38:$W$52,0),)=TRUE),1,5/0)","v":{"$error":"#DIV/0!"}}]
[3,null,{"$f":"IF(AND(INDEX($X$38:$X$52,MATCH(A97,$W$38:$W$52,0),)=TRUE,INDEX($Y$38:$Y$52,MATCH(A97,$W$38:$W$52,0),)=TRUE),1,5/0)","v":{"$error":"#DIV/0!"}},null,"Total space heating capacity, excluding electric resistance and supplemental gas/electric heat (Btu/h)"]
[3,null,{"$f":"IF(AND(INDEX($X$38:$X$52,MATCH(A98,$W$38:$W$52,0),)=TRUE,INDEX($Y$38:$Y$52,MATCH(A98,$W$38:$W$52,0),)=TRUE),1,5/0)","v":{"$error":"#DIV/0!"}},null,null,null,null,null,null,null,null,null,null,null,null,null,null,null,null,null,null,{"$f":"'Bundled Pathway Support'!$AD$1","v":4},{"$f":"'Bundled Pathway Support'!$AF$1","v":6},{"$f":"'Bundled Pathway Support'!$AI$1","v":9},null,null,null,null,"Lookup column:",{"$f":"'Bundled Pathway Support'!$AN$1","v":14}]
[3,null,{"$f":"IF(AND(INDEX($X$38:$X$52,MATCH(A99,$W$38:$W$52,0),)=TRUE,INDEX($Y$38:$Y$52,MATCH(A99,$W$38:$W$52,0),)=TRUE),1,5/0)","v":{"$error":"#DIV/0!"}},null,"Energy Credit Information",null,null,null,null,null,null,null,null,null,null,null,null,null,null,null,null,"Size Category Column","Subcategory Column","Equipment Subtype",null,null,null,null,"Count column:",{"$f":"'Bundled Pathway Support'!$AO$1","v":15},null,"Conditional Formatting"]
[3,null,{"$f":"IF(AND(INDEX($X$38:$X$52,MATCH(A100,$W$38:$W$52,0),)=TRUE,INDEX($Y$38:$Y$52,MATCH(A100,$W$38:$W$52,0),)=TRUE),1,5/0)","v":{"$error":"#DIV/0!"}},null,"Equipment Type","Equipment Subtype",null,"Size Category",null,"Subcategory","90.1 Minimum Efficiency Table","Minimum Efficiency Requirement","Efficiency Units","Design Heating Efficiency","Design Heating Capacity (Btu/h)","Design Cooling Capacity (Btu/h)","Quantity",null,null,null,null,"Size Category Dropdowns",null,null,null,null,"Subcategory Dropdowns",null,null,"Lookup Row","Eiheat","Equipment Subtype Conditional Formatting","Equipment size category conditional formatting","Equipment subcategory conditional formatting","PTHP Standard Size Efficiency (if applicable)","PTHP Nonstandard Size Efficiency (if applicable)","Measure Category","Measure Name","Measure Description","Measure Count","Measure Savings Weight"]
[3,null,{"$f":"IF(AND(INDEX($X$38:$X$52,MATCH(A101,$W$38:$W$52,0),)=TRUE,INDEX($Y$38:$Y$52,MATCH(A101,$W$38:$W$52,0),)=TRUE),1,5/0)","v":{"$error":"#DIV/0!"}},null,null,null,null,null,null,null,{"$f":"IFERROR(INDEX(Bundled_H02_Efficiency_Table,$AD101,'Bundled Pathway Support'!$AA$1),\"\")","v":""},{"$f":"IFERROR(IF(AI101<>\"\",AI101,IF(AJ101<>\"\",AJ101,INDEX(Bundled_H02_Efficiency_Table,$AD101,'Bundled Pathway Support'!$AG$1))),\"\")","v":""},{"$f":"IFERROR(INDEX(Bundled_H02_Efficiency_Table,$AD101,'Bundled Pathway Support'!$AH$1),\"\")","v":""},null,null,null,null,null,null,null,null,{"$f":"IFERROR(UniqueFilter(INDEX(Bundled_H02_Efficiency_Table,,$V$98),INDEX(Bundled_H02_Efficiency_Table,,$X$98),F101),Lists_NA)","v":"N/A"},null,null,null,null,{"$f":"IFERROR(UniqueFilter(INDEX(Bundled_H02_Efficiency_Table,,$W$98),INDEX(Bundled_H02_Efficiency_Table,,$X$98),F101),Lists_NA)","v":"N/A"},null,null,{"$f":"INDEX(Bundled_H02_Efficiency_Table,MATCH(E101&F101&H101&J101,INDEX(Bundled_H02_Efficiency_Table,,$AD$98),0),$AD$99)","v":{"$error":"#N/A"}},{"$f":"IF(OR(N101=\"\",E101=\"Electric Resistance\"),0,MIN(0.2,(N101/L101)-1))","v":0},{"$f":"ISERROR(MATCH(F101,IF(E101=\"Heat Pump\",Lists_Heat_Pump_Types,IF(E101=\"Electric Resistance\",Lists_Elec_Resistance,Lists_NA)),0))","v":true},{"$f":"ISERROR(MATCH(H101,V101:Z101,0))","v":true},{"$f":"ISERROR(MATCH(J101,AA101:AC101,0))","v":true},{"$f":"IF(AND(F101=\"PTHP, standard size\",H101=\"≥7,000 Btu/h and ≤15,000 Btu/h\"),IF(P101=\"\",\"Enter cooling cap\",3.7-(0.052*P101/1000)),\"\")","v":""},{"$f":"IF(AND(F101=\"PTHP, nonstandard size\",H101=\"≥7,000 Btu/h and ≤15,000 Btu/h\"),IF(P101=\"\",\"Enter cooling cap\",2.9-(0.026*P101/1000)),\"\")","v":""},"HVAC",{"$f":"IFERROR(INDEX(Bundled_H02_Efficiency_Table,$AD101,'Bundled Pathway Support'!$AP$1),\"\")","v":""},{"$f":"E101&\" - \"&IF(F101=\"N/A\",\"\",F101)&\": \"&TEXT(N101,\"##.##\")&\" \"&M101&\", \"&TEXT(O101,\"###,###,###\")& \" Btu/h\"","v":" - : . ,  Btu/h"},{"$f":"Q101","v":0},{"$f":"(O101*Q101)/$J$97","v":{"$error":"#DIV/0!"}}]
[3,null,{"$f":"IF(AND(INDEX($X$38:$X$52,MATCH(A102,$W$38:$W$52,0),)=TRUE,INDEX($Y$38:$Y$52,MATCH(A102,$W$38:$W$52,0),)=TRUE),1,5/0)","v":{"$error":"#DIV/0!"}},null,null,null,null,null,null,null,{"$f":"IFERROR(INDEX(Bundled_H02_Efficiency_Table,$AD102,'Bundled Pathway Support'!$AA$1),\"\")","v":""},{"$f":"IFERROR(IF(AI102<>\"\",AI102,IF(AJ102<>\"\",AJ102,INDEX(Bundled_H02_Efficiency_Table,$AD102,'Bundled Pathway Support'!$AG$1))),\"\")","v":""},{"$f":"IFERROR(INDEX(Bundled_H02_Efficiency_Table,$AD102,'Bundled Pathway Support'!$AH$1),\"\")","v":""},null,null,null,null,null,null,null,null,{"$f":"IFERROR(UniqueFilter(INDEX(Bundled_H02_Efficiency_Table,,$V$98),INDEX(Bundled_H02_Efficiency_Table,,$X$98),F102),Lists_NA)","v":"N/A"},null,null,null,null,{"$f":"IFERROR(UniqueFilter(INDEX(Bundled_H02_Efficiency_Table,,$W$98),INDEX(Bundled_H02_Efficiency_Table,,$X$98),F102),Lists_NA)","v":"N/A"},null,null,{"$f":"INDEX(Bundled_H02_Efficiency_Table,MATCH(E102&F102&H102&J102,INDEX(Bundled_H02_Efficiency_Table,,$AD$98),0),$AD$99)","v":{"$error":"#N/A"}},{"$f":"IF(OR(N102=\"\",E102=\"Electric Resistance\"),0,MIN(0.2,(N102/L102)-1))","v":0},{"$f":"ISERROR(MATCH(F102,IF(E102=\"Heat Pump\",Lists_Heat_Pump_Types,IF(E102=\"Electric Resistance\",Lists_Elec_Resistance,Lists_NA)),0))","v":true},{"$f":"ISERROR(MATCH(H102,V102:Z102,0))","v":true},{"$f":"ISERROR(MATCH(J102,AA102:AC102,0))","v":true},{"$f":"IF(AND(F102=\"PTHP, standard size\",H102=\"≥7,000 Btu/h and ≤15,000 Btu/h\"),IF(P102=\"\",\"Enter cooling cap\",3.7-(0.052*P102/1000)),\"\")","v":""},{"$f":"IF(AND(F102=\"PTHP, nonstandard size\",H102=\"≥7,000 Btu/h and ≤15,000 Btu/h\"),IF(P102=\"\",\"Enter cooling cap\",2.9-(0.026*P102/1000)),\"\")","v":""},"HVAC",{"$f":"IFERROR(INDEX(Bundled_H02_Efficiency_Table,$AD102,'Bundled Pathway Support'!$AP$1),\"\")","v":""},{"$f":"E102&\" - \"&IF(F102=\"N/A\",\"\",F102)&\": \"&TEXT(N102,\"##.##\")&\" \"&M102&\", \"&TEXT(O102,\"###,###,###\")& \" Btu/h\"","v":" - : . ,  Btu/h"},{"$f":"Q102","v":0},{"$f":"(O102*Q102)/$J$97","v":{"$error":"#DIV/0!"}}]
[3,null,{"$f":"IF(AND(INDEX($X$38:$X$52,MATCH(A103,$W$38:$W$52,0),)=TRUE,INDEX($Y$38:$Y$52,MATCH(A103,$W$38:$W$52,0),)=TRUE),1,5/0)","v":{"$error":"#DIV/0!"}},null,null,null,null,null,null,null,{"$f":"IFERROR(INDEX(Bundled_H02_Efficiency_Table,$AD103,'Bundled Pathway Support'!$AA$1),\"\")","v":""},{"$f":"IFERROR(IF(AI103<>\"\",AI103,IF(AJ103<>\"\",AJ103,INDEX(Bundled_H02_Efficiency_Table,$AD103,'Bundled Pathway Support'!$AG$1))),\"\")","v":""},{"$f":"IFERROR(INDEX(Bundled_H02_Efficiency_Table,$AD103,'Bundled Pathway Support'!$AH$1),\"\")","v":""},null,null,null,null,null,null,null,null,{"$f":"IFERROR(UniqueFilter(INDEX(Bundled_H02_Efficiency_Table,,$V$98),INDEX(Bundled_H02_Efficiency_Table,,$X$98),F103),Lists_NA)","v":"N/A"},null,null,null,null,{"$f":"IFERROR(UniqueFilter(INDEX(Bundled_H02_Efficiency_Table,,$W$98),INDEX(Bundled_H02_Efficiency_Table,,$X$98),F103),Lists_NA)","v":"N/A"},null,null,{"$f":"INDEX(Bundled_H02_Efficiency_Table,MATCH(E103&F103&H103&J103,INDEX(Bundled_H02_Efficiency_Table,,$AD$98),0),$AD$99)","v":{"$error":"#N/A"}},0,true,true,true,"","","HVAC",{"$f":"IFERROR(INDEX(Bundled_H02_Efficiency_Table,$AD103,'Bundled Pathway Support'!$AP$1),\"\")","v":""}," - : . ,  Btu/h",0,{"$error":"#DIV/0!"}]
[3,null,{"$f":"IF(AND(INDEX($X$38:$X$52,MATCH(A104,$W$38:$W$52,0),)=TRUE,INDEX($Y$38:$Y$52,MATCH(A104,$W$38:$W$52,0),)=TRUE),1,5/0)","v":{"$error":"#DIV/0!"}},null,null,null,null,null,null,null,{"$f":"IFERROR(INDEX(Bundled_H02_Efficiency_Table,$AD104,'Bundled Pathway Support'!$AA$1),\"\")","v":""},{"$f":"IFERROR(IF(AI104<>\"\",AI104,IF(AJ104<>\"\",AJ104,INDEX(Bundled_H02_Efficiency_Table,$AD104,'Bundled Pathway Support'!$AG$1))),\"\")","v":""},{"$f":"IFERROR(INDEX(Bundled_H02_Efficiency_Table,$AD104,'Bundled Pathway Support'!$AH$1),\"\")","v":""},null,null,null,null,null,null,null,null,{"$f":"IFERROR(UniqueFilter(INDEX(Bundled_H02_Efficiency_Table,,$V$98),INDEX(Bundled_H02_Efficiency_Table,,$X$98),F104),Lists_NA)","v":"N/A"},null,null,null,null,{"$f":"IFERROR(UniqueFilter(INDEX(Bundled_H02_Efficiency_Table,,$W$98),INDEX(Bundled_H02_Efficiency_Table,,$X$98),F104),Lists_NA)","v":"N/A"},null,null,{"$f":"INDEX(Bundled_H02_Efficiency_Table,MATCH(E104&F104&H104&J104,INDEX(Bundled_H02_Efficiency_Table,,$AD$98),0),$AD$99)","v":{"$error":"#N/A"}},0,true,true,true,"","","HVAC",{"$f":"IFERROR(INDEX(Bundled_H02_Efficiency_Table,$AD104,'Bundled Pathway Support'!$AP$1),\"\")","v":""}," - : . ,  Btu/h",0,{"$error":"#DIV/0!"}]
[3,null,{"$f":"IF(AND(INDEX($X$38:$X$52,MATCH(A105,$W$38:$W$52,0),)=TRUE,INDEX($Y$38:$Y$52,MATCH(A105,$W$38:$W$52,0),)=TRUE),1,5/0)","v":{"$error":"#DIV/0!"}},null,null,null,null,null,null,null,{"$f":"IFERROR(INDEX(Bundled_H02_Efficiency_Table,$AD105,'Bundled Pathway Support'!$AA$1),\"\")","v":""},{"$f":"IFERROR(IF(AI105<>\"\",AI105,IF(AJ105<>\"\",AJ105,INDEX(Bundled_H02_Efficiency_Table,$AD105,'Bundled Pathway Support'!$AG$1))),\"\")","v":""},{"$f":"IFERROR(INDEX(Bundled_H02_Efficiency_Table,$AD105,'Bundled Pathway Support'!$AH$1),\"\")","v":""},null,null,null,null,null,null,null,null,{"$f":"IFERROR(UniqueFilter(INDEX(Bundled_H02_Efficiency_Table,,$V$98),INDEX(Bundled_H02_Efficiency_Table,,$X$98),F105),Lists_NA)","v":"N/A"},null,null,null,null,{"$f":"IFERROR(UniqueFilter(INDEX(Bundled_H02_Efficiency_Table,,$W$98),INDEX(Bundled_H02_Efficiency_Table,,$X$98),F105),Lists_NA)","v":"N/A"},null,null,{"$f":"INDEX(Bundled_H02_Efficiency_Table,MATCH(E105&F105&H105&J105,INDEX(Bundled_H02_Efficiency_Table,,$AD$98),0),$AD$99)","v":{"$error":"#N/A"}},0,true,true,true,"","","HVAC",{"$f":"IFERROR(INDEX(Bundled_H02_Efficiency_Table,$AD105,'Bundled Pathway Support'!$AP$1),\"\")","v":""}," - : . ,  Btu/h",0,{"$error":"#DIV/0!"}]
[3,null,{"$f":"IF(AND(INDEX($X$38:$X$52,MATCH(A106,$W$38:$W$52,0),)=TRUE,INDEX($Y$38:$Y$52,MATCH(A106,$W$38:$W$52,0),)=TRUE),1,5/0)","v":{"$error":"#DIV/0!"}},null,null,null,null,null,null,null,{"$f":"IFERROR(INDEX(Bundled_H02_Efficiency_Table,$AD106,'Bundled Pathway Support'!$AA$1),\"\")","v":""},{"$f":"IFERROR(IF(AI106<>\"\",AI106,IF(AJ106<>\"\",AJ106,INDEX(Bundled_H02_Efficiency_Table,$AD106,'Bundled Pathway Support'!$AG$1))),\"\")","v":""},{"$f":"IFERROR(INDEX(Bundled_H02_Efficiency_Table,$AD106,'Bundled Pathway Support'!$AH$1),\"\")","v":""},null,null,null,null,null,null,null,null,{"$f":"IFERROR(UniqueFilter(INDEX(Bundled_H02_Efficiency_Table,,$V$98),INDEX(Bundled_H02_Efficiency_Table,,$X$98),F106),Lists_NA)","v":"N/A"},null,null,null,null,{"$f":"IFERROR(UniqueFilter(INDEX(Bundled_H02_Efficiency_Table,,$W$98),INDEX(Bundled_H02_Efficiency_Table,,$X$98),F106),Lists_NA)","v":"N/A"},null,null,{"$f":"INDEX(Bundled_H02_Efficiency_Table,MATCH(E106&F106&H106&J106,INDEX(Bundled_H02_Efficiency_Table,,$AD$98),0),$AD$99)","v":{"$error":"#N/A"}},0,true,true,true,"","","HVAC",{"$f":"IFERROR(INDEX(Bundled_H02_Efficiency_Table,$AD106,'Bundled Pathway Support'!$AP$1),\"\")","v":""}," - : . ,  Btu/h",0,{"$error":"#DIV/0!"}]
[3,null,{"$f":"IF(AND(INDEX($X$38:$X$52,MATCH(A107,$W$38:$W$52,0),)=TRUE,INDEX($Y$38:$Y$52,MATCH(A107,$W$38:$W$52,0),)=TRUE),1,5/0)","v":{"$error":"#DIV/0!"}},null,null,null,null,null,null,null,{"$f":"IFERROR(INDEX(Bundled_H02_Efficiency_Table,$AD107,'Bundled Pathway Support'!$AA$1),\"\")","v":""},{"$f":"IFERROR(IF(AI107<>\"\",AI107,IF(AJ107<>\"\",AJ107,INDEX(Bundled_H02_Efficiency_Table,$AD107,'Bundled Pathway Support'!$AG$1))),\"\")","v":""},{"$f":"IFERROR(INDEX(Bundled_H02_Efficiency_Table,$AD107,'Bundled Pathway Support'!$AH$1),\"\")","v":""},null,null,null,null,null,null,null,null,{"$f":"IFERROR(UniqueFilter(INDEX(Bundled_H02_Efficiency_Table,,$V$98),INDEX(Bundled_H02_Efficiency_Table,,$X$98),F107),Lists_NA)","v":"N/A"},null,null,null,null,{"$f":"IFERROR(UniqueFilter(INDEX(Bundled_H02_Efficiency_Table,,$W$98),INDEX(Bundled_H02_Efficiency_Table,,$X$98),F107),Lists_NA)","v":"N/A"},null,null,{"$f":"INDEX(Bundled_H02_Efficiency_Table,MATCH(E107&F107&H107&J107,INDEX(Bundled_H02_Efficiency_Table,,$AD$98),0),$AD$99)","v":{"$error":"#N/A"}},0,true,true,true,"","","HVAC",{"$f":"IFERROR(INDEX(Bundled_H02_Efficiency_Table,$AD107,'Bundled Pathway Support'!$AP$1),\"\")","v":""}," - : . ,  Btu/h",0,{"$error":"#DIV/0!"}]
[3,null,{"$f":"IF(AND(INDEX($X$38:$X$52,MATCH(A108,$W$38:$W$52,0),)=TRUE,INDEX($Y$38:$Y$52,MATCH(A108,$W$38:$W$52,0),)=TRUE),1,5/0)","v":{"$error":"#DIV/0!"}},null,null,null,null,null,null,null,{"$f":"IFERROR(INDEX(Bundled_H02_Efficiency_Table,$AD108,'Bundled Pathway Support'!$AA$1),\"\")","v":""},{"$f":"IFERROR(IF(AI108<>\"\",AI108,IF(AJ108<>\"\",AJ108,INDEX(Bundled_H02_Efficiency_Table,$AD108,'Bundled Pathway Support'!$AG$1))),\"\")","v":""},{"$f":"IFERROR(INDEX(Bundled_H02_Efficiency_Table,$AD108,'Bundled Pathway Support'!$AH$1),\"\")","v":""},null,null,null,null,null,null,null,null,{"$f":"IFERROR(UniqueFilter(INDEX(Bundled_H02_Efficiency_Table,,$V$98),INDEX(Bundled_H02_Efficiency_Table,,$X$98),F108),Lists_NA)","v":"N/A"},null,null,null,null,{"$f":"IFERROR(UniqueFilter(INDEX(Bundled_H02_Efficiency_Table,,$W$98),INDEX(Bundled_H02_Efficiency_Table,,$X$98),F108),Lists_NA)","v":"N/A"},null,null,{"$f":"INDEX(Bundled_H02_Efficiency_Table,MATCH(E108&F108&H108&J108,INDEX(Bundled_H02_Efficiency_Table,,$AD$98),0),$AD$99)","v":{"$error":"#N/A"}},0,true,true,true,"","","HVAC",{"$f":"IFERROR(INDEX(Bundled_H02_Efficiency_Table,$AD108,'Bundled Pathway Support'!$AP$1),\"\")","v":""}," - : . ,  Btu/h",0,{"$error":"#DIV/0!"}]
[3,null,{"$f":"IF(AND(INDEX($X$38:$X$52,MATCH(A109,$W$38:$W$52,0),)=TRUE,INDEX($Y$38:$Y$52,MATCH(A109,$W$38:$W$52,0),)=TRUE),1,5/0)","v":{"$error":"#DIV/0!"}},null,null,null,null,null,null,null,{"$f":"IFERROR(INDEX(Bundled_H02_Efficiency_Table,$AD109,'Bundled Pathway Support'!$AA$1),\"\")","v":""},{"$f":"IFERROR(IF(AI109<>\"\",AI109,IF(AJ109<>\"\",AJ109,INDEX(Bundled_H02_Efficiency_Table,$AD109,'Bundled Pathway Support'!$AG$1))),\"\")","v":""},{"$f":"IFERROR(INDEX(Bundled_H02_Efficiency_Table,$AD109,'Bundled Pathway Support'!$AH$1),\"\")","v":""},null,null,null,null,null,null,null,null,{"$f":"IFERROR(UniqueFilter(INDEX(Bundled_H02_Efficiency_Table,,$V$98),INDEX(Bundled_H02_Efficiency_Table,,$X$98),F109),Lists_NA)","v":"N/A"},null,null,null,null,{"$f":"IFERROR(UniqueFilter(INDEX(Bundled_H02_Efficiency_Table,,$W$98),INDEX(Bundled_H02_Efficiency_Table,,$X$98),F109),Lists_NA)","v":"N/A"},null,null,{"$f":"INDEX(Bundled_H02_Efficiency_Table,MATCH(E109&F109&H109&J109,INDEX(Bundled_H02_Efficiency_Table,,$AD$98),0),$AD$99)","v":{"$error":"#N/A"}},0,true,true,true,"","","HVAC",{"$f":"IFERROR(INDEX(Bundled_H02_Efficiency_Table,$AD109,'Bundled Pathway Support'!$AP$1),\"\")","v":""}," - : . ,  Btu/h",0,{"$error":"#DIV/0!"}]
[3,null,{"$f":"IF(AND(INDEX($X$38:$X$52,MATCH(A110,$W$38:$W$52,0),)=TRUE,INDEX($Y$38:$Y$52,MATCH(A110,$W$38:$W$52,0),)=TRUE),1,5/0)","v":{"$error":"#DIV/0!"}},null,null,null,null,null,null,null,{"$f":"IFERROR(INDEX(Bundled_H02_Efficiency_Table,$AD110,'Bundled Pathway Support'!$AA$1),\"\")","v":""},{"$f":"IFERROR(IF(AI110<>\"\",AI110,IF(AJ110<>\"\",AJ110,INDEX(Bundled_H02_Efficiency_Table,$AD110,'Bundled Pathway Support'!$AG$1))),\"\")","v":""},{"$f":"IFERROR(INDEX(Bundled_H02_Efficiency_Table,$AD110,'Bundled Pathway Support'!$AH$1),\"\")","v":""},null,null,null,null,null,null,null,null,{"$f":"IFERROR(UniqueFilter(INDEX(Bundled_H02_Efficiency_Table,,$V$98),INDEX(Bundled_H02_Efficiency_Table,,$X$98),F110),Lists_NA)","v":"N/A"},null,null,null,null,{"$f":"IFERROR(UniqueFilter(INDEX(Bundled_H02_Efficiency_Table,,$W$98),INDEX(Bundled_H02_Efficiency_Table,,$X$98),F110),Lists_NA)","v":"N/A"},null,null,{"$f":"INDEX(Bundled_H02_Efficiency_Table,MATCH(E110&F110&H110&J110,INDEX(Bundled_H02_Efficiency_Table,,$AD$98),0),$AD$99)","v":{"$error":"#N/A"}},0,true,true,true,"","","HVAC",{"$f":"IFERROR(INDEX(Bundled_H02_Efficiency_Table,$AD110,'Bundled Pathway Support'!$AP$1),\"\")","v":""}," - : . ,  Btu/h",0,{"$error":"#DIV/0!"}]
[3,null,{"$f":"IF(AND(INDEX($X$38:$X$52,MATCH(A111,$W$38:$W$52,0),)=TRUE,INDEX($Y$38:$Y$52,MATCH(A111,$W$38:$W$52,0),)=TRUE,Bundled_H02_Toggle),1,5/0)","v":{"$error":"#DIV/0!"}},null,null,null,null,null,null,null,{"$f":"IFERROR(INDEX(Bundled_H02_Efficiency_Table,$AD111,'Bundled Pathway Support'!$AA$1),\"\")","v":""},{"$f":"IFERROR(IF(AI111<>\"\",AI111,IF(AJ111<>\"\",AJ111,INDEX(Bundled_H02_Efficiency_Table,$AD111,'Bundled Pathway Support'!$AG$1))),\"\")","v":""},{"$f":"IFERROR(INDEX(Bundled_H02_Efficiency_Table,$AD111,'Bundled Pathway Support'!$AH$1),\"\")","v":""},null,null,null,null,null,null,null,null,{"$f":"IFERROR(UniqueFilter(INDEX(Bundled_H02_Efficiency_Table,,$V$98),INDEX(Bundled_H02_Efficiency_Table,,$X$98),F111),Lists_NA)","v":"N/A"},null,null,null,null,{"$f":"IFERROR(UniqueFilter(INDEX(Bundled_H02_Efficiency_Table,,$W$98),INDEX(Bundled_H02_Efficiency_Table,,$X$98),F111),Lists_NA)","v":"N/A"},null,null,{"$f":"INDEX(Bundled_H02_Efficiency_Table,MATCH(E111&F111&H111&J111,INDEX(Bundled_H02_Efficiency_Table,,$AD$98),0),$AD$99)","v":{"$error":"#N/A"}},0,true,true,true,"","","HVAC",{"$f":"IFERROR(INDEX(Bundled_H02_Efficiency_Table,$AD111,'Bundled Pathway Support'!$AP$1),\"\")","v":""}," - : . ,  Btu/h",0,{"$error":"#DIV/0!"}]
[3,null,{"$f":"IF(AND(INDEX($X$38:$X$52,MATCH(A112,$W$38:$W$52,0),)=TRUE,INDEX($Y$38:$Y$52,MATCH(A112,$W$38:$W$52,0),)=TRUE,Bundled_H02_Toggle),1,5/0)","v":{"$error":"#DIV/0!"}},null,null,null,null,null,null,null,{"$f":"IFERROR(INDEX(Bundled_H02_Efficiency_Table,$AD112,'Bundled Pathway Support'!$AA$1),\"\")","v":""},{"$f":"IFERROR(IF(AI112<>\"\",AI112,IF(AJ112<>\"\",AJ112,INDEX(Bundled_H02_Efficiency_Table,$AD112,'Bundled Pathway Support'!$AG$1))),\"\")","v":""},{"$f":"IFERROR(INDEX(Bundled_H02_Efficiency_Table,$AD112,'Bundled Pathway Support'!$AH$1),\"\")","v":""},null,null,null,null,null,null,null,null,{"$f":"IFERROR(UniqueFilter(INDEX(Bundled_H02_Efficiency_Table,,$V$98),INDEX(Bundled_H02_Efficiency_Table,,$X$98),F112),Lists_NA)","v":"N/A"},null,null,null,null,{"$f":"IFERROR(UniqueFilter(INDEX(Bundled_H02_Efficiency_Table,,$W$98),INDEX(Bundled_H02_Efficiency_Table,,$X$98),F112),Lists_NA)","v":"N/A"},null,null,{"$f":"INDEX(Bundled_H02_Efficiency_Table,MATCH(E112&F112&H112&J112,INDEX(Bundled_H02_Efficiency_Table,,$AD$98),0),$AD$99)","v":{"$error":"#N/A"}},0,true,true,true,"","","HVAC",{"$f":"IFERROR(INDEX(Bundled_H02_Efficiency_Table,$AD112,'Bundled Pathway Support'!$AP$1),\"\")","v":""}," - : . ,  Btu/h",0,{"$error":"#DIV/0!"}]
[3,null,{"$f":"IF(AND(INDEX($X$38:$X$52,MATCH(A113,$W$38:$W$52,0),)=TRUE,INDEX($Y$38:$Y$52,MATCH(A113,$W$38:$W$52,0),)=TRUE,Bundled_H02_Toggle),1,5/0)","v":{"$error":"#DIV/0!"}},null,null,null,null,null,null,null,{"$f":"IFERROR(INDEX(Bundled_H02_Efficiency_Table,$AD113,'Bundled Pathway Support'!$AA$1),\"\")","v":""},{"$f":"IFERROR(IF(AI113<>\"\",AI113,IF(AJ113<>\"\",AJ113,INDEX(Bundled_H02_Efficiency_Table,$AD113,'Bundled Pathway Support'!$AG$1))),\"\")","v":""},{"$f":"IFERROR(INDEX(Bundled_H02_Efficiency_Table,$AD113,'Bundled Pathway Support'!$AH$1),\"\")","v":""},null,null,null,null,null,null,null,null,{"$f":"IFERROR(UniqueFilter(INDEX(Bundled_H02_Efficiency_Table,,$V$98),INDEX(Bundled_H02_Efficiency_Table,,$X$98),F113),Lists_NA)","v":"N/A"},null,null,null,null,{"$f":"IFERROR(UniqueFilter(INDEX(Bundled_H02_Efficiency_Table,,$W$98),INDEX(Bundled_H02_Efficiency_Table,,$X$98),F113),Lists_NA)","v":"N/A"},null,null,{"$f":"INDEX(Bundled_H02_Efficiency_Table,MATCH(E113&F113&H113&J113,INDEX(Bundled_H02_Efficiency_Table,,$AD$98),0),$AD$99)","v":{"$error":"#N/A"}},0,true,true,true,"","","HVAC",{"$f":"IFERROR(INDEX(Bundled_H02_Efficiency_Table,$AD113,'Bundled Pathway Support'!$AP$1),\"\")","v":""}," - : . ,  Btu/h",0,{"$error":"#DIV/0!"}]
[3,null,{"$f":"IF(AND(INDEX($X$38:$X$52,MATCH(A114,$W$38:$W$52,0),)=TRUE,INDEX($Y$38:$Y$52,MATCH(A114,$W$38:$W$52,0),)=TRUE,Bundled_H02_Toggle),1,5/0)","v":{"$error":"#DIV/0!"}},null,null,null,null,null,null,null,{"$f":"IFERROR(INDEX(Bundled_H02_Efficiency_Table,$AD114,'Bundled Pathway Support'!$AA$1),\"\")","v":""},{"$f":"IFERROR(IF(AI114<>\"\",AI114,IF(AJ114<>\"\",AJ114,INDEX(Bundled_H02_Efficiency_Table,$AD114,'Bundled Pathway Support'!$AG$1))),\"\")","v":""},{"$f":"IFERROR(INDEX(Bundled_H02_Efficiency_Table,$AD114,'Bundled Pathway Support'!$AH$1),\"\")","v":""},null,null,null,null,null,null,null,null,{"$f":"IFERROR(UniqueFilter(INDEX(Bundled_H02_Efficiency_Table,,$V$98),INDEX(Bundled_H02_Efficiency_Table,,$X$98),F114),Lists_NA)","v":"N/A"},null,null,null,null,{"$f":"IFERROR(UniqueFilter(INDEX(Bundled_H02_Efficiency_Table,,$W$98),INDEX(Bundled_H02_Efficiency_Table,,$X$98),F114),Lists_NA)","v":"N/A"},null,null,{"$f":"INDEX(Bundled_H02_Efficiency_Table,MATCH(E114&F114&H114&J114,INDEX(Bundled_H02_Efficiency_Table,,$AD$98),0),$AD$99)","v":{"$error":"#N/A"}},0,true,true,true,"","","HVAC",{"$f":"IFERROR(INDEX(Bundled_H02_Efficiency_Table,$AD114,'Bundled Pathway Support'!$AP$1),\"\")","v":""}," - : . ,  Btu/h",0,{"$error":"#DIV/0!"}]
[3,null,{"$f":"IF(AND(INDEX($X$38:$X$52,MATCH(A115,$W$38:$W$52,0),)=TRUE,INDEX($Y$38:$Y$52,MATCH(A115,$W$38:$W$52,0),)=TRUE,Bundled_H02_Toggle),1,5/0)","v":{"$error":"#DIV/0!"}},null,null,null,null,null,null,null,{"$f":"IFERROR(INDEX(Bundled_H02_Efficiency_Table,$AD115,'Bundled Pathway Support'!$AA$1),\"\")","v":""},{"$f":"IFERROR(IF(AI115<>\"\",AI115,IF(AJ115<>\"\",AJ115,INDEX(Bundled_H02_Efficiency_Table,$AD115,'Bundled Pathway Support'!$AG$1))),\"\")","v":""},{"$f":"IFERROR(INDEX(Bundled_H02_Efficiency_Table,$AD115,'Bundled Pathway Support'!$AH$1),\"\")","v":""},null,null,null,null,null,null,null,null,{"$f":"IFERROR(UniqueFilter(INDEX(Bundled_H02_Efficiency_Table,,$V$98),INDEX(Bundled_H02_Efficiency_Table,,$X$98),F115),Lists_NA)","v":"N/A"},null,null,null,null,{"$f":"IFERROR(UniqueFilter(INDEX(Bundled_H02_Efficiency_Table,,$W$98),INDEX(Bundled_H02_Efficiency_Table,,$X$98),F115),Lists_NA)","v":"N/A"},null,null,{"$f":"INDEX(Bundled_H02_Efficiency_Table,MATCH(E115&F115&H115&J115,INDEX(Bundled_H02_Efficiency_Table,,$AD$98),0),$AD$99)","v":{"$error":"#N/A"}},0,true,true,true,"","","HVAC",{"$f":"IFERROR(INDEX(Bundled_H02_Efficiency_Table,$AD115,'Bundled Pathway Support'!$AP$1),\"\")","v":""}," - : . ,  Btu/h",0,{"$error":"#DIV/0!"}]
[3,null,{"$f":"IF(AND(INDEX($X$38:$X$52,MATCH(A116,$W$38:$W$52,0),)=TRUE,INDEX($Y$38:$Y$52,MATCH(A116,$W$38:$W$52,0),)=TRUE,Bundled_H02_Toggle),1,5/0)","v":{"$error":"#DIV/0!"}},null,null,null,null,null,null,null,{"$f":"IFERROR(INDEX(Bundled_H02_Efficiency_Table,$AD116,'Bundled Pathway Support'!$AA$1),\"\")","v":""},{"$f":"IFERROR(IF(AI116<>\"\",AI116,IF(AJ116<>\"\",AJ116,INDEX(Bundled_H02_Efficiency_Table,$AD116,'Bundled Pathway Support'!$AG$1))),\"\")","v":""},{"$f":"IFERROR(INDEX(Bundled_H02_Efficiency_Table,$AD116,'Bundled Pathway Support'!$AH$1),\"\")","v":""},null,null,null,null,null,null,null,null,{"$f":"IFERROR(UniqueFilter(INDEX(Bundled_H02_Efficiency_Table,,$V$98),INDEX(Bundled_H02_Efficiency_Table,,$X$98),F116),Lists_NA)","v":"N/A"},null,null,null,null,{"$f":"IFERROR(UniqueFilter(INDEX(Bundled_H02_Efficiency_Table,,$W$98),INDEX(Bundled_H02_Efficiency_Table,,$X$98),F116),Lists_NA)","v":"N/A"},null,null,{"$f":"INDEX(Bundled_H02_Efficiency_Table,MATCH(E116&F116&H116&J116,INDEX(Bundled_H02_Efficiency_Table,,$AD$98),0),$AD$99)","v":{"$error":"#N/A"}},0,true,true,true,"","","HVAC",{"$f":"IFERROR(INDEX(Bundled_H02_Efficiency_Table,$AD116,'Bundled Pathway Support'!$AP$1),\"\")","v":""}," - : . ,  Btu/h",0,{"$error":"#DIV/0!"}]
[3,null,{"$f":"IF(AND(INDEX($X$38:$X$52,MATCH(A117,$W$38:$W$52,0),)=TRUE,INDEX($Y$38:$Y$52,MATCH(A117,$W$38:$W$52,0),)=TRUE,Bundled_H02_Toggle),1,5/0)","v":{"$error":"#DIV/0!"}},null,null,null,null,null,null,null,{"$f":"IFERROR(INDEX(Bundled_H02_Efficiency_Table,$AD117,'Bundled Pathway Support'!$AA$1),\"\")","v":""},{"$f":"IFERROR(IF(AI117<>\"\",AI117,IF(AJ117<>\"\",AJ117,INDEX(Bundled_H02_Efficiency_Table,$AD117,'Bundled Pathway Support'!$AG$1))),\"\")","v":""},{"$f":"IFERROR(INDEX(Bundled_H02_Efficiency_Table,$AD117,'Bundled Pathway Support'!$AH$1),\"\")","v":""},null,null,null,null,null,null,null,null,{"$f":"IFERROR(UniqueFilter(INDEX(Bundled_H02_Efficiency_Table,,$V$98),INDEX(Bundled_H02_Efficiency_Table,,$X$98),F117),Lists_NA)","v":"N/A"},null,null,null,null,{"$f":"IFERROR(UniqueFilter(INDEX(Bundled_H02_Efficiency_Table,,$W$98),INDEX(Bundled_H02_Efficiency_Table,,$X$98),F117),Lists_NA)","v":"N/A"},null,null,{"$f":"INDEX(Bundled_H02_Efficiency_Table,MATCH(E117&F117&H117&J117,INDEX(Bundled_H02_Efficiency_Table,,$AD$98),0),$AD$99)","v":{"$error":"#N/A"}},0,true,true,true,"","","HVAC",{"$f":"IFERROR(INDEX(Bundled_H02_Efficiency_Table,$AD117,'Bundled Pathway Support'!$AP$1),\"\")","v":""}," - : . ,  Btu/h",0,{"$error":"#DIV/0!"}]
[3,null,{"$f":"IF(AND(INDEX($X$38:$X$52,MATCH(A118,$W$38:$W$52,0),)=TRUE,INDEX($Y$38:$Y$52,MATCH(A118,$W$38:$W$52,0),)=TRUE,Bundled_H02_Toggle),1,5/0)","v":{"$error":"#DIV/0!"}},null,null,null,null,null,null,null,{"$f":"IFERROR(INDEX(Bundled_H02_Efficiency_Table,$AD118,'Bundled Pathway Support'!$AA$1),\"\")","v":""},{"$f":"IFERROR(IF(AI118<>\"\",AI118,IF(AJ118<>\"\",AJ118,INDEX(Bundled_H02_Efficiency_Table,$AD118,'Bundled Pathway Support'!$AG$1))),\"\")","v":""},{"$f":"IFERROR(INDEX(Bundled_H02_Efficiency_Table,$AD118,'Bundled Pathway Support'!$AH$1),\"\")","v":""},null,null,null,null,null,null,null,null,{"$f":"IFERROR(UniqueFilter(INDEX(Bundled_H02_Efficiency_Table,,$V$98),INDEX(Bundled_H02_Efficiency_Table,,$X$98),F118),Lists_NA)","v":"N/A"},null,null,null,null,{"$f":"IFERROR(UniqueFilter(INDEX(Bundled_H02_Efficiency_Table,,$W$98),INDEX(Bundled_H02_Efficiency_Table,,$X$98),F118),Lists_NA)","v":"N/A"},null,null,{"$f":"INDEX(Bundled_H02_Efficiency_Table,MATCH(E118&F118&H118&J118,INDEX(Bundled_H02_Efficiency_Table,,$AD$98),0),$AD$99)","v":{"$error":"#N/A"}},0,true,true,true,"","","HVAC",{"$f":"IFERROR(INDEX(Bundled_H02_Efficiency_Table,$AD118,'Bundled Pathway Support'!$AP$1),\"\")","v":""}," - : . ,  Btu/h",0,{"$error":"#DIV/0!"}]
[3,null,{"$f":"IF(AND(INDEX($X$38:$X$52,MATCH(A119,$W$38:$W$52,0),)=TRUE,INDEX($Y$38:$Y$52,MATCH(A119,$W$38:$W$52,0),)=TRUE,Bundled_H02_Toggle),1,5/0)","v":{"$error":"#DIV/0!"}},null,null,null,null,null,null,null,{"$f":"IFERROR(INDEX(Bundled_H02_Efficiency_Table,$AD119,'Bundled Pathway Support'!$AA$1),\"\")","v":""},{"$f":"IFERROR(IF(AI119<>\"\",AI119,IF(AJ119<>\"\",AJ119,INDEX(Bundled_H02_Efficiency_Table,$AD119,'Bundled Pathway Support'!$AG$1))),\"\")","v":""},{"$f":"IFERROR(INDEX(Bundled_H02_Efficiency_Table,$AD119,'Bundled Pathway Support'!$AH$1),\"\")","v":""},null,null,null,null,null,null,null,null,{"$f":"IFERROR(UniqueFilter(INDEX(Bundled_H02_Efficiency_Table,,$V$98),INDEX(Bundled_H02_Efficiency_Table,,$X$98),F119),Lists_NA)","v":"N/A"},null,null,null,null,{"$f":"IFERROR(UniqueFilter(INDEX(Bundled_H02_Efficiency_Table,,$W$98),INDEX(Bundled_H02_Efficiency_Table,,$X$98),F119),Lists_NA)","v":"N/A"},null,null,{"$f":"INDEX(Bundled_H02_Efficiency_Table,MATCH(E119&F119&H119&J119,INDEX(Bundled_H02_Efficiency_Table,,$AD$98),0),$AD$99)","v":{"$error":"#N/A"}},0,true,true,true,"","","HVAC",{"$f":"IFERROR(INDEX(Bundled_H02_Efficiency_Table,$AD119,'Bundled Pathway Support'!$AP$1),\"\")","v":""}," - : . ,  Btu/h",0,{"$error":"#DIV/0!"}]
[3,null,{"$f":"IF(AND(INDEX($X$38:$X$52,MATCH(A120,$W$38:$W$52,0),)=TRUE,INDEX($Y$38:$Y$52,MATCH(A120,$W$38:$W$52,0),)=TRUE,Bundled_H02_Toggle),1,5/0)","v":{"$error":"#DIV/0!"}},null,null,null,null,null,null,null,{"$f":"IFERROR(INDEX(Bundled_H02_Efficiency_Table,$AD120,'Bundled Pathway Support'!$AA$1),\"\")","v":""},{"$f":"IFERROR(IF(AI120<>\"\",AI120,IF(AJ120<>\"\",AJ120,INDEX(Bundled_H02_Efficiency_Table,$AD120,'Bundled Pathway Support'!$AG$1))),\"\")","v":""},{"$f":"IFERROR(INDEX(Bundled_H02_Efficiency_Table,$AD120,'Bundled Pathway Support'!$AH$1),\"\")","v":""},null,null,null,null,null,null,null,null,{"$f":"IFERROR(UniqueFilter(INDEX(Bundled_H02_Efficiency_Table,,$V$98),INDEX(Bundled_H02_Efficiency_Table,,$X$98),F120),Lists_NA)","v":"N/A"},null,null,null,null,{"$f":"IFERROR(UniqueFilter(INDEX(Bundled_H02_Efficiency_Table,,$W$98),INDEX(Bundled_H02_Efficiency_Table,,$X$98),F120),Lists_NA)","v":"N/A"},null,null,{"$f":"INDEX(Bundled_H02_Efficiency_Table,MATCH(E120&F120&H120&J120,INDEX(Bundled_H02_Efficiency_Table,,$AD$98),0),$AD$99)","v":{"$error":"#N/A"}},0,true,true,true,"","","HVAC",{"$f":"IFERROR(INDEX(Bundled_H02_Efficiency_Table,$AD120,'Bundled Pathway Support'!$AP$1),\"\")","v":""}," - : . ,  Btu/h",0,{"$error":"#DIV/0!"}]
[3,null,{"$f":"IF(AND(INDEX($X$38:$X$52,MATCH(A121,$W$38:$W$52,0),)=TRUE,INDEX($Y$38:$Y$52,MATCH(A121,$W$38:$W$52,0),)=TRUE),1,5/0)","v":{"$error":"#DIV/0!"}}]
[3,null,{"$f":"IF(AND(INDEX($X$38:$X$52,MATCH(A122,$W$38:$W$52,0),)=TRUE,INDEX($Y$38:$Y$52,MATCH(A122,$W$38:$W$52,0),)=TRUE),1,5/0)","v":{"$error":"#DIV/0!"}},null,null,null,null,null,null,null,null,null,null,null,null,null,null,null,null,null,null,"Unhide Extra Rows"]
[3,null,{"$f":"IF(AND(INDEX($X$38:$X$52,MATCH(A123,$W$38:$W$52,0),)=TRUE,INDEX($Y$38:$Y$52,MATCH(A123,$W$38:$W$52,0),)=TRUE),1,5/0)","v":{"$error":"#DIV/0!"}},null,null,null,null,null,null,null,null,null,null,null,null,null,null,null,null,null,null,false]
[3,null,{"$f":"IF(AND(INDEX($X$38:$X$52,MATCH(A124,$W$38:$W$52,0),)=TRUE,INDEX($Y$38:$Y$52,MATCH(A124,$W$38:$W$52,0),)=TRUE),1,5/0)","v":{"$error":"#DIV/0!"}}]
[3,null,{"$f":"IF(AND(INDEX($X$38:$X$52,MATCH(A125,$W$38:$W$52,0),)=TRUE,INDEX($Y$38:$Y$52,MATCH(A125,$W$38:$W$52,0),)=TRUE),1,5/0)","v":{"$error":"#DIV/0!"}},null,"Heating Capacity Weighted-Average Efficiency Improvement",null,null,{"$f":"IFERROR(SUMPRODUCT(O101:O120,Q101:Q120,AE101:AE120)/$J$97,0)","v":0}]
[3,null,{"$f":"IF(AND(INDEX($X$38:$X$52,MATCH(A126,$W$38:$W$52,0),)=TRUE,INDEX($Y$38:$Y$52,MATCH(A126,$W$38:$W$52,0),)=TRUE),1,5/0)","v":{"$error":"#DIV/0!"}},null,"Adjusted Energy Credit",null,null,{"$f":"$G$40*(H125/0.05)","v":{"$error":"#VALUE!"}}]
[3,null,{"$f":"IF(AND(INDEX($X$38:$X$52,MATCH(A127,$W$38:$W$52,0),)=TRUE,INDEX($Y$38:$Y$52,MATCH(A127,$W$38:$W$52,0),)=TRUE),1,5/0)","v":{"$error":"#DIV/0!"}}]
[3,null,{"$f":"IF(AND(INDEX($X$38:$X$52,MATCH(A128,$W$38:$W$52,0),)=TRUE,INDEX($Y$38:$Y$52,MATCH(A128,$W$38:$W$52,0),)=TRUE),1,5/0)","v":{"$error":"#DIV/0!"}},null,"Documentation: Submit design drawings/specifications substantiating the equipment types, design heating efficiency, design heating/cooling capacities, and quantities reported in the table above."]
[3,null,{"$f":"IF(AND(INDEX($X$38:$X$52,MATCH(A129,$W$38:$W$52,0),)=TRUE,INDEX($Y$38:$Y$52,MATCH(A129,$W$38:$W$52,0),)=TRUE),1,5/0)","v":{"$error":"#DIV/0!"}}]
[3,null,{"$f":"IF(AND(INDEX($X$38:$X$52,MATCH(A130,$W$38:$W$52,0),)=TRUE,INDEX($Y$38:$Y$52,MATCH(A130,$W$38:$W$52,0),)=TRUE),1,5/0)","v":{"$error":"#DIV/0!"}}]
[3,null,{"$f":"IF(AND(INDEX($X$38:$X$52,MATCH(A131,$W$38:$W$52,0),)=TRUE,INDEX($Y$38:$Y$52,MATCH(A131,$W$38:$W$52,0),)=TRUE),1,5/0)","v":{"$error":"#DIV/0!"}}]
[4,null,{"$f":"IF(AND(INDEX($X$38:$X$52,MATCH(A132,$W$38:$W$52,0),)=TRUE,INDEX($Y$38:$Y$52,MATCH(A132,$W$38:$W$52,0),)=TRUE),1,5/0)","v":{"$error":"#DIV/0!"}},null,{"$f":"E41","v":"Cooling Efficiency"}]
[4,null,{"$f":"IF(AND(INDEX($X$38:$X$52,MATCH(A133,$W$38:$W$52,0),)=TRUE,INDEX($Y$38:$Y$52,MATCH(A133,$W$38:$W$52,0),)=TRUE),1,5/0)","v":{"$error":"#DIV/0!"}},null,"Space cooling equipment shall exceed the minimum cooling efficiency requirements by 5% or more than listed in the tables in Section 6.8.1 or Appendix F.",null,null,null,null,null,null,null,null,null,null,null,null,null,null,"Return to Top"]
[4,null,{"$f":"IF(AND(INDEX($X$38:$X$52,MATCH(A134,$W$38:$W$52,0),)=TRUE,INDEX($Y$38:$Y$52,MATCH(A134,$W$38:$W$52,0),)=TRUE),1,5/0)","v":{"$error":"#DIV/0!"}}]
[4,null,{"$f":"IF(AND(INDEX($X$38:$X$52,MATCH(A135,$W$38:$W$52,0),)=TRUE,INDEX($Y$38:$Y$52,MATCH(A135,$W$38:$W$52,0),)=TRUE),1,5/0)","v":{"$error":"#DIV/0!"}},null,"Instructions: \n1. Enter all space cooling equipment in the project in the table below, reporting unique equipment on separate rows. Red-filled cells indicate that a new selection needs to be made; red-outlined cells indicate that the equipment efficiency does not exceed the minimum cooling efficiency requirement by at least 5%. If a cell is hatched out, an entry is not necessary. Fill out all columns for all equipment reported. \n2. If needed, use the \"Toggle Extra Rows\" button to unhide additional rows (up to 20)."]
[4,null,{"$f":"IF(AND(INDEX($X$38:$X$52,MATCH(A136,$W$38:$W$52,0),)=TRUE,INDEX($Y$38:$Y$52,MATCH(A136,$W$38:$W$52,0),)=TRUE),1,5/0)","v":{"$error":"#DIV/0!"}},null,null,null,null,null,null,null,null,null,null,null,null,null,null,null,null,null,null,"Equipment Subtype Column","Equipment Type Column",null,null,null,null,null,null,null,null,null,null,null,null,null,null,null,null,null,null,null,null,null,null,null,null,null,null,null,null,null,null,null,null,null,null,null,null,null,null,null,"Lookup column:",{"$f":"'Bundled Pathway Support'!$BZ$1","v":14}]
[4,null,{"$f":"IF(AND(INDEX($X$38:$X$52,MATCH(A137,$W$38:$W$52,0),)=TRUE,INDEX($Y$38:$Y$52,MATCH(A137,$W$38:$W$52,0),)=TRUE),1,5/0)","v":{"$error":"#DIV/0!"}},null,"Energy Credit Information",null,null,null,null,null,null,null,null,null,null,null,null,null,null,null,null,{"$f":"'Bundled Pathway Support'!$BO$1","v":3},{"$f":"'Bundled Pathway Support'!$BY$1","v":13},null,null,null,null,null,null,null,null,null,null,null,null,null,null,null,null,null,null,null,null,null,null,{"$f":"'Bundled Pathway Support'!$BP$1","v":4},null,null,null,null,null,null,null,null,null,{"$f":"'Bundled Pathway Support'!$BR$1","v":6},null,null,null,{"$f":"'Bundled Pathway Support'!$BQ$1","v":5},null,null,"Count column:",{"$f":"'Bundled Pathway Support'!$CA$1","v":15},null,"Conditional Formatting"]
[4,null,{"$f":"IF(AND(INDEX($X$38:$X$52,MATCH(A138,$W$38:$W$52,0),)=TRUE,INDEX($Y$38:$Y$52,MATCH(A138,$W$38:$W$52,0),)=TRUE),1,5/0)","v":{"$error":"#DIV/0!"}},null,"Equipment Type","Equipment Subtype",null,"Size Category",null,"Subcategory","Heating Section Type","90.1 Minimum Efficiency Table","Minimum Full Load Efficiency Requirement","Full Load Efficiency Units","Minimum Part Load Efficiency Requirement","Part Load Efficiency Units","Design Full Load Cooling Efficiency","Design Part Load Cooling Efficiency","Design Cooling Capacity (Btu/h)","Quantity",null,"Equipment Subtype Dropdowns",null,null,null,null,null,null,null,null,null,null,null,null,null,null,null,null,null,null,null,null,null,null,null,"Size Category Dropdowns",null,null,null,null,null,null,null,null,null,"Subcategory Dropdowns",null,null,null,"Heating Section Type",null,null,null,"Lookup Row","Eicool","Equipment Subtype Conditional Formatting","Equipment size category conditional formatting","Equipment subcategory conditional formatting","Equipment heating section conditional formatting","Efficiency is >=5% improvement?","PTAC/PTHP calculated efficiency (if applicable)","Equipment Lookup","List of equipment that requires efficiency calculation","Measure Category","Measure Name","Measure Description","Measure Savings Weight"]
[4,null,{"$f":"IF(AND(INDEX($X$38:$X$52,MATCH(A139,$W$38:$W$52,0),)=TRUE,INDEX($Y$38:$Y$52,MATCH(A139,$W$38:$W$52,0),)=TRUE),1,5/0)","v":{"$error":"#DIV/0!"}},null,null,null,null,null,null,null,null,{"$f":"IFERROR(INDEX(Bundled_H03_Efficiency_Table,$BL139,'Bundled Pathway Support'!$BM$1),\"\")","v":""},{"$f":"IFERROR(IF(BS139<>\"\",BS139,INDEX(Bundled_H03_Efficiency_Table,$BL139,'Bundled Pathway Support'!$BS$1)),\"\")","v":""},{"$f":"IFERROR(INDEX(Bundled_H03_Efficiency_Table,$BL139,'Bundled Pathway Support'!$BT$1),\"\")","v":""},{"$f":"IFERROR(INDEX(Bundled_H03_Efficiency_Table,$BL139,'Bundled Pathway Support'!$BU$1),\"\")","v":""},{"$f":"IFERROR(INDEX(Bundled_H03_Efficiency_Table,$BL139,'Bundled Pathway Support'!$BV$1),\"\")","v":""},null,null,null,null,null,{"$f":"IFERROR(UniqueFilter(INDEX(Bundled_H03_Efficiency_Table,,$V$137),INDEX(Bundled_H03_Efficiency_Table,,$W$137),E139),Lists_NA)","v":"N/A"},null,null,null,null,null,null,null,null,null,null,null,null,null,null,null,null,null,null,null,null,null,null,null,{"$f":"IFERROR(UniqueFilter(INDEX(Bundled_H03_Efficiency_Table,,$AT$137),INDEX(Bundled_H03_Efficiency_Table,,$W$137),E139,INDEX(Bundled_H03_Efficiency_Table,,$V$137),F139),Lists_NA)","v":"N/A"},null,null,null,null,null,null,null,null,null,{"$f":"IFERROR(UniqueFilter(INDEX(Bundled_H03_Efficiency_Table,,$BD$137),INDEX(Bundled_H03_Efficiency_Table,,$W$137),E139,INDEX(Bundled_H03_Efficiency_Table,,$V$137),F139,INDEX(Bundled_H03_Efficiency_Table,,$AT$137),H139),Lists_NA)","v":"N/A"},null,null,null,{"$f":"IFERROR(UniqueFilter(INDEX(Bundled_H03_Efficiency_Table,,$BH$137),INDEX(Bundled_H03_Efficiency_Table,,$W$137),E139,INDEX(Bundled_H03_Efficiency_Table,,$V$137),F139,INDEX(Bundled_H03_Efficiency_Table,,$AT$137),H139,INDEX(Bundled_H03_Efficiency_Table,,$BD$137),J139),Lists_NA)","v":"N/A"},null,null,null,{"$f":"INDEX(Bundled_H03_Efficiency_Table,MATCH(E139&F139&H139&J139&K139,INDEX(Bundled_H03_Efficiency_Table,,$BL$136),0),$BL$137)","v":{"$error":"#N/A"}},{"$f":"IF(AND(Q139=\"\",R139=\"\"),0,MIN(0.2,MAX(IFERROR(IF(N139=\"kW/ton\",(M139/Q139)-1,(Q139/M139)-1),0),IFERROR(IF(P139=\"kW/ton\",(O139/R139)-1,(R139/O139)-1),0))))","v":0},{"$f":"ISERROR(MATCH(F139,V139:AS139,0))","v":true},{"$f":"ISERROR(MATCH(H139,AT139:BC139,0))","v":true},{"$f":"ISERROR(MATCH(J139,BD139:BG139,0))","v":true},{"$f":"ISERROR(MATCH(K139,BH139:BK139,0))","v":true},{"$f":"IFERROR(OR(AND(IF(N139=\"kW/ton\",Q139<=0.95*IF(M139=\"-\",0,M139),Q139>=1.05*IF(M139=\"-\",0,M139)),Q139<>\"\"),AND(IF(P139=\"kW/ton\",R139<=0.95*IF(O139=\"-\",0,O139),R139>=1.05*IF(O139=\"-\",0,O139)),R139<>\"\")),TRUE)","v":true},{"$f":"IF(COUNTIF($BU$139:$BU$142,BT139)>0,IF(S139=\"\",\"Enter cooling cap\",IF(BT139=$BU$139,14-(0.3*S139/1000),IF(BT139=$BU$140,10.9-(0.213*S139/1000),IF(BT139=$BU$141,14-(0.3*S139/1000),IF(BT139=$BU$142,10.8-(0.213*S139/1000)))))),\"\")","v":""},{"$f":"E139&F139&H139&J139&K139","v":""},{"$f":"'Bundled Pathway Support'!BZ49","v":"PTACPTAC (cooling mode) standard size≥7,000 Btu/h and ≤15,000 Btu/h95°F db/75°F wb outdoor airN/A"},"HVAC",{"$f":"IFERROR(INDEX(Bundled_H03_Efficiency_Table,$BL139,'Bundled Pathway Support'!$CB$1),\"\")","v":""},{"$f":"E139&\" - \"&IF(F139=\"N/A\",\"\",F139)&\": \"&TEXT(Q139,\"##.##\")&\" \"&N139&\", \"&TEXT(R139,\"##.##\")&\" \"&P139&\", \"&TEXT(S139,\"###,###,###\")& \" Btu/h\"","v":" - : . , . ,  Btu/h"},{"$f":"(S139*T139)/SUMPRODUCT($S$139:$S$158,$T$139:$T$158)","v":{"$error":"#DIV/0!"}}]
[4,null,{"$f":"IF(AND(INDEX($X$38:$X$52,MATCH(A140,$W$38:$W$52,0),)=TRUE,INDEX($Y$38:$Y$52,MATCH(A140,$W$38:$W$52,0),)=TRUE),1,5/0)","v":{"$error":"#DIV/0!"}},null,null,null,null,null,null,null,null,{"$f":"IFERROR(INDEX(Bundled_H03_Efficiency_Table,$BL140,'Bundled Pathway Support'!$BM$1),\"\")","v":""},{"$f":"IFERROR(IF(BS140<>\"\",BS140,INDEX(Bundled_H03_Efficiency_Table,$BL140,'Bundled Pathway Support'!$BS$1)),\"\")","v":""},{"$f":"IFERROR(INDEX(Bundled_H03_Efficiency_Table,$BL140,'Bundled Pathway Support'!$BT$1),\"\")","v":""},{"$f":"IFERROR(INDEX(Bundled_H03_Efficiency_Table,$BL140,'Bundled Pathway Support'!$BU$1),\"\")","v":""},{"$f":"IFERROR(INDEX(Bundled_H03_Efficiency_Table,$BL140,'Bundled Pathway Support'!$BV$1),\"\")","v":""},null,null,null,null,null,{"$f":"IFERROR(UniqueFilter(INDEX(Bundled_H03_Efficiency_Table,,$V$137),INDEX(Bundled_H03_Efficiency_Table,,$W$137),E140),Lists_NA)","v":"N/A"},null,null,null,null,null,null,null,null,null,null,null,null,null,null,null,null,null,null,null,null,null,null,null,{"$f":"IFERROR(UniqueFilter(INDEX(Bundled_H03_Efficiency_Table,,$AT$137),INDEX(Bundled_H03_Efficiency_Table,,$W$137),E140,INDEX(Bundled_H03_Efficiency_Table,,$V$137),F140),Lists_NA)","v":"N/A"},null,null,null,null,null,null,null,null,null,{"$f":"IFERROR(UniqueFilter(INDEX(Bundled_H03_Efficiency_Table,,$BD$137),INDEX(Bundled_H03_Efficiency_Table,,$W$137),E140,INDEX(Bundled_H03_Efficiency_Table,,$V$137),F140,INDEX(Bundled_H03_Efficiency_Table,,$AT$137),H140),Lists_NA)","v":"N/A"},null,null,null,{"$f":"IFERROR(UniqueFilter(INDEX(Bundled_H03_Efficiency_Table,,$BH$137),INDEX(Bundled_H03_Efficiency_Table,,$W$137),E140,INDEX(Bundled_H03_Efficiency_Table,,$V$137),F140,INDEX(Bundled_H03_Efficiency_Table,,$AT$137),H140,INDEX(Bundled_H03_Efficiency_Table,,$BD$137),J140),Lists_NA)","v":"N/A"},null,null,null,{"$f":"INDEX(Bundled_H03_Efficiency_Table,MATCH(E140&F140&H140&J140&K140,INDEX(Bundled_H03_Efficiency_Table,,$BL$136),0),$BL$137)","v":{"$error":"#N/A"}},{"$f":"IF(AND(Q140=\"\",R140=\"\"),0,MIN(0.2,MAX(IFERROR(IF(N140=\"kW/ton\",(M140/Q140)-1,(Q140/M140)-1),0),IFERROR(IF(P140=\"kW/ton\",(O140/R140)-1,(R140/O140)-1),0))))","v":0},{"$f":"ISERROR(MATCH(F140,V140:AS140,0))","v":true},{"$f":"ISERROR(MATCH(H140,AT140:BC140,0))","v":true},{"$f":"ISERROR(MATCH(J140,BD140:BG140,0))","v":true},{"$f":"ISERROR(MATCH(K140,BH140:BK140,0))","v":true},{"$f":"IFERROR(OR(AND(IF(N140=\"kW/ton\",Q140<=0.95*IF(M140=\"-\",0,M140),Q140>=1.05*IF(M140=\"-\",0,M140)),Q140<>\"\"),AND(IF(P140=\"kW/ton\",R140<=0.95*IF(O140=\"-\",0,O140),R140>=1.05*IF(O140=\"-\",0,O140)),R140<>\"\")),TRUE)","v":true},{"$f":"IF(COUNTIF($BU$139:$BU$142,BT140)>0,IF(S140=\"\",\"Enter cooling cap\",IF(BT140=$BU$139,14-(0.3*S140/1000),IF(BT140=$BU$140,10.9-(0.213*S140/1000),IF(BT140=$BU$141,14-(0.3*S140/1000),IF(BT140=$BU$142,10.8-(0.213*S140/1000)))))),\"\")","v":""},{"$f":"E140&F140&H140&J140&K140","v":""},{"$f":"'Bundled Pathway Support'!BZ52","v":"PTACPTAC (cooling mode) nonstandard size≥7,000 Btu/h and ≤15,000 Btu/h95°F db/75°F wb outdoor airN/A"},"HVAC",{"$f":"IFERROR(INDEX(Bundled_H03_Efficiency_Table,$BL140,'Bundled Pathway Support'!$CB$1),\"\")","v":""},{"$f":"E140&\" - \"&IF(F140=\"N/A\",\"\",F140)&\": \"&TEXT(Q140,\"##.##\")&\" \"&N140&\", \"&TEXT(R140,\"##.##\")&\" \"&P140&\", \"&TEXT(S140,\"###,###,###\")& \" Btu/h\"","v":" - : . , . ,  Btu/h"},{"$f":"(S140*T140)/SUMPRODUCT($S$139:$S$158,$T$139:$T$158)","v":{"$error":"#DIV/0!"}}]
[4,null,{"$f":"IF(AND(INDEX($X$38:$X$52,MATCH(A141,$W$38:$W$52,0),)=TRUE,INDEX($Y$38:$Y$52,MATCH(A141,$W$38:$W$52,0),)=TRUE),1,5/0)","v":{"$error":"#DIV/0!"}},null,null,null,null,null,null,null,null,{"$f":"IFERROR(INDEX(Bundled_H03_Efficiency_Table,$BL141,'Bundled Pathway Support'!$BM$1),\"\")","v":""},{"$f":"IFERROR(IF(BS141<>\"\",BS141,INDEX(Bundled_H03_Efficiency_Table,$BL141,'Bundled Pathway Support'!$BS$1)),\"\")","v":""},{"$f":"IFERROR(INDEX(Bundled_H03_Efficiency_Table,$BL141,'Bundled Pathway Support'!$BT$1),\"\")","v":""},{"$f":"IFERROR(INDEX(Bundled_H03_Efficiency_Table,$BL141,'Bundled Pathway Support'!$BU$1),\"\")","v":""},{"$f":"IFERROR(INDEX(Bundled_H03_Efficiency_Table,$BL141,'Bundled Pathway Support'!$BV$1),\"\")","v":""},null,null,null,null,null,{"$f":"IFERROR(UniqueFilter(INDEX(Bundled_H03_Efficiency_Table,,$V$137),INDEX(Bundled_H03_Efficiency_Table,,$W$137),E141),Lists_NA)","v":"N/A"},null,null,null,null,null,null,null,null,null,null,null,null,null,null,null,null,null,null,null,null,null,null,null,{"$f":"IFERROR(UniqueFilter(INDEX(Bundled_H03_Efficiency_Table,,$AT$137),INDEX(Bundled_H03_Efficiency_Table,,$W$137),E141,INDEX(Bundled_H03_Efficiency_Table,,$V$137),F141),Lists_NA)","v":"N/A"},null,null,null,null,null,null,null,null,null,{"$f":"IFERROR(UniqueFilter(INDEX(Bundled_H03_Efficiency_Table,,$BD$137),INDEX(Bundled_H03_Efficiency_Table,,$W$137),E141,INDEX(Bundled_H03_Efficiency_Table,,$V$137),F141,INDEX(Bundled_H03_Efficiency_Table,,$AT$137),H141),Lists_NA)","v":"N/A"},null,null,null,{"$f":"IFERROR(UniqueFilter(INDEX(Bundled_H03_Efficiency_Table,,$BH$137),INDEX(Bundled_H03_Efficiency_Table,,$W$137),E141,INDEX(Bundled_H03_Efficiency_Table,,$V$137),F141,INDEX(Bundled_H03_Efficiency_Table,,$AT$137),H141,INDEX(Bundled_H03_Efficiency_Table,,$BD$137),J141),Lists_NA)","v":"N/A"},null,null,null,{"$f":"INDEX(Bundled_H03_Efficiency_Table,MATCH(E141&F141&H141&J141&K141,INDEX(Bundled_H03_Efficiency_Table,,$BL$136),0),$BL$137)","v":{"$error":"#N/A"}},0,true,true,true,true,true,"","",{"$f":"'Bundled Pathway Support'!BZ55","v":"Heat PumpPTHP (cooling mode) standard size≥7,000 Btu/h and ≤15,000 Btu/h95°F db/75°F wb outdoor airN/A"},"HVAC",{"$f":"IFERROR(INDEX(Bundled_H03_Efficiency_Table,$BL141,'Bundled Pathway Support'!$CB$1),\"\")","v":""}," - : . , . ,  Btu/h",{"$f":"(S141*T141)/SUMPRODUCT($S$139:$S$158,$T$139:$T$158)","v":{"$error":"#DIV/0!"}}]
[4,null,{"$f":"IF(AND(INDEX($X$38:$X$52,MATCH(A142,$W$38:$W$52,0),)=TRUE,INDEX($Y$38:$Y$52,MATCH(A142,$W$38:$W$52,0),)=TRUE),1,5/0)","v":{"$error":"#DIV/0!"}},null,null,null,null,null,null,null,null,{"$f":"IFERROR(INDEX(Bundled_H03_Efficiency_Table,$BL142,'Bundled Pathway Support'!$BM$1),\"\")","v":""},{"$f":"IFERROR(IF(BS142<>\"\",BS142,INDEX(Bundled_H03_Efficiency_Table,$BL142,'Bundled Pathway Support'!$BS$1)),\"\")","v":""},{"$f":"IFERROR(INDEX(Bundled_H03_Efficiency_Table,$BL142,'Bundled Pathway Support'!$BT$1),\"\")","v":""},{"$f":"IFERROR(INDEX(Bundled_H03_Efficiency_Table,$BL142,'Bundled Pathway Support'!$BU$1),\"\")","v":""},{"$f":"IFERROR(INDEX(Bundled_H03_Efficiency_Table,$BL142,'Bundled Pathway Support'!$BV$1),\"\")","v":""},null,null,null,null,null,{"$f":"IFERROR(UniqueFilter(INDEX(Bundled_H03_Efficiency_Table,,$V$137),INDEX(Bundled_H03_Efficiency_Table,,$W$137),E142),Lists_NA)","v":"N/A"},null,null,null,null,null,null,null,null,null,null,null,null,null,null,null,null,null,null,null,null,null,null,null,{"$f":"IFERROR(UniqueFilter(INDEX(Bundled_H03_Efficiency_Table,,$AT$137),INDEX(Bundled_H03_Efficiency_Table,,$W$137),E142,INDEX(Bundled_H03_Efficiency_Table,,$V$137),F142),Lists_NA)","v":"N/A"},null,null,null,null,null,null,null,null,null,{"$f":"IFERROR(UniqueFilter(INDEX(Bundled_H03_Efficiency_Table,,$BD$137),INDEX(Bundled_H03_Efficiency_Table,,$W$137),E142,INDEX(Bundled_H03_Efficiency_Table,,$V$137),F142,INDEX(Bundled_H03_Efficiency_Table,,$AT$137),H142),Lists_NA)","v":"N/A"},null,null,null,{"$f":"IFERROR(UniqueFilter(INDEX(Bundled_H03_Efficiency_Table,,$BH$137),INDEX(Bundled_H03_Efficiency_Table,,$W$137),E142,INDEX(Bundled_H03_Efficiency_Table,,$V$137),F142,INDEX(Bundled_H03_Efficiency_Table,,$AT$137),H142,INDEX(Bundled_H03_Efficiency_Table,,$BD$137),J142),Lists_NA)","v":"N/A"},null,null,null,{"$f":"INDEX(Bundled_H03_Efficiency_Table,MATCH(E142&F142&H142&J142&K142,INDEX(Bundled_H03_Efficiency_Table,,$BL$136),0),$BL$137)","v":{"$error":"#N/A"}},0,true,true,true,true,true,"","",{"$f":"'Bundled Pathway Support'!BZ58","v":"Heat PumpPTHP (cooling mode) nonstandard size≥7,000 Btu/h and ≤15,000 Btu/h95°F db/75°F wb outdoor airN/A"},"HVAC",{"$f":"IFERROR(INDEX(Bundled_H03_Efficiency_Table,$BL142,'Bundled Pathway Support'!$CB$1),\"\")","v":""}," - : . , . ,  Btu/h",{"$error":"#DIV/0!"}]
[4,null,{"$f":"IF(AND(INDEX($X$38:$X$52,MATCH(A143,$W$38:$W$52,0),)=TRUE,INDEX($Y$38:$Y$52,MATCH(A143,$W$38:$W$52,0),)=TRUE),1,5/0)","v":{"$error":"#DIV/0!"}},null,null,null,null,null,null,null,null,{"$f":"IFERROR(INDEX(Bundled_H03_Efficiency_Table,$BL143,'Bundled Pathway Support'!$BM$1),\"\")","v":""},{"$f":"IFERROR(IF(BS143<>\"\",BS143,INDEX(Bundled_H03_Efficiency_Table,$BL143,'Bundled Pathway Support'!$BS$1)),\"\")","v":""},{"$f":"IFERROR(INDEX(Bundled_H03_Efficiency_Table,$BL143,'Bundled Pathway Support'!$BT$1),\"\")","v":""},{"$f":"IFERROR(INDEX(Bundled_H03_Efficiency_Table,$BL143,'Bundled Pathway Support'!$BU$1),\"\")","v":""},{"$f":"IFERROR(INDEX(Bundled_H03_Efficiency_Table,$BL143,'Bundled Pathway Support'!$BV$1),\"\")","v":""},null,null,null,null,null,{"$f":"IFERROR(UniqueFilter(INDEX(Bundled_H03_Efficiency_Table,,$V$137),INDEX(Bundled_H03_Efficiency_Table,,$W$137),E143),Lists_NA)","v":"N/A"},null,null,null,null,null,null,null,null,null,null,null,null,null,null,null,null,null,null,null,null,null,null,null,{"$f":"IFERROR(UniqueFilter(INDEX(Bundled_H03_Efficiency_Table,,$AT$137),INDEX(Bundled_H03_Efficiency_Table,,$W$137),E143,INDEX(Bundled_H03_Efficiency_Table,,$V$137),F143),Lists_NA)","v":"N/A"},null,null,null,null,null,null,null,null,null,{"$f":"IFERROR(UniqueFilter(INDEX(Bundled_H03_Efficiency_Table,,$BD$137),INDEX(Bundled_H03_Efficiency_Table,,$W$137),E143,INDEX(Bundled_H03_Efficiency_Table,,$V$137),F143,INDEX(Bundled_H03_Efficiency_Table,,$AT$137),H143),Lists_NA)","v":"N/A"},null,null,null,{"$f":"IFERROR(UniqueFilter(INDEX(Bundled_H03_Efficiency_Table,,$BH$137),INDEX(Bundled_H03_Efficiency_Table,,$W$137),E143,INDEX(Bundled_H03_Efficiency_Table,,$V$137),F143,INDEX(Bundled_H03_Efficiency_Table,,$AT$137),H143,INDEX(Bundled_H03_Efficiency_Table,,$BD$137),J143),Lists_NA)","v":"N/A"},null,null,null,{"$f":"INDEX(Bundled_H03_Efficiency_Table,MATCH(E143&F143&H143&J143&K143,INDEX(Bundled_H03_Efficiency_Table,,$BL$136),0),$BL$137)","v":{"$error":"#N/A"}},0,true,true,true,true,true,"","",null,"HVAC",{"$f":"IFERROR(INDEX(Bundled_H03_Efficiency_Table,$BL143,'Bundled Pathway Support'!$CB$1),\"\")","v":""}," - : . , . ,  Btu/h",{"$error":"#DIV/0!"}]
[4,null,{"$f":"IF(AND(INDEX($X$38:$X$52,MATCH(A144,$W$38:$W$52,0),)=TRUE,INDEX($Y$38:$Y$52,MATCH(A144,$W$38:$W$52,0),)=TRUE),1,5/0)","v":{"$error":"#DIV/0!"}},null,null,null,null,null,null,null,null,{"$f":"IFERROR(INDEX(Bundled_H03_Efficiency_Table,$BL144,'Bundled Pathway Support'!$BM$1),\"\")","v":""},{"$f":"IFERROR(IF(BS144<>\"\",BS144,INDEX(Bundled_H03_Efficiency_Table,$BL144,'Bundled Pathway Support'!$BS$1)),\"\")","v":""},{"$f":"IFERROR(INDEX(Bundled_H03_Efficiency_Table,$BL144,'Bundled Pathway Support'!$BT$1),\"\")","v":""},{"$f":"IFERROR(INDEX(Bundled_H03_Efficiency_Table,$BL144,'Bundled Pathway Support'!$BU$1),\"\")","v":""},{"$f":"IFERROR(INDEX(Bundled_H03_Efficiency_Table,$BL144,'Bundled Pathway Support'!$BV$1),\"\")","v":""},null,null,null,null,null,{"$f":"IFERROR(UniqueFilter(INDEX(Bundled_H03_Efficiency_Table,,$V$137),INDEX(Bundled_H03_Efficiency_Table,,$W$137),E144),Lists_NA)","v":"N/A"},null,null,null,null,null,null,null,null,null,null,null,null,null,null,null,null,null,null,null,null,null,null,null,{"$f":"IFERROR(UniqueFilter(INDEX(Bundled_H03_Efficiency_Table,,$AT$137),INDEX(Bundled_H03_Efficiency_Table,,$W$137),E144,INDEX(Bundled_H03_Efficiency_Table,,$V$137),F144),Lists_NA)","v":"N/A"},null,null,null,null,null,null,null,null,null,{"$f":"IFERROR(UniqueFilter(INDEX(Bundled_H03_Efficiency_Table,,$BD$137),INDEX(Bundled_H03_Efficiency_Table,,$W$137),E144,INDEX(Bundled_H03_Efficiency_Table,,$V$137),F144,INDEX(Bundled_H03_Efficiency_Table,,$AT$137),H144),Lists_NA)","v":"N/A"},null,null,null,{"$f":"IFERROR(UniqueFilter(INDEX(Bundled_H03_Efficiency_Table,,$BH$137),INDEX(Bundled_H03_Efficiency_Table,,$W$137),E144,INDEX(Bundled_H03_Efficiency_Table,,$V$137),F144,INDEX(Bundled_H03_Efficiency_Table,,$AT$137),H144,INDEX(Bundled_H03_Efficiency_Table,,$BD$137),J144),Lists_NA)","v":"N/A"},null,null,null,{"$f":"INDEX(Bundled_H03_Efficiency_Table,MATCH(E144&F144&H144&J144&K144,INDEX(Bundled_H03_Efficiency_Table,,$BL$136),0),$BL$137)","v":{"$error":"#N/A"}},0,true,true,true,true,true,"","",null,"HVAC",{"$f":"IFERROR(INDEX(Bundled_H03_Efficiency_Table,$BL144,'Bundled Pathway Support'!$CB$1),\"\")","v":""}," - : . , . ,  Btu/h",{"$error":"#DIV/0!"}]
[4,null,{"$f":"IF(AND(INDEX($X$38:$X$52,MATCH(A145,$W$38:$W$52,0),)=TRUE,INDEX($Y$38:$Y$52,MATCH(A145,$W$38:$W$52,0),)=TRUE),1,5/0)","v":{"$error":"#DIV/0!"}},null,null,null,null,null,null,null,null,{"$f":"IFERROR(INDEX(Bundled_H03_Efficiency_Table,$BL145,'Bundled Pathway Support'!$BM$1),\"\")","v":""},{"$f":"IFERROR(IF(BS145<>\"\",BS145,INDEX(Bundled_H03_Efficiency_Table,$BL145,'Bundled Pathway Support'!$BS$1)),\"\")","v":""},{"$f":"IFERROR(INDEX(Bundled_H03_Efficiency_Table,$BL145,'Bundled Pathway Support'!$BT$1),\"\")","v":""},{"$f":"IFERROR(INDEX(Bundled_H03_Efficiency_Table,$BL145,'Bundled Pathway Support'!$BU$1),\"\")","v":""},{"$f":"IFERROR(INDEX(Bundled_H03_Efficiency_Table,$BL145,'Bundled Pathway Support'!$BV$1),\"\")","v":""},null,null,null,null,null,{"$f":"IFERROR(UniqueFilter(INDEX(Bundled_H03_Efficiency_Table,,$V$137),INDEX(Bundled_H03_Efficiency_Table,,$W$137),E145),Lists_NA)","v":"N/A"},null,null,null,null,null,null,null,null,null,null,null,null,null,null,null,null,null,null,null,null,null,null,null,{"$f":"IFERROR(UniqueFilter(INDEX(Bundled_H03_Efficiency_Table,,$AT$137),INDEX(Bundled_H03_Efficiency_Table,,$W$137),E145,INDEX(Bundled_H03_Efficiency_Table,,$V$137),F145),Lists_NA)","v":"N/A"},null,null,null,null,null,null,null,null,null,{"$f":"IFERROR(UniqueFilter(INDEX(Bundled_H03_Efficiency_Table,,$BD$137),INDEX(Bundled_H03_Efficiency_Table,,$W$137),E145,INDEX(Bundled_H03_Efficiency_Table,,$V$137),F145,INDEX(Bundled_H03_Efficiency_Table,,$AT$137),H145),Lists_NA)","v":"N/A"},null,null,null,{"$f":"IFERROR(UniqueFilter(INDEX(Bundled_H03_Efficiency_Table,,$BH$137),INDEX(Bundled_H03_Efficiency_Table,,$W$137),E145,INDEX(Bundled_H03_Efficiency_Table,,$V$137),F145,INDEX(Bundled_H03_Efficiency_Table,,$AT$137),H145,INDEX(Bundled_H03_Efficiency_Table,,$BD$137),J145),Lists_NA)","v":"N/A"},null,null,null,{"$f":"INDEX(Bundled_H03_Efficiency_Table,MATCH(E145&F145&H145&J145&K145,INDEX(Bundled_H03_Efficiency_Table,,$BL$136),0),$BL$137)","v":{"$error":"#N/A"}},0,true,true,true,true,true,"","",null,"HVAC",{"$f":"IFERROR(INDEX(Bundled_H03_Efficiency_Table,$BL145,'Bundled Pathway Support'!$CB$1),\"\")","v":""}," - : . , . ,  Btu/h",{"$error":"#DIV/0!"}]
[4,null,{"$f":"IF(AND(INDEX($X$38:$X$52,MATCH(A146,$W$38:$W$52,0),)=TRUE,INDEX($Y$38:$Y$52,MATCH(A146,$W$38:$W$52,0),)=TRUE),1,5/0)","v":{"$error":"#DIV/0!"}},null,null,null,null,null,null,null,null,{"$f":"IFERROR(INDEX(Bundled_H03_Efficiency_Table,$BL146,'Bundled Pathway Support'!$BM$1),\"\")","v":""},{"$f":"IFERROR(IF(BS146<>\"\",BS146,INDEX(Bundled_H03_Efficiency_Table,$BL146,'Bundled Pathway Support'!$BS$1)),\"\")","v":""},{"$f":"IFERROR(INDEX(Bundled_H03_Efficiency_Table,$BL146,'Bundled Pathway Support'!$BT$1),\"\")","v":""},{"$f":"IFERROR(INDEX(Bundled_H03_Efficiency_Table,$BL146,'Bundled Pathway Support'!$BU$1),\"\")","v":""},{"$f":"IFERROR(INDEX(Bundled_H03_Efficiency_Table,$BL146,'Bundled Pathway Support'!$BV$1),\"\")","v":""},null,null,null,null,null,{"$f":"IFERROR(UniqueFilter(INDEX(Bundled_H03_Efficiency_Table,,$V$137),INDEX(Bundled_H03_Efficiency_Table,,$W$137),E146),Lists_NA)","v":"N/A"},null,null,null,null,null,null,null,null,null,null,null,null,null,null,null,null,null,null,null,null,null,null,null,{"$f":"IFERROR(UniqueFilter(INDEX(Bundled_H03_Efficiency_Table,,$AT$137),INDEX(Bundled_H03_Efficiency_Table,,$W$137),E146,INDEX(Bundled_H03_Efficiency_Table,,$V$137),F146),Lists_NA)","v":"N/A"},null,null,null,null,null,null,null,null,null,{"$f":"IFERROR(UniqueFilter(INDEX(Bundled_H03_Efficiency_Table,,$BD$137),INDEX(Bundled_H03_Efficiency_Table,,$W$137),E146,INDEX(Bundled_H03_Efficiency_Table,,$V$137),F146,INDEX(Bundled_H03_Efficiency_Table,,$AT$137),H146),Lists_NA)","v":"N/A"},null,null,null,{"$f":"IFERROR(UniqueFilter(INDEX(Bundled_H03_Efficiency_Table,,$BH$137),INDEX(Bundled_H03_Efficiency_Table,,$W$137),E146,INDEX(Bundled_H03_Efficiency_Table,,$V$137),F146,INDEX(Bundled_H03_Efficiency_Table,,$AT$137),H146,INDEX(Bundled_H03_Efficiency_Table,,$BD$137),J146),Lists_NA)","v":"N/A"},null,null,null,{"$f":"INDEX(Bundled_H03_Efficiency_Table,MATCH(E146&F146&H146&J146&K146,INDEX(Bundled_H03_Efficiency_Table,,$BL$136),0),$BL$137)","v":{"$error":"#N/A"}},0,true,true,true,true,true,"","",null,"HVAC",{"$f":"IFERROR(INDEX(Bundled_H03_Efficiency_Table,$BL146,'Bundled Pathway Support'!$CB$1),\"\")","v":""}," - : . , . ,  Btu/h",{"$error":"#DIV/0!"}]
[4,null,{"$f":"IF(AND(INDEX($X$38:$X$52,MATCH(A147,$W$38:$W$52,0),)=TRUE,INDEX($Y$38:$Y$52,MATCH(A147,$W$38:$W$52,0),)=TRUE),1,5/0)","v":{"$error":"#DIV/0!"}},null,null,null,null,null,null,null,null,{"$f":"IFERROR(INDEX(Bundled_H03_Efficiency_Table,$BL147,'Bundled Pathway Support'!$BM$1),\"\")","v":""},{"$f":"IFERROR(IF(BS147<>\"\",BS147,INDEX(Bundled_H03_Efficiency_Table,$BL147,'Bundled Pathway Support'!$BS$1)),\"\")","v":""},{"$f":"IFERROR(INDEX(Bundled_H03_Efficiency_Table,$BL147,'Bundled Pathway Support'!$BT$1),\"\")","v":""},{"$f":"IFERROR(INDEX(Bundled_H03_Efficiency_Table,$BL147,'Bundled Pathway Support'!$BU$1),\"\")","v":""},{"$f":"IFERROR(INDEX(Bundled_H03_Efficiency_Table,$BL147,'Bundled Pathway Support'!$BV$1),\"\")","v":""},null,null,null,null,null,{"$f":"IFERROR(UniqueFilter(INDEX(Bundled_H03_Efficiency_Table,,$V$137),INDEX(Bundled_H03_Efficiency_Table,,$W$137),E147),Lists_NA)","v":"N/A"},null,null,null,null,null,null,null,null,null,null,null,null,null,null,null,null,null,null,null,null,null,null,null,{"$f":"IFERROR(UniqueFilter(INDEX(Bundled_H03_Efficiency_Table,,$AT$137),INDEX(Bundled_H03_Efficiency_Table,,$W$137),E147,INDEX(Bundled_H03_Efficiency_Table,,$V$137),F147),Lists_NA)","v":"N/A"},null,null,null,null,null,null,null,null,null,{"$f":"IFERROR(UniqueFilter(INDEX(Bundled_H03_Efficiency_Table,,$BD$137),INDEX(Bundled_H03_Efficiency_Table,,$W$137),E147,INDEX(Bundled_H03_Efficiency_Table,,$V$137),F147,INDEX(Bundled_H03_Efficiency_Table,,$AT$137),H147),Lists_NA)","v":"N/A"},null,null,null,{"$f":"IFERROR(UniqueFilter(INDEX(Bundled_H03_Efficiency_Table,,$BH$137),INDEX(Bundled_H03_Efficiency_Table,,$W$137),E147,INDEX(Bundled_H03_Efficiency_Table,,$V$137),F147,INDEX(Bundled_H03_Efficiency_Table,,$AT$137),H147,INDEX(Bundled_H03_Efficiency_Table,,$BD$137),J147),Lists_NA)","v":"N/A"},null,null,null,{"$f":"INDEX(Bundled_H03_Efficiency_Table,MATCH(E147&F147&H147&J147&K147,INDEX(Bundled_H03_Efficiency_Table,,$BL$136),0),$BL$137)","v":{"$error":"#N/A"}},0,true,true,true,true,true,"","",null,"HVAC",{"$f":"IFERROR(INDEX(Bundled_H03_Efficiency_Table,$BL147,'Bundled Pathway Support'!$CB$1),\"\")","v":""}," - : . , . ,  Btu/h",{"$error":"#DIV/0!"}]
[4,null,{"$f":"IF(AND(INDEX($X$38:$X$52,MATCH(A148,$W$38:$W$52,0),)=TRUE,INDEX($Y$38:$Y$52,MATCH(A148,$W$38:$W$52,0),)=TRUE),1,5/0)","v":{"$error":"#DIV/0!"}},null,null,null,null,null,null,null,null,{"$f":"IFERROR(INDEX(Bundled_H03_Efficiency_Table,$BL148,'Bundled Pathway Support'!$BM$1),\"\")","v":""},{"$f":"IFERROR(IF(BS148<>\"\",BS148,INDEX(Bundled_H03_Efficiency_Table,$BL148,'Bundled Pathway Support'!$BS$1)),\"\")","v":""},{"$f":"IFERROR(INDEX(Bundled_H03_Efficiency_Table,$BL148,'Bundled Pathway Support'!$BT$1),\"\")","v":""},{"$f":"IFERROR(INDEX(Bundled_H03_Efficiency_Table,$BL148,'Bundled Pathway Support'!$BU$1),\"\")","v":""},{"$f":"IFERROR(INDEX(Bundled_H03_Efficiency_Table,$BL148,'Bundled Pathway Support'!$BV$1),\"\")","v":""},null,null,null,null,null,{"$f":"IFERROR(UniqueFilter(INDEX(Bundled_H03_Efficiency_Table,,$V$137),INDEX(Bundled_H03_Efficiency_Table,,$W$137),E148),Lists_NA)","v":"N/A"},null,null,null,null,null,null,null,null,null,null,null,null,null,null,null,null,null,null,null,null,null,null,null,{"$f":"IFERROR(UniqueFilter(INDEX(Bundled_H03_Efficiency_Table,,$AT$137),INDEX(Bundled_H03_Efficiency_Table,,$W$137),E148,INDEX(Bundled_H03_Efficiency_Table,,$V$137),F148),Lists_NA)","v":"N/A"},null,null,null,null,null,null,null,null,null,{"$f":"IFERROR(UniqueFilter(INDEX(Bundled_H03_Efficiency_Table,,$BD$137),INDEX(Bundled_H03_Efficiency_Table,,$W$137),E148,INDEX(Bundled_H03_Efficiency_Table,,$V$137),F148,INDEX(Bundled_H03_Efficiency_Table,,$AT$137),H148),Lists_NA)","v":"N/A"},null,null,null,{"$f":"IFERROR(UniqueFilter(INDEX(Bundled_H03_Efficiency_Table,,$BH$137),INDEX(Bundled_H03_Efficiency_Table,,$W$137),E148,INDEX(Bundled_H03_Efficiency_Table,,$V$137),F148,INDEX(Bundled_H03_Efficiency_Table,,$AT$137),H148,INDEX(Bundled_H03_Efficiency_Table,,$BD$137),J148),Lists_NA)","v":"N/A"},null,null,null,{"$f":"INDEX(Bundled_H03_Efficiency_Table,MATCH(E148&F148&H148&J148&K148,INDEX(Bundled_H03_Efficiency_Table,,$BL$136),0),$BL$137)","v":{"$error":"#N/A"}},0,true,true,true,true,true,"","",null,"HVAC",{"$f":"IFERROR(INDEX(Bundled_H03_Efficiency_Table,$BL148,'Bundled Pathway Support'!$CB$1),\"\")","v":""}," - : . , . ,  Btu/h",{"$error":"#DIV/0!"}]
[4,null,{"$f":"IF(AND(INDEX($X$38:$X$52,MATCH(A149,$W$38:$W$52,0),)=TRUE,INDEX($Y$38:$Y$52,MATCH(A149,$W$38:$W$52,0),)=TRUE,Bundled_H03_Toggle),1,5/0)","v":{"$error":"#DIV/0!"}},null,null,null,null,null,null,null,null,{"$f":"IFERROR(INDEX(Bundled_H03_Efficiency_Table,$BL149,'Bundled Pathway Support'!$BM$1),\"\")","v":""},{"$f":"IFERROR(IF(BS149<>\"\",BS149,INDEX(Bundled_H03_Efficiency_Table,$BL149,'Bundled Pathway Support'!$BS$1)),\"\")","v":""},{"$f":"IFERROR(INDEX(Bundled_H03_Efficiency_Table,$BL149,'Bundled Pathway Support'!$BT$1),\"\")","v":""},{"$f":"IFERROR(INDEX(Bundled_H03_Efficiency_Table,$BL149,'Bundled Pathway Support'!$BU$1),\"\")","v":""},{"$f":"IFERROR(INDEX(Bundled_H03_Efficiency_Table,$BL149,'Bundled Pathway Support'!$BV$1),\"\")","v":""},null,null,null,null,null,{"$f":"IFERROR(UniqueFilter(INDEX(Bundled_H03_Efficiency_Table,,$V$137),INDEX(Bundled_H03_Efficiency_Table,,$W$137),E149),Lists_NA)","v":"N/A"},null,null,null,null,null,null,null,null,null,null,null,null,null,null,null,null,null,null,null,null,null,null,null,{"$f":"IFERROR(UniqueFilter(INDEX(Bundled_H03_Efficiency_Table,,$AT$137),INDEX(Bundled_H03_Efficiency_Table,,$W$137),E149,INDEX(Bundled_H03_Efficiency_Table,,$V$137),F149),Lists_NA)","v":"N/A"},null,null,null,null,null,null,null,null,null,{"$f":"IFERROR(UniqueFilter(INDEX(Bundled_H03_Efficiency_Table,,$BD$137),INDEX(Bundled_H03_Efficiency_Table,,$W$137),E149,INDEX(Bundled_H03_Efficiency_Table,,$V$137),F149,INDEX(Bundled_H03_Efficiency_Table,,$AT$137),H149),Lists_NA)","v":"N/A"},null,null,null,{"$f":"IFERROR(UniqueFilter(INDEX(Bundled_H03_Efficiency_Table,,$BH$137),INDEX(Bundled_H03_Efficiency_Table,,$W$137),E149,INDEX(Bundled_H03_Efficiency_Table,,$V$137),F149,INDEX(Bundled_H03_Efficiency_Table,,$AT$137),H149,INDEX(Bundled_H03_Efficiency_Table,,$BD$137),J149),Lists_NA)","v":"N/A"},null,null,null,{"$f":"INDEX(Bundled_H03_Efficiency_Table,MATCH(E149&F149&H149&J149&K149,INDEX(Bundled_H03_Efficiency_Table,,$BL$136),0),$BL$137)","v":{"$error":"#N/A"}},0,true,true,true,true,true,"","",null,"HVAC",{"$f":"IFERROR(INDEX(Bundled_H03_Efficiency_Table,$BL149,'Bundled Pathway Support'!$CB$1),\"\")","v":""}," - : . , . ,  Btu/h",{"$error":"#DIV/0!"}]
[4,null,{"$f":"IF(AND(INDEX($X$38:$X$52,MATCH(A150,$W$38:$W$52,0),)=TRUE,INDEX($Y$38:$Y$52,MATCH(A150,$W$38:$W$52,0),)=TRUE,Bundled_H03_Toggle),1,5/0)","v":{"$error":"#DIV/0!"}},null,null,null,null,null,null,null,null,{"$f":"IFERROR(INDEX(Bundled_H03_Efficiency_Table,$BL150,'Bundled Pathway Support'!$BM$1),\"\")","v":""},{"$f":"IFERROR(IF(BS150<>\"\",BS150,INDEX(Bundled_H03_Efficiency_Table,$BL150,'Bundled Pathway Support'!$BS$1)),\"\")","v":""},{"$f":"IFERROR(INDEX(Bundled_H03_Efficiency_Table,$BL150,'Bundled Pathway Support'!$BT$1),\"\")","v":""},{"$f":"IFERROR(INDEX(Bundled_H03_Efficiency_Table,$BL150,'Bundled Pathway Support'!$BU$1),\"\")","v":""},{"$f":"IFERROR(INDEX(Bundled_H03_Efficiency_Table,$BL150,'Bundled Pathway Support'!$BV$1),\"\")","v":""},null,null,null,null,null,{"$f":"IFERROR(UniqueFilter(INDEX(Bundled_H03_Efficiency_Table,,$V$137),INDEX(Bundled_H03_Efficiency_Table,,$W$137),E150),Lists_NA)","v":"N/A"},null,null,null,null,null,null,null,null,null,null,null,null,null,null,null,null,null,null,null,null,null,null,null,{"$f":"IFERROR(UniqueFilter(INDEX(Bundled_H03_Efficiency_Table,,$AT$137),INDEX(Bundled_H03_Efficiency_Table,,$W$137),E150,INDEX(Bundled_H03_Efficiency_Table,,$V$137),F150),Lists_NA)","v":"N/A"},null,null,null,null,null,null,null,null,null,{"$f":"IFERROR(UniqueFilter(INDEX(Bundled_H03_Efficiency_Table,,$BD$137),INDEX(Bundled_H03_Efficiency_Table,,$W$137),E150,INDEX(Bundled_H03_Efficiency_Table,,$V$137),F150,INDEX(Bundled_H03_Efficiency_Table,,$AT$137),H150),Lists_NA)","v":"N/A"},null,null,null,{"$f":"IFERROR(UniqueFilter(INDEX(Bundled_H03_Efficiency_Table,,$BH$137),INDEX(Bundled_H03_Efficiency_Table,,$W$137),E150,INDEX(Bundled_H03_Efficiency_Table,,$V$137),F150,INDEX(Bundled_H03_Efficiency_Table,,$AT$137),H150,INDEX(Bundled_H03_Efficiency_Table,,$BD$137),J150),Lists_NA)","v":"N/A"},null,null,null,{"$f":"INDEX(Bundled_H03_Efficiency_Table,MATCH(E150&F150&H150&J150&K150,INDEX(Bundled_H03_Efficiency_Table,,$BL$136),0),$BL$137)","v":{"$error":"#N/A"}},0,true,true,true,true,true,"","",null,"HVAC",{"$f":"IFERROR(INDEX(Bundled_H03_Efficiency_Table,$BL150,'Bundled Pathway Support'!$CB$1),\"\")","v":""}," - : . , . ,  Btu/h",{"$error":"#DIV/0!"}]
[4,null,{"$f":"IF(AND(INDEX($X$38:$X$52,MATCH(A151,$W$38:$W$52,0),)=TRUE,INDEX($Y$38:$Y$52,MATCH(A151,$W$38:$W$52,0),)=TRUE,Bundled_H03_Toggle),1,5/0)","v":{"$error":"#DIV/0!"}},null,null,null,null,null,null,null,null,{"$f":"IFERROR(INDEX(Bundled_H03_Efficiency_Table,$BL151,'Bundled Pathway Support'!$BM$1),\"\")","v":""},{"$f":"IFERROR(IF(BS151<>\"\",BS151,INDEX(Bundled_H03_Efficiency_Table,$BL151,'Bundled Pathway Support'!$BS$1)),\"\")","v":""},{"$f":"IFERROR(INDEX(Bundled_H03_Efficiency_Table,$BL151,'Bundled Pathway Support'!$BT$1),\"\")","v":""},{"$f":"IFERROR(INDEX(Bundled_H03_Efficiency_Table,$BL151,'Bundled Pathway Support'!$BU$1),\"\")","v":""},{"$f":"IFERROR(INDEX(Bundled_H03_Efficiency_Table,$BL151,'Bundled Pathway Support'!$BV$1),\"\")","v":""},null,null,null,null,null,{"$f":"IFERROR(UniqueFilter(INDEX(Bundled_H03_Efficiency_Table,,$V$137),INDEX(Bundled_H03_Efficiency_Table,,$W$137),E151),Lists_NA)","v":"N/A"},null,null,null,null,null,null,null,null,null,null,null,null,null,null,null,null,null,null,null,null,null,null,null,{"$f":"IFERROR(UniqueFilter(INDEX(Bundled_H03_Efficiency_Table,,$AT$137),INDEX(Bundled_H03_Efficiency_Table,,$W$137),E151,INDEX(Bundled_H03_Efficiency_Table,,$V$137),F151),Lists_NA)","v":"N/A"},null,null,null,null,null,null,null,null,null,{"$f":"IFERROR(UniqueFilter(INDEX(Bundled_H03_Efficiency_Table,,$BD$137),INDEX(Bundled_H03_Efficiency_Table,,$W$137),E151,INDEX(Bundled_H03_Efficiency_Table,,$V$137),F151,INDEX(Bundled_H03_Efficiency_Table,,$AT$137),H151),Lists_NA)","v":"N/A"},null,null,null,{"$f":"IFERROR(UniqueFilter(INDEX(Bundled_H03_Efficiency_Table,,$BH$137),INDEX(Bundled_H03_Efficiency_Table,,$W$137),E151,INDEX(Bundled_H03_Efficiency_Table,,$V$137),F151,INDEX(Bundled_H03_Efficiency_Table,,$AT$137),H151,INDEX(Bundled_H03_Efficiency_Table,,$BD$137),J151),Lists_NA)","v":"N/A"},null,null,null,{"$f":"INDEX(Bundled_H03_Efficiency_Table,MATCH(E151&F151&H151&J151&K151,INDEX(Bundled_H03_Efficiency_Table,,$BL$136),0),$BL$137)","v":{"$error":"#N/A"}},{"$f":"IF(AND(Q151=\"\",R151=\"\"),0,MIN(0.2,MAX(IFERROR(IF(N151=\"kW/ton\",(M151/Q151)-1,(Q151/M151)-1),0),IFERROR(IF(P151=\"kW/ton\",(O151/R151)-1,(R151/O151)-1),0))))","v":0},true,true,{"$f":"ISERROR(MATCH(J151,BD151:BG151,0))","v":true},{"$f":"ISERROR(MATCH(K151,BH151:BK151,0))","v":true},{"$f":"IFERROR(OR(AND(IF(N151=\"kW/ton\",Q151<=0.95*IF(M151=\"-\",0,M151),Q151>=1.05*IF(M151=\"-\",0,M151)),Q151<>\"\"),AND(IF(P151=\"kW/ton\",R151<=0.95*IF(O151=\"-\",0,O151),R151>=1.05*IF(O151=\"-\",0,O151)),R151<>\"\")),TRUE)","v":true},"","",null,"HVAC",{"$f":"IFERROR(INDEX(Bundled_H03_Efficiency_Table,$BL151,'Bundled Pathway Support'!$CB$1),\"\")","v":""}," - : . , . ,  Btu/h",{"$error":"#DIV/0!"}]
[4,null,{"$f":"IF(AND(INDEX($X$38:$X$52,MATCH(A152,$W$38:$W$52,0),)=TRUE,INDEX($Y$38:$Y$52,MATCH(A152,$W$38:$W$52,0),)=TRUE,Bundled_H03_Toggle),1,5/0)","v":{"$error":"#DIV/0!"}},null,null,null,null,null,null,null,null,{"$f":"IFERROR(INDEX(Bundled_H03_Efficiency_Table,$BL152,'Bundled Pathway Support'!$BM$1),\"\")","v":""},{"$f":"IFERROR(IF(BS152<>\"\",BS152,INDEX(Bundled_H03_Efficiency_Table,$BL152,'Bundled Pathway Support'!$BS$1)),\"\")","v":""},{"$f":"IFERROR(INDEX(Bundled_H03_Efficiency_Table,$BL152,'Bundled Pathway Support'!$BT$1),\"\")","v":""},{"$f":"IFERROR(INDEX(Bundled_H03_Efficiency_Table,$BL152,'Bundled Pathway Support'!$BU$1),\"\")","v":""},{"$f":"IFERROR(INDEX(Bundled_H03_Efficiency_Table,$BL152,'Bundled Pathway Support'!$BV$1),\"\")","v":""},null,null,null,null,null,{"$f":"IFERROR(UniqueFilter(INDEX(Bundled_H03_Efficiency_Table,,$V$137),INDEX(Bundled_H03_Efficiency_Table,,$W$137),E152),Lists_NA)","v":"N/A"},null,null,null,null,null,null,null,null,null,null,null,null,null,null,null,null,null,null,null,null,null,null,null,{"$f":"IFERROR(UniqueFilter(INDEX(Bundled_H03_Efficiency_Table,,$AT$137),INDEX(Bundled_H03_Efficiency_Table,,$W$137),E152,INDEX(Bundled_H03_Efficiency_Table,,$V$137),F152),Lists_NA)","v":"N/A"},null,null,null,null,null,null,null,null,null,{"$f":"IFERROR(UniqueFilter(INDEX(Bundled_H03_Efficiency_Table,,$BD$137),INDEX(Bundled_H03_Efficiency_Table,,$W$137),E152,INDEX(Bundled_H03_Efficiency_Table,,$V$137),F152,INDEX(Bundled_H03_Efficiency_Table,,$AT$137),H152),Lists_NA)","v":"N/A"},null,null,null,{"$f":"IFERROR(UniqueFilter(INDEX(Bundled_H03_Efficiency_Table,,$BH$137),INDEX(Bundled_H03_Efficiency_Table,,$W$137),E152,INDEX(Bundled_H03_Efficiency_Table,,$V$137),F152,INDEX(Bundled_H03_Efficiency_Table,,$AT$137),H152,INDEX(Bundled_H03_Efficiency_Table,,$BD$137),J152),Lists_NA)","v":"N/A"},null,null,null,{"$f":"INDEX(Bundled_H03_Efficiency_Table,MATCH(E152&F152&H152&J152&K152,INDEX(Bundled_H03_Efficiency_Table,,$BL$136),0),$BL$137)","v":{"$error":"#N/A"}},0,true,true,true,true,true,"","",null,"HVAC",{"$f":"IFERROR(INDEX(Bundled_H03_Efficiency_Table,$BL152,'Bundled Pathway Support'!$CB$1),\"\")","v":""}," - : . , . ,  Btu/h",{"$error":"#DIV/0!"}]
[4,null,{"$f":"IF(AND(INDEX($X$38:$X$52,MATCH(A153,$W$38:$W$52,0),)=TRUE,INDEX($Y$38:$Y$52,MATCH(A153,$W$38:$W$52,0),)=TRUE,Bundled_H03_Toggle),1,5/0)","v":{"$error":"#DIV/0!"}},null,null,null,null,null,null,null,null,{"$f":"IFERROR(INDEX(Bundled_H03_Efficiency_Table,$BL153,'Bundled Pathway Support'!$BM$1),\"\")","v":""},{"$f":"IFERROR(IF(BS153<>\"\",BS153,INDEX(Bundled_H03_Efficiency_Table,$BL153,'Bundled Pathway Support'!$BS$1)),\"\")","v":""},{"$f":"IFERROR(INDEX(Bundled_H03_Efficiency_Table,$BL153,'Bundled Pathway Support'!$BT$1),\"\")","v":""},{"$f":"IFERROR(INDEX(Bundled_H03_Efficiency_Table,$BL153,'Bundled Pathway Support'!$BU$1),\"\")","v":""},{"$f":"IFERROR(INDEX(Bundled_H03_Efficiency_Table,$BL153,'Bundled Pathway Support'!$BV$1),\"\")","v":""},null,null,null,null,null,{"$f":"IFERROR(UniqueFilter(INDEX(Bundled_H03_Efficiency_Table,,$V$137),INDEX(Bundled_H03_Efficiency_Table,,$W$137),E153),Lists_NA)","v":"N/A"},null,null,null,null,null,null,null,null,null,null,null,null,null,null,null,null,null,null,null,null,null,null,null,{"$f":"IFERROR(UniqueFilter(INDEX(Bundled_H03_Efficiency_Table,,$AT$137),INDEX(Bundled_H03_Efficiency_Table,,$W$137),E153,INDEX(Bundled_H03_Efficiency_Table,,$V$137),F153),Lists_NA)","v":"N/A"},null,null,null,null,null,null,null,null,null,{"$f":"IFERROR(UniqueFilter(INDEX(Bundled_H03_Efficiency_Table,,$BD$137),INDEX(Bundled_H03_Efficiency_Table,,$W$137),E153,INDEX(Bundled_H03_Efficiency_Table,,$V$137),F153,INDEX(Bundled_H03_Efficiency_Table,,$AT$137),H153),Lists_NA)","v":"N/A"},null,null,null,{"$f":"IFERROR(UniqueFilter(INDEX(Bundled_H03_Efficiency_Table,,$BH$137),INDEX(Bundled_H03_Efficiency_Table,,$W$137),E153,INDEX(Bundled_H03_Efficiency_Table,,$V$137),F153,INDEX(Bundled_H03_Efficiency_Table,,$AT$137),H153,INDEX(Bundled_H03_Efficiency_Table,,$BD$137),J153),Lists_NA)","v":"N/A"},null,null,null,{"$f":"INDEX(Bundled_H03_Efficiency_Table,MATCH(E153&F153&H153&J153&K153,INDEX(Bundled_H03_Efficiency_Table,,$BL$136),0),$BL$137)","v":{"$error":"#N/A"}},0,true,true,true,true,true,"","",null,"HVAC",{"$f":"IFERROR(INDEX(Bundled_H03_Efficiency_Table,$BL153,'Bundled Pathway Support'!$CB$1),\"\")","v":""}," - : . , . ,  Btu/h",{"$error":"#DIV/0!"}]
[4,null,{"$f":"IF(AND(INDEX($X$38:$X$52,MATCH(A154,$W$38:$W$52,0),)=TRUE,INDEX($Y$38:$Y$52,MATCH(A154,$W$38:$W$52,0),)=TRUE,Bundled_H03_Toggle),1,5/0)","v":{"$error":"#DIV/0!"}},null,null,null,null,null,null,null,null,{"$f":"IFERROR(INDEX(Bundled_H03_Efficiency_Table,$BL154,'Bundled Pathway Support'!$BM$1),\"\")","v":""},{"$f":"IFERROR(IF(BS154<>\"\",BS154,INDEX(Bundled_H03_Efficiency_Table,$BL154,'Bundled Pathway Support'!$BS$1)),\"\")","v":""},{"$f":"IFERROR(INDEX(Bundled_H03_Efficiency_Table,$BL154,'Bundled Pathway Support'!$BT$1),\"\")","v":""},{"$f":"IFERROR(INDEX(Bundled_H03_Efficiency_Table,$BL154,'Bundled Pathway Support'!$BU$1),\"\")","v":""},{"$f":"IFERROR(INDEX(Bundled_H03_Efficiency_Table,$BL154,'Bundled Pathway Support'!$BV$1),\"\")","v":""},null,null,null,null,null,{"$f":"IFERROR(UniqueFilter(INDEX(Bundled_H03_Efficiency_Table,,$V$137),INDEX(Bundled_H03_Efficiency_Table,,$W$137),E154),Lists_NA)","v":"N/A"},null,null,null,null,null,null,null,null,null,null,null,null,null,null,null,null,null,null,null,null,null,null,null,{"$f":"IFERROR(UniqueFilter(INDEX(Bundled_H03_Efficiency_Table,,$AT$137),INDEX(Bundled_H03_Efficiency_Table,,$W$137),E154,INDEX(Bundled_H03_Efficiency_Table,,$V$137),F154),Lists_NA)","v":"N/A"},null,null,null,null,null,null,null,null,null,{"$f":"IFERROR(UniqueFilter(INDEX(Bundled_H03_Efficiency_Table,,$BD$137),INDEX(Bundled_H03_Efficiency_Table,,$W$137),E154,INDEX(Bundled_H03_Efficiency_Table,,$V$137),F154,INDEX(Bundled_H03_Efficiency_Table,,$AT$137),H154),Lists_NA)","v":"N/A"},null,null,null,{"$f":"IFERROR(UniqueFilter(INDEX(Bundled_H03_Efficiency_Table,,$BH$137),INDEX(Bundled_H03_Efficiency_Table,,$W$137),E154,INDEX(Bundled_H03_Efficiency_Table,,$V$137),F154,INDEX(Bundled_H03_Efficiency_Table,,$AT$137),H154,INDEX(Bundled_H03_Efficiency_Table,,$BD$137),J154),Lists_NA)","v":"N/A"},null,null,null,{"$f":"INDEX(Bundled_H03_Efficiency_Table,MATCH(E154&F154&H154&J154&K154,INDEX(Bundled_H03_Efficiency_Table,,$BL$136),0),$BL$137)","v":{"$error":"#N/A"}},0,true,true,true,true,true,"","",null,"HVAC",{"$f":"IFERROR(INDEX(Bundled_H03_Efficiency_Table,$BL154,'Bundled Pathway Support'!$CB$1),\"\")","v":""}," - : . , . ,  Btu/h",{"$error":"#DIV/0!"}]
[4,null,{"$f":"IF(AND(INDEX($X$38:$X$52,MATCH(A155,$W$38:$W$52,0),)=TRUE,INDEX($Y$38:$Y$52,MATCH(A155,$W$38:$W$52,0),)=TRUE,Bundled_H03_Toggle),1,5/0)","v":{"$error":"#DIV/0!"}},null,null,null,null,null,null,null,null,{"$f":"IFERROR(INDEX(Bundled_H03_Efficiency_Table,$BL155,'Bundled Pathway Support'!$BM$1),\"\")","v":""},{"$f":"IFERROR(IF(BS155<>\"\",BS155,INDEX(Bundled_H03_Efficiency_Table,$BL155,'Bundled Pathway Support'!$BS$1)),\"\")","v":""},{"$f":"IFERROR(INDEX(Bundled_H03_Efficiency_Table,$BL155,'Bundled Pathway Support'!$BT$1),\"\")","v":""},{"$f":"IFERROR(INDEX(Bundled_H03_Efficiency_Table,$BL155,'Bundled Pathway Support'!$BU$1),\"\")","v":""},{"$f":"IFERROR(INDEX(Bundled_H03_Efficiency_Table,$BL155,'Bundled Pathway Support'!$BV$1),\"\")","v":""},null,null,null,null,null,{"$f":"IFERROR(UniqueFilter(INDEX(Bundled_H03_Efficiency_Table,,$V$137),INDEX(Bundled_H03_Efficiency_Table,,$W$137),E155),Lists_NA)","v":"N/A"},null,null,null,null,null,null,null,null,null,null,null,null,null,null,null,null,null,null,null,null,null,null,null,{"$f":"IFERROR(UniqueFilter(INDEX(Bundled_H03_Efficiency_Table,,$AT$137),INDEX(Bundled_H03_Efficiency_Table,,$W$137),E155,INDEX(Bundled_H03_Efficiency_Table,,$V$137),F155),Lists_NA)","v":"N/A"},null,null,null,null,null,null,null,null,null,{"$f":"IFERROR(UniqueFilter(INDEX(Bundled_H03_Efficiency_Table,,$BD$137),INDEX(Bundled_H03_Efficiency_Table,,$W$137),E155,INDEX(Bundled_H03_Efficiency_Table,,$V$137),F155,INDEX(Bundled_H03_Efficiency_Table,,$AT$137),H155),Lists_NA)","v":"N/A"},null,null,null,{"$f":"IFERROR(UniqueFilter(INDEX(Bundled_H03_Efficiency_Table,,$BH$137),INDEX(Bundled_H03_Efficiency_Table,,$W$137),E155,INDEX(Bundled_H03_Efficiency_Table,,$V$137),F155,INDEX(Bundled_H03_Efficiency_Table,,$AT$137),H155,INDEX(Bundled_H03_Efficiency_Table,,$BD$137),J155),Lists_NA)","v":"N/A"},null,null,null,{"$f":"INDEX(Bundled_H03_Efficiency_Table,MATCH(E155&F155&H155&J155&K155,INDEX(Bundled_H03_Efficiency_Table,,$BL$136),0),$BL$137)","v":{"$error":"#N/A"}},0,true,true,true,true,true,"","",null,"HVAC",{"$f":"IFERROR(INDEX(Bundled_H03_Efficiency_Table,$BL155,'Bundled Pathway Support'!$CB$1),\"\")","v":""}," - : . , . ,  Btu/h",{"$error":"#DIV/0!"}]
[4,null,{"$f":"IF(AND(INDEX($X$38:$X$52,MATCH(A156,$W$38:$W$52,0),)=TRUE,INDEX($Y$38:$Y$52,MATCH(A156,$W$38:$W$52,0),)=TRUE,Bundled_H03_Toggle),1,5/0)","v":{"$error":"#DIV/0!"}},null,null,null,null,null,null,null,null,{"$f":"IFERROR(INDEX(Bundled_H03_Efficiency_Table,$BL156,'Bundled Pathway Support'!$BM$1),\"\")","v":""},{"$f":"IFERROR(IF(BS156<>\"\",BS156,INDEX(Bundled_H03_Efficiency_Table,$BL156,'Bundled Pathway Support'!$BS$1)),\"\")","v":""},{"$f":"IFERROR(INDEX(Bundled_H03_Efficiency_Table,$BL156,'Bundled Pathway Support'!$BT$1),\"\")","v":""},{"$f":"IFERROR(INDEX(Bundled_H03_Efficiency_Table,$BL156,'Bundled Pathway Support'!$BU$1),\"\")","v":""},{"$f":"IFERROR(INDEX(Bundled_H03_Efficiency_Table,$BL156,'Bundled Pathway Support'!$BV$1),\"\")","v":""},null,null,null,null,null,{"$f":"IFERROR(UniqueFilter(INDEX(Bundled_H03_Efficiency_Table,,$V$137),INDEX(Bundled_H03_Efficiency_Table,,$W$137),E156),Lists_NA)","v":"N/A"},null,null,null,null,null,null,null,null,null,null,null,null,null,null,null,null,null,null,null,null,null,null,null,{"$f":"IFERROR(UniqueFilter(INDEX(Bundled_H03_Efficiency_Table,,$AT$137),INDEX(Bundled_H03_Efficiency_Table,,$W$137),E156,INDEX(Bundled_H03_Efficiency_Table,,$V$137),F156),Lists_NA)","v":"N/A"},null,null,null,null,null,null,null,null,null,{"$f":"IFERROR(UniqueFilter(INDEX(Bundled_H03_Efficiency_Table,,$BD$137),INDEX(Bundled_H03_Efficiency_Table,,$W$137),E156,INDEX(Bundled_H03_Efficiency_Table,,$V$137),F156,INDEX(Bundled_H03_Efficiency_Table,,$AT$137),H156),Lists_NA)","v":"N/A"},null,null,null,{"$f":"IFERROR(UniqueFilter(INDEX(Bundled_H03_Efficiency_Table,,$BH$137),INDEX(Bundled_H03_Efficiency_Table,,$W$137),E156,INDEX(Bundled_H03_Efficiency_Table,,$V$137),F156,INDEX(Bundled_H03_Efficiency_Table,,$AT$137),H156,INDEX(Bundled_H03_Efficiency_Table,,$BD$137),J156),Lists_NA)","v":"N/A"},null,null,null,{"$f":"INDEX(Bundled_H03_Efficiency_Table,MATCH(E156&F156&H156&J156&K156,INDEX(Bundled_H03_Efficiency_Table,,$BL$136),0),$BL$137)","v":{"$error":"#N/A"}},0,true,true,true,true,true,"","",null,"HVAC",{"$f":"IFERROR(INDEX(Bundled_H03_Efficiency_Table,$BL156,'Bundled Pathway Support'!$CB$1),\"\")","v":""}," - : . , . ,  Btu/h",{"$error":"#DIV/0!"}]
[4,null,{"$f":"IF(AND(INDEX($X$38:$X$52,MATCH(A157,$W$38:$W$52,0),)=TRUE,INDEX($Y$38:$Y$52,MATCH(A157,$W$38:$W$52,0),)=TRUE,Bundled_H03_Toggle),1,5/0)","v":{"$error":"#DIV/0!"}},null,null,null,null,null,null,null,null,{"$f":"IFERROR(INDEX(Bundled_H03_Efficiency_Table,$BL157,'Bundled Pathway Support'!$BM$1),\"\")","v":""},{"$f":"IFERROR(IF(BS157<>\"\",BS157,INDEX(Bundled_H03_Efficiency_Table,$BL157,'Bundled Pathway Support'!$BS$1)),\"\")","v":""},{"$f":"IFERROR(INDEX(Bundled_H03_Efficiency_Table,$BL157,'Bundled Pathway Support'!$BT$1),\"\")","v":""},{"$f":"IFERROR(INDEX(Bundled_H03_Efficiency_Table,$BL157,'Bundled Pathway Support'!$BU$1),\"\")","v":""},{"$f":"IFERROR(INDEX(Bundled_H03_Efficiency_Table,$BL157,'Bundled Pathway Support'!$BV$1),\"\")","v":""},null,null,null,null,null,{"$f":"IFERROR(UniqueFilter(INDEX(Bundled_H03_Efficiency_Table,,$V$137),INDEX(Bundled_H03_Efficiency_Table,,$W$137),E157),Lists_NA)","v":"N/A"},null,null,null,null,null,null,null,null,null,null,null,null,null,null,null,null,null,null,null,null,null,null,null,{"$f":"IFERROR(UniqueFilter(INDEX(Bundled_H03_Efficiency_Table,,$AT$137),INDEX(Bundled_H03_Efficiency_Table,,$W$137),E157,INDEX(Bundled_H03_Efficiency_Table,,$V$137),F157),Lists_NA)","v":"N/A"},null,null,null,null,null,null,null,null,null,{"$f":"IFERROR(UniqueFilter(INDEX(Bundled_H03_Efficiency_Table,,$BD$137),INDEX(Bundled_H03_Efficiency_Table,,$W$137),E157,INDEX(Bundled_H03_Efficiency_Table,,$V$137),F157,INDEX(Bundled_H03_Efficiency_Table,,$AT$137),H157),Lists_NA)","v":"N/A"},null,null,null,{"$f":"IFERROR(UniqueFilter(INDEX(Bundled_H03_Efficiency_Table,,$BH$137),INDEX(Bundled_H03_Efficiency_Table,,$W$137),E157,INDEX(Bundled_H03_Efficiency_Table,,$V$137),F157,INDEX(Bundled_H03_Efficiency_Table,,$AT$137),H157,INDEX(Bundled_H03_Efficiency_Table,,$BD$137),J157),Lists_NA)","v":"N/A"},null,null,null,{"$f":"INDEX(Bundled_H03_Efficiency_Table,MATCH(E157&F157&H157&J157&K157,INDEX(Bundled_H03_Efficiency_Table,,$BL$136),0),$BL$137)","v":{"$error":"#N/A"}},0,true,true,true,true,true,"","",null,"HVAC",{"$f":"IFERROR(INDEX(Bundled_H03_Efficiency_Table,$BL157,'Bundled Pathway Support'!$CB$1),\"\")","v":""}," - : . , . ,  Btu/h",{"$error":"#DIV/0!"}]
[4,null,{"$f":"IF(AND(INDEX($X$38:$X$52,MATCH(A158,$W$38:$W$52,0),)=TRUE,INDEX($Y$38:$Y$52,MATCH(A158,$W$38:$W$52,0),)=TRUE,Bundled_H03_Toggle),1,5/0)","v":{"$error":"#DIV/0!"}},null,null,null,null,null,null,null,null,{"$f":"IFERROR(INDEX(Bundled_H03_Efficiency_Table,$BL158,'Bundled Pathway Support'!$BM$1),\"\")","v":""},{"$f":"IFERROR(IF(BS158<>\"\",BS158,INDEX(Bundled_H03_Efficiency_Table,$BL158,'Bundled Pathway Support'!$BS$1)),\"\")","v":""},{"$f":"IFERROR(INDEX(Bundled_H03_Efficiency_Table,$BL158,'Bundled Pathway Support'!$BT$1),\"\")","v":""},{"$f":"IFERROR(INDEX(Bundled_H03_Efficiency_Table,$BL158,'Bundled Pathway Support'!$BU$1),\"\")","v":""},{"$f":"IFERROR(INDEX(Bundled_H03_Efficiency_Table,$BL158,'Bundled Pathway Support'!$BV$1),\"\")","v":""},null,null,null,null,null,{"$f":"IFERROR(UniqueFilter(INDEX(Bundled_H03_Efficiency_Table,,$V$137),INDEX(Bundled_H03_Efficiency_Table,,$W$137),E158),Lists_NA)","v":"N/A"},null,null,null,null,null,null,null,null,null,null,null,null,null,null,null,null,null,null,null,null,null,null,null,{"$f":"IFERROR(UniqueFilter(INDEX(Bundled_H03_Efficiency_Table,,$AT$137),INDEX(Bundled_H03_Efficiency_Table,,$W$137),E158,INDEX(Bundled_H03_Efficiency_Table,,$V$137),F158),Lists_NA)","v":"N/A"},null,null,null,null,null,null,null,null,null,{"$f":"IFERROR(UniqueFilter(INDEX(Bundled_H03_Efficiency_Table,,$BD$137),INDEX(Bundled_H03_Efficiency_Table,,$W$137),E158,INDEX(Bundled_H03_Efficiency_Table,,$V$137),F158,INDEX(Bundled_H03_Efficiency_Table,,$AT$137),H158),Lists_NA)","v":"N/A"},null,null,null,{"$f":"IFERROR(UniqueFilter(INDEX(Bundled_H03_Efficiency_Table,,$BH$137),INDEX(Bundled_H03_Efficiency_Table,,$W$137),E158,INDEX(Bundled_H03_Efficiency_Table,,$V$137),F158,INDEX(Bundled_H03_Efficiency_Table,,$AT$137),H158,INDEX(Bundled_H03_Efficiency_Table,,$BD$137),J158),Lists_NA)","v":"N/A"},null,null,null,{"$f":"INDEX(Bundled_H03_Efficiency_Table,MATCH(E158&F158&H158&J158&K158,INDEX(Bundled_H03_Efficiency_Table,,$BL$136),0),$BL$137)","v":{"$error":"#N/A"}},0,true,true,true,true,true,{"$f":"IF(COUNTIF($BU$139:$BU$142,BT158)>0,IF(S158=\"\",\"Enter cooling cap\",IF(BT158=$BU$139,14-(0.3*S158/1000),IF(BT158=$BU$140,10.9-(0.213*S158/1000),IF(BT158=$BU$141,14-(0.3*S158/1000),IF(BT158=$BU$142,10.8-(0.213*S158/1000)))))),\"\")","v":""},"",null,"HVAC",{"$f":"IFERROR(INDEX(Bundled_H03_Efficiency_Table,$BL158,'Bundled Pathway Support'!$CB$1),\"\")","v":""}," - : . , . ,  Btu/h",{"$error":"#DIV/0!"}]
[4,null,{"$f":"IF(AND(INDEX($X$38:$X$52,MATCH(A159,$W$38:$W$52,0),)=TRUE,INDEX($Y$38:$Y$52,MATCH(A159,$W$38:$W$52,0),)=TRUE),1,5/0)","v":{"$error":"#DIV/0!"}}]
[4,null,{"$f":"IF(AND(INDEX($X$38:$X$52,MATCH(A160,$W$38:$W$52,0),)=TRUE,INDEX($Y$38:$Y$52,MATCH(A160,$W$38:$W$52,0),)=TRUE),1,5/0)","v":{"$error":"#DIV/0!"}},null,null,null,null,null,null,null,null,null,null,null,null,null,null,null,null,null,null,"Unhide Extra Rows"]
[4,null,{"$f":"IF(AND(INDEX($X$38:$X$52,MATCH(A161,$W$38:$W$52,0),)=TRUE,INDEX($Y$38:$Y$52,MATCH(A161,$W$38:$W$52,0),)=TRUE),1,5/0)","v":{"$error":"#DIV/0!"}},null,null,null,null,null,null,null,null,null,null,null,null,null,null,null,null,null,null,false]
[4,null,{"$f":"IF(AND(INDEX($X$38:$X$52,MATCH(A162,$W$38:$W$52,0),)=TRUE,INDEX($Y$38:$Y$52,MATCH(A162,$W$38:$W$52,0),)=TRUE),1,5/0)","v":{"$error":"#DIV/0!"}}]
[4,null,{"$f":"IF(AND(INDEX($X$38:$X$52,MATCH(A163,$W$38:$W$52,0),)=TRUE,INDEX($Y$38:$Y$52,MATCH(A163,$W$38:$W$52,0),)=TRUE),1,5/0)","v":{"$error":"#DIV/0!"}},null,"Cooling Capacity Weighted-Average Efficiency Improvement",null,null,{"$f":"IFERROR(SUMPRODUCT(S139:S158,T139:T158,BM139:BM158)/SUMPRODUCT(S139:S158,T139:T158),0)","v":0}]
[4,null,{"$f":"IF(AND(INDEX($X$38:$X$52,MATCH(A164,$W$38:$W$52,0),)=TRUE,INDEX($Y$38:$Y$52,MATCH(A164,$W$38:$W$52,0),)=TRUE),1,5/0)","v":{"$error":"#DIV/0!"}},null,"Adjusted Energy Credit",null,null,{"$f":"$G$41*(H163/0.05)","v":{"$error":"#VALUE!"}}]
[4,null,{"$f":"IF(AND(INDEX($X$38:$X$52,MATCH(A165,$W$38:$W$52,0),)=TRUE,INDEX($Y$38:$Y$52,MATCH(A165,$W$38:$W$52,0),)=TRUE),1,5/0)","v":{"$error":"#DIV/0!"}}]
[4,null,{"$f":"IF(AND(INDEX($X$38:$X$52,MATCH(A166,$W$38:$W$52,0),)=TRUE,INDEX($Y$38:$Y$52,MATCH(A166,$W$38:$W$52,0),)=TRUE),1,5/0)","v":{"$error":"#DIV/0!"}},null,"Documentation: Submit design drawings/specifications substantiating the equipment types, design cooling efficiencies, design cooling capacities, and quantities reported in the table above."]
[4,null,{"$f":"IF(AND(INDEX($X$38:$X$52,MATCH(A167,$W$38:$W$52,0),)=TRUE,INDEX($Y$38:$Y$52,MATCH(A167,$W$38:$W$52,0),)=TRUE),1,5/0)","v":{"$error":"#DIV/0!"}}]
[4,null,{"$f":"IF(AND(INDEX($X$38:$X$52,MATCH(A168,$W$38:$W$52,0),)=TRUE,INDEX($Y$38:$Y$52,MATCH(A168,$W$38:$W$52,0),)=TRUE),1,5/0)","v":{"$error":"#DIV/0!"}}]
[4,null,{"$f":"IF(AND(INDEX($X$38:$X$52,MATCH(A169,$W$38:$W$52,0),)=TRUE,INDEX($Y$38:$Y$52,MATCH(A169,$W$38:$W$52,0),)=TRUE),1,5/0)","v":{"$error":"#DIV/0!"}}]
[5,null,{"$f":"IF(AND(INDEX($X$38:$X$52,MATCH(A170,$W$38:$W$52,0),)=TRUE,INDEX($Y$38:$Y$52,MATCH(A170,$W$38:$W$52,0),)=TRUE),1,5/0)","v":{"$error":"#DIV/0!"}},null,{"$f":"E42","v":"Ground-Source Heat Pump"},null,null,null,null,"Return to Top"]
[5,null,{"$f":"IF(AND(INDEX($X$38:$X$52,MATCH(A171,$W$38:$W$52,0),)=TRUE,INDEX($Y$38:$Y$52,MATCH(A171,$W$38:$W$52,0),)=TRUE),1,5/0)","v":{"$error":"#DIV/0!"}},null,"A ground-source heat pump system shall provide cooling and heating for at least 25% of the gross conditioned building area."]
[5,null,{"$f":"IF(AND(INDEX($X$38:$X$52,MATCH(A172,$W$38:$W$52,0),)=TRUE,INDEX($Y$38:$Y$52,MATCH(A172,$W$38:$W$52,0),)=TRUE),1,5/0)","v":{"$error":"#DIV/0!"}}]
[5,null,{"$f":"IF(AND(INDEX($X$38:$X$52,MATCH(A173,$W$38:$W$52,0),)=TRUE,INDEX($Y$38:$Y$52,MATCH(A173,$W$38:$W$52,0),)=TRUE),1,5/0)","v":{"$error":"#DIV/0!"}},null,"Energy Credit Information"]
[5,null,{"$f":"IF(AND(INDEX($X$38:$X$52,MATCH(A174,$W$38:$W$52,0),)=TRUE,INDEX($Y$38:$Y$52,MATCH(A174,$W$38:$W$52,0),)=TRUE),1,5/0)","v":{"$error":"#DIV/0!"}},null,"System type"]
[5,null,{"$f":"IF(AND(INDEX($X$38:$X$52,MATCH(A175,$W$38:$W$52,0),)=TRUE,INDEX($Y$38:$Y$52,MATCH(A175,$W$38:$W$52,0),)=TRUE),1,5/0)","v":{"$error":"#DIV/0!"}},null,"Fraction of gross conditioned floor area with heating and cooling provided by the GSHP"]
[5,null,{"$f":"IF(AND(INDEX($X$38:$X$52,MATCH(A176,$W$38:$W$52,0),)=TRUE,INDEX($Y$38:$Y$52,MATCH(A176,$W$38:$W$52,0),)=TRUE),1,5/0)","v":{"$error":"#DIV/0!"}},null,"Additional heat rejection type"]
[5,null,{"$f":"IF(AND(INDEX($X$38:$X$52,MATCH(A177,$W$38:$W$52,0),)=TRUE,INDEX($Y$38:$Y$52,MATCH(A177,$W$38:$W$52,0),)=TRUE),1,5/0)","v":{"$error":"#DIV/0!"}},null,"Addendum AP heat rejection adjustment factor (Hradj)",null,null,null,{"$f":"IFERROR(IF(I176=\"Dry-cooler heat rejection\",1,INDEX(Bundled_H05_Heat_Rejection_Table,MATCH(GI_Climate_Zone,INDEX(Bundled_H05_Heat_Rejection_Table,,1),0),MATCH(I176,INDEX(Bundled_H05_Heat_Rejection_Table,1,),0))),0)","v":0}]
[5,null,{"$f":"IF(AND(INDEX($X$38:$X$52,MATCH(A178,$W$38:$W$52,0),)=TRUE,INDEX($Y$38:$Y$52,MATCH(A178,$W$38:$W$52,0),)=TRUE),1,5/0)","v":{"$error":"#DIV/0!"}},null,"Adjusted Energy Credit",null,null,null,{"$f":"$G$42*(I175/0.25)*$I$177","v":{"$error":"#VALUE!"}}]
[5,null,{"$f":"IF(AND(INDEX($X$38:$X$52,MATCH(A179,$W$38:$W$52,0),)=TRUE,INDEX($Y$38:$Y$52,MATCH(A179,$W$38:$W$52,0),)=TRUE),1,5/0)","v":{"$error":"#DIV/0!"}}]
[5,null,{"$f":"IF(AND(INDEX($X$38:$X$52,MATCH(A180,$W$38:$W$52,0),)=TRUE,INDEX($Y$38:$Y$52,MATCH(A180,$W$38:$W$52,0),)=TRUE),1,5/0)","v":{"$error":"#DIV/0!"}},null,"Energy Credit Requirements"]
[5,null,{"$f":"IF(AND(INDEX($X$38:$X$52,MATCH(A181,$W$38:$W$52,0),)=TRUE,INDEX($Y$38:$Y$52,MATCH(A181,$W$38:$W$52,0),)=TRUE),1,5/0)","v":{"$error":"#DIV/0!"}},null,"Loop pump(s) have controls and/or devices that will result in pump motor demand of no more than 30% of design wattage at 50% of design water flow and allow turndown to 15% flow or a separate field-loop pump is provided with either a variable-speed building pump or individual pumps for each ground-source heat pump."]
[5,null,{"$f":"IF(AND(INDEX($X$38:$X$52,MATCH(A182,$W$38:$W$52,0),)=TRUE,INDEX($Y$38:$Y$52,MATCH(A182,$W$38:$W$52,0),)=TRUE),1,5/0)","v":{"$error":"#DIV/0!"}},null,"The geothermal-source heat exchanger is sized based on the heating and cooling loads served by the ground-source heat pump system and complies with one of the following:\n     1. A closed bore field shall have at least 400 lineal feet of bore piping per 12,000 Btu/h \n         of system cooling or heating capacity, whichever is greater. The system shall not \n         include additional heat rejection or addition devices.\n     2. The ground source shall be sized such that the loop heat pumps provide 100% of the \n         heating and cooling loads for at least 90% of both the cooling and heating system \n         annual operating hours without requiring any supplemental heating or heat rejection \n         from nonground sources, as demonstrated by an analysis approved by the authority \n         having jurisdiction. Heat rejection shall include a two-speed or variable-speed fan. "]
[5,null,{"$f":"IF(AND(INDEX($X$38:$X$52,MATCH(A183,$W$38:$W$52,0),)=TRUE,INDEX($Y$38:$Y$52,MATCH(A183,$W$38:$W$52,0),)=TRUE),1,5/0)","v":{"$error":"#DIV/0!"}}]
[5,null,{"$f":"IF(AND(INDEX($X$38:$X$52,MATCH(A184,$W$38:$W$52,0),)=TRUE,INDEX($Y$38:$Y$52,MATCH(A184,$W$38:$W$52,0),)=TRUE),1,5/0)","v":{"$error":"#DIV/0!"}},null,"Documentation: Submit mechanical design drawings showing the gross conditioned floor area with heating and cooling served by the GSHP calculated, as well as details/specifications substantiating other entries in the tables above."]
[5,null,{"$f":"IF(AND(INDEX($X$38:$X$52,MATCH(A185,$W$38:$W$52,0),)=TRUE,INDEX($Y$38:$Y$52,MATCH(A185,$W$38:$W$52,0),)=TRUE),1,5/0)","v":{"$error":"#DIV/0!"}}]
[5,null,{"$f":"IF(AND(INDEX($X$38:$X$52,MATCH(A186,$W$38:$W$52,0),)=TRUE,INDEX($Y$38:$Y$52,MATCH(A186,$W$38:$W$52,0),)=TRUE),1,5/0)","v":{"$error":"#DIV/0!"}}]
[5,null,{"$f":"IF(AND(INDEX($X$38:$X$52,MATCH(A187,$W$38:$W$52,0),)=TRUE,INDEX($Y$38:$Y$52,MATCH(A187,$W$38:$W$52,0),)=TRUE),1,5/0)","v":{"$error":"#DIV/0!"}}]
[6,null,{"$f":"IF(AND(INDEX($X$38:$X$52,MATCH(A188,$W$38:$W$52,0),)=TRUE,INDEX($Y$38:$Y$52,MATCH(A188,$W$38:$W$52,0),)=TRUE),1,5/0)","v":{"$error":"#DIV/0!"}},null,{"$f":"E43","v":"SHW Preheat Recovery"},null,null,null,"Return to Top"]
[6,null,{"$f":"IF(AND(INDEX($X$38:$X$52,MATCH(A189,$W$38:$W$52,0),)=TRUE,INDEX($Y$38:$Y$52,MATCH(A189,$W$38:$W$52,0),)=TRUE),1,5/0)","v":{"$error":"#DIV/0!"}},null,"The service water heating system shall have waste heat recovery from service hot water, heat recovery chillers, building equipment, or process equipment that is sized to provide not less than 30% of the annual hot-water requirements or sized to provide not less than 70% of the annual hot-water requirements if the building is required to comply with Section 7.5.3."]
[6,null,{"$f":"IF(AND(INDEX($X$38:$X$52,MATCH(A190,$W$38:$W$52,0),)=TRUE,INDEX($Y$38:$Y$52,MATCH(A190,$W$38:$W$52,0),)=TRUE),1,5/0)","v":{"$error":"#DIV/0!"}}]
[6,null,{"$f":"IF(AND(INDEX($X$38:$X$52,MATCH(A191,$W$38:$W$52,0),)=TRUE,INDEX($Y$38:$Y$52,MATCH(A191,$W$38:$W$52,0),)=TRUE),1,5/0)","v":{"$error":"#DIV/0!"}},null,"Energy Credit Information"]
[6,null,{"$f":"IF(AND(INDEX($X$38:$X$52,MATCH(A192,$W$38:$W$52,0),)=TRUE,INDEX($Y$38:$Y$52,MATCH(A192,$W$38:$W$52,0),)=TRUE),1,5/0)","v":{"$error":"#DIV/0!"}},null,"Total installed gas water-heating input capacity (Btu/h). Enter \"0\" if no gas SWH."]
[6,null,{"$f":"IF(AND(INDEX($X$38:$X$52,MATCH(A193,$W$38:$W$52,0),)=TRUE,INDEX($Y$38:$Y$52,MATCH(A193,$W$38:$W$52,0),)=TRUE),1,5/0)","v":{"$error":"#DIV/0!"}},null,"Do any exceptions to Section 7.5.3 apply?"]
[6,null,{"$f":"IF(AND(INDEX($X$38:$X$52,MATCH(A194,$W$38:$W$52,0),)=TRUE,INDEX($Y$38:$Y$52,MATCH(A194,$W$38:$W$52,0),)=TRUE),1,5/0)","v":{"$error":"#DIV/0!"}},null,"Required hot water load percentage for energy credit",null,null,null,{"$f":"IF(OR(I193=\"No\",AND(I192>=1000000,I193=\"\")),0.7,0.3)","v":0.3}]
[6,null,{"$f":"IF(AND(INDEX($X$38:$X$52,MATCH(A195,$W$38:$W$52,0),)=TRUE,INDEX($Y$38:$Y$52,MATCH(A195,$W$38:$W$52,0),)=TRUE),1,5/0)","v":{"$error":"#DIV/0!"}},null,"Percent of hot-water load served by waste heat recovery"]
[6,null,{"$f":"IF(AND(INDEX($X$38:$X$52,MATCH(A196,$W$38:$W$52,0),)=TRUE,INDEX($Y$38:$Y$52,MATCH(A196,$W$38:$W$52,0),)=TRUE),1,5/0)","v":{"$error":"#DIV/0!"}}]
[6,null,{"$f":"IF(AND(INDEX($X$38:$X$52,MATCH(A197,$W$38:$W$52,0),)=TRUE,INDEX($Y$38:$Y$52,MATCH(A197,$W$38:$W$52,0),)=TRUE),1,5/0)","v":{"$error":"#DIV/0!"}},null,"Documentation: Submit design drawings showing the installed gas water-heating input capacity (if applicable) along with backup calculations for the percent of hot-water load served by waste heat recovery."]
[6,null,{"$f":"IF(AND(INDEX($X$38:$X$52,MATCH(A198,$W$38:$W$52,0),)=TRUE,INDEX($Y$38:$Y$52,MATCH(A198,$W$38:$W$52,0),)=TRUE),1,5/0)","v":{"$error":"#DIV/0!"}}]
[6,null,{"$f":"IF(AND(INDEX($X$38:$X$52,MATCH(A199,$W$38:$W$52,0),)=TRUE,INDEX($Y$38:$Y$52,MATCH(A199,$W$38:$W$52,0),)=TRUE),1,5/0)","v":{"$error":"#DIV/0!"}}]
[6,null,{"$f":"IF(AND(INDEX($X$38:$X$52,MATCH(A200,$W$38:$W$52,0),)=TRUE,INDEX($Y$38:$Y$52,MATCH(A200,$W$38:$W$52,0),)=TRUE),1,5/0)","v":{"$error":"#DIV/0!"}}]
[7,null,{"$f":"IF(AND(INDEX($X$38:$X$52,MATCH(A201,$W$38:$W$52,0),)=TRUE,INDEX($Y$38:$Y$52,MATCH(A201,$W$38:$W$52,0),)=TRUE),1,5/0)","v":{"$error":"#DIV/0!"}},null,{"$f":"E44","v":"Heat-Pump Water Heater"},null,null,null,"Return to Top"]
[7,null,{"$f":"IF(AND(INDEX($X$38:$X$52,MATCH(A202,$W$38:$W$52,0),)=TRUE,INDEX($Y$38:$Y$52,MATCH(A202,$W$38:$W$52,0),)=TRUE),1,5/0)","v":{"$error":"#DIV/0!"}},null,"Air-source heat pump water heaters shall be installed according to the manufacturer's instructions, and at least 30% of design end-use service water heating requirements shall be met using only heat-pump heating at an ambient condition of 67.5°F db without supplemental electric resistance or fossil fuel heating."]
[7,null,{"$f":"IF(AND(INDEX($X$38:$X$52,MATCH(A203,$W$38:$W$52,0),)=TRUE,INDEX($Y$38:$Y$52,MATCH(A203,$W$38:$W$52,0),)=TRUE),1,5/0)","v":{"$error":"#DIV/0!"}}]
[7,null,{"$f":"IF(AND(INDEX($X$38:$X$52,MATCH(A204,$W$38:$W$52,0),)=TRUE,INDEX($Y$38:$Y$52,MATCH(A204,$W$38:$W$52,0),)=TRUE),1,5/0)","v":{"$error":"#DIV/0!"}},null,"Energy Credit Information"]
[7,null,{"$f":"IF(AND(INDEX($X$38:$X$52,MATCH(A205,$W$38:$W$52,0),)=TRUE,INDEX($Y$38:$Y$52,MATCH(A205,$W$38:$W$52,0),)=TRUE),1,5/0)","v":{"$error":"#DIV/0!"}},null,"Heat-pump water heater quantity"]
[7,null,{"$f":"IF(AND(INDEX($X$38:$X$52,MATCH(A206,$W$38:$W$52,0),)=TRUE,INDEX($Y$38:$Y$52,MATCH(A206,$W$38:$W$52,0),)=TRUE),1,5/0)","v":{"$error":"#DIV/0!"}},null,"Heat pump only capacity at 50°F entering air and 70°F entering water temperature (Btu/h)"]
[7,null,{"$f":"IF(AND(INDEX($X$38:$X$52,MATCH(A207,$W$38:$W$52,0),)=TRUE,INDEX($Y$38:$Y$52,MATCH(A207,$W$38:$W$52,0),)=TRUE),1,5/0)","v":{"$error":"#DIV/0!"}},null,"End-use peak hot-water load, excluding load for heat trace or recirculation (Btu/h)"]
[7,null,{"$f":"IF(AND(INDEX($X$38:$X$52,MATCH(A208,$W$38:$W$52,0),)=TRUE,INDEX($Y$38:$Y$52,MATCH(A208,$W$38:$W$52,0),)=TRUE),1,5/0)","v":{"$error":"#DIV/0!"}},null,"Adjusted Energy Credit",null,null,null,{"$f":"IFERROR(IF(I206/I207<0.3,0,IF(I206/I207>0.5,$G$44*(MIN(2,(I206/(I207*0.5)))),$G$44)),0)","v":0}]
[7,null,{"$f":"IF(AND(INDEX($X$38:$X$52,MATCH(A209,$W$38:$W$52,0),)=TRUE,INDEX($Y$38:$Y$52,MATCH(A209,$W$38:$W$52,0),)=TRUE),1,5/0)","v":{"$error":"#DIV/0!"}}]
[7,null,{"$f":"IF(AND(INDEX($X$38:$X$52,MATCH(A210,$W$38:$W$52,0),)=TRUE,INDEX($Y$38:$Y$52,MATCH(A210,$W$38:$W$52,0),)=TRUE),1,5/0)","v":{"$error":"#DIV/0!"}},null,"Energy Credit Requirements"]
[7,null,{"$f":"IF(AND(INDEX($X$38:$X$52,MATCH(A211,$W$38:$W$52,0),)=TRUE,INDEX($Y$38:$Y$52,MATCH(A211,$W$38:$W$52,0),)=TRUE),1,5/0)","v":{"$error":"#DIV/0!"}},null,"For central systems with an installed total output capacity of more than 100,000 Btu/h at an ambient condition of 67.5 °F db, a preheat storage tank with >0.75 gal per 1,000 Btu/h of design end use service-water heating requirements is heated only with heat-pump heating when the ambient temperature is >45 °F.",null,null,null,{"$f":"IF(I205*I206<100000,\"N/A\",\"\")","v":"N/A"}]
[7,null,{"$f":"IF(AND(INDEX($X$38:$X$52,MATCH(A212,$W$38:$W$52,0),)=TRUE,INDEX($Y$38:$Y$52,MATCH(A212,$W$38:$W$52,0),)=TRUE),1,5/0)","v":{"$error":"#DIV/0!"}},null,"For systems with piping temperature maintenance, either a heat trace system or a separate water heater in series for recirculating system and final heating is installed."]
[7,null,{"$f":"IF(AND(INDEX($X$38:$X$52,MATCH(A213,$W$38:$W$52,0),)=TRUE,INDEX($Y$38:$Y$52,MATCH(A213,$W$38:$W$52,0),)=TRUE),1,5/0)","v":{"$error":"#DIV/0!"}},null,"Heat-pump water heater efficiency meets or exceeds one of the following:\n     1. Output-capacity-weighted average uniform energy factor (UEF) of 3.0 with a medium \n         draw pattern in accordance with 10 CFR 430 Appendix E.\n     2. Output-capacity-we4ighted-average COP of not less than 4.0 tested at 50 °F entering air \n         and 70 °F entering water in accordance with AHRI standard 1300."]
[7,null,{"$f":"IF(AND(INDEX($X$38:$X$52,MATCH(A214,$W$38:$W$52,0),)=TRUE,INDEX($Y$38:$Y$52,MATCH(A214,$W$38:$W$52,0),)=TRUE),1,5/0)","v":{"$error":"#DIV/0!"}}]
[7,null,{"$f":"IF(AND(INDEX($X$38:$X$52,MATCH(A215,$W$38:$W$52,0),)=TRUE,INDEX($Y$38:$Y$52,MATCH(A215,$W$38:$W$52,0),)=TRUE),1,5/0)","v":{"$error":"#DIV/0!"}},null,"Documentation: Submit design documents substantiating the heat pump water heater quantity, capacity, and efficiency reported above, as well as backup documentation for the end-use peak hot water load and recirculating/heat trace systems and/or preheat storage tanks, if applicable."]
[7,null,{"$f":"IF(AND(INDEX($X$38:$X$52,MATCH(A216,$W$38:$W$52,0),)=TRUE,INDEX($Y$38:$Y$52,MATCH(A216,$W$38:$W$52,0),)=TRUE),1,5/0)","v":{"$error":"#DIV/0!"}}]
[7,null,{"$f":"IF(AND(INDEX($X$38:$X$52,MATCH(A217,$W$38:$W$52,0),)=TRUE,INDEX($Y$38:$Y$52,MATCH(A217,$W$38:$W$52,0),)=TRUE),1,5/0)","v":{"$error":"#DIV/0!"}}]
[7,null,{"$f":"IF(AND(INDEX($X$38:$X$52,MATCH(A218,$W$38:$W$52,0),)=TRUE,INDEX($Y$38:$Y$52,MATCH(A218,$W$38:$W$52,0),)=TRUE),1,5/0)","v":{"$error":"#DIV/0!"}}]
[8,null,{"$f":"IF(AND(INDEX($X$38:$X$52,MATCH(A219,$W$38:$W$52,0),)=TRUE,INDEX($Y$38:$Y$52,MATCH(A219,$W$38:$W$52,0),)=TRUE),1,5/0)","v":{"$error":"#DIV/0!"}},null,{"$f":"E45","v":"SWH Pipe Insulation"},null,null,null,null,null,"Return to Top"]
[8,null,{"$f":"IF(AND(INDEX($X$38:$X$52,MATCH(A220,$W$38:$W$52,0),)=TRUE,INDEX($Y$38:$Y$52,MATCH(A220,$W$38:$W$52,0),)=TRUE),1,5/0)","v":{"$error":"#DIV/0!"}},null,"Where service hot water is provided by a central water heating system, the hot-water pipe insulation thickness shall be at least 1.5 times the thickness required in Table 6.8.3-1."]
[8,null,{"$f":"IF(AND(INDEX($X$38:$X$52,MATCH(A221,$W$38:$W$52,0),)=TRUE,INDEX($Y$38:$Y$52,MATCH(A221,$W$38:$W$52,0),)=TRUE),1,5/0)","v":{"$error":"#DIV/0!"}}]
[8,null,{"$f":"IF(AND(INDEX($X$38:$X$52,MATCH(A222,$W$38:$W$52,0),)=TRUE,INDEX($Y$38:$Y$52,MATCH(A222,$W$38:$W$52,0),)=TRUE),1,5/0)","v":{"$error":"#DIV/0!"}},null,"Energy Credit Information"]
[8,null,{"$f":"5/0","v":{"$error":"#DIV/0!"}},null,null,null,null,{"$f":"'Bundled Pathway Support'!$AY$3","v":2},{"$f":"'Bundled Pathway Support'!$AZ$3","v":3}]
[8,null,{"$f":"IF(AND(INDEX($X$38:$X$52,MATCH(A224,$W$38:$W$52,0),)=TRUE,INDEX($Y$38:$Y$52,MATCH(A224,$W$38:$W$52,0),)=TRUE),1,5/0)","v":{"$error":"#DIV/0!"}},null,"Unique Piping Identifier (Optional)","Fluid Operating Temperature Range (°F)","Nominal Pipe Size Range (in)","Minimum Required Insulation Conductivity (Btu*in/h*ft²*°F)","Required Insulation Mean Rating Temperature (°F)","Minimum Insulation Thickness from Table 6.8.3-1 (in)","Design Insulation Thickness (in)",null,null,null,null,null,null,null,null,null,null,null,"Insulation meets 1.5 requirement"]
[8,null,{"$f":"IF(AND(INDEX($X$38:$X$52,MATCH(A225,$W$38:$W$52,0),)=TRUE,INDEX($Y$38:$Y$52,MATCH(A225,$W$38:$W$52,0),)=TRUE),1,5/0)","v":{"$error":"#DIV/0!"}},null,null,null,null,{"$f":"IFERROR(INDEX(Bundled_W02_Piping_Ins_Table,MATCH(F225,INDEX(Bundled_W02_Piping_Ins_Table,,1),0),$H$223),0)","v":0},{"$f":"IFERROR(INDEX(Bundled_W02_Piping_Ins_Table,MATCH(F225,INDEX(Bundled_W02_Piping_Ins_Table,,1),0),$I$223),0)","v":0},{"$f":"IFERROR(INDEX(Bundled_W02_Piping_Ins_Table,MATCH(F225,INDEX(Bundled_W02_Piping_Ins_Table,,1),0),MATCH(G225,INDEX(Bundled_W02_Piping_Ins_Table,1,0),0)),0)","v":0},null,null,null,null,null,null,null,null,null,null,null,null,{"$f":"(K225>=J225*1.5)","v":true}]
[8,null,{"$f":"IF(AND(INDEX($X$38:$X$52,MATCH(A226,$W$38:$W$52,0),)=TRUE,INDEX($Y$38:$Y$52,MATCH(A226,$W$38:$W$52,0),)=TRUE),1,5/0)","v":{"$error":"#DIV/0!"}},null,null,null,null,{"$f":"IFERROR(INDEX(Bundled_W02_Piping_Ins_Table,MATCH(F226,INDEX(Bundled_W02_Piping_Ins_Table,,1),0),$H$223),0)","v":0},{"$f":"IFERROR(INDEX(Bundled_W02_Piping_Ins_Table,MATCH(F226,INDEX(Bundled_W02_Piping_Ins_Table,,1),0),$I$223),0)","v":0},{"$f":"IFERROR(INDEX(Bundled_W02_Piping_Ins_Table,MATCH(F226,INDEX(Bundled_W02_Piping_Ins_Table,,1),0),MATCH(G226,INDEX(Bundled_W02_Piping_Ins_Table,1,0),0)),0)","v":0},null,null,null,null,null,null,null,null,null,null,null,null,{"$f":"(K226>=J226*1.5)","v":true}]
[8,null,{"$f":"IF(AND(INDEX($X$38:$X$52,MATCH(A227,$W$38:$W$52,0),)=TRUE,INDEX($Y$38:$Y$52,MATCH(A227,$W$38:$W$52,0),)=TRUE),1,5/0)","v":{"$error":"#DIV/0!"}},null,null,null,null,{"$f":"IFERROR(INDEX(Bundled_W02_Piping_Ins_Table,MATCH(F227,INDEX(Bundled_W02_Piping_Ins_Table,,1),0),$H$223),0)","v":0},{"$f":"IFERROR(INDEX(Bundled_W02_Piping_Ins_Table,MATCH(F227,INDEX(Bundled_W02_Piping_Ins_Table,,1),0),$I$223),0)","v":0},{"$f":"IFERROR(INDEX(Bundled_W02_Piping_Ins_Table,MATCH(F227,INDEX(Bundled_W02_Piping_Ins_Table,,1),0),MATCH(G227,INDEX(Bundled_W02_Piping_Ins_Table,1,0),0)),0)","v":0},null,null,null,null,null,null,null,null,null,null,null,null,{"$f":"(K227>=J227*1.5)","v":true}]
[8,null,{"$f":"IF(AND(INDEX($X$38:$X$52,MATCH(A228,$W$38:$W$52,0),)=TRUE,INDEX($Y$38:$Y$52,MATCH(A228,$W$38:$W$52,0),)=TRUE),1,5/0)","v":{"$error":"#DIV/0!"}},null,null,null,null,{"$f":"IFERROR(INDEX(Bundled_W02_Piping_Ins_Table,MATCH(F228,INDEX(Bundled_W02_Piping_Ins_Table,,1),0),$H$223),0)","v":0},{"$f":"IFERROR(INDEX(Bundled_W02_Piping_Ins_Table,MATCH(F228,INDEX(Bundled_W02_Piping_Ins_Table,,1),0),$I$223),0)","v":0},{"$f":"IFERROR(INDEX(Bundled_W02_Piping_Ins_Table,MATCH(F228,INDEX(Bundled_W02_Piping_Ins_Table,,1),0),MATCH(G228,INDEX(Bundled_W02_Piping_Ins_Table,1,0),0)),0)","v":0},null,null,null,null,null,null,null,null,null,null,null,null,{"$f":"(K228>=J228*1.5)","v":true}]
[8,null,{"$f":"IF(AND(INDEX($X$38:$X$52,MATCH(A229,$W$38:$W$52,0),)=TRUE,INDEX($Y$38:$Y$52,MATCH(A229,$W$38:$W$52,0),)=TRUE),1,5/0)","v":{"$error":"#DIV/0!"}},null,null,null,null,{"$f":"IFERROR(INDEX(Bundled_W02_Piping_Ins_Table,MATCH(F229,INDEX(Bundled_W02_Piping_Ins_Table,,1),0),$H$223),0)","v":0},{"$f":"IFERROR(INDEX(Bundled_W02_Piping_Ins_Table,MATCH(F229,INDEX(Bundled_W02_Piping_Ins_Table,,1),0),$I$223),0)","v":0},{"$f":"IFERROR(INDEX(Bundled_W02_Piping_Ins_Table,MATCH(F229,INDEX(Bundled_W02_Piping_Ins_Table,,1),0),MATCH(G229,INDEX(Bundled_W02_Piping_Ins_Table,1,0),0)),0)","v":0},null,null,null,null,null,null,null,null,null,null,null,null,{"$f":"(K229>=J229*1.5)","v":true}]
[8,null,{"$f":"IF(AND(INDEX($X$38:$X$52,MATCH(A230,$W$38:$W$52,0),)=TRUE,INDEX($Y$38:$Y$52,MATCH(A230,$W$38:$W$52,0),)=TRUE),1,5/0)","v":{"$error":"#DIV/0!"}}]
[8,null,{"$f":"IF(AND(INDEX($X$38:$X$52,MATCH(A231,$W$38:$W$52,0),)=TRUE,INDEX($Y$38:$Y$52,MATCH(A231,$W$38:$W$52,0),)=TRUE),1,5/0)","v":{"$error":"#DIV/0!"}},null,"Documentation: Submit pipe insulation details from design drawings/specifications substantiating the information entered above."]
[8,null,{"$f":"IF(AND(INDEX($X$38:$X$52,MATCH(A232,$W$38:$W$52,0),)=TRUE,INDEX($Y$38:$Y$52,MATCH(A232,$W$38:$W$52,0),)=TRUE),1,5/0)","v":{"$error":"#DIV/0!"}}]
[8,null,{"$f":"IF(AND(INDEX($X$38:$X$52,MATCH(A233,$W$38:$W$52,0),)=TRUE,INDEX($Y$38:$Y$52,MATCH(A233,$W$38:$W$52,0),)=TRUE),1,5/0)","v":{"$error":"#DIV/0!"}}]
[8,null,{"$f":"IF(AND(INDEX($X$38:$X$52,MATCH(A234,$W$38:$W$52,0),)=TRUE,INDEX($Y$38:$Y$52,MATCH(A234,$W$38:$W$52,0),)=TRUE),1,5/0)","v":{"$error":"#DIV/0!"}}]
[9,null,{"$f":"IF(AND(INDEX($X$38:$X$52,MATCH(A235,$W$38:$W$52,0),)=TRUE,INDEX($Y$38:$Y$52,MATCH(A235,$W$38:$W$52,0),)=TRUE),1,5/0)","v":{"$error":"#DIV/0!"}},null,{"$f":"E46","v":"Point-of-Use Water Heaters"},null,null,null,null,"Return to Top"]
[9,null,{"$f":"IF(AND(INDEX($X$38:$X$52,MATCH(A236,$W$38:$W$52,0),)=TRUE,INDEX($Y$38:$Y$52,MATCH(A236,$W$38:$W$52,0),)=TRUE),1,5/0)","v":{"$error":"#DIV/0!"}},null,"Fixtures requiring hot water shall be supplied from a localized source of hot water will no recirculating system or heat trace piping."]
[9,null,{"$f":"IF(AND(INDEX($X$38:$X$52,MATCH(A237,$W$38:$W$52,0),)=TRUE,INDEX($Y$38:$Y$52,MATCH(A237,$W$38:$W$52,0),)=TRUE),1,5/0)","v":{"$error":"#DIV/0!"}}]
[9,null,{"$f":"IF(AND(INDEX($X$38:$X$52,MATCH(A238,$W$38:$W$52,0),)=TRUE,INDEX($Y$38:$Y$52,MATCH(A238,$W$38:$W$52,0),)=TRUE),1,5/0)","v":{"$error":"#DIV/0!"}},null,"Energy Credit Requirements"]
[9,null,{"$f":"IF(AND(INDEX($X$38:$X$52,MATCH(A239,$W$38:$W$52,0),)=TRUE,INDEX($Y$38:$Y$52,MATCH(A239,$W$38:$W$52,0),)=TRUE),1,5/0)","v":{"$error":"#DIV/0!"}},null,"Point-of-use water heater quantity"]
[9,null,{"$f":"IF(AND(INDEX($X$38:$X$52,MATCH(A240,$W$38:$W$52,0),)=TRUE,INDEX($Y$38:$Y$52,MATCH(A240,$W$38:$W$52,0),)=TRUE),1,5/0)","v":{"$error":"#DIV/0!"}},null,"Fixtures requiring hot water are supplied from a localized source of hot water"]
[9,null,{"$f":"IF(AND(INDEX($X$38:$X$52,MATCH(A241,$W$38:$W$52,0),)=TRUE,INDEX($Y$38:$Y$52,MATCH(A241,$W$38:$W$52,0),)=TRUE),1,5/0)","v":{"$error":"#DIV/0!"}},null,"Building is larger than 10,000 ft²",null,null,null,{"$f":"IF(GI_SF>10000,\"Yes\",\"\")","v":""}]
[9,null,{"$f":"IF(AND(INDEX($X$38:$X$52,MATCH(A242,$W$38:$W$52,0),)=TRUE,INDEX($Y$38:$Y$52,MATCH(A242,$W$38:$W$52,0),)=TRUE),1,5/0)","v":{"$error":"#DIV/0!"}},null,"There is no recirculating system or heat trace (exception for water heaters serving commercial kitchens or showers)"]
[9,null,{"$f":"IF(AND(INDEX($X$38:$X$52,MATCH(A243,$W$38:$W$52,0),)=TRUE,INDEX($Y$38:$Y$52,MATCH(A243,$W$38:$W$52,0),)=TRUE),1,5/0)","v":{"$error":"#DIV/0!"}},null,"All piping insulation meets insulation levels in Table 6.8.3-1"]
[9,null,{"$f":"IF(AND(INDEX($X$38:$X$52,MATCH(A244,$W$38:$W$52,0),)=TRUE,INDEX($Y$38:$Y$52,MATCH(A244,$W$38:$W$52,0),)=TRUE),1,5/0)","v":{"$error":"#DIV/0!"}},null,"The volume from the water heater to the termination of the fixture supply pipe does not exceed the following:\n1. Nonresidential lavatories: not more than 2 oz\n2. All other plumbing fixtures or appliances: not more than 0.25 gal"]
[9,null,{"$f":"IF(AND(INDEX($X$38:$X$52,MATCH(A245,$W$38:$W$52,0),)=TRUE,INDEX($Y$38:$Y$52,MATCH(A245,$W$38:$W$52,0),)=TRUE),1,5/0)","v":{"$error":"#DIV/0!"}}]
[9,null,{"$f":"IF(AND(INDEX($X$38:$X$52,MATCH(A246,$W$38:$W$52,0),)=TRUE,INDEX($Y$38:$Y$52,MATCH(A246,$W$38:$W$52,0),)=TRUE),1,5/0)","v":{"$error":"#DIV/0!"}},null,"Documentation: Submit plumbing drawings and specifications supporting the information entered above."]
[9,null,{"$f":"IF(AND(INDEX($X$38:$X$52,MATCH(A247,$W$38:$W$52,0),)=TRUE,INDEX($Y$38:$Y$52,MATCH(A247,$W$38:$W$52,0),)=TRUE),1,5/0)","v":{"$error":"#DIV/0!"}}]
[9,null,{"$f":"IF(AND(INDEX($X$38:$X$52,MATCH(A248,$W$38:$W$52,0),)=TRUE,INDEX($Y$38:$Y$52,MATCH(A248,$W$38:$W$52,0),)=TRUE),1,5/0)","v":{"$error":"#DIV/0!"}}]
[9,null,{"$f":"IF(AND(INDEX($X$38:$X$52,MATCH(A249,$W$38:$W$52,0),)=TRUE,INDEX($Y$38:$Y$52,MATCH(A249,$W$38:$W$52,0),)=TRUE),1,5/0)","v":{"$error":"#DIV/0!"}}]
[10,null,{"$f":"IF(AND(INDEX($X$38:$X$52,MATCH(A250,$W$38:$W$52,0),)=TRUE,INDEX($Y$38:$Y$52,MATCH(A250,$W$38:$W$52,0),)=TRUE),1,5/0)","v":{"$error":"#DIV/0!"}},null,{"$f":"E47","v":"Thermostatic Balancing Valves"},null,null,null,null,"Return to Top"]
[10,null,{"$f":"IF(AND(INDEX($X$38:$X$52,MATCH(A251,$W$38:$W$52,0),)=TRUE,INDEX($Y$38:$Y$52,MATCH(A251,$W$38:$W$52,0),)=TRUE),1,5/0)","v":{"$error":"#DIV/0!"}},null,"Each central service water heating recirculating system branch return connection to the main service hot-water supply piping shall have an automatic thermostatic balancing valve set to a minimal return water flow when the branch return temperature is greater than 125°F."]
[10,null,{"$f":"IF(AND(INDEX($X$38:$X$52,MATCH(A252,$W$38:$W$52,0),)=TRUE,INDEX($Y$38:$Y$52,MATCH(A252,$W$38:$W$52,0),)=TRUE),1,5/0)","v":{"$error":"#DIV/0!"}}]
[10,null,{"$f":"IF(AND(INDEX($X$38:$X$52,MATCH(A253,$W$38:$W$52,0),)=TRUE,INDEX($Y$38:$Y$52,MATCH(A253,$W$38:$W$52,0),)=TRUE),1,5/0)","v":{"$error":"#DIV/0!"}},null,"Energy Credit Requirements"]
[10,null,{"$f":"IF(AND(INDEX($X$38:$X$52,MATCH(A254,$W$38:$W$52,0),)=TRUE,INDEX($Y$38:$Y$52,MATCH(A254,$W$38:$W$52,0),)=TRUE),1,5/0)","v":{"$error":"#DIV/0!"}},null,"Automatic thermostatic balancing valve set to a minimal return water flow when the branch return temperature is greater than 125°F."]
[10,null,{"$f":"IF(AND(INDEX($X$38:$X$52,MATCH(A255,$W$38:$W$52,0),)=TRUE,INDEX($Y$38:$Y$52,MATCH(A255,$W$38:$W$52,0),)=TRUE),1,5/0)","v":{"$error":"#DIV/0!"}}]
[10,null,{"$f":"IF(AND(INDEX($X$38:$X$52,MATCH(A256,$W$38:$W$52,0),)=TRUE,INDEX($Y$38:$Y$52,MATCH(A256,$W$38:$W$52,0),)=TRUE),1,5/0)","v":{"$error":"#DIV/0!"}},null,"Documentation: Submit design drawings/specifications that show that the central service water heating recirculating system branch return connection to the main service hot-water supply piping has a thermostatic balancing valve set to a minimal return water flow when the branch return temperature is greater than 125 F."]
[10,null,{"$f":"IF(AND(INDEX($X$38:$X$52,MATCH(A257,$W$38:$W$52,0),)=TRUE,INDEX($Y$38:$Y$52,MATCH(A257,$W$38:$W$52,0),)=TRUE),1,5/0)","v":{"$error":"#DIV/0!"}}]
[10,null,{"$f":"IF(AND(INDEX($X$38:$X$52,MATCH(A258,$W$38:$W$52,0),)=TRUE,INDEX($Y$38:$Y$52,MATCH(A258,$W$38:$W$52,0),)=TRUE),1,5/0)","v":{"$error":"#DIV/0!"}}]
[10,null,{"$f":"IF(AND(INDEX($X$38:$X$52,MATCH(A259,$W$38:$W$52,0),)=TRUE,INDEX($Y$38:$Y$52,MATCH(A259,$W$38:$W$52,0),)=TRUE),1,5/0)","v":{"$error":"#DIV/0!"}}]
[11,null,{"$f":"IF(AND(INDEX($X$38:$X$52,MATCH(A260,$W$38:$W$52,0),)=TRUE,INDEX($Y$38:$Y$52,MATCH(A260,$W$38:$W$52,0),)=TRUE),1,5/0)","v":{"$error":"#DIV/0!"}},null,{"$f":"E48","v":"SHW Distribution Sizing"},null,null,null,null,"Return to Top"]
[11,null,{"$f":"IF(AND(INDEX($X$38:$X$52,MATCH(A261,$W$38:$W$52,0),)=TRUE,INDEX($Y$38:$Y$52,MATCH(A261,$W$38:$W$52,0),)=TRUE),1,5/0)","v":{"$error":"#DIV/0!"}},null,"The central distribution system serving dwelling units or guest rooms shall be sized using IAPMO/ANSI/WE•Stand, Appendix C. Plumbing fixtures shall not exceed prescribed flow or consumption ratings."]
[11,null,{"$f":"IF(AND(INDEX($X$38:$X$52,MATCH(A262,$W$38:$W$52,0),)=TRUE,INDEX($Y$38:$Y$52,MATCH(A262,$W$38:$W$52,0),)=TRUE),1,5/0)","v":{"$error":"#DIV/0!"}}]
[11,null,{"$f":"IF(AND(INDEX($X$38:$X$52,MATCH(A263,$W$38:$W$52,0),)=TRUE,INDEX($Y$38:$Y$52,MATCH(A263,$W$38:$W$52,0),)=TRUE),1,5/0)","v":{"$error":"#DIV/0!"}},null,"Energy Credit Information"]
[11,null,{"$f":"5/0","v":{"$error":"#DIV/0!"}},null,null,null,null,{"$f":"'Bundled Pathway Support'!$BI$3","v":2},{"$f":"'Bundled Pathway Support'!$BJ$3","v":3}]
[11,null,{"$f":"IF(AND(INDEX($X$38:$X$52,MATCH(A265,$W$38:$W$52,0),)=TRUE,INDEX($Y$38:$Y$52,MATCH(A265,$W$38:$W$52,0),)=TRUE),1,5/0)","v":{"$error":"#DIV/0!"}},null,"Unique Identifier (Optional)","Plumbing Fixture Type",null,"Max Flow Rate (gpm)","Flow Rate Condition","Design Flow Rate (gpm)",null,null,null,null,null,null,null,null,null,null,null,null,null,"Count"]
[11,null,{"$f":"IF(AND(INDEX($X$38:$X$52,MATCH(A266,$W$38:$W$52,0),)=TRUE,INDEX($Y$38:$Y$52,MATCH(A266,$W$38:$W$52,0),)=TRUE),1,5/0)","v":{"$error":"#DIV/0!"}},null,null,null,null,{"$f":"IFERROR(INDEX(Bundled_W08_Max_Flow_Ratings_Table,MATCH($F266,Bundled_W08_Fixture,0),H$264),\"\")","v":""},{"$f":"IFERROR(INDEX(Bundled_W08_Max_Flow_Ratings_Table,MATCH($F266,Bundled_W08_Fixture,0),I$264),\"\")","v":""},null,null,null,null,null,null,null,null,null,null,null,null,null,{"$f":"J266<=H266","v":true},1]
[11,null,{"$f":"IF(AND(INDEX($X$38:$X$52,MATCH(A267,$W$38:$W$52,0),)=TRUE,INDEX($Y$38:$Y$52,MATCH(A267,$W$38:$W$52,0),)=TRUE),1,5/0)","v":{"$error":"#DIV/0!"}},null,null,null,null,{"$f":"IFERROR(INDEX(Bundled_W08_Max_Flow_Ratings_Table,MATCH($F267,Bundled_W08_Fixture,0),H$264),\"\")","v":""},{"$f":"IFERROR(INDEX(Bundled_W08_Max_Flow_Ratings_Table,MATCH($F267,Bundled_W08_Fixture,0),I$264),\"\")","v":""},null,null,null,null,null,null,null,null,null,null,null,null,null,{"$f":"J267<=H267","v":true},2]
[11,null,{"$f":"IF(AND(INDEX($X$38:$X$52,MATCH(A268,$W$38:$W$52,0),)=TRUE,INDEX($Y$38:$Y$52,MATCH(A268,$W$38:$W$52,0),)=TRUE),1,5/0)","v":{"$error":"#DIV/0!"}},null,null,null,null,{"$f":"IFERROR(INDEX(Bundled_W08_Max_Flow_Ratings_Table,MATCH($F268,Bundled_W08_Fixture,0),H$264),\"\")","v":""},{"$f":"IFERROR(INDEX(Bundled_W08_Max_Flow_Ratings_Table,MATCH($F268,Bundled_W08_Fixture,0),I$264),\"\")","v":""},null,null,null,null,null,null,null,null,null,null,null,null,null,{"$f":"J268<=H268","v":true},3]
[11,null,{"$f":"IF(AND(INDEX($X$38:$X$52,MATCH(A269,$W$38:$W$52,0),)=TRUE,INDEX($Y$38:$Y$52,MATCH(A269,$W$38:$W$52,0),)=TRUE),1,5/0)","v":{"$error":"#DIV/0!"}},null,null,null,null,{"$f":"IFERROR(INDEX(Bundled_W08_Max_Flow_Ratings_Table,MATCH($F269,Bundled_W08_Fixture,0),H$264),\"\")","v":""},{"$f":"IFERROR(INDEX(Bundled_W08_Max_Flow_Ratings_Table,MATCH($F269,Bundled_W08_Fixture,0),I$264),\"\")","v":""},null,null,null,null,null,null,null,null,null,null,null,null,null,{"$f":"J269<=H269","v":true},4]
[11,null,{"$f":"IF(AND(INDEX($X$38:$X$52,MATCH(A270,$W$38:$W$52,0),)=TRUE,INDEX($Y$38:$Y$52,MATCH(A270,$W$38:$W$52,0),)=TRUE),1,5/0)","v":{"$error":"#DIV/0!"}},null,null,null,null,{"$f":"IFERROR(INDEX(Bundled_W08_Max_Flow_Ratings_Table,MATCH($F270,Bundled_W08_Fixture,0),H$264),\"\")","v":""},{"$f":"IFERROR(INDEX(Bundled_W08_Max_Flow_Ratings_Table,MATCH($F270,Bundled_W08_Fixture,0),I$264),\"\")","v":""},null,null,null,null,null,null,null,null,null,null,null,null,null,{"$f":"J270<=H270","v":true},5]
[11,null,{"$f":"IF(AND(INDEX($X$38:$X$52,MATCH(A271,$W$38:$W$52,0),)=TRUE,INDEX($Y$38:$Y$52,MATCH(A271,$W$38:$W$52,0),)=TRUE),1,5/0)","v":{"$error":"#DIV/0!"}}]
[11,null,{"$f":"IF(AND(INDEX($X$38:$X$52,MATCH(A272,$W$38:$W$52,0),)=TRUE,INDEX($Y$38:$Y$52,MATCH(A272,$W$38:$W$52,0),)=TRUE),1,5/0)","v":{"$error":"#DIV/0!"}},null,"Energy Credit Requirements"]
[11,null,{"$f":"IF(AND(INDEX($X$38:$X$52,MATCH(A273,$W$38:$W$52,0),)=TRUE,INDEX($Y$38:$Y$52,MATCH(A273,$W$38:$W$52,0),)=TRUE),1,5/0)","v":{"$error":"#DIV/0!"}},null,"Distribution system sized using IAPMO/ANSI/WE•Stand, Appendix C?"]
[11,null,{"$f":"IF(AND(INDEX($X$38:$X$52,MATCH(A274,$W$38:$W$52,0),)=TRUE,INDEX($Y$38:$Y$52,MATCH(A274,$W$38:$W$52,0),)=TRUE),1,5/0)","v":{"$error":"#DIV/0!"}}]
[11,null,{"$f":"IF(AND(INDEX($X$38:$X$52,MATCH(A275,$W$38:$W$52,0),)=TRUE,INDEX($Y$38:$Y$52,MATCH(A275,$W$38:$W$52,0),)=TRUE),1,5/0)","v":{"$error":"#DIV/0!"}},null,"Documentation: Submit the plumbing drawings showing the design flow rates of the reported plumbing fixtures."]
[11,null,{"$f":"IF(AND(INDEX($X$38:$X$52,MATCH(A276,$W$38:$W$52,0),)=TRUE,INDEX($Y$38:$Y$52,MATCH(A276,$W$38:$W$52,0),)=TRUE),1,5/0)","v":{"$error":"#DIV/0!"}}]
[11,null,{"$f":"IF(AND(INDEX($X$38:$X$52,MATCH(A277,$W$38:$W$52,0),)=TRUE,INDEX($Y$38:$Y$52,MATCH(A277,$W$38:$W$52,0),)=TRUE),1,5/0)","v":{"$error":"#DIV/0!"}}]
[11,null,{"$f":"IF(AND(INDEX($X$38:$X$52,MATCH(A278,$W$38:$W$52,0),)=TRUE,INDEX($Y$38:$Y$52,MATCH(A278,$W$38:$W$52,0),)=TRUE),1,5/0)","v":{"$error":"#DIV/0!"}}]
[12,null,{"$f":"IF(AND(INDEX($X$38:$X$52,MATCH(A279,$W$38:$W$52,0),)=TRUE,INDEX($Y$38:$Y$52,MATCH(A279,$W$38:$W$52,0),)=TRUE),1,5/0)","v":{"$error":"#DIV/0!"}},null,{"$f":"E49","v":"Shower Drain Heat Recovery"},null,null,null,"Return to Top"]
[12,null,{"$f":"IF(AND(INDEX($X$38:$X$52,MATCH(A280,$W$38:$W$52,0),)=TRUE,INDEX($Y$38:$Y$52,MATCH(A280,$W$38:$W$52,0),)=TRUE),1,5/0)","v":{"$error":"#DIV/0!"}},null,"Cold water serving building showers shall be preheated by shower drain heat recovery units that comply with CSA B55.2."]
[12,null,{"$f":"IF(AND(INDEX($X$38:$X$52,MATCH(A281,$W$38:$W$52,0),)=TRUE,INDEX($Y$38:$Y$52,MATCH(A281,$W$38:$W$52,0),)=TRUE),1,5/0)","v":{"$error":"#DIV/0!"}}]
[12,null,{"$f":"IF(AND(INDEX($X$38:$X$52,MATCH(A282,$W$38:$W$52,0),)=TRUE,INDEX($Y$38:$Y$52,MATCH(A282,$W$38:$W$52,0),)=TRUE),1,5/0)","v":{"$error":"#DIV/0!"}},null,"Energy Credit Requirements"]
[12,null,{"$f":"IF(AND(INDEX($X$38:$X$52,MATCH(A283,$W$38:$W$52,0),)=TRUE,INDEX($Y$38:$Y$52,MATCH(A283,$W$38:$W$52,0),)=TRUE),1,5/0)","v":{"$error":"#DIV/0!"}},null,"Shower drain heat recovery units comply with CSA B55.2"]
[12,null,{"$f":"IF(AND(INDEX($X$38:$X$52,MATCH(A284,$W$38:$W$52,0),)=TRUE,INDEX($Y$38:$Y$52,MATCH(A284,$W$38:$W$52,0),)=TRUE),1,5/0)","v":{"$error":"#DIV/0!"}},null,"Potable water-side pressure loss is less than 10 psi at maximum design flow"]
[12,null,{"$f":"IF(AND(INDEX($X$38:$X$52,MATCH(A285,$W$38:$W$52,0),)=TRUE,INDEX($Y$38:$Y$52,MATCH(A285,$W$38:$W$52,0),)=TRUE),1,5/0)","v":{"$error":"#DIV/0!"}},null,"The efficiency of drain heat recovery units is 54% or greater, measured in accordance with CSA B55.1"]
[12,null,{"$f":"IF(AND(INDEX($X$38:$X$52,MATCH(A286,$W$38:$W$52,0),)=TRUE,INDEX($Y$38:$Y$52,MATCH(A286,$W$38:$W$52,0),)=TRUE),1,5/0)","v":{"$error":"#DIV/0!"}}]
[12,null,{"$f":"IF(AND(INDEX($X$38:$X$52,MATCH(A287,$W$38:$W$52,0),)=TRUE,INDEX($Y$38:$Y$52,MATCH(A287,$W$38:$W$52,0),)=TRUE),1,5/0)","v":{"$error":"#DIV/0!"}},null,"Documentation: Submit documentation for the shower drain heat recovery units that demonstrate compliance with CSA B55.2 and unit efficiency. Also submit backup calculations demonstrating that the potable water-side pressure loss is less than 10 psi at maximum design flow."]
[12,null,{"$f":"IF(AND(INDEX($X$38:$X$52,MATCH(A288,$W$38:$W$52,0),)=TRUE,INDEX($Y$38:$Y$52,MATCH(A288,$W$38:$W$52,0),)=TRUE),1,5/0)","v":{"$error":"#DIV/0!"}}]
[12,null,{"$f":"IF(AND(INDEX($X$38:$X$52,MATCH(A289,$W$38:$W$52,0),)=TRUE,INDEX($Y$38:$Y$52,MATCH(A289,$W$38:$W$52,0),)=TRUE),1,5/0)","v":{"$error":"#DIV/0!"}}]
[12,null,{"$f":"IF(AND(INDEX($X$38:$X$52,MATCH(A290,$W$38:$W$52,0),)=TRUE,INDEX($Y$38:$Y$52,MATCH(A290,$W$38:$W$52,0),)=TRUE),1,5/0)","v":{"$error":"#DIV/0!"}}]
[13,null,{"$f":"IF(AND(INDEX($X$38:$X$52,MATCH(A291,$W$38:$W$52,0),)=TRUE,INDEX($Y$38:$Y$52,MATCH(A291,$W$38:$W$52,0),)=TRUE),1,5/0)","v":{"$error":"#DIV/0!"}},null,{"$f":"E50","v":"Light Power Reduction"},null,null,"Return to Top"]
[13,null,{"$f":"IF(AND(INDEX($X$38:$X$52,MATCH(A292,$W$38:$W$52,0),)=TRUE,INDEX($Y$38:$Y$52,MATCH(A292,$W$38:$W$52,0),)=TRUE),1,5/0)","v":{"$error":"#DIV/0!"}},null,"The installed interior lighting power, less any additional lighting allowed from Section 9.5.2.2, shall be 95% or less than the interior lighting power allowance, less any additional lighting allowed in Section 9.5.2.2. This credit cannot be calculated for dwelling units and guest rooms."]
[13,null,{"$f":"IF(AND(INDEX($X$38:$X$52,MATCH(A293,$W$38:$W$52,0),)=TRUE,INDEX($Y$38:$Y$52,MATCH(A293,$W$38:$W$52,0),)=TRUE),1,5/0)","v":{"$error":"#DIV/0!"}}]
[13,null,{"$f":"IF(AND(INDEX($X$38:$X$52,MATCH(A294,$W$38:$W$52,0),)=TRUE,INDEX($Y$38:$Y$52,MATCH(A294,$W$38:$W$52,0),)=TRUE),1,5/0)","v":{"$error":"#DIV/0!"}},null,"Energy Credit Information"]
[13,null,{"$f":"IF(AND(INDEX($X$38:$X$52,MATCH(A295,$W$38:$W$52,0),)=TRUE,INDEX($Y$38:$Y$52,MATCH(A295,$W$38:$W$52,0),)=TRUE),1,5/0)","v":{"$error":"#DIV/0!"}},null,"Interior lighting power allowance calculated per Section 9.2.3.1 (W)"]
[13,null,{"$f":"IF(AND(INDEX($X$38:$X$52,MATCH(A296,$W$38:$W$52,0),)=TRUE,INDEX($Y$38:$Y$52,MATCH(A296,$W$38:$W$52,0),)=TRUE),1,5/0)","v":{"$error":"#DIV/0!"}},null,"Additional lighting power allowance per Section 9.5.2.2 (W)"]
[13,null,{"$f":"IF(AND(INDEX($X$38:$X$52,MATCH(A297,$W$38:$W$52,0),)=TRUE,INDEX($Y$38:$Y$52,MATCH(A297,$W$38:$W$52,0),)=TRUE),1,5/0)","v":{"$error":"#DIV/0!"}},null,"Installed interior lighting power calculated per 9.1.3 and 9.1.4 (W)"]
[13,null,{"$f":"IF(AND(INDEX($X$38:$X$52,MATCH(A298,$W$38:$W$52,0),)=TRUE,INDEX($Y$38:$Y$52,MATCH(A298,$W$38:$W$52,0),)=TRUE),1,5/0)","v":{"$error":"#DIV/0!"}},null,"Adjusted Energy Credit",null,null,{"$f":"IFERROR(MIN(2*$G$50,$G$50*20*(((H295-H296)-(H297-H296))/(H295-H296))),\"\")","v":""}]
[13,null,{"$f":"IF(AND(INDEX($X$38:$X$52,MATCH(A299,$W$38:$W$52,0),)=TRUE,INDEX($Y$38:$Y$52,MATCH(A299,$W$38:$W$52,0),)=TRUE),1,5/0)","v":{"$error":"#DIV/0!"}}]
[13,null,{"$f":"IF(AND(INDEX($X$38:$X$52,MATCH(A300,$W$38:$W$52,0),)=TRUE,INDEX($Y$38:$Y$52,MATCH(A300,$W$38:$W$52,0),)=TRUE),1,5/0)","v":{"$error":"#DIV/0!"}},null,"Documentation: Submit backup calculations for the lighting power allowance, additional lighting power allowance per Section 9.5.2.2, proposed/installed interior lighting power, and interior lighting plans."]
[13,null,{"$f":"IF(AND(INDEX($X$38:$X$52,MATCH(A301,$W$38:$W$52,0),)=TRUE,INDEX($Y$38:$Y$52,MATCH(A301,$W$38:$W$52,0),)=TRUE),1,5/0)","v":{"$error":"#DIV/0!"}}]
[13,null,{"$f":"IF(AND(INDEX($X$38:$X$52,MATCH(A302,$W$38:$W$52,0),)=TRUE,INDEX($Y$38:$Y$52,MATCH(A302,$W$38:$W$52,0),)=TRUE),1,5/0)","v":{"$error":"#DIV/0!"}}]
[13,null,{"$f":"IF(AND(INDEX($X$38:$X$52,MATCH(A303,$W$38:$W$52,0),)=TRUE,INDEX($Y$38:$Y$52,MATCH(A303,$W$38:$W$52,0),)=TRUE),1,5/0)","v":{"$error":"#DIV/0!"}}]
[14,null,{"$f":"IF(AND(INDEX($X$38:$X$52,MATCH(A304,$W$38:$W$52,0),)=TRUE,INDEX($Y$38:$Y$52,MATCH(A304,$W$38:$W$52,0),)=TRUE),1,5/0)","v":{"$error":"#DIV/0!"}},null,{"$f":"E51","v":"Efficient Elevator Equipment"},null,null,null,"Return to Top"]
[14,null,{"$f":"IF(AND(INDEX($X$38:$X$52,MATCH(A305,$W$38:$W$52,0),)=TRUE,INDEX($Y$38:$Y$52,MATCH(A305,$W$38:$W$52,0),)=TRUE),1,5/0)","v":{"$error":"#DIV/0!"}},null,"Qualifying elevators in the project shall be energy efficiency Class A per ISO 25745-2, Table 7."]
[14,null,{"$f":"IF(AND(INDEX($X$38:$X$52,MATCH(A306,$W$38:$W$52,0),)=TRUE,INDEX($Y$38:$Y$52,MATCH(A306,$W$38:$W$52,0),)=TRUE),1,5/0)","v":{"$error":"#DIV/0!"}}]
[14,null,{"$f":"IF(AND(INDEX($X$38:$X$52,MATCH(A307,$W$38:$W$52,0),)=TRUE,INDEX($Y$38:$Y$52,MATCH(A307,$W$38:$W$52,0),)=TRUE),1,5/0)","v":{"$error":"#DIV/0!"}},null,"Energy Credit Requirements"]
[14,null,{"$f":"IF(AND(INDEX($X$38:$X$52,MATCH(A308,$W$38:$W$52,0),)=TRUE,INDEX($Y$38:$Y$52,MATCH(A308,$W$38:$W$52,0),)=TRUE),1,5/0)","v":{"$error":"#DIV/0!"}},null,"Efficient elevator quantity"]
[14,null,{"$f":"IF(AND(INDEX($X$38:$X$52,MATCH(A309,$W$38:$W$52,0),)=TRUE,INDEX($Y$38:$Y$52,MATCH(A309,$W$38:$W$52,0),)=TRUE),1,5/0)","v":{"$error":"#DIV/0!"}},null,"Elevators meet Class A energy efficiency requirements per ISO 25745-2, Table 7"]
[14,null,{"$f":"IF(AND(INDEX($X$38:$X$52,MATCH(A310,$W$38:$W$52,0),)=TRUE,INDEX($Y$38:$Y$52,MATCH(A310,$W$38:$W$52,0),)=TRUE),1,5/0)","v":{"$error":"#DIV/0!"}},null,"Elevators with regeneration capability have the means to absorb the regenerated electricity by other building loads or are able to export the energy to the utility grid (the use of electric resistance load banks is not permitted)"]
[14,null,{"$f":"IF(AND(INDEX($X$38:$X$52,MATCH(A311,$W$38:$W$52,0),)=TRUE,INDEX($Y$38:$Y$52,MATCH(A311,$W$38:$W$52,0),)=TRUE),1,5/0)","v":{"$error":"#DIV/0!"}}]
[14,null,{"$f":"IF(AND(INDEX($X$38:$X$52,MATCH(A312,$W$38:$W$52,0),)=TRUE,INDEX($Y$38:$Y$52,MATCH(A312,$W$38:$W$52,0),)=TRUE),1,5/0)","v":{"$error":"#DIV/0!"}},null,"Documentation: Submit design specifications demonstrating that the elevators meet Class A energy efficiency requirements per ISO 25745-2, Table 7. Also submit specifications for elevators with regeneration capability, if applicable."]
[14,null,{"$f":"IF(AND(INDEX($X$38:$X$52,MATCH(A313,$W$38:$W$52,0),)=TRUE,INDEX($Y$38:$Y$52,MATCH(A313,$W$38:$W$52,0),)=TRUE),1,5/0)","v":{"$error":"#DIV/0!"}}]
[14,null,{"$f":"IF(AND(INDEX($X$38:$X$52,MATCH(A314,$W$38:$W$52,0),)=TRUE,INDEX($Y$38:$Y$52,MATCH(A314,$W$38:$W$52,0),)=TRUE),1,5/0)","v":{"$error":"#DIV/0!"}}]
[14,null,{"$f":"IF(AND(INDEX($X$38:$X$52,MATCH(A315,$W$38:$W$52,0),)=TRUE,INDEX($Y$38:$Y$52,MATCH(A315,$W$38:$W$52,0),)=TRUE),1,5/0)","v":{"$error":"#DIV/0!"}}]
[15,null,{"$f":"IF(AND(INDEX($X$38:$X$52,MATCH(A316,$W$38:$W$52,0),)=TRUE,INDEX($Y$38:$Y$52,MATCH(A316,$W$38:$W$52,0),)=TRUE),1,5/0)","v":{"$error":"#DIV/0!"}},null,{"$f":"E52","v":"Efficient Kitchen Equipment"},null,null,null,null,null,null,"Return to Top"]
[15,null,{"$f":"IF(AND(INDEX($X$38:$X$52,MATCH(A317,$W$38:$W$52,0),)=TRUE,INDEX($Y$38:$Y$52,MATCH(A317,$W$38:$W$52,0),)=TRUE),1,5/0)","v":{"$error":"#DIV/0!"}},null,"Kitchen equipment shall meet or exceed the prescribed performance levels, be installed prior to the issuance of the certificate of occupancy, and have associated performance levels listed on the construction documents submitted for permitting."]
[15,null,{"$f":"IF(AND(INDEX($X$38:$X$52,MATCH(A318,$W$38:$W$52,0),)=TRUE,INDEX($Y$38:$Y$52,MATCH(A318,$W$38:$W$52,0),)=TRUE),1,5/0)","v":{"$error":"#DIV/0!"}}]
[15,null,{"$f":"IF(AND(INDEX($X$38:$X$52,MATCH(A319,$W$38:$W$52,0),)=TRUE,INDEX($Y$38:$Y$52,MATCH(A319,$W$38:$W$52,0),)=TRUE),1,5/0)","v":{"$error":"#DIV/0!"}},null,"Instructions: Report all installed commercial kitchen equipment in the tables below. Equipment with different performance shall be reported on separate rows."]
[15,null,{"$f":"IF(AND(INDEX($X$38:$X$52,MATCH(A320,$W$38:$W$52,0),)=TRUE,INDEX($Y$38:$Y$52,MATCH(A320,$W$38:$W$52,0),)=TRUE),1,5/0)","v":{"$error":"#DIV/0!"}}]
[15,null,{"$f":"IF(AND(INDEX($X$38:$X$52,MATCH(A321,$W$38:$W$52,0),)=TRUE,INDEX($Y$38:$Y$52,MATCH(A321,$W$38:$W$52,0),)=TRUE),1,5/0)","v":{"$error":"#DIV/0!"}},null,"Energy Credit Information - Fryers"]
[15,null,{"$f":"5/0","v":{"$error":"#DIV/0!"}},null,{"$f":"'Bundled Pathway Support'!CE3","v":1},{"$f":"'Bundled Pathway Support'!CI3","v":5},{"$f":"'Bundled Pathway Support'!CF3","v":2},null,{"$f":"'Bundled Pathway Support'!CG3","v":3},{"$f":"'Bundled Pathway Support'!CH3","v":4}]
[15,null,{"$f":"IF(AND(INDEX($X$38:$X$52,MATCH(A323,$W$38:$W$52,0),)=TRUE,INDEX($Y$38:$Y$52,MATCH(A323,$W$38:$W$52,0),)=TRUE),1,5/0)","v":{"$error":"#DIV/0!"}},null,"Equipment Type","Test Procedure","Minimum Heavy-Load Cooking Energy Efficiency Requirement","Design Heavy-Load Cooking Energy Efficiency","Max Idle Energy Rate","Idle Energy Rate Units","Design Idle Energy Rate","Quantity",null,null,null,null,null,null,null,null,null,"Equipment meets requirements?","Measure Name","Measure Description","Measure Savings Factor"]
[15,null,{"$f":"IF(AND(INDEX($X$38:$X$52,MATCH(A324,$W$38:$W$52,0),)=TRUE,INDEX($Y$38:$Y$52,MATCH(A324,$W$38:$W$52,0),)=TRUE),1,5/0)","v":{"$error":"#DIV/0!"}},null,null,{"$f":"IFERROR(INDEX(Bundled_Q02_Fryers_Table,MATCH($E324,INDEX(Bundled_Q02_Fryers_Table,,$E$322),0),F$322),\"\")","v":""},{"$f":"IFERROR(INDEX(Bundled_Q02_Fryers_Table,MATCH($E324,INDEX(Bundled_Q02_Fryers_Table,,$E$322),0),G$322),\"\")","v":""},null,{"$f":"IFERROR(INDEX(Bundled_Q02_Fryers_Table,MATCH($E324,INDEX(Bundled_Q02_Fryers_Table,,$E$322),0),I$322),\"\")","v":""},{"$f":"IFERROR(INDEX(Bundled_Q02_Fryers_Table,MATCH($E324,INDEX(Bundled_Q02_Fryers_Table,,$E$322),0),J$322),\"\")","v":""},null,null,null,null,null,null,null,null,null,null,null,{"$f":"AND(H324>=G324,K324<=I324)","v":true},{"$f":"IF(E324=\"\",\"\",IF(ISERROR(SEARCH(\"gas\",E324)),\"Commercial Cooking - Electric\",\"Commercial Cooking - Gas\"))","v":""},{"$f":"E324&\": \"&TEXT(100*H324,\"##.#\")&\"%, \"&TEXT(K324,\"###,###\")&\" \"&J324","v":": .%,  "},{"$f":"IFERROR(L324/SUM($L$324:$L$333,$L$341:$L$350,$S$359:$S$368,$M$376:$M$385),0)","v":0}]
[15,null,{"$f":"IF(AND(INDEX($X$38:$X$52,MATCH(A325,$W$38:$W$52,0),)=TRUE,INDEX($Y$38:$Y$52,MATCH(A325,$W$38:$W$52,0),)=TRUE),1,5/0)","v":{"$error":"#DIV/0!"}},null,null,{"$f":"IFERROR(INDEX(Bundled_Q02_Fryers_Table,MATCH($E325,INDEX(Bundled_Q02_Fryers_Table,,$E$322),0),F$322),\"\")","v":""},{"$f":"IFERROR(INDEX(Bundled_Q02_Fryers_Table,MATCH($E325,INDEX(Bundled_Q02_Fryers_Table,,$E$322),0),G$322),\"\")","v":""},null,{"$f":"IFERROR(INDEX(Bundled_Q02_Fryers_Table,MATCH($E325,INDEX(Bundled_Q02_Fryers_Table,,$E$322),0),I$322),\"\")","v":""},{"$f":"IFERROR(INDEX(Bundled_Q02_Fryers_Table,MATCH($E325,INDEX(Bundled_Q02_Fryers_Table,,$E$322),0),J$322),\"\")","v":""},null,null,null,null,null,null,null,null,null,null,null,{"$f":"AND(H325>=G325,K325<=I325)","v":true},"",{"$f":"E325&\": \"&TEXT(100*H325,\"##.#\")&\"%, \"&TEXT(K325,\"###,###\")&\" \"&J325","v":": .%,  "},{"$f":"IFERROR(L325/SUM($L$324:$L$333,$L$341:$L$350,$S$359:$S$368,$M$376:$M$385),0)","v":0}]
[15,null,{"$f":"IF(AND(INDEX($X$38:$X$52,MATCH(A326,$W$38:$W$52,0),)=TRUE,INDEX($Y$38:$Y$52,MATCH(A326,$W$38:$W$52,0),)=TRUE),1,5/0)","v":{"$error":"#DIV/0!"}},null,null,{"$f":"IFERROR(INDEX(Bundled_Q02_Fryers_Table,MATCH($E326,INDEX(Bundled_Q02_Fryers_Table,,$E$322),0),F$322),\"\")","v":""},{"$f":"IFERROR(INDEX(Bundled_Q02_Fryers_Table,MATCH($E326,INDEX(Bundled_Q02_Fryers_Table,,$E$322),0),G$322),\"\")","v":""},null,{"$f":"IFERROR(INDEX(Bundled_Q02_Fryers_Table,MATCH($E326,INDEX(Bundled_Q02_Fryers_Table,,$E$322),0),I$322),\"\")","v":""},{"$f":"IFERROR(INDEX(Bundled_Q02_Fryers_Table,MATCH($E326,INDEX(Bundled_Q02_Fryers_Table,,$E$322),0),J$322),\"\")","v":""},null,null,null,null,null,null,null,null,null,null,null,true,"",": .%,  ",0]
[15,null,{"$f":"IF(AND(INDEX($X$38:$X$52,MATCH(A327,$W$38:$W$52,0),)=TRUE,INDEX($Y$38:$Y$52,MATCH(A327,$W$38:$W$52,0),)=TRUE),1,5/0)","v":{"$error":"#DIV/0!"}},null,null,{"$f":"IFERROR(INDEX(Bundled_Q02_Fryers_Table,MATCH($E327,INDEX(Bundled_Q02_Fryers_Table,,$E$322),0),F$322),\"\")","v":""},{"$f":"IFERROR(INDEX(Bundled_Q02_Fryers_Table,MATCH($E327,INDEX(Bundled_Q02_Fryers_Table,,$E$322),0),G$322),\"\")","v":""},null,{"$f":"IFERROR(INDEX(Bundled_Q02_Fryers_Table,MATCH($E327,INDEX(Bundled_Q02_Fryers_Table,,$E$322),0),I$322),\"\")","v":""},{"$f":"IFERROR(INDEX(Bundled_Q02_Fryers_Table,MATCH($E327,INDEX(Bundled_Q02_Fryers_Table,,$E$322),0),J$322),\"\")","v":""},null,null,null,null,null,null,null,null,null,null,null,true,"",": .%,  ",0]
[15,null,{"$f":"IF(AND(INDEX($X$38:$X$52,MATCH(A328,$W$38:$W$52,0),)=TRUE,INDEX($Y$38:$Y$52,MATCH(A328,$W$38:$W$52,0),)=TRUE),1,5/0)","v":{"$error":"#DIV/0!"}},null,null,{"$f":"IFERROR(INDEX(Bundled_Q02_Fryers_Table,MATCH($E328,INDEX(Bundled_Q02_Fryers_Table,,$E$322),0),F$322),\"\")","v":""},{"$f":"IFERROR(INDEX(Bundled_Q02_Fryers_Table,MATCH($E328,INDEX(Bundled_Q02_Fryers_Table,,$E$322),0),G$322),\"\")","v":""},null,{"$f":"IFERROR(INDEX(Bundled_Q02_Fryers_Table,MATCH($E328,INDEX(Bundled_Q02_Fryers_Table,,$E$322),0),I$322),\"\")","v":""},{"$f":"IFERROR(INDEX(Bundled_Q02_Fryers_Table,MATCH($E328,INDEX(Bundled_Q02_Fryers_Table,,$E$322),0),J$322),\"\")","v":""},null,null,null,null,null,null,null,null,null,null,null,true,"",": .%,  ",0]
[15,null,{"$f":"IF(AND(INDEX($X$38:$X$52,MATCH(A329,$W$38:$W$52,0),)=TRUE,INDEX($Y$38:$Y$52,MATCH(A329,$W$38:$W$52,0),)=TRUE,Bundled_Q02_Fryers_Toggle),1,5/0)","v":{"$error":"#DIV/0!"}},null,null,{"$f":"IFERROR(INDEX(Bundled_Q02_Fryers_Table,MATCH($E329,INDEX(Bundled_Q02_Fryers_Table,,$E$322),0),F$322),\"\")","v":""},{"$f":"IFERROR(INDEX(Bundled_Q02_Fryers_Table,MATCH($E329,INDEX(Bundled_Q02_Fryers_Table,,$E$322),0),G$322),\"\")","v":""},null,{"$f":"IFERROR(INDEX(Bundled_Q02_Fryers_Table,MATCH($E329,INDEX(Bundled_Q02_Fryers_Table,,$E$322),0),I$322),\"\")","v":""},{"$f":"IFERROR(INDEX(Bundled_Q02_Fryers_Table,MATCH($E329,INDEX(Bundled_Q02_Fryers_Table,,$E$322),0),J$322),\"\")","v":""},null,null,null,null,null,null,null,null,null,null,null,true,"",": .%,  ",0]
[15,null,{"$f":"IF(AND(INDEX($X$38:$X$52,MATCH(A330,$W$38:$W$52,0),)=TRUE,INDEX($Y$38:$Y$52,MATCH(A330,$W$38:$W$52,0),)=TRUE,Bundled_Q02_Fryers_Toggle),1,5/0)","v":{"$error":"#DIV/0!"}},null,null,{"$f":"IFERROR(INDEX(Bundled_Q02_Fryers_Table,MATCH($E330,INDEX(Bundled_Q02_Fryers_Table,,$E$322),0),F$322),\"\")","v":""},{"$f":"IFERROR(INDEX(Bundled_Q02_Fryers_Table,MATCH($E330,INDEX(Bundled_Q02_Fryers_Table,,$E$322),0),G$322),\"\")","v":""},null,{"$f":"IFERROR(INDEX(Bundled_Q02_Fryers_Table,MATCH($E330,INDEX(Bundled_Q02_Fryers_Table,,$E$322),0),I$322),\"\")","v":""},{"$f":"IFERROR(INDEX(Bundled_Q02_Fryers_Table,MATCH($E330,INDEX(Bundled_Q02_Fryers_Table,,$E$322),0),J$322),\"\")","v":""},null,null,null,null,null,null,null,null,null,null,null,true,"",": .%,  ",0]
[15,null,{"$f":"IF(AND(INDEX($X$38:$X$52,MATCH(A331,$W$38:$W$52,0),)=TRUE,INDEX($Y$38:$Y$52,MATCH(A331,$W$38:$W$52,0),)=TRUE,Bundled_Q02_Fryers_Toggle),1,5/0)","v":{"$error":"#DIV/0!"}},null,null,{"$f":"IFERROR(INDEX(Bundled_Q02_Fryers_Table,MATCH($E331,INDEX(Bundled_Q02_Fryers_Table,,$E$322),0),F$322),\"\")","v":""},{"$f":"IFERROR(INDEX(Bundled_Q02_Fryers_Table,MATCH($E331,INDEX(Bundled_Q02_Fryers_Table,,$E$322),0),G$322),\"\")","v":""},null,{"$f":"IFERROR(INDEX(Bundled_Q02_Fryers_Table,MATCH($E331,INDEX(Bundled_Q02_Fryers_Table,,$E$322),0),I$322),\"\")","v":""},{"$f":"IFERROR(INDEX(Bundled_Q02_Fryers_Table,MATCH($E331,INDEX(Bundled_Q02_Fryers_Table,,$E$322),0),J$322),\"\")","v":""},null,null,null,null,null,null,null,null,null,null,null,true,"",": .%,  ",0]
[15,null,{"$f":"IF(AND(INDEX($X$38:$X$52,MATCH(A332,$W$38:$W$52,0),)=TRUE,INDEX($Y$38:$Y$52,MATCH(A332,$W$38:$W$52,0),)=TRUE,Bundled_Q02_Fryers_Toggle),1,5/0)","v":{"$error":"#DIV/0!"}},null,null,{"$f":"IFERROR(INDEX(Bundled_Q02_Fryers_Table,MATCH($E332,INDEX(Bundled_Q02_Fryers_Table,,$E$322),0),F$322),\"\")","v":""},{"$f":"IFERROR(INDEX(Bundled_Q02_Fryers_Table,MATCH($E332,INDEX(Bundled_Q02_Fryers_Table,,$E$322),0),G$322),\"\")","v":""},null,{"$f":"IFERROR(INDEX(Bundled_Q02_Fryers_Table,MATCH($E332,INDEX(Bundled_Q02_Fryers_Table,,$E$322),0),I$322),\"\")","v":""},{"$f":"IFERROR(INDEX(Bundled_Q02_Fryers_Table,MATCH($E332,INDEX(Bundled_Q02_Fryers_Table,,$E$322),0),J$322),\"\")","v":""},null,null,null,null,null,null,null,null,null,null,null,true,"",": .%,  ",0]
[15,null,{"$f":"IF(AND(INDEX($X$38:$X$52,MATCH(A333,$W$38:$W$52,0),)=TRUE,INDEX($Y$38:$Y$52,MATCH(A333,$W$38:$W$52,0),)=TRUE,Bundled_Q02_Fryers_Toggle),1,5/0)","v":{"$error":"#DIV/0!"}},null,null,{"$f":"IFERROR(INDEX(Bundled_Q02_Fryers_Table,MATCH(E333,INDEX(Bundled_Q02_Fryers_Table,,$E$322),0),$F$322),\"\")","v":""},{"$f":"IFERROR(INDEX(Bundled_Q02_Fryers_Table,MATCH($E333,INDEX(Bundled_Q02_Fryers_Table,,$E$322),0),G$322),\"\")","v":""},null,{"$f":"IFERROR(INDEX(Bundled_Q02_Fryers_Table,MATCH($E333,INDEX(Bundled_Q02_Fryers_Table,,$E$322),0),I$322),\"\")","v":""},{"$f":"IFERROR(INDEX(Bundled_Q02_Fryers_Table,MATCH($E333,INDEX(Bundled_Q02_Fryers_Table,,$E$322),0),J$322),\"\")","v":""},null,null,null,null,null,null,null,null,null,null,null,{"$f":"AND(H333>=G333,K333<=I333)","v":true},"",": .%,  ",0]
[15,null,{"$f":"IF(AND(INDEX($X$38:$X$52,MATCH(A334,$W$38:$W$52,0),)=TRUE,INDEX($Y$38:$Y$52,MATCH(A334,$W$38:$W$52,0),)=TRUE),1,5/0)","v":{"$error":"#DIV/0!"}}]
[15,null,{"$f":"IF(AND(INDEX($X$38:$X$52,MATCH(A335,$W$38:$W$52,0),)=TRUE,INDEX($Y$38:$Y$52,MATCH(A335,$W$38:$W$52,0),)=TRUE),1,5/0)","v":{"$error":"#DIV/0!"}},null,null,null,null,null,null,null,null,null,null,null,null,null,null,null,null,null,null,"Unhide Extra Rows"]
[15,null,{"$f":"IF(AND(INDEX($X$38:$X$52,MATCH(A336,$W$38:$W$52,0),)=TRUE,INDEX($Y$38:$Y$52,MATCH(A336,$W$38:$W$52,0),)=TRUE),1,5/0)","v":{"$error":"#DIV/0!"}},null,null,null,null,null,null,null,null,null,null,null,null,null,null,null,null,null,null,false]
[15,null,{"$f":"IF(AND(INDEX($X$38:$X$52,MATCH(A337,$W$38:$W$52,0),)=TRUE,INDEX($Y$38:$Y$52,MATCH(A337,$W$38:$W$52,0),)=TRUE),1,5/0)","v":{"$error":"#DIV/0!"}}]
[15,null,{"$f":"IF(AND(INDEX($X$38:$X$52,MATCH(A338,$W$38:$W$52,0),)=TRUE,INDEX($Y$38:$Y$52,MATCH(A338,$W$38:$W$52,0),)=TRUE),1,5/0)","v":{"$error":"#DIV/0!"}},null,"Energy Credit Information - Steam Cookers"]
[15,null,{"$f":"5/0","v":{"$error":"#DIV/0!"}},null,{"$f":"'Bundled Pathway Support'!CE11","v":1},{"$f":"'Bundled Pathway Support'!CK11","v":7},{"$f":"'Bundled Pathway Support'!CH11","v":4},null,{"$f":"'Bundled Pathway Support'!CI11","v":5},{"$f":"'Bundled Pathway Support'!CJ11","v":6}]
[15,null,{"$f":"IF(AND(INDEX($X$38:$X$52,MATCH(A340,$W$38:$W$52,0),)=TRUE,INDEX($Y$38:$Y$52,MATCH(A340,$W$38:$W$52,0),)=TRUE),1,5/0)","v":{"$error":"#DIV/0!"}},null,"Equipment Type","Test Procedure","Minimum Cooking Energy Efficiency","Design Cooking Energy Efficiency","Max Idle Rate","Idle Rate Units","Design Idle Rate","Quantity",null,null,null,null,null,null,null,null,null,"Equipment meets requirements?","Measure Name","Measure Description","Measure Savings Factor"]
[15,null,{"$f":"IF(AND(INDEX($X$38:$X$52,MATCH(A341,$W$38:$W$52,0),)=TRUE,INDEX($Y$38:$Y$52,MATCH(A341,$W$38:$W$52,0),)=TRUE),1,5/0)","v":{"$error":"#DIV/0!"}},null,null,{"$f":"IFERROR(INDEX(Bundled_Q02_SteamCookers_Table,MATCH($E341,INDEX(Bundled_Q02_SteamCookers_Table,,$E$339),0),F$339),\"\")","v":""},{"$f":"IFERROR(INDEX(Bundled_Q02_SteamCookers_Table,MATCH($E341,INDEX(Bundled_Q02_SteamCookers_Table,,$E$339),0),G$339),\"\")","v":""},null,{"$f":"IFERROR(INDEX(Bundled_Q02_SteamCookers_Table,MATCH($E341,INDEX(Bundled_Q02_SteamCookers_Table,,$E$339),0),I$339),\"\")","v":""},{"$f":"IFERROR(INDEX(Bundled_Q02_SteamCookers_Table,MATCH($E341,INDEX(Bundled_Q02_SteamCookers_Table,,$E$339),0),J$339),\"\")","v":""},null,null,null,null,null,null,null,null,null,null,null,{"$f":"AND(H341>=G341,K341<=I341)","v":true},{"$f":"IF(E341=\"\",\"\",IF(ISERROR(SEARCH(\"Gas\",E341)),\"Commercial Cooking - Electric\",\"Commercial Cooking - Gas\"))","v":""},{"$f":"E341&\": \"&TEXT(100*H341,\"##.#\")&\"%, \"&TEXT(K341,\"###,###\")&\" \"&J341","v":": .%,  "},{"$f":"IFERROR(L341/SUM($L$324:$L$333,$L$341:$L$350,$S$359:$S$368,$M$376:$M$385),0)","v":0}]
[15,null,{"$f":"IF(AND(INDEX($X$38:$X$52,MATCH(A342,$W$38:$W$52,0),)=TRUE,INDEX($Y$38:$Y$52,MATCH(A342,$W$38:$W$52,0),)=TRUE),1,5/0)","v":{"$error":"#DIV/0!"}},null,null,{"$f":"IFERROR(INDEX(Bundled_Q02_SteamCookers_Table,MATCH($E342,INDEX(Bundled_Q02_SteamCookers_Table,,$E$339),0),F$339),\"\")","v":""},{"$f":"IFERROR(INDEX(Bundled_Q02_SteamCookers_Table,MATCH($E342,INDEX(Bundled_Q02_SteamCookers_Table,,$E$339),0),G$339),\"\")","v":""},null,{"$f":"IFERROR(INDEX(Bundled_Q02_SteamCookers_Table,MATCH($E342,INDEX(Bundled_Q02_SteamCookers_Table,,$E$339),0),I$339),\"\")","v":""},{"$f":"IFERROR(INDEX(Bundled_Q02_SteamCookers_Table,MATCH($E342,INDEX(Bundled_Q02_SteamCookers_Table,,$E$339),0),J$339),\"\")","v":""},null,null,null,null,null,null,null,null,null,null,null,{"$f":"AND(H342>=G342,K342<=I342)","v":true},"",{"$f":"E342&\": \"&TEXT(100*H342,\"##.#\")&\"%, \"&TEXT(K342,\"###,###\")&\" \"&J342","v":": .%,  "},{"$f":"IFERROR(L342/SUM($L$324:$L$333,$L$341:$L$350,$S$359:$S$368,$M$376:$M$385),0)","v":0}]
[15,null,{"$f":"IF(AND(INDEX($X$38:$X$52,MATCH(A343,$W$38:$W$52,0),)=TRUE,INDEX($Y$38:$Y$52,MATCH(A343,$W$38:$W$52,0),)=TRUE),1,5/0)","v":{"$error":"#DIV/0!"}},null,null,{"$f":"IFERROR(INDEX(Bundled_Q02_SteamCookers_Table,MATCH($E343,INDEX(Bundled_Q02_SteamCookers_Table,,$E$339),0),F$339),\"\")","v":""},{"$f":"IFERROR(INDEX(Bundled_Q02_SteamCookers_Table,MATCH($E343,INDEX(Bundled_Q02_SteamCookers_Table,,$E$339),0),G$339),\"\")","v":""},null,{"$f":"IFERROR(INDEX(Bundled_Q02_SteamCookers_Table,MATCH($E343,INDEX(Bundled_Q02_SteamCookers_Table,,$E$339),0),I$339),\"\")","v":""},{"$f":"IFERROR(INDEX(Bundled_Q02_SteamCookers_Table,MATCH($E343,INDEX(Bundled_Q02_SteamCookers_Table,,$E$339),0),J$339),\"\")","v":""},null,null,null,null,null,null,null,null,null,null,null,true,"",": .%,  ",0]
[15,null,{"$f":"IF(AND(INDEX($X$38:$X$52,MATCH(A344,$W$38:$W$52,0),)=TRUE,INDEX($Y$38:$Y$52,MATCH(A344,$W$38:$W$52,0),)=TRUE),1,5/0)","v":{"$error":"#DIV/0!"}},null,null,{"$f":"IFERROR(INDEX(Bundled_Q02_SteamCookers_Table,MATCH($E344,INDEX(Bundled_Q02_SteamCookers_Table,,$E$339),0),F$339),\"\")","v":""},{"$f":"IFERROR(INDEX(Bundled_Q02_SteamCookers_Table,MATCH($E344,INDEX(Bundled_Q02_SteamCookers_Table,,$E$339),0),G$339),\"\")","v":""},null,{"$f":"IFERROR(INDEX(Bundled_Q02_SteamCookers_Table,MATCH($E344,INDEX(Bundled_Q02_SteamCookers_Table,,$E$339),0),I$339),\"\")","v":""},{"$f":"IFERROR(INDEX(Bundled_Q02_SteamCookers_Table,MATCH($E344,INDEX(Bundled_Q02_SteamCookers_Table,,$E$339),0),J$339),\"\")","v":""},null,null,null,null,null,null,null,null,null,null,null,true,"",": .%,  ",0]
[15,null,{"$f":"IF(AND(INDEX($X$38:$X$52,MATCH(A345,$W$38:$W$52,0),)=TRUE,INDEX($Y$38:$Y$52,MATCH(A345,$W$38:$W$52,0),)=TRUE),1,5/0)","v":{"$error":"#DIV/0!"}},null,null,{"$f":"IFERROR(INDEX(Bundled_Q02_SteamCookers_Table,MATCH($E345,INDEX(Bundled_Q02_SteamCookers_Table,,$E$339),0),F$339),\"\")","v":""},{"$f":"IFERROR(INDEX(Bundled_Q02_SteamCookers_Table,MATCH($E345,INDEX(Bundled_Q02_SteamCookers_Table,,$E$339),0),G$339),\"\")","v":""},null,{"$f":"IFERROR(INDEX(Bundled_Q02_SteamCookers_Table,MATCH($E345,INDEX(Bundled_Q02_SteamCookers_Table,,$E$339),0),I$339),\"\")","v":""},{"$f":"IFERROR(INDEX(Bundled_Q02_SteamCookers_Table,MATCH($E345,INDEX(Bundled_Q02_SteamCookers_Table,,$E$339),0),J$339),\"\")","v":""},null,null,null,null,null,null,null,null,null,null,null,true,"",": .%,  ",0]
[15,null,{"$f":"IF(AND(INDEX($X$38:$X$52,MATCH(A346,$W$38:$W$52,0),)=TRUE,INDEX($Y$38:$Y$52,MATCH(A346,$W$38:$W$52,0),)=TRUE,Bundled_Q02_SteamCookers_Toggle),1,5/0)","v":{"$error":"#DIV/0!"}},null,null,{"$f":"IFERROR(INDEX(Bundled_Q02_SteamCookers_Table,MATCH($E346,INDEX(Bundled_Q02_SteamCookers_Table,,$E$339),0),F$339),\"\")","v":""},{"$f":"IFERROR(INDEX(Bundled_Q02_SteamCookers_Table,MATCH($E346,INDEX(Bundled_Q02_SteamCookers_Table,,$E$339),0),G$339),\"\")","v":""},null,{"$f":"IFERROR(INDEX(Bundled_Q02_SteamCookers_Table,MATCH($E346,INDEX(Bundled_Q02_SteamCookers_Table,,$E$339),0),I$339),\"\")","v":""},{"$f":"IFERROR(INDEX(Bundled_Q02_SteamCookers_Table,MATCH($E346,INDEX(Bundled_Q02_SteamCookers_Table,,$E$339),0),J$339),\"\")","v":""},null,null,null,null,null,null,null,null,null,null,null,true,"",": .%,  ",0]
[15,null,{"$f":"IF(AND(INDEX($X$38:$X$52,MATCH(A347,$W$38:$W$52,0),)=TRUE,INDEX($Y$38:$Y$52,MATCH(A347,$W$38:$W$52,0),)=TRUE,Bundled_Q02_SteamCookers_Toggle),1,5/0)","v":{"$error":"#DIV/0!"}},null,null,{"$f":"IFERROR(INDEX(Bundled_Q02_SteamCookers_Table,MATCH($E347,INDEX(Bundled_Q02_SteamCookers_Table,,$E$339),0),F$339),\"\")","v":""},{"$f":"IFERROR(INDEX(Bundled_Q02_SteamCookers_Table,MATCH($E347,INDEX(Bundled_Q02_SteamCookers_Table,,$E$339),0),G$339),\"\")","v":""},null,{"$f":"IFERROR(INDEX(Bundled_Q02_SteamCookers_Table,MATCH($E347,INDEX(Bundled_Q02_SteamCookers_Table,,$E$339),0),I$339),\"\")","v":""},{"$f":"IFERROR(INDEX(Bundled_Q02_SteamCookers_Table,MATCH($E347,INDEX(Bundled_Q02_SteamCookers_Table,,$E$339),0),J$339),\"\")","v":""},null,null,null,null,null,null,null,null,null,null,null,true,"",": .%,  ",0]
[15,null,{"$f":"IF(AND(INDEX($X$38:$X$52,MATCH(A348,$W$38:$W$52,0),)=TRUE,INDEX($Y$38:$Y$52,MATCH(A348,$W$38:$W$52,0),)=TRUE,Bundled_Q02_SteamCookers_Toggle),1,5/0)","v":{"$error":"#DIV/0!"}},null,null,{"$f":"IFERROR(INDEX(Bundled_Q02_SteamCookers_Table,MATCH($E348,INDEX(Bundled_Q02_SteamCookers_Table,,$E$339),0),F$339),\"\")","v":""},{"$f":"IFERROR(INDEX(Bundled_Q02_SteamCookers_Table,MATCH($E348,INDEX(Bundled_Q02_SteamCookers_Table,,$E$339),0),G$339),\"\")","v":""},null,{"$f":"IFERROR(INDEX(Bundled_Q02_SteamCookers_Table,MATCH($E348,INDEX(Bundled_Q02_SteamCookers_Table,,$E$339),0),I$339),\"\")","v":""},{"$f":"IFERROR(INDEX(Bundled_Q02_SteamCookers_Table,MATCH($E348,INDEX(Bundled_Q02_SteamCookers_Table,,$E$339),0),J$339),\"\")","v":""},null,null,null,null,null,null,null,null,null,null,null,true,"",": .%,  ",0]
[15,null,{"$f":"IF(AND(INDEX($X$38:$X$52,MATCH(A349,$W$38:$W$52,0),)=TRUE,INDEX($Y$38:$Y$52,MATCH(A349,$W$38:$W$52,0),)=TRUE,Bundled_Q02_SteamCookers_Toggle),1,5/0)","v":{"$error":"#DIV/0!"}},null,null,{"$f":"IFERROR(INDEX(Bundled_Q02_SteamCookers_Table,MATCH($E349,INDEX(Bundled_Q02_SteamCookers_Table,,$E$339),0),F$339),\"\")","v":""},{"$f":"IFERROR(INDEX(Bundled_Q02_SteamCookers_Table,MATCH($E349,INDEX(Bundled_Q02_SteamCookers_Table,,$E$339),0),G$339),\"\")","v":""},null,{"$f":"IFERROR(INDEX(Bundled_Q02_SteamCookers_Table,MATCH($E349,INDEX(Bundled_Q02_SteamCookers_Table,,$E$339),0),I$339),\"\")","v":""},{"$f":"IFERROR(INDEX(Bundled_Q02_SteamCookers_Table,MATCH($E349,INDEX(Bundled_Q02_SteamCookers_Table,,$E$339),0),J$339),\"\")","v":""},null,null,null,null,null,null,null,null,null,null,null,true,"",": .%,  ",0]
[15,null,{"$f":"IF(AND(INDEX($X$38:$X$52,MATCH(A350,$W$38:$W$52,0),)=TRUE,INDEX($Y$38:$Y$52,MATCH(A350,$W$38:$W$52,0),)=TRUE,Bundled_Q02_SteamCookers_Toggle),1,5/0)","v":{"$error":"#DIV/0!"}},null,null,{"$f":"IFERROR(INDEX(Bundled_Q02_SteamCookers_Table,MATCH($E350,INDEX(Bundled_Q02_SteamCookers_Table,,$E$339),0),F$339),\"\")","v":""},{"$f":"IFERROR(INDEX(Bundled_Q02_SteamCookers_Table,MATCH($E350,INDEX(Bundled_Q02_SteamCookers_Table,,$E$339),0),G$339),\"\")","v":""},null,{"$f":"IFERROR(INDEX(Bundled_Q02_SteamCookers_Table,MATCH($E350,INDEX(Bundled_Q02_SteamCookers_Table,,$E$339),0),I$339),\"\")","v":""},{"$f":"IFERROR(INDEX(Bundled_Q02_SteamCookers_Table,MATCH($E350,INDEX(Bundled_Q02_SteamCookers_Table,,$E$339),0),J$339),\"\")","v":""},null,null,null,null,null,null,null,null,null,null,null,{"$f":"AND(H350>=G350,K350<=I350)","v":true},"",": .%,  ",0]
[15,null,{"$f":"IF(AND(INDEX($X$38:$X$52,MATCH(A351,$W$38:$W$52,0),)=TRUE,INDEX($Y$38:$Y$52,MATCH(A351,$W$38:$W$52,0),)=TRUE),1,5/0)","v":{"$error":"#DIV/0!"}}]
[15,null,{"$f":"IF(AND(INDEX($X$38:$X$52,MATCH(A352,$W$38:$W$52,0),)=TRUE,INDEX($Y$38:$Y$52,MATCH(A352,$W$38:$W$52,0),)=TRUE),1,5/0)","v":{"$error":"#DIV/0!"}},null,null,null,null,null,null,null,null,null,null,null,null,null,null,null,null,null,null,"Unhide Extra Rows"]
[15,null,{"$f":"IF(AND(INDEX($X$38:$X$52,MATCH(A353,$W$38:$W$52,0),)=TRUE,INDEX($Y$38:$Y$52,MATCH(A353,$W$38:$W$52,0),)=TRUE),1,5/0)","v":{"$error":"#DIV/0!"}},null,null,null,null,null,null,null,null,null,null,null,null,null,null,null,null,null,null,false]
[15,null,{"$f":"IF(AND(INDEX($X$38:$X$52,MATCH(A354,$W$38:$W$52,0),)=TRUE,INDEX($Y$38:$Y$52,MATCH(A354,$W$38:$W$52,0),)=TRUE),1,5/0)","v":{"$error":"#DIV/0!"}}]
[15,null,{"$f":"IF(AND(INDEX($X$38:$X$52,MATCH(A355,$W$38:$W$52,0),)=TRUE,INDEX($Y$38:$Y$52,MATCH(A355,$W$38:$W$52,0),)=TRUE),1,5/0)","v":{"$error":"#DIV/0!"}},null,"Energy Credit Information - Dishwashers"]
[15,null,{"$f":"5/0","v":{"$error":"#DIV/0!"}},null,1,null,null,{"$f":"'Bundled Pathway Support'!CL23","v":8},{"$f":"'Bundled Pathway Support'!CF23","v":2},null,{"$f":"'Bundled Pathway Support'!CG23","v":3},{"$f":"'Bundled Pathway Support'!CH23","v":4},null,{"$f":"'Bundled Pathway Support'!CI23","v":5},null,{"$f":"'Bundled Pathway Support'!CJ23","v":6},{"$f":"'Bundled Pathway Support'!CK23","v":7}]
[15,null,{"$f":"IF(AND(INDEX($X$38:$X$52,MATCH(A357,$W$38:$W$52,0),)=TRUE,INDEX($Y$38:$Y$52,MATCH(A357,$W$38:$W$52,0),)=TRUE),1,5/0)","v":{"$error":"#DIV/0!"}},null,"Equipment Type","Conveyor Belt Width (ft)","Max Conveyor Speed (ft/min)","Test Procedure","High-Temperature",null,null,null,null,"Low-Temperature",null,null,null,null,"Quantity"]
[15,null,{"$f":"IF(AND(INDEX($X$38:$X$52,MATCH(A358,$W$38:$W$52,0),)=TRUE,INDEX($Y$38:$Y$52,MATCH(A358,$W$38:$W$52,0),)=TRUE),1,5/0)","v":{"$error":"#DIV/0!"}},null,null,null,null,null,"Max Idle Energy Rate (kW)","Design Idle Energy Rate (kW)","Max Water Consumption","Max Water Consumption Units","Design Water Consumption","Max Idle Energy Rate (kW)","Design Idle Energy Rate (kW)","Max Water Consumption","Max Water Consumption Units","Design Water Consumption",null,null,null,"Equipment meets requirements?","Measure Name","Measure Description","Measure Savings Factor","EUL (different dishwasher types have different EULs)"]
[15,null,{"$f":"IF(AND(INDEX($X$38:$X$52,MATCH(A359,$W$38:$W$52,0),)=TRUE,INDEX($Y$38:$Y$52,MATCH(A359,$W$38:$W$52,0),)=TRUE),1,5/0)","v":{"$error":"#DIV/0!"}},null,null,null,null,{"$f":"IFERROR(INDEX(Bundled_Q02_Dishwashers_Table,MATCH($E359,INDEX(Bundled_Q02_Dishwashers_Table,,$E$356),0),H$356),\"\")","v":""},{"$f":"IFERROR(INDEX(Bundled_Q02_Dishwashers_Table,MATCH($E359,INDEX(Bundled_Q02_Dishwashers_Table,,$E$356),0),I$356),\"\")","v":""},null,{"$f":"IFERROR(IF(OR($E359=\"Single-tank flight type\",$E359=\"Multiple-tank flight type\"),IF(OR($F359=\"\",$G359=\"\"),\"Enter conveyor width/speed\",IF($E359=\"Single-tank flight type\",2.975*($F359*$G359)+55,4.96*($F359*$G359)+17)),INDEX(Bundled_Q02_Dishwashers_Table,MATCH($E359,INDEX(Bundled_Q02_Dishwashers_Table,,$E$356),0),K$356)),\"\")","v":""},{"$f":"IFERROR(INDEX(Bundled_Q02_Dishwashers_Table,MATCH($E359,INDEX(Bundled_Q02_Dishwashers_Table,,$E$356),0),L$356),\"\")","v":""},null,{"$f":"IFERROR(INDEX(Bundled_Q02_Dishwashers_Table,MATCH($E359,INDEX(Bundled_Q02_Dishwashers_Table,,$E$356),0),N$356),\"\")","v":""},null,{"$f":"IFERROR(IF(OR($E359=\"Single-tank flight type\",$E359=\"Multiple-tank flight type\"),IF(OR($F359=\"\",$G359=\"\"),\"Enter conveyor width/speed\",IF($E359=\"Single-tank flight type\",2.975*($F359*$G359)+55,4.96*($F359*$G359)+17)),INDEX(Bundled_Q02_Dishwashers_Table,MATCH($E359,INDEX(Bundled_Q02_Dishwashers_Table,,$E$356),0),P$356)),\"\")","v":""},{"$f":"IFERROR(INDEX(Bundled_Q02_Dishwashers_Table,MATCH($E359,INDEX(Bundled_Q02_Dishwashers_Table,,$E$356),0),Q$356),\"\")","v":""},null,null,null,null,{"$f":"AND(J359<=I359,M359<=K359,O359<=N359,R359<=P359)","v":true},{"$f":"IF(E359=\"\",\"\",\"Commercial Dishwasher\")","v":""},{"$f":"E359&\", High Temp: \"&TEXT(J359,\"##.##\")&\" kW, \"&TEXT(M359,\"##.##\")&\" \"&L359&\"; Low Temp: \"&TEXT(O359,\"##.##\")&\" kW, \"&TEXT(R359,\"##.##\")&\" \"&Q359","v":", High Temp: . kW, . ; Low Temp: . kW, . "},{"$f":"IFERROR(L359/SUM($L$324:$L$333,$L$341:$L$350,$S$359:$S$368,$M$376:$M$385),0)","v":0},{"$f":"IFERROR(INDEX(Bundled_Q02_Dishwashers_Table,MATCH(E359,INDEX(Bundled_Q02_Dishwashers_Table,,'Bundled Pathway Support'!$CE$23),0),'Bundled Pathway Support'!$CM$23),0)","v":0}]
[15,null,{"$f":"IF(AND(INDEX($X$38:$X$52,MATCH(A360,$W$38:$W$52,0),)=TRUE,INDEX($Y$38:$Y$52,MATCH(A360,$W$38:$W$52,0),)=TRUE),1,5/0)","v":{"$error":"#DIV/0!"}},null,null,null,null,{"$f":"IFERROR(INDEX(Bundled_Q02_Dishwashers_Table,MATCH($E360,INDEX(Bundled_Q02_Dishwashers_Table,,$E$356),0),H$356),\"\")","v":""},{"$f":"IFERROR(INDEX(Bundled_Q02_Dishwashers_Table,MATCH($E360,INDEX(Bundled_Q02_Dishwashers_Table,,$E$356),0),I$356),\"\")","v":""},null,{"$f":"IFERROR(IF(OR($E360=\"Single-tank flight type\",$E360=\"Multiple-tank flight type\"),IF(OR($F360=\"\",$G360=\"\"),\"Enter conveyor width/speed\",IF($E360=\"Single-tank flight type\",2.975*($F360*$G360)+55,4.96*($F360*$G360)+17)),INDEX(Bundled_Q02_Dishwashers_Table,MATCH($E360,INDEX(Bundled_Q02_Dishwashers_Table,,$E$356),0),K$356)),\"\")","v":""},{"$f":"IFERROR(INDEX(Bundled_Q02_Dishwashers_Table,MATCH($E360,INDEX(Bundled_Q02_Dishwashers_Table,,$E$356),0),L$356),\"\")","v":""},null,{"$f":"IFERROR(INDEX(Bundled_Q02_Dishwashers_Table,MATCH($E360,INDEX(Bundled_Q02_Dishwashers_Table,,$E$356),0),N$356),\"\")","v":""},null,{"$f":"IFERROR(IF(OR($E360=\"Single-tank flight type\",$E360=\"Multiple-tank flight type\"),IF(OR($F360=\"\",$G360=\"\"),\"Enter conveyor width/speed\",IF($E360=\"Single-tank flight type\",2.975*($F360*$G360)+55,4.96*($F360*$G360)+17)),INDEX(Bundled_Q02_Dishwashers_Table,MATCH($E360,INDEX(Bundled_Q02_Dishwashers_Table,,$E$356),0),P$356)),\"\")","v":""},{"$f":"IFERROR(INDEX(Bundled_Q02_Dishwashers_Table,MATCH($E360,INDEX(Bundled_Q02_Dishwashers_Table,,$E$356),0),Q$356),\"\")","v":""},null,null,null,null,{"$f":"AND(J360<=I360,M360<=K360,O360<=N360,R360<=P360)","v":true},"",{"$f":"E360&\", High Temp: \"&TEXT(J360,\"##.##\")&\" kW, \"&TEXT(M360,\"##.##\")&\" \"&L360&\"; Low Temp: \"&TEXT(O360,\"##.##\")&\" kW, \"&TEXT(R360,\"##.##\")&\" \"&Q360","v":", High Temp: . kW, . ; Low Temp: . kW, . "},{"$f":"IFERROR(L360/SUM($L$324:$L$333,$L$341:$L$350,$S$359:$S$368,$M$376:$M$385),0)","v":0},{"$f":"IFERROR(INDEX(Bundled_Q02_Dishwashers_Table,MATCH(E360,INDEX(Bundled_Q02_Dishwashers_Table,,'Bundled Pathway Support'!$CE$23),0),'Bundled Pathway Support'!$CM$23),0)","v":0}]
[15,null,{"$f":"IF(AND(INDEX($X$38:$X$52,MATCH(A361,$W$38:$W$52,0),)=TRUE,INDEX($Y$38:$Y$52,MATCH(A361,$W$38:$W$52,0),)=TRUE),1,5/0)","v":{"$error":"#DIV/0!"}},null,null,null,null,{"$f":"IFERROR(INDEX(Bundled_Q02_Dishwashers_Table,MATCH($E361,INDEX(Bundled_Q02_Dishwashers_Table,,$E$356),0),H$356),\"\")","v":""},{"$f":"IFERROR(INDEX(Bundled_Q02_Dishwashers_Table,MATCH($E361,INDEX(Bundled_Q02_Dishwashers_Table,,$E$356),0),I$356),\"\")","v":""},null,{"$f":"IFERROR(IF(OR($E361=\"Single-tank flight type\",$E361=\"Multiple-tank flight type\"),IF(OR($F361=\"\",$G361=\"\"),\"Enter conveyor width/speed\",IF($E361=\"Single-tank flight type\",2.975*($F361*$G361)+55,4.96*($F361*$G361)+17)),INDEX(Bundled_Q02_Dishwashers_Table,MATCH($E361,INDEX(Bundled_Q02_Dishwashers_Table,,$E$356),0),K$356)),\"\")","v":""},{"$f":"IFERROR(INDEX(Bundled_Q02_Dishwashers_Table,MATCH($E361,INDEX(Bundled_Q02_Dishwashers_Table,,$E$356),0),L$356),\"\")","v":""},null,{"$f":"IFERROR(INDEX(Bundled_Q02_Dishwashers_Table,MATCH($E361,INDEX(Bundled_Q02_Dishwashers_Table,,$E$356),0),N$356),\"\")","v":""},null,{"$f":"IFERROR(IF(OR($E361=\"Single-tank flight type\",$E361=\"Multiple-tank flight type\"),IF(OR($F361=\"\",$G361=\"\"),\"Enter conveyor width/speed\",IF($E361=\"Single-tank flight type\",2.975*($F361*$G361)+55,4.96*($F361*$G361)+17)),INDEX(Bundled_Q02_Dishwashers_Table,MATCH($E361,INDEX(Bundled_Q02_Dishwashers_Table,,$E$356),0),P$356)),\"\")","v":""},{"$f":"IFERROR(INDEX(Bundled_Q02_Dishwashers_Table,MATCH($E361,INDEX(Bundled_Q02_Dishwashers_Table,,$E$356),0),Q$356),\"\")","v":""},null,null,null,null,true,"",", High Temp: . kW, . ; Low Temp: . kW, . ",0,{"$f":"IFERROR(INDEX(Bundled_Q02_Dishwashers_Table,MATCH(E361,INDEX(Bundled_Q02_Dishwashers_Table,,'Bundled Pathway Support'!$CE$23),0),'Bundled Pathway Support'!$CM$23),0)","v":0}]
[15,null,{"$f":"IF(AND(INDEX($X$38:$X$52,MATCH(A362,$W$38:$W$52,0),)=TRUE,INDEX($Y$38:$Y$52,MATCH(A362,$W$38:$W$52,0),)=TRUE),1,5/0)","v":{"$error":"#DIV/0!"}},null,null,null,null,{"$f":"IFERROR(INDEX(Bundled_Q02_Dishwashers_Table,MATCH($E362,INDEX(Bundled_Q02_Dishwashers_Table,,$E$356),0),H$356),\"\")","v":""},{"$f":"IFERROR(INDEX(Bundled_Q02_Dishwashers_Table,MATCH($E362,INDEX(Bundled_Q02_Dishwashers_Table,,$E$356),0),I$356),\"\")","v":""},null,{"$f":"IFERROR(IF(OR($E362=\"Single-tank flight type\",$E362=\"Multiple-tank flight type\"),IF(OR($F362=\"\",$G362=\"\"),\"Enter conveyor width/speed\",IF($E362=\"Single-tank flight type\",2.975*($F362*$G362)+55,4.96*($F362*$G362)+17)),INDEX(Bundled_Q02_Dishwashers_Table,MATCH($E362,INDEX(Bundled_Q02_Dishwashers_Table,,$E$356),0),K$356)),\"\")","v":""},{"$f":"IFERROR(INDEX(Bundled_Q02_Dishwashers_Table,MATCH($E362,INDEX(Bundled_Q02_Dishwashers_Table,,$E$356),0),L$356),\"\")","v":""},null,{"$f":"IFERROR(INDEX(Bundled_Q02_Dishwashers_Table,MATCH($E362,INDEX(Bundled_Q02_Dishwashers_Table,,$E$356),0),N$356),\"\")","v":""},null,{"$f":"IFERROR(IF(OR($E362=\"Single-tank flight type\",$E362=\"Multiple-tank flight type\"),IF(OR($F362=\"\",$G362=\"\"),\"Enter conveyor width/speed\",IF($E362=\"Single-tank flight type\",2.975*($F362*$G362)+55,4.96*($F362*$G362)+17)),INDEX(Bundled_Q02_Dishwashers_Table,MATCH($E362,INDEX(Bundled_Q02_Dishwashers_Table,,$E$356),0),P$356)),\"\")","v":""},{"$f":"IFERROR(INDEX(Bundled_Q02_Dishwashers_Table,MATCH($E362,INDEX(Bundled_Q02_Dishwashers_Table,,$E$356),0),Q$356),\"\")","v":""},null,null,null,null,true,"",", High Temp: . kW, . ; Low Temp: . kW, . ",0,{"$f":"IFERROR(INDEX(Bundled_Q02_Dishwashers_Table,MATCH(E362,INDEX(Bundled_Q02_Dishwashers_Table,,'Bundled Pathway Support'!$CE$23),0),'Bundled Pathway Support'!$CM$23),0)","v":0}]
[15,null,{"$f":"IF(AND(INDEX($X$38:$X$52,MATCH(A363,$W$38:$W$52,0),)=TRUE,INDEX($Y$38:$Y$52,MATCH(A363,$W$38:$W$52,0),)=TRUE),1,5/0)","v":{"$error":"#DIV/0!"}},null,null,null,null,{"$f":"IFERROR(INDEX(Bundled_Q02_Dishwashers_Table,MATCH($E363,INDEX(Bundled_Q02_Dishwashers_Table,,$E$356),0),H$356),\"\")","v":""},{"$f":"IFERROR(INDEX(Bundled_Q02_Dishwashers_Table,MATCH($E363,INDEX(Bundled_Q02_Dishwashers_Table,,$E$356),0),I$356),\"\")","v":""},null,{"$f":"IFERROR(IF(OR($E363=\"Single-tank flight type\",$E363=\"Multiple-tank flight type\"),IF(OR($F363=\"\",$G363=\"\"),\"Enter conveyor width/speed\",IF($E363=\"Single-tank flight type\",2.975*($F363*$G363)+55,4.96*($F363*$G363)+17)),INDEX(Bundled_Q02_Dishwashers_Table,MATCH($E363,INDEX(Bundled_Q02_Dishwashers_Table,,$E$356),0),K$356)),\"\")","v":""},{"$f":"IFERROR(INDEX(Bundled_Q02_Dishwashers_Table,MATCH($E363,INDEX(Bundled_Q02_Dishwashers_Table,,$E$356),0),L$356),\"\")","v":""},null,{"$f":"IFERROR(INDEX(Bundled_Q02_Dishwashers_Table,MATCH($E363,INDEX(Bundled_Q02_Dishwashers_Table,,$E$356),0),N$356),\"\")","v":""},null,{"$f":"IFERROR(IF(OR($E363=\"Single-tank flight type\",$E363=\"Multiple-tank flight type\"),IF(OR($F363=\"\",$G363=\"\"),\"Enter conveyor width/speed\",IF($E363=\"Single-tank flight type\",2.975*($F363*$G363)+55,4.96*($F363*$G363)+17)),INDEX(Bundled_Q02_Dishwashers_Table,MATCH($E363,INDEX(Bundled_Q02_Dishwashers_Table,,$E$356),0),P$356)),\"\")","v":""},{"$f":"IFERROR(INDEX(Bundled_Q02_Dishwashers_Table,MATCH($E363,INDEX(Bundled_Q02_Dishwashers_Table,,$E$356),0),Q$356),\"\")","v":""},null,null,null,null,true,"",", High Temp: . kW, . ; Low Temp: . kW, . ",0,{"$f":"IFERROR(INDEX(Bundled_Q02_Dishwashers_Table,MATCH(E363,INDEX(Bundled_Q02_Dishwashers_Table,,'Bundled Pathway Support'!$CE$23),0),'Bundled Pathway Support'!$CM$23),0)","v":0}]
[15,null,{"$f":"IF(AND(INDEX($X$38:$X$52,MATCH(A364,$W$38:$W$52,0),)=TRUE,INDEX($Y$38:$Y$52,MATCH(A364,$W$38:$W$52,0),)=TRUE,Bundled_Q02_Dishwashers_Toggle),1,5/0)","v":{"$error":"#DIV/0!"}},null,null,null,null,{"$f":"IFERROR(INDEX(Bundled_Q02_Dishwashers_Table,MATCH($E364,INDEX(Bundled_Q02_Dishwashers_Table,,$E$356),0),H$356),\"\")","v":""},{"$f":"IFERROR(INDEX(Bundled_Q02_Dishwashers_Table,MATCH($E364,INDEX(Bundled_Q02_Dishwashers_Table,,$E$356),0),I$356),\"\")","v":""},null,{"$f":"IFERROR(IF(OR($E364=\"Single-tank flight type\",$E364=\"Multiple-tank flight type\"),IF(OR($F364=\"\",$G364=\"\"),\"Enter conveyor width/speed\",IF($E364=\"Single-tank flight type\",2.975*($F364*$G364)+55,4.96*($F364*$G364)+17)),INDEX(Bundled_Q02_Dishwashers_Table,MATCH($E364,INDEX(Bundled_Q02_Dishwashers_Table,,$E$356),0),K$356)),\"\")","v":""},{"$f":"IFERROR(INDEX(Bundled_Q02_Dishwashers_Table,MATCH($E364,INDEX(Bundled_Q02_Dishwashers_Table,,$E$356),0),L$356),\"\")","v":""},null,{"$f":"IFERROR(INDEX(Bundled_Q02_Dishwashers_Table,MATCH($E364,INDEX(Bundled_Q02_Dishwashers_Table,,$E$356),0),N$356),\"\")","v":""},null,{"$f":"IFERROR(IF(OR($E364=\"Single-tank flight type\",$E364=\"Multiple-tank flight type\"),IF(OR($F364=\"\",$G364=\"\"),\"Enter conveyor width/speed\",IF($E364=\"Single-tank flight type\",2.975*($F364*$G364)+55,4.96*($F364*$G364)+17)),INDEX(Bundled_Q02_Dishwashers_Table,MATCH($E364,INDEX(Bundled_Q02_Dishwashers_Table,,$E$356),0),P$356)),\"\")","v":""},{"$f":"IFERROR(INDEX(Bundled_Q02_Dishwashers_Table,MATCH($E364,INDEX(Bundled_Q02_Dishwashers_Table,,$E$356),0),Q$356),\"\")","v":""},null,null,null,null,true,"",", High Temp: . kW, . ; Low Temp: . kW, . ",0,{"$f":"IFERROR(INDEX(Bundled_Q02_Dishwashers_Table,MATCH(E364,INDEX(Bundled_Q02_Dishwashers_Table,,'Bundled Pathway Support'!$CE$23),0),'Bundled Pathway Support'!$CM$23),0)","v":0}]
[15,null,{"$f":"IF(AND(INDEX($X$38:$X$52,MATCH(A365,$W$38:$W$52,0),)=TRUE,INDEX($Y$38:$Y$52,MATCH(A365,$W$38:$W$52,0),)=TRUE,Bundled_Q02_Dishwashers_Toggle),1,5/0)","v":{"$error":"#DIV/0!"}},null,null,null,null,{"$f":"IFERROR(INDEX(Bundled_Q02_Dishwashers_Table,MATCH($E365,INDEX(Bundled_Q02_Dishwashers_Table,,$E$356),0),H$356),\"\")","v":""},{"$f":"IFERROR(INDEX(Bundled_Q02_Dishwashers_Table,MATCH($E365,INDEX(Bundled_Q02_Dishwashers_Table,,$E$356),0),I$356),\"\")","v":""},null,{"$f":"IFERROR(IF(OR($E365=\"Single-tank flight type\",$E365=\"Multiple-tank flight type\"),IF(OR($F365=\"\",$G365=\"\"),\"Enter conveyor width/speed\",IF($E365=\"Single-tank flight type\",2.975*($F365*$G365)+55,4.96*($F365*$G365)+17)),INDEX(Bundled_Q02_Dishwashers_Table,MATCH($E365,INDEX(Bundled_Q02_Dishwashers_Table,,$E$356),0),K$356)),\"\")","v":""},{"$f":"IFERROR(INDEX(Bundled_Q02_Dishwashers_Table,MATCH($E365,INDEX(Bundled_Q02_Dishwashers_Table,,$E$356),0),L$356),\"\")","v":""},null,{"$f":"IFERROR(INDEX(Bundled_Q02_Dishwashers_Table,MATCH($E365,INDEX(Bundled_Q02_Dishwashers_Table,,$E$356),0),N$356),\"\")","v":""},null,{"$f":"IFERROR(IF(OR($E365=\"Single-tank flight type\",$E365=\"Multiple-tank flight type\"),IF(OR($F365=\"\",$G365=\"\"),\"Enter conveyor width/speed\",IF($E365=\"Single-tank flight type\",2.975*($F365*$G365)+55,4.96*($F365*$G365)+17)),INDEX(Bundled_Q02_Dishwashers_Table,MATCH($E365,INDEX(Bundled_Q02_Dishwashers_Table,,$E$356),0),P$356)),\"\")","v":""},{"$f":"IFERROR(INDEX(Bundled_Q02_Dishwashers_Table,MATCH($E365,INDEX(Bundled_Q02_Dishwashers_Table,,$E$356),0),Q$356),\"\")","v":""},null,null,null,null,true,"",", High Temp: . kW, . ; Low Temp: . kW, . ",0,{"$f":"IFERROR(INDEX(Bundled_Q02_Dishwashers_Table,MATCH(E365,INDEX(Bundled_Q02_Dishwashers_Table,,'Bundled Pathway Support'!$CE$23),0),'Bundled Pathway Support'!$CM$23),0)","v":0}]
[15,null,{"$f":"IF(AND(INDEX($X$38:$X$52,MATCH(A366,$W$38:$W$52,0),)=TRUE,INDEX($Y$38:$Y$52,MATCH(A366,$W$38:$W$52,0),)=TRUE,Bundled_Q02_Dishwashers_Toggle),1,5/0)","v":{"$error":"#DIV/0!"}},null,null,null,null,{"$f":"IFERROR(INDEX(Bundled_Q02_Dishwashers_Table,MATCH($E366,INDEX(Bundled_Q02_Dishwashers_Table,,$E$356),0),H$356),\"\")","v":""},{"$f":"IFERROR(INDEX(Bundled_Q02_Dishwashers_Table,MATCH($E366,INDEX(Bundled_Q02_Dishwashers_Table,,$E$356),0),I$356),\"\")","v":""},null,{"$f":"IFERROR(IF(OR($E366=\"Single-tank flight type\",$E366=\"Multiple-tank flight type\"),IF(OR($F366=\"\",$G366=\"\"),\"Enter conveyor width/speed\",IF($E366=\"Single-tank flight type\",2.975*($F366*$G366)+55,4.96*($F366*$G366)+17)),INDEX(Bundled_Q02_Dishwashers_Table,MATCH($E366,INDEX(Bundled_Q02_Dishwashers_Table,,$E$356),0),K$356)),\"\")","v":""},{"$f":"IFERROR(INDEX(Bundled_Q02_Dishwashers_Table,MATCH($E366,INDEX(Bundled_Q02_Dishwashers_Table,,$E$356),0),L$356),\"\")","v":""},null,{"$f":"IFERROR(INDEX(Bundled_Q02_Dishwashers_Table,MATCH($E366,INDEX(Bundled_Q02_Dishwashers_Table,,$E$356),0),N$356),\"\")","v":""},null,{"$f":"IFERROR(IF(OR($E366=\"Single-tank flight type\",$E366=\"Multiple-tank flight type\"),IF(OR($F366=\"\",$G366=\"\"),\"Enter conveyor width/speed\",IF($E366=\"Single-tank flight type\",2.975*($F366*$G366)+55,4.96*($F366*$G366)+17)),INDEX(Bundled_Q02_Dishwashers_Table,MATCH($E366,INDEX(Bundled_Q02_Dishwashers_Table,,$E$356),0),P$356)),\"\")","v":""},{"$f":"IFERROR(INDEX(Bundled_Q02_Dishwashers_Table,MATCH($E366,INDEX(Bundled_Q02_Dishwashers_Table,,$E$356),0),Q$356),\"\")","v":""},null,null,null,null,true,"",", High Temp: . kW, . ; Low Temp: . kW, . ",0,{"$f":"IFERROR(INDEX(Bundled_Q02_Dishwashers_Table,MATCH(E366,INDEX(Bundled_Q02_Dishwashers_Table,,'Bundled Pathway Support'!$CE$23),0),'Bundled Pathway Support'!$CM$23),0)","v":0}]
[15,null,{"$f":"IF(AND(INDEX($X$38:$X$52,MATCH(A367,$W$38:$W$52,0),)=TRUE,INDEX($Y$38:$Y$52,MATCH(A367,$W$38:$W$52,0),)=TRUE,Bundled_Q02_Dishwashers_Toggle),1,5/0)","v":{"$error":"#DIV/0!"}},null,null,null,null,{"$f":"IFERROR(INDEX(Bundled_Q02_Dishwashers_Table,MATCH($E367,INDEX(Bundled_Q02_Dishwashers_Table,,$E$356),0),H$356),\"\")","v":""},{"$f":"IFERROR(INDEX(Bundled_Q02_Dishwashers_Table,MATCH($E367,INDEX(Bundled_Q02_Dishwashers_Table,,$E$356),0),I$356),\"\")","v":""},null,{"$f":"IFERROR(IF(OR($E367=\"Single-tank flight type\",$E367=\"Multiple-tank flight type\"),IF(OR($F367=\"\",$G367=\"\"),\"Enter conveyor width/speed\",IF($E367=\"Single-tank flight type\",2.975*($F367*$G367)+55,4.96*($F367*$G367)+17)),INDEX(Bundled_Q02_Dishwashers_Table,MATCH($E367,INDEX(Bundled_Q02_Dishwashers_Table,,$E$356),0),K$356)),\"\")","v":""},{"$f":"IFERROR(INDEX(Bundled_Q02_Dishwashers_Table,MATCH($E367,INDEX(Bundled_Q02_Dishwashers_Table,,$E$356),0),L$356),\"\")","v":""},null,{"$f":"IFERROR(INDEX(Bundled_Q02_Dishwashers_Table,MATCH($E367,INDEX(Bundled_Q02_Dishwashers_Table,,$E$356),0),N$356),\"\")","v":""},null,{"$f":"IFERROR(IF(OR($E367=\"Single-tank flight type\",$E367=\"Multiple-tank flight type\"),IF(OR($F367=\"\",$G367=\"\"),\"Enter conveyor width/speed\",IF($E367=\"Single-tank flight type\",2.975*($F367*$G367)+55,4.96*($F367*$G367)+17)),INDEX(Bundled_Q02_Dishwashers_Table,MATCH($E367,INDEX(Bundled_Q02_Dishwashers_Table,,$E$356),0),P$356)),\"\")","v":""},{"$f":"IFERROR(INDEX(Bundled_Q02_Dishwashers_Table,MATCH($E367,INDEX(Bundled_Q02_Dishwashers_Table,,$E$356),0),Q$356),\"\")","v":""},null,null,null,null,true,"",", High Temp: . kW, . ; Low Temp: . kW, . ",0,{"$f":"IFERROR(INDEX(Bundled_Q02_Dishwashers_Table,MATCH(E367,INDEX(Bundled_Q02_Dishwashers_Table,,'Bundled Pathway Support'!$CE$23),0),'Bundled Pathway Support'!$CM$23),0)","v":0}]
[15,null,{"$f":"IF(AND(INDEX($X$38:$X$52,MATCH(A368,$W$38:$W$52,0),)=TRUE,INDEX($Y$38:$Y$52,MATCH(A368,$W$38:$W$52,0),)=TRUE,Bundled_Q02_Dishwashers_Toggle),1,5/0)","v":{"$error":"#DIV/0!"}},null,null,null,null,{"$f":"IFERROR(INDEX(Bundled_Q02_Dishwashers_Table,MATCH($E368,INDEX(Bundled_Q02_Dishwashers_Table,,$E$356),0),H$356),\"\")","v":""},{"$f":"IFERROR(INDEX(Bundled_Q02_Dishwashers_Table,MATCH($E368,INDEX(Bundled_Q02_Dishwashers_Table,,$E$356),0),I$356),\"\")","v":""},null,{"$f":"IFERROR(IF(OR($E368=\"Single-tank flight type\",$E368=\"Multiple-tank flight type\"),IF(OR($F368=\"\",$G368=\"\"),\"Enter conveyor width/speed\",IF($E368=\"Single-tank flight type\",2.975*($F368*$G368)+55,4.96*($F368*$G368)+17)),INDEX(Bundled_Q02_Dishwashers_Table,MATCH($E368,INDEX(Bundled_Q02_Dishwashers_Table,,$E$356),0),K$356)),\"\")","v":""},{"$f":"IFERROR(INDEX(Bundled_Q02_Dishwashers_Table,MATCH($E368,INDEX(Bundled_Q02_Dishwashers_Table,,$E$356),0),L$356),\"\")","v":""},null,{"$f":"IFERROR(INDEX(Bundled_Q02_Dishwashers_Table,MATCH($E368,INDEX(Bundled_Q02_Dishwashers_Table,,$E$356),0),N$356),\"\")","v":""},null,{"$f":"IFERROR(IF(OR($E368=\"Single-tank flight type\",$E368=\"Multiple-tank flight type\"),IF(OR($F368=\"\",$G368=\"\"),\"Enter conveyor width/speed\",IF($E368=\"Single-tank flight type\",2.975*($F368*$G368)+55,4.96*($F368*$G368)+17)),INDEX(Bundled_Q02_Dishwashers_Table,MATCH($E368,INDEX(Bundled_Q02_Dishwashers_Table,,$E$356),0),P$356)),\"\")","v":""},{"$f":"IFERROR(INDEX(Bundled_Q02_Dishwashers_Table,MATCH($E368,INDEX(Bundled_Q02_Dishwashers_Table,,$E$356),0),Q$356),\"\")","v":""},null,null,null,null,true,"",", High Temp: . kW, . ; Low Temp: . kW, . ",0,{"$f":"IFERROR(INDEX(Bundled_Q02_Dishwashers_Table,MATCH(E368,INDEX(Bundled_Q02_Dishwashers_Table,,'Bundled Pathway Support'!$CE$23),0),'Bundled Pathway Support'!$CM$23),0)","v":0}]
[15,null,{"$f":"IF(AND(INDEX($X$38:$X$52,MATCH(A369,$W$38:$W$52,0),)=TRUE,INDEX($Y$38:$Y$52,MATCH(A369,$W$38:$W$52,0),)=TRUE),1,5/0)","v":{"$error":"#DIV/0!"}}]
[15,null,{"$f":"IF(AND(INDEX($X$38:$X$52,MATCH(A370,$W$38:$W$52,0),)=TRUE,INDEX($Y$38:$Y$52,MATCH(A370,$W$38:$W$52,0),)=TRUE),1,5/0)","v":{"$error":"#DIV/0!"}},null,null,null,null,null,null,null,null,null,null,null,null,null,null,null,null,null,null,"Unhide Extra Rows"]
[15,null,{"$f":"IF(AND(INDEX($X$38:$X$52,MATCH(A371,$W$38:$W$52,0),)=TRUE,INDEX($Y$38:$Y$52,MATCH(A371,$W$38:$W$52,0),)=TRUE),1,5/0)","v":{"$error":"#DIV/0!"}},null,null,null,null,null,null,null,null,null,null,null,null,null,null,null,null,null,null,false]
[15,null,{"$f":"IF(AND(INDEX($X$38:$X$52,MATCH(A372,$W$38:$W$52,0),)=TRUE,INDEX($Y$38:$Y$52,MATCH(A372,$W$38:$W$52,0),)=TRUE),1,5/0)","v":{"$error":"#DIV/0!"}}]
[15,null,{"$f":"IF(AND(INDEX($X$38:$X$52,MATCH(A373,$W$38:$W$52,0),)=TRUE,INDEX($Y$38:$Y$52,MATCH(A373,$W$38:$W$52,0),)=TRUE),1,5/0)","v":{"$error":"#DIV/0!"}},null,"Energy Credit Information - Ovens"]
[15,null,{"$f":"5/0","v":{"$error":"#DIV/0!"}},null,{"$f":"'Bundled Pathway Support'!CE34","v":1},null,{"$f":"'Bundled Pathway Support'!CL34","v":8},{"$f":"'Bundled Pathway Support'!CK34","v":7},null,{"$f":"'Bundled Pathway Support'!CI34","v":5},{"$f":"'Bundled Pathway Support'!CJ34","v":6}]
[15,null,{"$f":"IF(AND(INDEX($X$38:$X$52,MATCH(A375,$W$38:$W$52,0),)=TRUE,INDEX($Y$38:$Y$52,MATCH(A375,$W$38:$W$52,0),)=TRUE),1,5/0)","v":{"$error":"#DIV/0!"}},null,"Equipment Type","# of Steam Table Pans","Test Procedure","Minimum Cooking Energy Efficiency","Design Cooking Energy Efficiency","Max Idle Rate","Idle Rate Units","Design Idle Rate","Quantity",null,null,null,null,null,null,null,null,"Equipment meets requirements?","Combination Ovens Idle Rate","Measure Name","Measure Description","Measure Savings Factor"]
[15,null,{"$f":"IF(AND(INDEX($X$38:$X$52,MATCH(A376,$W$38:$W$52,0),)=TRUE,INDEX($Y$38:$Y$52,MATCH(A376,$W$38:$W$52,0),)=TRUE),1,5/0)","v":{"$error":"#DIV/0!"}},null,null,null,{"$f":"IFERROR(INDEX(Bundled_Q02_Ovens_Table,MATCH($E376,INDEX(Bundled_Q02_Ovens_Table,,$E$374),0),G$374),\"\")","v":""},{"$f":"IFERROR(INDEX(Bundled_Q02_Ovens_Table,MATCH($E376,INDEX(Bundled_Q02_Ovens_Table,,$E$374),0),H$374),\"\")","v":""},null,{"$f":"IFERROR(IF(W376=\"\",INDEX(Bundled_Q02_Ovens_Table,MATCH($E376,INDEX(Bundled_Q02_Ovens_Table,,$E$374),0),J$374),W376),\"\")","v":""},{"$f":"IFERROR(INDEX(Bundled_Q02_Ovens_Table,MATCH($E376,INDEX(Bundled_Q02_Ovens_Table,,$E$374),0),K$374),\"\")","v":""},null,null,null,null,null,null,null,null,null,null,{"$f":"AND(I376>=H376,L376<=J376)","v":true},{"$f":"IF(LEFT(E376,17)=\"Combination Ovens\",IF(F376=\"\",\"Enter # Pans\",IF(E376='Bundled Pathway Support'!$CE$39,200*F376+6511,IF(E376='Bundled Pathway Support'!$CE$40,150*F376+5425,IF(E376='Bundled Pathway Support'!$CE$41,0.133*F376+0.64,IF(E376='Bundled Pathway Support'!$CE$42,0.08*F376+0.4989,\"\"))))),\"\")","v":""},{"$f":"IF(E376=\"\",\"\",IF(ISERROR(SEARCH(\"Gas\",E376)),\"Commercial Cooking - Electric\",\"Commercial Cooking - Gas\"))","v":""},{"$f":"E376&\": \"&TEXT(100*I376,\"##.#\")&\"%, \"&TEXT(L376,\"###,###\")&\" \"&K376","v":": .%,  "},{"$f":"IFERROR(M376/SUM($L$324:$L$333,$L$341:$L$350,$S$359:$S$368,$M$376:$M$385),0)","v":0}]
[15,null,{"$f":"IF(AND(INDEX($X$38:$X$52,MATCH(A377,$W$38:$W$52,0),)=TRUE,INDEX($Y$38:$Y$52,MATCH(A377,$W$38:$W$52,0),)=TRUE),1,5/0)","v":{"$error":"#DIV/0!"}},null,null,null,{"$f":"IFERROR(INDEX(Bundled_Q02_Ovens_Table,MATCH($E377,INDEX(Bundled_Q02_Ovens_Table,,$E$374),0),G$374),\"\")","v":""},{"$f":"IFERROR(INDEX(Bundled_Q02_Ovens_Table,MATCH($E377,INDEX(Bundled_Q02_Ovens_Table,,$E$374),0),H$374),\"\")","v":""},null,{"$f":"IFERROR(IF(W377=\"\",INDEX(Bundled_Q02_Ovens_Table,MATCH($E377,INDEX(Bundled_Q02_Ovens_Table,,$E$374),0),J$374),W377),\"\")","v":""},{"$f":"IFERROR(INDEX(Bundled_Q02_Ovens_Table,MATCH($E377,INDEX(Bundled_Q02_Ovens_Table,,$E$374),0),K$374),\"\")","v":""},null,null,null,null,null,null,null,null,null,null,{"$f":"AND(I377>=H377,L377<=J377)","v":true},{"$f":"IF(LEFT(E377,17)=\"Combination Ovens\",IF(F377=\"\",\"Enter # Pans\",IF(E377='Bundled Pathway Support'!$CE$39,200*F377+6511,IF(E377='Bundled Pathway Support'!$CE$40,150*F377+5425,IF(E377='Bundled Pathway Support'!$CE$41,0.133*F377+0.64,IF(E377='Bundled Pathway Support'!$CE$42,0.08*F377+0.4989,\"\"))))),\"\")","v":""},"",{"$f":"E377&\": \"&TEXT(100*I377,\"##.#\")&\"%, \"&TEXT(L377,\"###,###\")&\" \"&K377","v":": .%,  "},{"$f":"IFERROR(M377/SUM($L$324:$L$333,$L$341:$L$350,$S$359:$S$368,$M$376:$M$385),0)","v":0}]
[15,null,{"$f":"IF(AND(INDEX($X$38:$X$52,MATCH(A378,$W$38:$W$52,0),)=TRUE,INDEX($Y$38:$Y$52,MATCH(A378,$W$38:$W$52,0),)=TRUE),1,5/0)","v":{"$error":"#DIV/0!"}},null,null,null,{"$f":"IFERROR(INDEX(Bundled_Q02_Ovens_Table,MATCH($E378,INDEX(Bundled_Q02_Ovens_Table,,$E$374),0),G$374),\"\")","v":""},{"$f":"IFERROR(INDEX(Bundled_Q02_Ovens_Table,MATCH($E378,INDEX(Bundled_Q02_Ovens_Table,,$E$374),0),H$374),\"\")","v":""},null,{"$f":"IFERROR(IF(W378=\"\",INDEX(Bundled_Q02_Ovens_Table,MATCH($E378,INDEX(Bundled_Q02_Ovens_Table,,$E$374),0),J$374),W378),\"\")","v":""},{"$f":"IFERROR(INDEX(Bundled_Q02_Ovens_Table,MATCH($E378,INDEX(Bundled_Q02_Ovens_Table,,$E$374),0),K$374),\"\")","v":""},null,null,null,null,null,null,null,null,null,null,true,{"$f":"IF(LEFT(E378,17)=\"Combination Ovens\",IF(F378=\"\",\"Enter # Pans\",IF(E378='Bundled Pathway Support'!$CE$39,200*F378+6511,IF(E378='Bundled Pathway Support'!$CE$40,150*F378+5425,IF(E378='Bundled Pathway Support'!$CE$41,0.133*F378+0.64,IF(E378='Bundled Pathway Support'!$CE$42,0.08*F378+0.4989,\"\"))))),\"\")","v":""},"",": .%,  ",0]
[15,null,{"$f":"IF(AND(INDEX($X$38:$X$52,MATCH(A379,$W$38:$W$52,0),)=TRUE,INDEX($Y$38:$Y$52,MATCH(A379,$W$38:$W$52,0),)=TRUE),1,5/0)","v":{"$error":"#DIV/0!"}},null,null,null,{"$f":"IFERROR(INDEX(Bundled_Q02_Ovens_Table,MATCH($E379,INDEX(Bundled_Q02_Ovens_Table,,$E$374),0),G$374),\"\")","v":""},{"$f":"IFERROR(INDEX(Bundled_Q02_Ovens_Table,MATCH($E379,INDEX(Bundled_Q02_Ovens_Table,,$E$374),0),H$374),\"\")","v":""},null,{"$f":"IFERROR(IF(W379=\"\",INDEX(Bundled_Q02_Ovens_Table,MATCH($E379,INDEX(Bundled_Q02_Ovens_Table,,$E$374),0),J$374),W379),\"\")","v":""},{"$f":"IFERROR(INDEX(Bundled_Q02_Ovens_Table,MATCH($E379,INDEX(Bundled_Q02_Ovens_Table,,$E$374),0),K$374),\"\")","v":""},null,null,null,null,null,null,null,null,null,null,true,{"$f":"IF(LEFT(E379,17)=\"Combination Ovens\",IF(F379=\"\",\"Enter # Pans\",IF(E379='Bundled Pathway Support'!$CE$39,200*F379+6511,IF(E379='Bundled Pathway Support'!$CE$40,150*F379+5425,IF(E379='Bundled Pathway Support'!$CE$41,0.133*F379+0.64,IF(E379='Bundled Pathway Support'!$CE$42,0.08*F379+0.4989,\"\"))))),\"\")","v":""},"",": .%,  ",0]
[15,null,{"$f":"IF(AND(INDEX($X$38:$X$52,MATCH(A380,$W$38:$W$52,0),)=TRUE,INDEX($Y$38:$Y$52,MATCH(A380,$W$38:$W$52,0),)=TRUE),1,5/0)","v":{"$error":"#DIV/0!"}},null,null,null,{"$f":"IFERROR(INDEX(Bundled_Q02_Ovens_Table,MATCH($E380,INDEX(Bundled_Q02_Ovens_Table,,$E$374),0),G$374),\"\")","v":""},{"$f":"IFERROR(INDEX(Bundled_Q02_Ovens_Table,MATCH($E380,INDEX(Bundled_Q02_Ovens_Table,,$E$374),0),H$374),\"\")","v":""},null,{"$f":"IFERROR(IF(W380=\"\",INDEX(Bundled_Q02_Ovens_Table,MATCH($E380,INDEX(Bundled_Q02_Ovens_Table,,$E$374),0),J$374),W380),\"\")","v":""},{"$f":"IFERROR(INDEX(Bundled_Q02_Ovens_Table,MATCH($E380,INDEX(Bundled_Q02_Ovens_Table,,$E$374),0),K$374),\"\")","v":""},null,null,null,null,null,null,null,null,null,null,true,{"$f":"IF(LEFT(E380,17)=\"Combination Ovens\",IF(F380=\"\",\"Enter # Pans\",IF(E380='Bundled Pathway Support'!$CE$39,200*F380+6511,IF(E380='Bundled Pathway Support'!$CE$40,150*F380+5425,IF(E380='Bundled Pathway Support'!$CE$41,0.133*F380+0.64,IF(E380='Bundled Pathway Support'!$CE$42,0.08*F380+0.4989,\"\"))))),\"\")","v":""},"",": .%,  ",0]
[15,null,{"$f":"IF(AND(INDEX($X$38:$X$52,MATCH(A381,$W$38:$W$52,0),)=TRUE,INDEX($Y$38:$Y$52,MATCH(A381,$W$38:$W$52,0),)=TRUE,Bundled_Q02_Oven_Toggle),1,5/0)","v":{"$error":"#DIV/0!"}},null,null,null,{"$f":"IFERROR(INDEX(Bundled_Q02_Ovens_Table,MATCH($E381,INDEX(Bundled_Q02_Ovens_Table,,$E$374),0),G$374),\"\")","v":""},{"$f":"IFERROR(INDEX(Bundled_Q02_Ovens_Table,MATCH($E381,INDEX(Bundled_Q02_Ovens_Table,,$E$374),0),H$374),\"\")","v":""},null,{"$f":"IFERROR(IF(W381=\"\",INDEX(Bundled_Q02_Ovens_Table,MATCH($E381,INDEX(Bundled_Q02_Ovens_Table,,$E$374),0),J$374),W381),\"\")","v":""},{"$f":"IFERROR(INDEX(Bundled_Q02_Ovens_Table,MATCH($E381,INDEX(Bundled_Q02_Ovens_Table,,$E$374),0),K$374),\"\")","v":""},null,null,null,null,null,null,null,null,null,null,true,{"$f":"IF(LEFT(E381,17)=\"Combination Ovens\",IF(F381=\"\",\"Enter # Pans\",IF(E381='Bundled Pathway Support'!$CE$39,200*F381+6511,IF(E381='Bundled Pathway Support'!$CE$40,150*F381+5425,IF(E381='Bundled Pathway Support'!$CE$41,0.133*F381+0.64,IF(E381='Bundled Pathway Support'!$CE$42,0.08*F381+0.4989,\"\"))))),\"\")","v":""},"",": .%,  ",0]
[15,null,{"$f":"IF(AND(INDEX($X$38:$X$52,MATCH(A382,$W$38:$W$52,0),)=TRUE,INDEX($Y$38:$Y$52,MATCH(A382,$W$38:$W$52,0),)=TRUE,Bundled_Q02_Oven_Toggle),1,5/0)","v":{"$error":"#DIV/0!"}},null,null,null,{"$f":"IFERROR(INDEX(Bundled_Q02_Ovens_Table,MATCH($E382,INDEX(Bundled_Q02_Ovens_Table,,$E$374),0),G$374),\"\")","v":""},{"$f":"IFERROR(INDEX(Bundled_Q02_Ovens_Table,MATCH($E382,INDEX(Bundled_Q02_Ovens_Table,,$E$374),0),H$374),\"\")","v":""},null,{"$f":"IFERROR(IF(W382=\"\",INDEX(Bundled_Q02_Ovens_Table,MATCH($E382,INDEX(Bundled_Q02_Ovens_Table,,$E$374),0),J$374),W382),\"\")","v":""},{"$f":"IFERROR(INDEX(Bundled_Q02_Ovens_Table,MATCH($E382,INDEX(Bundled_Q02_Ovens_Table,,$E$374),0),K$374),\"\")","v":""},null,null,null,null,null,null,null,null,null,null,true,{"$f":"IF(LEFT(E382,17)=\"Combination Ovens\",IF(F382=\"\",\"Enter # Pans\",IF(E382='Bundled Pathway Support'!$CE$39,200*F382+6511,IF(E382='Bundled Pathway Support'!$CE$40,150*F382+5425,IF(E382='Bundled Pathway Support'!$CE$41,0.133*F382+0.64,IF(E382='Bundled Pathway Support'!$CE$42,0.08*F382+0.4989,\"\"))))),\"\")","v":""},"",": .%,  ",0]
[15,null,{"$f":"IF(AND(INDEX($X$38:$X$52,MATCH(A383,$W$38:$W$52,0),)=TRUE,INDEX($Y$38:$Y$52,MATCH(A383,$W$38:$W$52,0),)=TRUE,Bundled_Q02_Oven_Toggle),1,5/0)","v":{"$error":"#DIV/0!"}},null,null,null,{"$f":"IFERROR(INDEX(Bundled_Q02_Ovens_Table,MATCH($E383,INDEX(Bundled_Q02_Ovens_Table,,$E$374),0),G$374),\"\")","v":""},{"$f":"IFERROR(INDEX(Bundled_Q02_Ovens_Table,MATCH($E383,INDEX(Bundled_Q02_Ovens_Table,,$E$374),0),H$374),\"\")","v":""},null,{"$f":"IFERROR(IF(W383=\"\",INDEX(Bundled_Q02_Ovens_Table,MATCH($E383,INDEX(Bundled_Q02_Ovens_Table,,$E$374),0),J$374),W383),\"\")","v":""},{"$f":"IFERROR(INDEX(Bundled_Q02_Ovens_Table,MATCH($E383,INDEX(Bundled_Q02_Ovens_Table,,$E$374),0),K$374),\"\")","v":""},null,null,null,null,null,null,null,null,null,null,true,{"$f":"IF(LEFT(E383,17)=\"Combination Ovens\",IF(F383=\"\",\"Enter # Pans\",IF(E383='Bundled Pathway Support'!$CE$39,200*F383+6511,IF(E383='Bundled Pathway Support'!$CE$40,150*F383+5425,IF(E383='Bundled Pathway Support'!$CE$41,0.133*F383+0.64,IF(E383='Bundled Pathway Support'!$CE$42,0.08*F383+0.4989,\"\"))))),\"\")","v":""},"",": .%,  ",0]
[15,null,{"$f":"IF(AND(INDEX($X$38:$X$52,MATCH(A384,$W$38:$W$52,0),)=TRUE,INDEX($Y$38:$Y$52,MATCH(A384,$W$38:$W$52,0),)=TRUE,Bundled_Q02_Oven_Toggle),1,5/0)","v":{"$error":"#DIV/0!"}},null,null,null,{"$f":"IFERROR(INDEX(Bundled_Q02_Ovens_Table,MATCH($E384,INDEX(Bundled_Q02_Ovens_Table,,$E$374),0),G$374),\"\")","v":""},{"$f":"IFERROR(INDEX(Bundled_Q02_Ovens_Table,MATCH($E384,INDEX(Bundled_Q02_Ovens_Table,,$E$374),0),H$374),\"\")","v":""},null,{"$f":"IFERROR(IF(W384=\"\",INDEX(Bundled_Q02_Ovens_Table,MATCH($E384,INDEX(Bundled_Q02_Ovens_Table,,$E$374),0),J$374),W384),\"\")","v":""},{"$f":"IFERROR(INDEX(Bundled_Q02_Ovens_Table,MATCH($E384,INDEX(Bundled_Q02_Ovens_Table,,$E$374),0),K$374),\"\")","v":""},null,null,null,null,null,null,null,null,null,null,true,{"$f":"IF(LEFT(E384,17)=\"Combination Ovens\",IF(F384=\"\",\"Enter # Pans\",IF(E384='Bundled Pathway Support'!$CE$39,200*F384+6511,IF(E384='Bundled Pathway Support'!$CE$40,150*F384+5425,IF(E384='Bundled Pathway Support'!$CE$41,0.133*F384+0.64,IF(E384='Bundled Pathway Support'!$CE$42,0.08*F384+0.4989,\"\"))))),\"\")","v":""},"",": .%,  ",0]
[15,null,{"$f":"IF(AND(INDEX($X$38:$X$52,MATCH(A385,$W$38:$W$52,0),)=TRUE,INDEX($Y$38:$Y$52,MATCH(A385,$W$38:$W$52,0),)=TRUE,Bundled_Q02_Oven_Toggle),1,5/0)","v":{"$error":"#DIV/0!"}},null,null,null,{"$f":"IFERROR(INDEX(Bundled_Q02_Ovens_Table,MATCH($E385,INDEX(Bundled_Q02_Ovens_Table,,$E$374),0),G$374),\"\")","v":""},{"$f":"IFERROR(INDEX(Bundled_Q02_Ovens_Table,MATCH($E385,INDEX(Bundled_Q02_Ovens_Table,,$E$374),0),H$374),\"\")","v":""},null,{"$f":"IFERROR(IF(W385=\"\",INDEX(Bundled_Q02_Ovens_Table,MATCH($E385,INDEX(Bundled_Q02_Ovens_Table,,$E$374),0),J$374),W385),\"\")","v":""},{"$f":"IFERROR(INDEX(Bundled_Q02_Ovens_Table,MATCH($E385,INDEX(Bundled_Q02_Ovens_Table,,$E$374),0),K$374),\"\")","v":""},null,null,null,null,null,null,null,null,null,null,true,{"$f":"IF(LEFT(E385,17)=\"Combination Ovens\",IF(F385=\"\",\"Enter # Pans\",IF(E385='Bundled Pathway Support'!$CE$39,200*F385+6511,IF(E385='Bundled Pathway Support'!$CE$40,150*F385+5425,IF(E385='Bundled Pathway Support'!$CE$41,0.133*F385+0.64,IF(E385='Bundled Pathway Support'!$CE$42,0.08*F385+0.4989,\"\"))))),\"\")","v":""},"",": .%,  ",0]
[15,null,{"$f":"IF(AND(INDEX($X$38:$X$52,MATCH(A386,$W$38:$W$52,0),)=TRUE,INDEX($Y$38:$Y$52,MATCH(A386,$W$38:$W$52,0),)=TRUE),1,5/0)","v":{"$error":"#DIV/0!"}}]
[15,null,{"$f":"IF(AND(INDEX($X$38:$X$52,MATCH(A387,$W$38:$W$52,0),)=TRUE,INDEX($Y$38:$Y$52,MATCH(A387,$W$38:$W$52,0),)=TRUE),1,5/0)","v":{"$error":"#DIV/0!"}},null,null,null,null,null,null,null,null,null,null,null,null,null,null,null,null,null,null,"Unhide Extra Rows"]
[15,null,{"$f":"IF(AND(INDEX($X$38:$X$52,MATCH(A388,$W$38:$W$52,0),)=TRUE,INDEX($Y$38:$Y$52,MATCH(A388,$W$38:$W$52,0),)=TRUE),1,5/0)","v":{"$error":"#DIV/0!"}},null,null,null,null,null,null,null,null,null,null,null,null,null,null,null,null,null,null,false]
[15,null,{"$f":"IF(AND(INDEX($X$38:$X$52,MATCH(A389,$W$38:$W$52,0),)=TRUE,INDEX($Y$38:$Y$52,MATCH(A389,$W$38:$W$52,0),)=TRUE),1,5/0)","v":{"$error":"#DIV/0!"}}]
[15,null,{"$f":"IF(AND(INDEX($X$38:$X$52,MATCH(A390,$W$38:$W$52,0),)=TRUE,INDEX($Y$38:$Y$52,MATCH(A390,$W$38:$W$52,0),)=TRUE),1,5/0)","v":{"$error":"#DIV/0!"}},null,"Energy Credit Requirements",null,null,null,null,null,null,null,null,null,null,null,null,null,null,null,null,"User has entered equipment?"]
[15,null,{"$f":"IF(AND(INDEX($X$38:$X$52,MATCH(A391,$W$38:$W$52,0),)=TRUE,INDEX($Y$38:$Y$52,MATCH(A391,$W$38:$W$52,0),)=TRUE),1,5/0)","v":{"$error":"#DIV/0!"}},null,"Equipment achieves the prescribed performance levels",null,null,null,{"$f":"IF(V391=FALSE,\"Enter information in the tables above\",IF(COUNTIF(V324:V333,TRUE)+COUNTIF(V341:V350,TRUE)+COUNTIF(V359:V368,TRUE)+COUNTIF(V376:V385,TRUE)=40,\"Yes\",\"No\"))","v":"Enter information in the tables above"},null,null,null,null,null,null,null,null,null,null,null,null,{"$f":"NOT(COUNTBLANK(E324:E333)+COUNTBLANK(E341:E350)+COUNTBLANK(E359:E368)+COUNTBLANK(E376:E385)=COUNTA(C324:C333,C341:C350,C359:C368,C376:C385))","v":false}]
[15,null,{"$f":"IF(AND(INDEX($X$38:$X$52,MATCH(A392,$W$38:$W$52,0),)=TRUE,INDEX($Y$38:$Y$52,MATCH(A392,$W$38:$W$52,0),)=TRUE),1,5/0)","v":{"$error":"#DIV/0!"}},null,"Equipment installed prior to the issuance of the certificate of occupancy"]
[15,null,{"$f":"IF(AND(INDEX($X$38:$X$52,MATCH(A393,$W$38:$W$52,0),)=TRUE,INDEX($Y$38:$Y$52,MATCH(A393,$W$38:$W$52,0),)=TRUE),1,5/0)","v":{"$error":"#DIV/0!"}},null,"Associated performance leveled listed on the construction documents submitted for permitting"]
[15,null,{"$f":"IF(AND(INDEX($X$38:$X$52,MATCH(A394,$W$38:$W$52,0),)=TRUE,INDEX($Y$38:$Y$52,MATCH(A394,$W$38:$W$52,0),)=TRUE),1,5/0)","v":{"$error":"#DIV/0!"}}]
[15,null,{"$f":"IF(AND(INDEX($X$38:$X$52,MATCH(A395,$W$38:$W$52,0),)=TRUE,INDEX($Y$38:$Y$52,MATCH(A395,$W$38:$W$52,0),)=TRUE),1,5/0)","v":{"$error":"#DIV/0!"}},null,"Documentation: Submit specifications demonstrating the performance levels of the kitchen equipment and construction documents showing the kitchen equipment and associated performance levels.",null,null,null,null,null,null,null,null,null,null,null,null,null,null,null,null,null,null,"Internal note: Blue filled cells contain unique formulas."]
[15,null,{"$f":"IF(AND(INDEX($X$38:$X$52,MATCH(A396,$W$38:$W$52,0),)=TRUE,INDEX($Y$38:$Y$52,MATCH(A396,$W$38:$W$52,0),)=TRUE),1,5/0)","v":{"$error":"#DIV/0!"}},null,null,null,null,null,null,null,null,null,null,null,null,null,null,null,null,null,null,"Measure category","Count for measure name","Energy Credits Measure Name","Measure Custom Description","Measure Count","Measure Savings kBtu","Measure EUL","Combined","Energy Credits Measure Name & Description List No Spaces","Filtered Measure Name","Filtered Measure Description","Filtered Measure Count","Filtered Measure Savings kBtu","Filtered Measure EUL"]
[null,null,null,null,null,null,null,null,null,null,null,null,null,null,null,null,null,null,null,null,null,{"$f":"E38","v":"UA reduction (15%)"},1,{"$f":"IF(AND(X38=TRUE,Y38=TRUE,Z38=\"Yes\"),INDEX(Bundled_EC_Measure_Map_Table,MATCH(V397,INDEX(Bundled_EC_Measure_Map_Table,,1),0),'Bundled Pathway Support'!$E$52),\"\")","v":""},{"$f":"IF(X397=\"\",\"\",V397)","v":""},{"$f":"IF(X397=\"\",\"\",1)","v":""},{"$f":"IF(X397=\"\",\"\",AH38)","v":""},{"$f":"IF(X397=\"\",\"\",INDEX(Measures_Table,MATCH(X397,INDEX(Measures_Table,,'Measures Support'!$C$1),0),'Measures Support'!$G$1))","v":""},{"$f":"IF(X397=\"\",\"\",X397&\"_\"&Y397&\"$\"&Z397&\"@\"&AA397&\"+\"&AB397&\">\"&W397)","v":""},{"$f":"IFERROR(INDEX($AC$397:$AC$488, MATCH(0, IF($AC$397:$AC$488<>\"\", COUNTIF($AD$396:AD396, $AC$397:$AC$488), \"\"), 0)), \"\")","v":""},{"$f":"IFERROR(LEFT(AD397,FIND(\"_\",AD397)-1),\"\")","v":""},{"$f":"IFERROR(MID(AD397, SEARCH(\"_\", AD397) + 1, SEARCH(\"$\", AD397) - SEARCH(\"_\", AD397) - 1),\"\")","v":""},{"$f":"IFERROR(MID(AD397, SEARCH(\"$\", AD397) + 1, SEARCH(\"@\", AD397) - SEARCH(\"$\", AD397) - 1),\"\")","v":""},{"$f":"IF(AD397=\"\",\"\",_xlfn.NUMBERVALUE(IFERROR(MID(AD397, SEARCH(\"@\", AD397) + 1, SEARCH(\"+\", AD397) - SEARCH(\"@\", AD397) - 1),\"\")))","v":""},{"$f":"IF(AD397=\"\",\"\",_xlfn.NUMBERVALUE(IFERROR(MID(AD397, SEARCH(\"+\", AD397) + 1, SEARCH(\">\", AD397) - SEARCH(\"+\", AD397) - 1),\"\")))","v":""}]
[null,null,null,null,null,null,null,null,null,null,null,null,null,null,null,null,null,null,null,null,null,{"$f":"E39","v":"Envelope Leakage Reduction"},1,{"$f":"IF(AND(X39=TRUE,Y39=TRUE,Z39=\"Yes\"),INDEX(Bundled_EC_Measure_Map_Table,MATCH(V398,INDEX(Bundled_EC_Measure_Map_Table,,1),0),'Bundled Pathway Support'!$E$52),\"\")","v":""},{"$f":"IF(X398=\"\",\"\",V398)","v":""},{"$f":"IF(X398=\"\",\"\",1)","v":""},{"$f":"IF(X398=\"\",\"\",AH39)","v":""},{"$f":"IF(X398=\"\",\"\",INDEX(Measures_Table,MATCH(X398,INDEX(Measures_Table,,'Measures Support'!$C$1),0),'Measures Support'!$G$1))","v":""},{"$f":"IF(X398=\"\",\"\",X398&\"_\"&Y398&\"$\"&Z398&\"@\"&AA398&\"+\"&AB398&\">\"&W398)","v":""},{"$f":"IFERROR(INDEX($AC$397:$AC$488, MATCH(0, IF($AC$397:$AC$488<>\"\", COUNTIF($AD$396:AD397, $AC$397:$AC$488), \"\"), 0)), \"\")","v":""},"",{"$f":"IFERROR(MID(AD398, SEARCH(\"_\", AD398) + 1, SEARCH(\"$\", AD398) - SEARCH(\"_\", AD398) - 1),\"\")","v":""},{"$f":"IFERROR(MID(AD398, SEARCH(\"$\", AD398) + 1, SEARCH(\"@\", AD398) - SEARCH(\"$\", AD398) - 1),\"\")","v":""},{"$f":"IF(AD398=\"\",\"\",_xlfn.NUMBERVALUE(IFERROR(MID(AD398, SEARCH(\"@\", AD398) + 1, SEARCH(\"+\", AD398) - SEARCH(\"@\", AD398) - 1),\"\")))","v":""},{"$f":"IF(AD398=\"\",\"\",_xlfn.NUMBERVALUE(IFERROR(MID(AD398, SEARCH(\"+\", AD398) + 1, SEARCH(\">\", AD398) - SEARCH(\"+\", AD398) - 1),\"\")))","v":""}]
[null,null,null,null,null,null,null,null,null,null,null,null,null,null,null,null,null,null,null,null,null,{"$f":"$E$40","v":"Heating Efficiency (electric only)"},1,{"$f":"IF(AND($X$40=TRUE,$Y$40=TRUE,$Z$40=\"Yes\"),AL101,\"\")","v":""},"",{"$f":"IF(X399=\"\",\"\",Q101)","v":""},{"$f":"IF(X399=\"\",\"\",$AH$40*AO101)","v":""},{"$f":"IF(X399=\"\",\"\",INDEX(Measures_Table,MATCH(X399,INDEX(Measures_Table,,'Measures Support'!$C$1),0),'Measures Support'!$G$1))","v":""},"",{"$f":"IFERROR(INDEX($AC$397:$AC$488, MATCH(0, IF($AC$397:$AC$488<>\"\", COUNTIF($AD$396:AD398, $AC$397:$AC$488), \"\"), 0)), \"\")","v":""},"","","","",""]
[null,null,null,null,null,null,null,null,null,null,null,null,null,null,null,null,null,null,null,null,null,{"$f":"$E$40","v":"Heating Efficiency (electric only)"},2,"","","","",{"$f":"IF(X400=\"\",\"\",INDEX(Measures_Table,MATCH(X400,INDEX(Measures_Table,,'Measures Support'!$C$1),0),'Measures Support'!$G$1))","v":""},"",{"$f":"IFERROR(INDEX($AC$397:$AC$488, MATCH(0, IF($AC$397:$AC$488<>\"\", COUNTIF($AD$396:AD399, $AC$397:$AC$488), \"\"), 0)), \"\")","v":""},"","","","",""]
[null,null,null,null,null,null,null,null,null,null,null,null,null,null,null,null,null,null,null,null,null,"Heating Efficiency (electric only)",3,"","","","",{"$f":"IF(X401=\"\",\"\",INDEX(Measures_Table,MATCH(X401,INDEX(Measures_Table,,'Measures Support'!$C$1),0),'Measures Support'!$G$1))","v":""},"",{"$f":"IFERROR(INDEX($AC$397:$AC$488, MATCH(0, IF($AC$397:$AC$488<>\"\", COUNTIF($AD$396:AD400, $AC$397:$AC$488), \"\"), 0)), \"\")","v":""},"","","","",""]
[null,null,null,null,null,null,null,null,null,null,null,null,null,null,null,null,null,null,null,null,null,"Heating Efficiency (electric only)",4,"","","","",{"$f":"IF(X402=\"\",\"\",INDEX(Measures_Table,MATCH(X402,INDEX(Measures_Table,,'Measures Support'!$C$1),0),'Measures Support'!$G$1))","v":""},"",{"$f":"IFERROR(INDEX($AC$397:$AC$488, MATCH(0, IF($AC$397:$AC$488<>\"\", COUNTIF($AD$396:AD401, $AC$397:$AC$488), \"\"), 0)), \"\")","v":""},"","","","",""]
[null,null,null,null,null,null,null,null,null,null,null,null,null,null,null,null,null,null,null,null,null,"Heating Efficiency (electric only)",5,"","","","",{"$f":"IF(X403=\"\",\"\",INDEX(Measures_Table,MATCH(X403,INDEX(Measures_Table,,'Measures Support'!$C$1),0),'Measures Support'!$G$1))","v":""},"",{"$f":"IFERROR(INDEX($AC$397:$AC$488, MATCH(0, IF($AC$397:$AC$488<>\"\", COUNTIF($AD$396:AD402, $AC$397:$AC$488), \"\"), 0)), \"\")","v":""},"","","","",""]
[null,null,null,null,null,null,null,null,null,null,null,null,null,null,null,null,null,null,null,null,null,"Heating Efficiency (electric only)",6,"","","","",{"$f":"IF(X404=\"\",\"\",INDEX(Measures_Table,MATCH(X404,INDEX(Measures_Table,,'Measures Support'!$C$1),0),'Measures Support'!$G$1))","v":""},"",{"$f":"IFERROR(INDEX($AC$397:$AC$488, MATCH(0, IF($AC$397:$AC$488<>\"\", COUNTIF($AD$396:AD403, $AC$397:$AC$488), \"\"), 0)), \"\")","v":""},"","","","",""]
[null,null,null,null,null,null,null,null,null,null,null,null,null,null,null,null,null,null,null,null,null,"Heating Efficiency (electric only)",7,"","","","",{"$f":"IF(X405=\"\",\"\",INDEX(Measures_Table,MATCH(X405,INDEX(Measures_Table,,'Measures Support'!$C$1),0),'Measures Support'!$G$1))","v":""},"",{"$f":"IFERROR(INDEX($AC$397:$AC$488, MATCH(0, IF($AC$397:$AC$488<>\"\", COUNTIF($AD$396:AD404, $AC$397:$AC$488), \"\"), 0)), \"\")","v":""},"","","","",""]
[null,null,null,null,null,null,null,null,null,null,null,null,null,null,null,null,null,null,null,null,null,"Heating Efficiency (electric only)",8,"","","","",{"$f":"IF(X406=\"\",\"\",INDEX(Measures_Table,MATCH(X406,INDEX(Measures_Table,,'Measures Support'!$C$1),0),'Measures Support'!$G$1))","v":""},"",{"$f":"IFERROR(INDEX($AC$397:$AC$488, MATCH(0, IF($AC$397:$AC$488<>\"\", COUNTIF($AD$396:AD405, $AC$397:$AC$488), \"\"), 0)), \"\")","v":""},"","","","",""]
[null,null,null,null,null,null,null,null,null,null,null,null,null,null,null,null,null,null,null,null,null,"Heating Efficiency (electric only)",9,"","","","",{"$f":"IF(X407=\"\",\"\",INDEX(Measures_Table,MATCH(X407,INDEX(Measures_Table,,'Measures Support'!$C$1),0),'Measures Support'!$G$1))","v":""},"",{"$f":"IFERROR(INDEX($AC$397:$AC$488, MATCH(0, IF($AC$397:$AC$488<>\"\", COUNTIF($AD$396:AD406, $AC$397:$AC$488), \"\"), 0)), \"\")","v":""},"","","","",""]
[null,null,null,null,null,null,null,null,null,null,null,null,null,null,null,null,null,null,null,null,null,"Heating Efficiency (electric only)",10,"","","","",{"$f":"IF(X408=\"\",\"\",INDEX(Measures_Table,MATCH(X408,INDEX(Measures_Table,,'Measures Support'!$C$1),0),'Measures Support'!$G$1))","v":""},"",{"$f":"IFERROR(INDEX($AC$397:$AC$488, MATCH(0, IF($AC$397:$AC$488<>\"\", COUNTIF($AD$396:AD407, $AC$397:$AC$488), \"\"), 0)), \"\")","v":""},"","","","",""]
[null,null,null,null,null,null,null,null,null,null,null,null,null,null,null,null,null,null,null,null,null,"Heating Efficiency (electric only)",11,"","","","",{"$f":"IF(X409=\"\",\"\",INDEX(Measures_Table,MATCH(X409,INDEX(Measures_Table,,'Measures Support'!$C$1),0),'Measures Support'!$G$1))","v":""},"",{"$f":"IFERROR(INDEX($AC$397:$AC$488, MATCH(0, IF($AC$397:$AC$488<>\"\", COUNTIF($AD$396:AD408, $AC$397:$AC$488), \"\"), 0)), \"\")","v":""},"","","","",""]
[null,null,null,null,null,null,null,null,null,null,null,null,null,null,null,null,null,null,null,null,null,"Heating Efficiency (electric only)",12,"","","","",{"$f":"IF(X410=\"\",\"\",INDEX(Measures_Table,MATCH(X410,INDEX(Measures_Table,,'Measures Support'!$C$1),0),'Measures Support'!$G$1))","v":""},"",{"$f":"IFERROR(INDEX($AC$397:$AC$488, MATCH(0, IF($AC$397:$AC$488<>\"\", COUNTIF($AD$396:AD409, $AC$397:$AC$488), \"\"), 0)), \"\")","v":""},"","","","",""]
[null,null,null,null,null,null,null,null,null,null,null,null,null,null,null,null,null,null,null,null,null,"Heating Efficiency (electric only)",13,"","","","",{"$f":"IF(X411=\"\",\"\",INDEX(Measures_Table,MATCH(X411,INDEX(Measures_Table,,'Measures Support'!$C$1),0),'Measures Support'!$G$1))","v":""},"",{"$f":"IFERROR(INDEX($AC$397:$AC$488, MATCH(0, IF($AC$397:$AC$488<>\"\", COUNTIF($AD$396:AD410, $AC$397:$AC$488), \"\"), 0)), \"\")","v":""},"","","","",""]
[null,null,null,null,null,null,null,null,null,null,null,null,null,null,null,null,null,null,null,null,null,"Heating Efficiency (electric only)",14,"","","","",{"$f":"IF(X412=\"\",\"\",INDEX(Measures_Table,MATCH(X412,INDEX(Measures_Table,,'Measures Support'!$C$1),0),'Measures Support'!$G$1))","v":""},"",{"$f":"IFERROR(INDEX($AC$397:$AC$488, MATCH(0, IF($AC$397:$AC$488<>\"\", COUNTIF($AD$396:AD411, $AC$397:$AC$488), \"\"), 0)), \"\")","v":""},"","","","",""]
[null,null,null,null,null,null,null,null,null,null,null,null,null,null,null,null,null,null,null,null,null,"Heating Efficiency (electric only)",15,"","","","",{"$f":"IF(X413=\"\",\"\",INDEX(Measures_Table,MATCH(X413,INDEX(Measures_Table,,'Measures Support'!$C$1),0),'Measures Support'!$G$1))","v":""},"",{"$f":"IFERROR(INDEX($AC$397:$AC$488, MATCH(0, IF($AC$397:$AC$488<>\"\", COUNTIF($AD$396:AD412, $AC$397:$AC$488), \"\"), 0)), \"\")","v":""},"","","","",""]
[null,null,null,null,null,null,null,null,null,null,null,null,null,null,null,null,null,null,null,null,null,"Heating Efficiency (electric only)",16,"","","","",{"$f":"IF(X414=\"\",\"\",INDEX(Measures_Table,MATCH(X414,INDEX(Measures_Table,,'Measures Support'!$C$1),0),'Measures Support'!$G$1))","v":""},"",{"$f":"IFERROR(INDEX($AC$397:$AC$488, MATCH(0, IF($AC$397:$AC$488<>\"\", COUNTIF($AD$396:AD413, $AC$397:$AC$488), \"\"), 0)), \"\")","v":""},"","","","",""]
[null,null,null,null,null,null,null,null,null,null,null,null,null,null,null,null,null,null,null,null,null,"Heating Efficiency (electric only)",17,"","","","",{"$f":"IF(X415=\"\",\"\",INDEX(Measures_Table,MATCH(X415,INDEX(Measures_Table,,'Measures Support'!$C$1),0),'Measures Support'!$G$1))","v":""},"",{"$f":"IFERROR(INDEX($AC$397:$AC$488, MATCH(0, IF($AC$397:$AC$488<>\"\", COUNTIF($AD$396:AD414, $AC$397:$AC$488), \"\"), 0)), \"\")","v":""},"","","","",""]
[null,null,null,null,null,null,null,null,null,null,null,null,null,null,null,null,null,null,null,null,null,"Heating Efficiency (electric only)",18,"","","","",{"$f":"IF(X416=\"\",\"\",INDEX(Measures_Table,MATCH(X416,INDEX(Measures_Table,,'Measures Support'!$C$1),0),'Measures Support'!$G$1))","v":""},"",{"$f":"IFERROR(INDEX($AC$397:$AC$488, MATCH(0, IF($AC$397:$AC$488<>\"\", COUNTIF($AD$396:AD415, $AC$397:$AC$488), \"\"), 0)), \"\")","v":""},"","","","",""]
[null,null,null,null,null,null,null,null,null,null,null,null,null,null,null,null,null,null,null,null,null,"Heating Efficiency (electric only)",19,"","","","",{"$f":"IF(X417=\"\",\"\",INDEX(Measures_Table,MATCH(X417,INDEX(Measures_Table,,'Measures Support'!$C$1),0),'Measures Support'!$G$1))","v":""},"",{"$f":"IFERROR(INDEX($AC$397:$AC$488, MATCH(0, IF($AC$397:$AC$488<>\"\", COUNTIF($AD$396:AD416, $AC$397:$AC$488), \"\"), 0)), \"\")","v":""},"","","","",""]
[null,null,null,null,null,null,null,null,null,null,null,null,null,null,null,null,null,null,null,null,null,"Heating Efficiency (electric only)",20,"","","","",{"$f":"IF(X418=\"\",\"\",INDEX(Measures_Table,MATCH(X418,INDEX(Measures_Table,,'Measures Support'!$C$1),0),'Measures Support'!$G$1))","v":""},"",{"$f":"IFERROR(INDEX($AC$397:$AC$488, MATCH(0, IF($AC$397:$AC$488<>\"\", COUNTIF($AD$396:AD417, $AC$397:$AC$488), \"\"), 0)), \"\")","v":""},"","","","",""]
[null,null,null,null,null,null,null,null,null,null,null,null,null,null,null,null,null,null,null,null,null,{"$f":"$E$41","v":"Cooling Efficiency"},1,{"$f":"IF(AND($X$41=TRUE,$Y$41=TRUE,$Z$41=\"Yes\"),BW139,\"\")","v":""},"",{"$f":"IF(X419=\"\",\"\",T139)","v":""},{"$f":"IF(X419=\"\",\"\",$AH$41*BY139)","v":""},{"$f":"IF(X419=\"\",\"\",INDEX(Measures_Table,MATCH(X419,INDEX(Measures_Table,,'Measures Support'!$C$1),0),'Measures Support'!$G$1))","v":""},"",{"$f":"IFERROR(INDEX($AC$397:$AC$488, MATCH(0, IF($AC$397:$AC$488<>\"\", COUNTIF($AD$396:AD418, $AC$397:$AC$488), \"\"), 0)), \"\")","v":""},"","","","",""]
[null,null,null,null,null,null,null,null,null,null,null,null,null,null,null,null,null,null,null,null,null,{"$f":"$E$41","v":"Cooling Efficiency"},2,"","","","",{"$f":"IF(X420=\"\",\"\",INDEX(Measures_Table,MATCH(X420,INDEX(Measures_Table,,'Measures Support'!$C$1),0),'Measures Support'!$G$1))","v":""},"",{"$f":"IFERROR(INDEX($AC$397:$AC$488, MATCH(0, IF($AC$397:$AC$488<>\"\", COUNTIF($AD$396:AD419, $AC$397:$AC$488), \"\"), 0)), \"\")","v":""},"","","","",""]
[null,null,null,null,null,null,null,null,null,null,null,null,null,null,null,null,null,null,null,null,null,"Cooling Efficiency",3,"","","","",{"$f":"IF(X421=\"\",\"\",INDEX(Measures_Table,MATCH(X421,INDEX(Measures_Table,,'Measures Support'!$C$1),0),'Measures Support'!$G$1))","v":""},"",{"$f":"IFERROR(INDEX($AC$397:$AC$488, MATCH(0, IF($AC$397:$AC$488<>\"\", COUNTIF($AD$396:AD420, $AC$397:$AC$488), \"\"), 0)), \"\")","v":""},"","","","",""]
[null,null,null,null,null,null,null,null,null,null,null,null,null,null,null,null,null,null,null,null,null,"Cooling Efficiency",4,"","","","",{"$f":"IF(X422=\"\",\"\",INDEX(Measures_Table,MATCH(X422,INDEX(Measures_Table,,'Measures Support'!$C$1),0),'Measures Support'!$G$1))","v":""},"",{"$f":"IFERROR(INDEX($AC$397:$AC$488, MATCH(0, IF($AC$397:$AC$488<>\"\", COUNTIF($AD$396:AD421, $AC$397:$AC$488), \"\"), 0)), \"\")","v":""},"","","","",""]
[null,null,null,null,null,null,null,null,null,null,null,null,null,null,null,null,null,null,null,null,null,"Cooling Efficiency",5,"","","","",{"$f":"IF(X423=\"\",\"\",INDEX(Measures_Table,MATCH(X423,INDEX(Measures_Table,,'Measures Support'!$C$1),0),'Measures Support'!$G$1))","v":""},"",{"$f":"IFERROR(INDEX($AC$397:$AC$488, MATCH(0, IF($AC$397:$AC$488<>\"\", COUNTIF($AD$396:AD422, $AC$397:$AC$488), \"\"), 0)), \"\")","v":""},"","","","",""]
[null,null,null,null,null,null,null,null,null,null,null,null,null,null,null,null,null,null,null,null,null,"Cooling Efficiency",6,"","","","",{"$f":"IF(X424=\"\",\"\",INDEX(Measures_Table,MATCH(X424,INDEX(Measures_Table,,'Measures Support'!$C$1),0),'Measures Support'!$G$1))","v":""},"",{"$f":"IFERROR(INDEX($AC$397:$AC$488, MATCH(0, IF($AC$397:$AC$488<>\"\", COUNTIF($AD$396:AD423, $AC$397:$AC$488), \"\"), 0)), \"\")","v":""},"","","","",""]
[null,null,null,null,null,null,null,null,null,null,null,null,null,null,null,null,null,null,null,null,null,"Cooling Efficiency",7,"","","","",{"$f":"IF(X425=\"\",\"\",INDEX(Measures_Table,MATCH(X425,INDEX(Measures_Table,,'Measures Support'!$C$1),0),'Measures Support'!$G$1))","v":""},"",{"$f":"IFERROR(INDEX($AC$397:$AC$488, MATCH(0, IF($AC$397:$AC$488<>\"\", COUNTIF($AD$396:AD424, $AC$397:$AC$488), \"\"), 0)), \"\")","v":""},"","","","",""]
[null,null,null,null,null,null,null,null,null,null,null,null,null,null,null,null,null,null,null,null,null,"Cooling Efficiency",8,"","","","",{"$f":"IF(X426=\"\",\"\",INDEX(Measures_Table,MATCH(X426,INDEX(Measures_Table,,'Measures Support'!$C$1),0),'Measures Support'!$G$1))","v":""},"",{"$f":"IFERROR(INDEX($AC$397:$AC$488, MATCH(0, IF($AC$397:$AC$488<>\"\", COUNTIF($AD$396:AD425, $AC$397:$AC$488), \"\"), 0)), \"\")","v":""},"","","","",""]
[null,null,null,null,null,null,null,null,null,null,null,null,null,null,null,null,null,null,null,null,null,"Cooling Efficiency",9,"","","","",{"$f":"IF(X427=\"\",\"\",INDEX(Measures_Table,MATCH(X427,INDEX(Measures_Table,,'Measures Support'!$C$1),0),'Measures Support'!$G$1))","v":""},"",{"$f":"IFERROR(INDEX($AC$397:$AC$488, MATCH(0, IF($AC$397:$AC$488<>\"\", COUNTIF($AD$396:AD426, $AC$397:$AC$488), \"\"), 0)), \"\")","v":""},"","","","",""]
[null,null,null,null,null,null,null,null,null,null,null,null,null,null,null,null,null,null,null,null,null,"Cooling Efficiency",10,"","","","",{"$f":"IF(X428=\"\",\"\",INDEX(Measures_Table,MATCH(X428,INDEX(Measures_Table,,'Measures Support'!$C$1),0),'Measures Support'!$G$1))","v":""},"",{"$f":"IFERROR(INDEX($AC$397:$AC$488, MATCH(0, IF($AC$397:$AC$488<>\"\", COUNTIF($AD$396:AD427, $AC$397:$AC$488), \"\"), 0)), \"\")","v":""},"","","","",""]
[null,null,null,null,null,null,null,null,null,null,null,null,null,null,null,null,null,null,null,null,null,"Cooling Efficiency",11,"","","","",{"$f":"IF(X429=\"\",\"\",INDEX(Measures_Table,MATCH(X429,INDEX(Measures_Table,,'Measures Support'!$C$1),0),'Measures Support'!$G$1))","v":""},"",{"$f":"IFERROR(INDEX($AC$397:$AC$488, MATCH(0, IF($AC$397:$AC$488<>\"\", COUNTIF($AD$396:AD428, $AC$397:$AC$488), \"\"), 0)), \"\")","v":""},{"$f":"IFERROR(LEFT(AD429,FIND(\"_\",AD429)-1),\"\")","v":""},"","","",""]
[null,null,null,null,null,null,null,null,null,null,null,null,null,null,null,null,null,null,null,null,null,"Cooling Efficiency",12,"","","","",{"$f":"IF(X430=\"\",\"\",INDEX(Measures_Table,MATCH(X430,INDEX(Measures_Table,,'Measures Support'!$C$1),0),'Measures Support'!$G$1))","v":""},"",{"$f":"IFERROR(INDEX($AC$397:$AC$488, MATCH(0, IF($AC$397:$AC$488<>\"\", COUNTIF($AD$396:AD429, $AC$397:$AC$488), \"\"), 0)), \"\")","v":""},"","","","",""]
[null,null,null,null,null,null,null,null,null,null,null,null,null,null,null,null,null,null,null,null,null,"Cooling Efficiency",13,"","","","",{"$f":"IF(X431=\"\",\"\",INDEX(Measures_Table,MATCH(X431,INDEX(Measures_Table,,'Measures Support'!$C$1),0),'Measures Support'!$G$1))","v":""},"",{"$f":"IFERROR(INDEX($AC$397:$AC$488, MATCH(0, IF($AC$397:$AC$488<>\"\", COUNTIF($AD$396:AD430, $AC$397:$AC$488), \"\"), 0)), \"\")","v":""},"","","","",""]
[null,null,null,null,null,null,null,null,null,null,null,null,null,null,null,null,null,null,null,null,null,"Cooling Efficiency",14,"","","","",{"$f":"IF(X432=\"\",\"\",INDEX(Measures_Table,MATCH(X432,INDEX(Measures_Table,,'Measures Support'!$C$1),0),'Measures Support'!$G$1))","v":""},"",{"$f":"IFERROR(INDEX($AC$397:$AC$488, MATCH(0, IF($AC$397:$AC$488<>\"\", COUNTIF($AD$396:AD431, $AC$397:$AC$488), \"\"), 0)), \"\")","v":""},"","","","",""]
[null,null,null,null,null,null,null,null,null,null,null,null,null,null,null,null,null,null,null,null,null,"Cooling Efficiency",15,"","","","",{"$f":"IF(X433=\"\",\"\",INDEX(Measures_Table,MATCH(X433,INDEX(Measures_Table,,'Measures Support'!$C$1),0),'Measures Support'!$G$1))","v":""},"",{"$f":"IFERROR(INDEX($AC$397:$AC$488, MATCH(0, IF($AC$397:$AC$488<>\"\", COUNTIF($AD$396:AD432, $AC$397:$AC$488), \"\"), 0)), \"\")","v":""},"","","","",""]
[null,null,null,null,null,null,null,null,null,null,null,null,null,null,null,null,null,null,null,null,null,"Cooling Efficiency",16,"","","","",{"$f":"IF(X434=\"\",\"\",INDEX(Measures_Table,MATCH(X434,INDEX(Measures_Table,,'Measures Support'!$C$1),0),'Measures Support'!$G$1))","v":""},"",{"$f":"IFERROR(INDEX($AC$397:$AC$488, MATCH(0, IF($AC$397:$AC$488<>\"\", COUNTIF($AD$396:AD433, $AC$397:$AC$488), \"\"), 0)), \"\")","v":""},"","","","",""]
[null,null,null,null,null,null,null,null,null,null,null,null,null,null,null,null,null,null,null,null,null,"Cooling Efficiency",17,"","","","",{"$f":"IF(X435=\"\",\"\",INDEX(Measures_Table,MATCH(X435,INDEX(Measures_Table,,'Measures Support'!$C$1),0),'Measures Support'!$G$1))","v":""},"",{"$f":"IFERROR(INDEX($AC$397:$AC$488, MATCH(0, IF($AC$397:$AC$488<>\"\", COUNTIF($AD$396:AD434, $AC$397:$AC$488), \"\"), 0)), \"\")","v":""},"","","","",""]
[null,null,null,null,null,null,null,null,null,null,null,null,null,null,null,null,null,null,null,null,null,"Cooling Efficiency",18,"","","","",{"$f":"IF(X436=\"\",\"\",INDEX(Measures_Table,MATCH(X436,INDEX(Measures_Table,,'Measures Support'!$C$1),0),'Measures Support'!$G$1))","v":""},"",{"$f":"IFERROR(INDEX($AC$397:$AC$488, MATCH(0, IF($AC$397:$AC$488<>\"\", COUNTIF($AD$396:AD435, $AC$397:$AC$488), \"\"), 0)), \"\")","v":""},"","","","",""]
[null,null,null,null,null,null,null,null,null,null,null,null,null,null,null,null,null,null,null,null,null,"Cooling Efficiency",19,"","","","",{"$f":"IF(X437=\"\",\"\",INDEX(Measures_Table,MATCH(X437,INDEX(Measures_Table,,'Measures Support'!$C$1),0),'Measures Support'!$G$1))","v":""},"",{"$f":"IFERROR(INDEX($AC$397:$AC$488, MATCH(0, IF($AC$397:$AC$488<>\"\", COUNTIF($AD$396:AD436, $AC$397:$AC$488), \"\"), 0)), \"\")","v":""},"","","","",""]
[null,null,null,null,null,null,null,null,null,null,null,null,null,null,null,null,null,null,null,null,null,"Cooling Efficiency",20,"","","","",{"$f":"IF(X438=\"\",\"\",INDEX(Measures_Table,MATCH(X438,INDEX(Measures_Table,,'Measures Support'!$C$1),0),'Measures Support'!$G$1))","v":""},"",{"$f":"IFERROR(INDEX($AC$397:$AC$488, MATCH(0, IF($AC$397:$AC$488<>\"\", COUNTIF($AD$396:AD437, $AC$397:$AC$488), \"\"), 0)), \"\")","v":""},"","","","",""]
[null,null,null,null,null,null,null,null,null,null,null,null,null,null,null,null,null,null,null,null,null,{"$f":"E42","v":"Ground-Source Heat Pump"},1,{"$f":"IF(AND(X42=TRUE,Y42=TRUE,Z42=\"Yes\"),IF(I174=\"Open Loop\",'Measures Support'!C34,'Measures Support'!C33),\"\")","v":""},"",{"$f":"IF(X439=\"\",\"\",1)","v":""},{"$f":"IF(X439=\"\",\"\",AH42)","v":""},{"$f":"IF(X439=\"\",\"\",INDEX(Measures_Table,MATCH(X439,INDEX(Measures_Table,,'Measures Support'!$C$1),0),'Measures Support'!$G$1))","v":""},"",{"$f":"IFERROR(INDEX($AC$397:$AC$488, MATCH(0, IF($AC$397:$AC$488<>\"\", COUNTIF($AD$396:AD438, $AC$397:$AC$488), \"\"), 0)), \"\")","v":""},"","","","",""]
[null,null,null,null,null,null,null,null,null,null,null,null,null,null,null,null,null,null,null,null,null,"SHW Preheat Recovery",1,{"$f":"IF(AND(X43=TRUE,Y43=TRUE,Z43=\"Yes\"),INDEX(Bundled_EC_Measure_Map_Table,MATCH(V440,INDEX(Bundled_EC_Measure_Map_Table,,1),0),'Bundled Pathway Support'!$E$52),\"\")","v":""},"","","",{"$f":"IF(X440=\"\",\"\",INDEX(Measures_Table,MATCH(X440,INDEX(Measures_Table,,'Measures Support'!$C$1),0),'Measures Support'!$G$1))","v":""},"",{"$f":"IFERROR(INDEX($AC$397:$AC$488, MATCH(0, IF($AC$397:$AC$488<>\"\", COUNTIF($AD$396:AD439, $AC$397:$AC$488), \"\"), 0)), \"\")","v":""},"","","","",""]
[null,null,null,null,null,null,null,null,null,null,null,null,null,null,null,null,null,null,null,null,null,"Heat-Pump Water Heater",1,{"$f":"IF(AND(X44=TRUE,Y44=TRUE,Z44=\"Yes\"),INDEX(Bundled_EC_Measure_Map_Table,MATCH(V441,INDEX(Bundled_EC_Measure_Map_Table,,1),0),'Bundled Pathway Support'!$E$52),\"\")","v":""},"",{"$f":"IF(X441=\"\",\"\",$I$205)","v":""},"",{"$f":"IF(X441=\"\",\"\",INDEX(Measures_Table,MATCH(X441,INDEX(Measures_Table,,'Measures Support'!$C$1),0),'Measures Support'!$G$1))","v":""},"",{"$f":"IFERROR(INDEX($AC$397:$AC$488, MATCH(0, IF($AC$397:$AC$488<>\"\", COUNTIF($AD$396:AD440, $AC$397:$AC$488), \"\"), 0)), \"\")","v":""},"","","","",""]
[null,null,null,null,null,null,null,null,null,null,null,null,null,null,null,null,null,null,null,null,null,"SWH Pipe Insulation",1,{"$f":"IF(AND(X45=TRUE,Y45=TRUE,Z45=\"Yes\"),INDEX(Bundled_EC_Measure_Map_Table,MATCH(V442,INDEX(Bundled_EC_Measure_Map_Table,,1),0),'Bundled Pathway Support'!$E$52),\"\")","v":""},"","","",{"$f":"IF(X442=\"\",\"\",INDEX(Measures_Table,MATCH(X442,INDEX(Measures_Table,,'Measures Support'!$C$1),0),'Measures Support'!$G$1))","v":""},"",{"$f":"IFERROR(INDEX($AC$397:$AC$488, MATCH(0, IF($AC$397:$AC$488<>\"\", COUNTIF($AD$396:AD441, $AC$397:$AC$488), \"\"), 0)), \"\")","v":""},"","","","",""]
[null,null,null,null,null,null,null,null,null,null,null,null,null,null,null,null,null,null,null,null,null,"Point-of-Use Water Heaters",1,{"$f":"IF(AND(X46=TRUE,Y46=TRUE,Z46=\"Yes\"),INDEX(Bundled_EC_Measure_Map_Table,MATCH(V443,INDEX(Bundled_EC_Measure_Map_Table,,1),0),'Bundled Pathway Support'!$E$52),\"\")","v":""},"",{"$f":"IF(X443=\"\",\"\",$I$239)","v":""},"",{"$f":"IF(X443=\"\",\"\",INDEX(Measures_Table,MATCH(X443,INDEX(Measures_Table,,'Measures Support'!$C$1),0),'Measures Support'!$G$1))","v":""},"",{"$f":"IFERROR(INDEX($AC$397:$AC$488, MATCH(0, IF($AC$397:$AC$488<>\"\", COUNTIF($AD$396:AD442, $AC$397:$AC$488), \"\"), 0)), \"\")","v":""},"","","","",""]
[null,null,null,null,null,null,null,null,null,null,null,null,null,null,null,null,null,null,null,null,null,"Thermostatic Balancing Valves",1,{"$f":"IF(AND(X47=TRUE,Y47=TRUE,Z47=\"Yes\"),INDEX(Bundled_EC_Measure_Map_Table,MATCH(V444,INDEX(Bundled_EC_Measure_Map_Table,,1),0),'Bundled Pathway Support'!$E$52),\"\")","v":""},"","","",{"$f":"IF(X444=\"\",\"\",INDEX(Measures_Table,MATCH(X444,INDEX(Measures_Table,,'Measures Support'!$C$1),0),'Measures Support'!$G$1))","v":""},"",{"$f":"IFERROR(INDEX($AC$397:$AC$488, MATCH(0, IF($AC$397:$AC$488<>\"\", COUNTIF($AD$396:AD443, $AC$397:$AC$488), \"\"), 0)), \"\")","v":""},"","","","",""]
[null,null,null,null,null,null,null,null,null,null,null,null,null,null,null,null,null,null,null,null,null,"SHW Distribution Sizing",1,{"$f":"IF(AND(X48=TRUE,Y48=TRUE,Z48=\"Yes\"),INDEX(Bundled_EC_Measure_Map_Table,MATCH(V445,INDEX(Bundled_EC_Measure_Map_Table,,1),0),'Bundled Pathway Support'!$E$52),\"\")","v":""},"","","",{"$f":"IF(X445=\"\",\"\",INDEX(Measures_Table,MATCH(X445,INDEX(Measures_Table,,'Measures Support'!$C$1),0),'Measures Support'!$G$1))","v":""},"",{"$f":"IFERROR(INDEX($AC$397:$AC$488, MATCH(0, IF($AC$397:$AC$488<>\"\", COUNTIF($AD$396:AD444, $AC$397:$AC$488), \"\"), 0)), \"\")","v":""},"","","","",""]
[null,null,null,null,null,null,null,null,null,null,null,null,null,null,null,null,null,null,null,null,null,"Shower Drain Heat Recovery",1,{"$f":"IF(AND(X49=TRUE,Y49=TRUE,Z49=\"Yes\"),INDEX(Bundled_EC_Measure_Map_Table,MATCH(V446,INDEX(Bundled_EC_Measure_Map_Table,,1),0),'Bundled Pathway Support'!$E$52),\"\")","v":""},"","","",{"$f":"IF(X446=\"\",\"\",INDEX(Measures_Table,MATCH(X446,INDEX(Measures_Table,,'Measures Support'!$C$1),0),'Measures Support'!$G$1))","v":""},"",{"$f":"IFERROR(INDEX($AC$397:$AC$488, MATCH(0, IF($AC$397:$AC$488<>\"\", COUNTIF($AD$396:AD445, $AC$397:$AC$488), \"\"), 0)), \"\")","v":""},"","","","",""]
[null,null,null,null,null,null,null,null,null,null,null,null,null,null,null,null,null,null,null,null,null,"Light Power Reduction",1,{"$f":"IF(AND(X50=TRUE,Y50=TRUE,Z50=\"Yes\"),INDEX(Bundled_EC_Measure_Map_Table,MATCH(V447,INDEX(Bundled_EC_Measure_Map_Table,,1),0),'Bundled Pathway Support'!$E$52),\"\")","v":""},"","","",{"$f":"IF(X447=\"\",\"\",INDEX(Measures_Table,MATCH(X447,INDEX(Measures_Table,,'Measures Support'!$C$1),0),'Measures Support'!$G$1))","v":""},"",{"$f":"IFERROR(INDEX($AC$397:$AC$488, MATCH(0, IF($AC$397:$AC$488<>\"\", COUNTIF($AD$396:AD446, $AC$397:$AC$488), \"\"), 0)), \"\")","v":""},"","","","",""]
[null,null,null,null,null,null,null,null,null,null,null,null,null,null,null,null,null,null,null,null,null,"Efficient Elevator Equipment",1,{"$f":"IF(AND(X51=TRUE,Y51=TRUE,Z51=\"Yes\"),INDEX(Bundled_EC_Measure_Map_Table,MATCH(V448,INDEX(Bundled_EC_Measure_Map_Table,,1),0),'Bundled Pathway Support'!$E$52),\"\")","v":""},"",{"$f":"IF(X448=\"\",\"\",$I$308)","v":""},"",{"$f":"IF(X448=\"\",\"\",INDEX(Measures_Table,MATCH(X448,INDEX(Measures_Table,,'Measures Support'!$C$1),0),'Measures Support'!$G$1))","v":""},"",{"$f":"IFERROR(INDEX($AC$397:$AC$488, MATCH(0, IF($AC$397:$AC$488<>\"\", COUNTIF($AD$396:AD447, $AC$397:$AC$488), \"\"), 0)), \"\")","v":""},"","","","",""]
[null,null,null,null,null,null,null,null,null,null,null,null,null,null,null,null,null,null,null,null,null,{"$f":"$E$52","v":"Efficient Kitchen Equipment"},1,{"$f":"IF(AND($X$52=TRUE,$Y$52=TRUE,$Z$52=\"Yes\"),W324,\"\")","v":""},"",{"$f":"IF(X449=\"\",\"\",L324)","v":""},{"$f":"IF(X449=\"\",\"\",Y324*$AH$52)","v":""},{"$f":"IF(X449=\"\",\"\",INDEX(Measures_Table,MATCH(X449,INDEX(Measures_Table,,'Measures Support'!$C$1),0),'Measures Support'!$G$1))","v":""},"",{"$f":"IFERROR(INDEX($AC$397:$AC$488, MATCH(0, IF($AC$397:$AC$488<>\"\", COUNTIF($AD$396:AD448, $AC$397:$AC$488), \"\"), 0)), \"\")","v":""},"","","","",""]
[null,null,null,null,null,null,null,null,null,null,null,null,null,null,null,null,null,null,null,null,null,{"$f":"$E$52","v":"Efficient Kitchen Equipment"},2,"","",{"$f":"IF(X450=\"\",\"\",L325)","v":""},"",{"$f":"IF(X450=\"\",\"\",INDEX(Measures_Table,MATCH(X450,INDEX(Measures_Table,,'Measures Support'!$C$1),0),'Measures Support'!$G$1))","v":""},"",{"$f":"IFERROR(INDEX($AC$397:$AC$488, MATCH(0, IF($AC$397:$AC$488<>\"\", COUNTIF($AD$396:AD449, $AC$397:$AC$488), \"\"), 0)), \"\")","v":""},"","","","",""]
[null,null,null,null,null,null,null,null,null,null,null,null,null,null,null,null,null,null,null,null,null,"Efficient Kitchen Equipment",3,"","","","",{"$f":"IF(X451=\"\",\"\",INDEX(Measures_Table,MATCH(X451,INDEX(Measures_Table,,'Measures Support'!$C$1),0),'Measures Support'!$G$1))","v":""},"",{"$f":"IFERROR(INDEX($AC$397:$AC$488, MATCH(0, IF($AC$397:$AC$488<>\"\", COUNTIF($AD$396:AD450, $AC$397:$AC$488), \"\"), 0)), \"\")","v":""},"","","","",""]
[null,null,null,null,null,null,null,null,null,null,null,null,null,null,null,null,null,null,null,null,null,"Efficient Kitchen Equipment",4,"","","","",{"$f":"IF(X452=\"\",\"\",INDEX(Measures_Table,MATCH(X452,INDEX(Measures_Table,,'Measures Support'!$C$1),0),'Measures Support'!$G$1))","v":""},"",{"$f":"IFERROR(INDEX($AC$397:$AC$488, MATCH(0, IF($AC$397:$AC$488<>\"\", COUNTIF($AD$396:AD451, $AC$397:$AC$488), \"\"), 0)), \"\")","v":""},"","","","",""]
[null,null,null,null,null,null,null,null,null,null,null,null,null,null,null,null,null,null,null,null,null,"Efficient Kitchen Equipment",5,"","","","",{"$f":"IF(X453=\"\",\"\",INDEX(Measures_Table,MATCH(X453,INDEX(Measures_Table,,'Measures Support'!$C$1),0),'Measures Support'!$G$1))","v":""},"",{"$f":"IFERROR(INDEX($AC$397:$AC$488, MATCH(0, IF($AC$397:$AC$488<>\"\", COUNTIF($AD$396:AD452, $AC$397:$AC$488), \"\"), 0)), \"\")","v":""},"","","","",""]
[null,null,null,null,null,null,null,null,null,null,null,null,null,null,null,null,null,null,null,null,null,"Efficient Kitchen Equipment",6,"","","","",{"$f":"IF(X454=\"\",\"\",INDEX(Measures_Table,MATCH(X454,INDEX(Measures_Table,,'Measures Support'!$C$1),0),'Measures Support'!$G$1))","v":""},"",{"$f":"IFERROR(INDEX($AC$397:$AC$488, MATCH(0, IF($AC$397:$AC$488<>\"\", COUNTIF($AD$396:AD453, $AC$397:$AC$488), \"\"), 0)), \"\")","v":""},"","","","",""]
[null,null,null,null,null,null,null,null,null,null,null,null,null,null,null,null,null,null,null,null,null,"Efficient Kitchen Equipment",7,"","","","",{"$f":"IF(X455=\"\",\"\",INDEX(Measures_Table,MATCH(X455,INDEX(Measures_Table,,'Measures Support'!$C$1),0),'Measures Support'!$G$1))","v":""},"",{"$f":"IFERROR(INDEX($AC$397:$AC$488, MATCH(0, IF($AC$397:$AC$488<>\"\", COUNTIF($AD$396:AD454, $AC$397:$AC$488), \"\"), 0)), \"\")","v":""},"","","","",""]
[null,null,null,null,null,null,null,null,null,null,null,null,null,null,null,null,null,null,null,null,null,"Efficient Kitchen Equipment",8,"","","","",{"$f":"IF(X456=\"\",\"\",INDEX(Measures_Table,MATCH(X456,INDEX(Measures_Table,,'Measures Support'!$C$1),0),'Measures Support'!$G$1))","v":""},"",{"$f":"IFERROR(INDEX($AC$397:$AC$488, MATCH(0, IF($AC$397:$AC$488<>\"\", COUNTIF($AD$396:AD455, $AC$397:$AC$488), \"\"), 0)), \"\")","v":""},"","","","",""]
[null,null,null,null,null,null,null,null,null,null,null,null,null,null,null,null,null,null,null,null,null,"Efficient Kitchen Equipment",9,"","","","",{"$f":"IF(X457=\"\",\"\",INDEX(Measures_Table,MATCH(X457,INDEX(Measures_Table,,'Measures Support'!$C$1),0),'Measures Support'!$G$1))","v":""},"",{"$f":"IFERROR(INDEX($AC$397:$AC$488, MATCH(0, IF($AC$397:$AC$488<>\"\", COUNTIF($AD$396:AD456, $AC$397:$AC$488), \"\"), 0)), \"\")","v":""},"","","","",""]
[null,null,null,null,null,null,null,null,null,null,null,null,null,null,null,null,null,null,null,null,null,"Efficient Kitchen Equipment",10,"","","","",{"$f":"IF(X458=\"\",\"\",INDEX(Measures_Table,MATCH(X458,INDEX(Measures_Table,,'Measures Support'!$C$1),0),'Measures Support'!$G$1))","v":""},"",{"$f":"IFERROR(INDEX($AC$397:$AC$488, MATCH(0, IF($AC$397:$AC$488<>\"\", COUNTIF($AD$396:AD457, $AC$397:$AC$488), \"\"), 0)), \"\")","v":""},"","","","",""]
[null,null,null,null,null,null,null,null,null,null,null,null,null,null,null,null,null,null,null,null,null,"Efficient Kitchen Equipment",11,{"$f":"IF(AND($X$52=TRUE,$Y$52=TRUE,$Z$52=\"Yes\"),W341,\"\")","v":""},"",{"$f":"IF(X459=\"\",\"\",L341)","v":""},{"$f":"IF(X459=\"\",\"\",Y341*$AH$52)","v":""},{"$f":"IF(X459=\"\",\"\",INDEX(Measures_Table,MATCH(X459,INDEX(Measures_Table,,'Measures Support'!$C$1),0),'Measures Support'!$G$1))","v":""},"",{"$f":"IFERROR(INDEX($AC$397:$AC$488, MATCH(0, IF($AC$397:$AC$488<>\"\", COUNTIF($AD$396:AD458, $AC$397:$AC$488), \"\"), 0)), \"\")","v":""},"","","","",""]
[null,null,null,null,null,null,null,null,null,null,null,null,null,null,null,null,null,null,null,null,null,"Efficient Kitchen Equipment",12,"","",{"$f":"IF(X460=\"\",\"\",L342)","v":""},"",{"$f":"IF(X460=\"\",\"\",INDEX(Measures_Table,MATCH(X460,INDEX(Measures_Table,,'Measures Support'!$C$1),0),'Measures Support'!$G$1))","v":""},"",{"$f":"IFERROR(INDEX($AC$397:$AC$488, MATCH(0, IF($AC$397:$AC$488<>\"\", COUNTIF($AD$396:AD459, $AC$397:$AC$488), \"\"), 0)), \"\")","v":""},"","","","",""]
[null,null,null,null,null,null,null,null,null,null,null,null,null,null,null,null,null,null,null,null,null,"Efficient Kitchen Equipment",13,"","","","",{"$f":"IF(X461=\"\",\"\",INDEX(Measures_Table,MATCH(X461,INDEX(Measures_Table,,'Measures Support'!$C$1),0),'Measures Support'!$G$1))","v":""},"",{"$f":"IFERROR(INDEX($AC$397:$AC$488, MATCH(0, IF($AC$397:$AC$488<>\"\", COUNTIF($AD$396:AD460, $AC$397:$AC$488), \"\"), 0)), \"\")","v":""},{"$f":"IFERROR(LEFT(AD461,FIND(\"_\",AD461)-1),\"\")","v":""},"","","",""]
[null,null,null,null,null,null,null,null,null,null,null,null,null,null,null,null,null,null,null,null,null,"Efficient Kitchen Equipment",14,"",{"$f":"IF(X462=\"\",\"\",V462)","v":""},"","",{"$f":"IF(X462=\"\",\"\",INDEX(Measures_Table,MATCH(X462,INDEX(Measures_Table,,'Measures Support'!$C$1),0),'Measures Support'!$G$1))","v":""},{"$f":"IF(X462=\"\",\"\",X462&\"_\"&Y462&\"$\"&Z462&\"@\"&AA462&\"+\"&AB462&\">\"&W462)","v":""},{"$f":"IFERROR(INDEX($AC$397:$AC$488, MATCH(0, IF($AC$397:$AC$488<>\"\", COUNTIF($AD$396:AD461, $AC$397:$AC$488), \"\"), 0)), \"\")","v":""},"",{"$f":"IFERROR(MID(AD462, SEARCH(\"_\", AD462) + 1, SEARCH(\"$\", AD462) - SEARCH(\"_\", AD462) - 1),\"\")","v":""},{"$f":"IFERROR(MID(AD462, SEARCH(\"$\", AD462) + 1, SEARCH(\"@\", AD462) - SEARCH(\"$\", AD462) - 1),\"\")","v":""},{"$f":"IF(AD462=\"\",\"\",_xlfn.NUMBERVALUE(IFERROR(MID(AD462, SEARCH(\"@\", AD462) + 1, SEARCH(\"+\", AD462) - SEARCH(\"@\", AD462) - 1),\"\")))","v":""},{"$f":"IF(AD462=\"\",\"\",_xlfn.NUMBERVALUE(IFERROR(MID(AD462, SEARCH(\"+\", AD462) + 1, SEARCH(\">\", AD462) - SEARCH(\"+\", AD462) - 1),\"\")))","v":""}]
[null,null,null,null,null,null,null,null,null,null,null,null,null,null,null,null,null,null,null,null,null,"Efficient Kitchen Equipment",15,"","","","",{"$f":"IF(X463=\"\",\"\",INDEX(Measures_Table,MATCH(X463,INDEX(Measures_Table,,'Measures Support'!$C$1),0),'Measures Support'!$G$1))","v":""},"",{"$f":"IFERROR(INDEX($AC$397:$AC$488, MATCH(0, IF($AC$397:$AC$488<>\"\", COUNTIF($AD$396:AD462, $AC$397:$AC$488), \"\"), 0)), \"\")","v":""},"","","","",""]
[null,null,null,null,null,null,null,null,null,null,null,null,null,null,null,null,null,null,null,null,null,"Efficient Kitchen Equipment",16,"","","","",{"$f":"IF(X464=\"\",\"\",INDEX(Measures_Table,MATCH(X464,INDEX(Measures_Table,,'Measures Support'!$C$1),0),'Measures Support'!$G$1))","v":""},"",{"$f":"IFERROR(INDEX($AC$397:$AC$488, MATCH(0, IF($AC$397:$AC$488<>\"\", COUNTIF($AD$396:AD463, $AC$397:$AC$488), \"\"), 0)), \"\")","v":""},"","","","",""]
[null,null,null,null,null,null,null,null,null,null,null,null,null,null,null,null,null,null,null,null,null,"Efficient Kitchen Equipment",17,"","","","",{"$f":"IF(X465=\"\",\"\",INDEX(Measures_Table,MATCH(X465,INDEX(Measures_Table,,'Measures Support'!$C$1),0),'Measures Support'!$G$1))","v":""},"",{"$f":"IFERROR(INDEX($AC$397:$AC$488, MATCH(0, IF($AC$397:$AC$488<>\"\", COUNTIF($AD$396:AD464, $AC$397:$AC$488), \"\"), 0)), \"\")","v":""},"","","","",""]
[null,null,null,null,null,null,null,null,null,null,null,null,null,null,null,null,null,null,null,null,null,"Efficient Kitchen Equipment",18,"","","","",{"$f":"IF(X466=\"\",\"\",INDEX(Measures_Table,MATCH(X466,INDEX(Measures_Table,,'Measures Support'!$C$1),0),'Measures Support'!$G$1))","v":""},"",{"$f":"IFERROR(INDEX($AC$397:$AC$488, MATCH(0, IF($AC$397:$AC$488<>\"\", COUNTIF($AD$396:AD465, $AC$397:$AC$488), \"\"), 0)), \"\")","v":""},"","","","",""]
[null,null,null,null,null,null,null,null,null,null,null,null,null,null,null,null,null,null,null,null,null,"Efficient Kitchen Equipment",19,"","","","",{"$f":"IF(X467=\"\",\"\",INDEX(Measures_Table,MATCH(X467,INDEX(Measures_Table,,'Measures Support'!$C$1),0),'Measures Support'!$G$1))","v":""},"",{"$f":"IFERROR(INDEX($AC$397:$AC$488, MATCH(0, IF($AC$397:$AC$488<>\"\", COUNTIF($AD$396:AD466, $AC$397:$AC$488), \"\"), 0)), \"\")","v":""},"","","","",""]
[null,null,null,null,null,null,null,null,null,null,null,null,null,null,null,null,null,null,null,null,null,"Efficient Kitchen Equipment",20,"","","","",{"$f":"IF(X468=\"\",\"\",INDEX(Measures_Table,MATCH(X468,INDEX(Measures_Table,,'Measures Support'!$C$1),0),'Measures Support'!$G$1))","v":""},"",{"$f":"IFERROR(INDEX($AC$397:$AC$488, MATCH(0, IF($AC$397:$AC$488<>\"\", COUNTIF($AD$396:AD467, $AC$397:$AC$488), \"\"), 0)), \"\")","v":""},"","","","",""]
[null,null,null,null,null,null,null,null,null,null,null,null,null,null,null,null,null,null,null,null,null,"Efficient Kitchen Equipment",21,{"$f":"IF(AND($X$52=TRUE,$Y$52=TRUE,$Z$52=\"Yes\"),W359,\"\")","v":""},"",{"$f":"IF(X469=\"\",\"\",S359)","v":""},{"$f":"IF(X469=\"\",\"\",Y359*$AH$52)","v":""},{"$f":"IF(X469=\"\",\"\",Z359)","v":""},"",{"$f":"IFERROR(INDEX($AC$397:$AC$488, MATCH(0, IF($AC$397:$AC$488<>\"\", COUNTIF($AD$396:AD468, $AC$397:$AC$488), \"\"), 0)), \"\")","v":""},"","","","",""]
[null,null,null,null,null,null,null,null,null,null,null,null,null,null,null,null,null,null,null,null,null,"Efficient Kitchen Equipment",22,"","",{"$f":"IF(X470=\"\",\"\",S360)","v":""},"",{"$f":"IF(X470=\"\",\"\",Z360)","v":""},"",{"$f":"IFERROR(INDEX($AC$397:$AC$488, MATCH(0, IF($AC$397:$AC$488<>\"\", COUNTIF($AD$396:AD469, $AC$397:$AC$488), \"\"), 0)), \"\")","v":""},"","","","",""]
[null,null,null,null,null,null,null,null,null,null,null,null,null,null,null,null,null,null,null,null,null,"Efficient Kitchen Equipment",23,"","","","","","",{"$f":"IFERROR(INDEX($AC$397:$AC$488, MATCH(0, IF($AC$397:$AC$488<>\"\", COUNTIF($AD$396:AD470, $AC$397:$AC$488), \"\"), 0)), \"\")","v":""},"","","","",""]
[null,null,null,null,null,null,null,null,null,null,null,null,null,null,null,null,null,null,null,null,null,"Efficient Kitchen Equipment",24,"","","","","","",{"$f":"IFERROR(INDEX($AC$397:$AC$488, MATCH(0, IF($AC$397:$AC$488<>\"\", COUNTIF($AD$396:AD471, $AC$397:$AC$488), \"\"), 0)), \"\")","v":""},"","","","",""]
[null,null,null,null,null,null,null,null,null,null,null,null,null,null,null,null,null,null,null,null,null,"Efficient Kitchen Equipment",25,"","","","","","",{"$f":"IFERROR(INDEX($AC$397:$AC$488, MATCH(0, IF($AC$397:$AC$488<>\"\", COUNTIF($AD$396:AD472, $AC$397:$AC$488), \"\"), 0)), \"\")","v":""},"","","","",""]
[null,null,null,null,null,null,null,null,null,null,null,null,null,null,null,null,null,null,null,null,null,"Efficient Kitchen Equipment",26,"","","","","","",{"$f":"IFERROR(INDEX($AC$397:$AC$488, MATCH(0, IF($AC$397:$AC$488<>\"\", COUNTIF($AD$396:AD473, $AC$397:$AC$488), \"\"), 0)), \"\")","v":""},"","","","",""]
[null,null,null,null,null,null,null,null,null,null,null,null,null,null,null,null,null,null,null,null,null,"Efficient Kitchen Equipment",27,"","","","","","",{"$f":"IFERROR(INDEX($AC$397:$AC$488, MATCH(0, IF($AC$397:$AC$488<>\"\", COUNTIF($AD$396:AD474, $AC$397:$AC$488), \"\"), 0)), \"\")","v":""},"","","","",""]
[null,null,null,null,null,null,null,null,null,null,null,null,null,null,null,null,null,null,null,null,null,"Efficient Kitchen Equipment",28,"","","","","","",{"$f":"IFERROR(INDEX($AC$397:$AC$488, MATCH(0, IF($AC$397:$AC$488<>\"\", COUNTIF($AD$396:AD475, $AC$397:$AC$488), \"\"), 0)), \"\")","v":""},"","","","",""]
[null,null,null,null,null,null,null,null,null,null,null,null,null,null,null,null,null,null,null,null,null,"Efficient Kitchen Equipment",29,"","","","","","",{"$f":"IFERROR(INDEX($AC$397:$AC$488, MATCH(0, IF($AC$397:$AC$488<>\"\", COUNTIF($AD$396:AD476, $AC$397:$AC$488), \"\"), 0)), \"\")","v":""},"","","","",""]
[null,null,null,null,null,null,null,null,null,null,null,null,null,null,null,null,null,null,null,null,null,"Efficient Kitchen Equipment",30,"","","","","","",{"$f":"IFERROR(INDEX($AC$397:$AC$488, MATCH(0, IF($AC$397:$AC$488<>\"\", COUNTIF($AD$396:AD477, $AC$397:$AC$488), \"\"), 0)), \"\")","v":""},"","","","",""]
[null,null,null,null,null,null,null,null,null,null,null,null,null,null,null,null,null,null,null,null,null,"Efficient Kitchen Equipment",31,{"$f":"IF(AND($X$52=TRUE,$Y$52=TRUE,$Z$52=\"Yes\"),X376,\"\")","v":""},"",{"$f":"IF(X479=\"\",\"\",M376)","v":""},{"$f":"IF(X479=\"\",\"\",Z376*$AH$52)","v":""},{"$f":"IF(X479=\"\",\"\",INDEX(Measures_Table,MATCH(X479,INDEX(Measures_Table,,'Measures Support'!$C$1),0),'Measures Support'!$G$1))","v":""},"",{"$f":"IFERROR(INDEX($AC$397:$AC$488, MATCH(0, IF($AC$397:$AC$488<>\"\", COUNTIF($AD$396:AD478, $AC$397:$AC$488), \"\"), 0)), \"\")","v":""},"","","","",""]
[null,null,null,null,null,null,null,null,null,null,null,null,null,null,null,null,null,null,null,null,null,"Efficient Kitchen Equipment",32,"","",{"$f":"IF(X480=\"\",\"\",M377)","v":""},"",{"$f":"IF(X480=\"\",\"\",INDEX(Measures_Table,MATCH(X480,INDEX(Measures_Table,,'Measures Support'!$C$1),0),'Measures Support'!$G$1))","v":""},"",{"$f":"IFERROR(INDEX($AC$397:$AC$488, MATCH(0, IF($AC$397:$AC$488<>\"\", COUNTIF($AD$396:AD479, $AC$397:$AC$488), \"\"), 0)), \"\")","v":""},"","","","",""]
[null,null,null,null,null,null,null,null,null,null,null,null,null,null,null,null,null,null,null,null,null,"Efficient Kitchen Equipment",33,"","","","",{"$f":"IF(X481=\"\",\"\",INDEX(Measures_Table,MATCH(X481,INDEX(Measures_Table,,'Measures Support'!$C$1),0),'Measures Support'!$G$1))","v":""},"",{"$f":"IFERROR(INDEX($AC$397:$AC$488, MATCH(0, IF($AC$397:$AC$488<>\"\", COUNTIF($AD$396:AD480, $AC$397:$AC$488), \"\"), 0)), \"\")","v":""},"","","","",""]
[null,null,null,null,null,null,null,null,null,null,null,null,null,null,null,null,null,null,null,null,null,"Efficient Kitchen Equipment",34,"","","","",{"$f":"IF(X482=\"\",\"\",INDEX(Measures_Table,MATCH(X482,INDEX(Measures_Table,,'Measures Support'!$C$1),0),'Measures Support'!$G$1))","v":""},"",{"$f":"IFERROR(INDEX($AC$397:$AC$488, MATCH(0, IF($AC$397:$AC$488<>\"\", COUNTIF($AD$396:AD481, $AC$397:$AC$488), \"\"), 0)), \"\")","v":""},"","","","",""]
[null,null,null,null,null,null,null,null,null,null,null,null,null,null,null,null,null,null,null,null,null,"Efficient Kitchen Equipment",35,"","","","",{"$f":"IF(X483=\"\",\"\",INDEX(Measures_Table,MATCH(X483,INDEX(Measures_Table,,'Measures Support'!$C$1),0),'Measures Support'!$G$1))","v":""},"",{"$f":"IFERROR(INDEX($AC$397:$AC$488, MATCH(0, IF($AC$397:$AC$488<>\"\", COUNTIF($AD$396:AD482, $AC$397:$AC$488), \"\"), 0)), \"\")","v":""},"","","","",""]
[null,null,null,null,null,null,null,null,null,null,null,null,null,null,null,null,null,null,null,null,null,"Efficient Kitchen Equipment",36,"","","","",{"$f":"IF(X484=\"\",\"\",INDEX(Measures_Table,MATCH(X484,INDEX(Measures_Table,,'Measures Support'!$C$1),0),'Measures Support'!$G$1))","v":""},"",{"$f":"IFERROR(INDEX($AC$397:$AC$488, MATCH(0, IF($AC$397:$AC$488<>\"\", COUNTIF($AD$396:AD483, $AC$397:$AC$488), \"\"), 0)), \"\")","v":""},"","","","",""]
[null,null,null,null,null,null,null,null,null,null,null,null,null,null,null,null,null,null,null,null,null,"Efficient Kitchen Equipment",37,"","","","",{"$f":"IF(X485=\"\",\"\",INDEX(Measures_Table,MATCH(X485,INDEX(Measures_Table,,'Measures Support'!$C$1),0),'Measures Support'!$G$1))","v":""},"",{"$f":"IFERROR(INDEX($AC$397:$AC$488, MATCH(0, IF($AC$397:$AC$488<>\"\", COUNTIF($AD$396:AD484, $AC$397:$AC$488), \"\"), 0)), \"\")","v":""},"","","","",""]
[null,null,null,null,null,null,null,null,null,null,null,null,null,null,null,null,null,null,null,null,null,"Efficient Kitchen Equipment",38,"","","","",{"$f":"IF(X486=\"\",\"\",INDEX(Measures_Table,MATCH(X486,INDEX(Measures_Table,,'Measures Support'!$C$1),0),'Measures Support'!$G$1))","v":""},"",{"$f":"IFERROR(INDEX($AC$397:$AC$488, MATCH(0, IF($AC$397:$AC$488<>\"\", COUNTIF($AD$396:AD485, $AC$397:$AC$488), \"\"), 0)), \"\")","v":""},"","","","",""]
[null,null,null,null,null,null,null,null,null,null,null,null,null,null,null,null,null,null,null,null,null,"Efficient Kitchen Equipment",39,"","","","",{"$f":"IF(X487=\"\",\"\",INDEX(Measures_Table,MATCH(X487,INDEX(Measures_Table,,'Measures Support'!$C$1),0),'Measures Support'!$G$1))","v":""},"",{"$f":"IFERROR(INDEX($AC$397:$AC$488, MATCH(0, IF($AC$397:$AC$488<>\"\", COUNTIF($AD$396:AD486, $AC$397:$AC$488), \"\"), 0)), \"\")","v":""},"","","","",""]
[null,null,null,null,null,null,null,null,null,null,null,null,null,null,null,null,null,null,null,null,null,"Efficient Kitchen Equipment",40,"","","","",{"$f":"IF(X488=\"\",\"\",INDEX(Measures_Table,MATCH(X488,INDEX(Measures_Table,,'Measures Support'!$C$1),0),'Measures Support'!$G$1))","v":""},"",{"$f":"IFERROR(INDEX($AC$397:$AC$488, MATCH(0, IF($AC$397:$AC$488<>\"\", COUNTIF($AD$396:AD487, $AC$397:$AC$488), \"\"), 0)), \"\")","v":""},"","","","",""]

{"sheet":"Bundled Pathway Support","index":5,"n_rows":298,"n_cols":113,"rows_kept":298,"cut":false,"hidden":true,"merged":[[41,95,44,95],[45,95,48,95],[49,95,52,95],[21,95,24,95],[25,95,28,95],[29,95,32,95],[33,95,36,95],[37,95,40,95],[1,52,1,56],[1,1,1,12],[19,1,19,12],[38,3,38,4],[1,14,1,23],[19,14,19,23],[2,45,2,46],[1,107,1,108],[36,104,37,104],[39,104,40,104],[42,104,43,104],[59,104,60,104],[59,105,59,106],[59,107,59,110]]}
[null,null,null,null,1,2,3,4,5,6,7,8,9,null,null,null,null,null,null,null,null,null,null,null,null,null,1,2,3,4,5,6,7,8,9,10,11,12,13,14,15,16,null,null,null,null,null,null,null,null,null,null,null,null,null,null,null,null,null,null,null,null,null,null,1,2,3,4,5,6,7,8,9,10,11,12,13,14,15,16,null,null,null,null,null,null,null,null,null,null,null,null,null,null,null,"Small Commercial - Less than 3 stories",null,null,null,null,null,null,null,null,1,2,3,4,5,6,7,8,9]
[null,"CLIMATE ZONE 4A",null,null,null,null,null,null,null,null,null,null,null,null,"CLIMATE ZONE 4A",null,null,null,null,null,null,null,null,null,null,null,"Table Reference","Table Title","Equipment Type","Size Category","Subcategory or Rating Condition","Subcategory for lookup","Minimum Efficiency","Minimum Efficiency Units","Sub Type","Condenser Type","Cap Low","Cap High","Equipment Type","Lookup","Count","Measure Name",null,null,"H05",null,null,null,null,"W04",null,null,"Nominal pipe size (in)",null,null,null,null,null,null,"W08",null,null,null,null,"Table Reference","Table Title","Equipment Subtype","Size Category","Heating Section Type","Subcategory or Rating Condition","Minimum FL Efficiency","Minimum FL Efficiency Units","Minimum PL Efficiency","Minimum PLEfficiency Units","Cap Low","Cap High","Equipment Type Type","Lookup","Count","Measure Name",null,null,"Minimum Efficiency Requirements: Commercial Fryers (I-P)",null,null,null,null,null,null,null,null,null,null,null,null,"Facility Type","HVAC Type","Northern","Central","Pine Barrens","South-west","Coastal","Wt Average",null,null,null,null,"EFLHs cooling"]
[null,"ID","Energy Credit Abbreviated Title","Section ",{"$f":"INDEX(Lists_Bundled_Building_Types,E1,)","v":"Dormitory or Retirement"},{"$f":"INDEX(Lists_Bundled_Building_Types,F1,)","v":"Healthcare"},{"$f":"INDEX(Lists_Bundled_Building_Types,G1,)","v":"Hotel or Motel"},{"$f":"INDEX(Lists_Bundled_Building_Types,H1,)","v":"Office"},{"$f":"INDEX(Lists_Bundled_Building_Types,I1,)","v":"Restaurant"},{"$f":"INDEX(Lists_Bundled_Building_Types,J1,)","v":"Retail"},{"$f":"INDEX(Lists_Bundled_Building_Types,K1,)","v":"School or Education"},{"$f":"INDEX(Lists_Bundled_Building_Types,L1,)","v":"Warehouse or Storage"},{"$f":"INDEX(Lists_Bundled_Building_Types,M1,)","v":"Other"},null,"Energy Credit Abbreviated Title",{"$f":"E3","v":"Dormitory or Retirement"},{"$f":"F3","v":"Healthcare"},"Hotel or Motel","Office","Restaurant","Retail","School or Education","Warehouse or Storage","Other",null,null,"Table 6.8.1-2","Electrically Operated Air-Cooled Unitary Heat Pumps","Air cooled (heating mode)","<65,000 Btu/h","Split system, three phase","N/A",7.5,"HSPF","Split System","Air Cooled",0,65000,"Heat Pump",{"$f":"AM3&AI3&AD3&AF3","v":"Heat PumpSplit System<65,000 Btu/hN/A"},1,"HP - Packaged/Split",null,null,null,"HRadj",null,null,null,1,2,3,4,5,6,7,8,null,null,1,2,3,null,null,"Table 6.8.1-1","Electrically Operated Unitary Air Conditioners and Condensing Units","Air conditioners, air cooled","<65,000 Btu/h","All","Split system, three phase","-","-",13.4,"SEER",0,65000,"Split DX System",{"$f":"BY3&BO3&BP3&BR3&BQ3","v":"Split DX SystemAir conditioners, air cooled<65,000 Btu/hSplit system, three phaseAll"},1,"AC - Packaged/Split",null,null,1,2,3,4,5,null,null,null,null,null,null,null,null,"Assembly","Packaged or split unitary system",608,742,690,680,654,693,null,"Building category","Building Subcategory","Building Type Lookup","Less than 3 stories","More than 3 stories","ETDF","Lighting CF","HVACd","Lighting SVGb"]
[null,"E02","UA reduction (15%)","C406.2.1.2",24,3,8,7,19,36,4,62,20,null,{"$f":"C4","v":"UA reduction (15%)"},{"$f":"IF(ISNUMBER(E4),TRUE,FALSE)","v":true},{"$f":"IF(ISNUMBER(F4),TRUE,FALSE)","v":true},true,true,true,true,true,true,true,null,null,"Table 6.8.1-2","Electrically Operated Air-Cooled Unitary Heat Pumps","Air cooled (heating mode)","<65,000 Btu/h","Single package, three phase","N/A",6.7,"HSPF","Single Package Unit","Air Cooled",0,65000,"Heat Pump",{"$f":"AM4&AI4&AD4&AF4","v":"Heat PumpSingle Package Unit<65,000 Btu/hN/A"},2,"HP - Packaged/Split",null,null,"Climate Zone","No additional heat rejection","Evaporative heat rejection",null,null,"Fluid Operating Temperature Range (degF) and Usage","Conductivity (Btu*in/h*ft^2*degF)","Mean Rating Temperature (degF)","<1","1 to <1-1/2","1-1/2 to <4","4 to <8","≥8",null,null,"Plumbing Fixture","Maximum Flow Rate (GPM)","Flow rate condition",null,null,"Table 6.8.1-1","Electrically Operated Unitary Air Conditioners and Condensing Units","Air conditioners, air cooled","<65,000 Btu/h","All","Single package, three phase","-","-",13.4,"SEER",0,65000,"Single Package DX Unit",{"$f":"BY4&BO4&BP4&BR4&BQ4","v":"Single Package DX UnitAir conditioners, air cooled<65,000 Btu/hSingle package, three phaseAll"},2,"AC - Packaged/Split",null,null,"Equipment Type","Heavy-Load Cooking Energy Efficiency","Idle Energy Rate","Idle Energy Rate Units","Test Procedure",null,null,null,null,null,null,null,null,"Auto repair","Packaged or split unitary system",375,486,468,479,408,452,null,"Dormitory or Retirement","> 6 stories",{"$f":"DA4&DB4","v":"Dormitory or Retirement> 6 stories"},{"$f":"CY8","v":766},{"$f":"CY21","v":852},{"$f":"DB25","v":1.21E-4},{"$f":"DC52","v":0.92},{"$f":"DC66","v":0.32},{"$f":"DB78","v":0.15}]
[null,"E03","Envelope Leakage Reduction","C406.2.1.3",47,6,14,8,24,44,0,77,28,null,{"$f":"C5","v":"Envelope Leakage Reduction"},{"$f":"IF(ISNUMBER(E5),TRUE,FALSE)","v":true},{"$f":"IF(ISNUMBER(F5),TRUE,FALSE)","v":true},{"$f":"IF(ISNUMBER(G5),TRUE,FALSE)","v":true},{"$f":"IF(ISNUMBER(H5),TRUE,FALSE)","v":true},{"$f":"IF(ISNUMBER(I5),TRUE,FALSE)","v":true},{"$f":"IF(ISNUMBER(J5),TRUE,FALSE)","v":true},{"$f":"IF(ISNUMBER(K5),TRUE,FALSE)","v":true},{"$f":"IF(ISNUMBER(L5),TRUE,FALSE)","v":true},{"$f":"IF(ISNUMBER(M5),TRUE,FALSE)","v":true},null,null,"Table 6.8.1-2","Electrically Operated Air-Cooled Unitary Heat Pumps","Space constrained, air cooled (heating mode)","≤30,000 Btu/h (cooling capacity)","Split system, three phase","N/A",6.3,"HSPF","Split System","Air Cooled",0,30000.001,"Heat Pump","Heat PumpSplit System≤30,000 Btu/h (cooling capacity)N/A",3,"HP - Packaged/Split",null,null,"4A",3.3,2.6,null,null,">350","0.32 to 0.34",250,4.5,5,5,5,5,null,null,"Faucet for private lavatory, hand sinks, or bar sinks",1.5,"60 psi",null,null,"Table 6.8.1-1","Electrically Operated Unitary Air Conditioners and Condensing Units","Space constrained, air cooled","≤30,000 Btu/h","All","Split system, three phase","-","-",11.7,"SEER",0,30000.001,"Split DX System","Split DX SystemSpace constrained, air cooled≤30,000 Btu/hSplit system, three phaseAll",3,"AC - Packaged/Split",null,null,"Standard open deep-fat gas fryers",0.5,9000,"Btu/h","ASTM Standard F1361-07",null,null,null,null,null,null,null,null,"Light industrial","Packaged or split unitary system",481,548,496,574,485,523,null,"Dormitory or Retirement","≤ 6 stories",{"$f":"DA5&DB5","v":"Dormitory or Retirement≤ 6 stories"},{"$f":"CY8","v":766},{"$f":"CY53","v":1144},{"$f":"DB25","v":1.21E-4},{"$f":"DC52","v":0.92},{"$f":"DC66","v":0.32},{"$f":"DB78","v":0.15}]
[null,"H02","Heating Efficiency (electric only)","13.5.2.2.2",4,3,1,2,5,7,2,14,5,null,"Heating Efficiency (electric only)",true,true,true,true,true,true,true,true,true,null,null,"Table 6.8.1-2","Electrically Operated Air-Cooled Unitary Heat Pumps","Space constrained, air cooled (heating mode)","≤30,000 Btu/h (cooling capacity)","Single package, three phase","N/A",6.3,"HSPF","Single Package Unit","Air Cooled",0,30000.001,"Heat Pump","Heat PumpSingle Package Unit≤30,000 Btu/h (cooling capacity)N/A",4,"HP - Packaged/Split",null,null,"5A",2.2999999999999998,1.5,null,null,"251 to 350","0.29 to 0.32",200,3,4,4.5,4.5,4.5,null,null,"Faucet for residential kitchen sink",1.8,"60 psi",null,null,"Table 6.8.1-1","Electrically Operated Unitary Air Conditioners and Condensing Units","Space constrained, air cooled","≤30,000 Btu/h","All","Single package, three phase","-","-",11.7,"SEER",0,30000.001,"Single Package DX Unit","Single Package DX UnitSpace constrained, air cooled≤30,000 Btu/hSingle package, three phaseAll",4,"AC - Packaged/Split",null,null,"Standard open deep-fat electric fryers",0.83,800,"W","ASTM Standard F1361-07",null,null,null,null,null,null,null,null,"Lodging – Motel","Packaged Terminal AC",947,1023,1065,1063,1039,1022,null,"Healthcare","Hospital","HealthcareHospital",{"$f":"CY8","v":766},{"$f":"CY33","v":1273},{"$f":"DB23","v":2.0110000000000001E-4},{"$f":"DC36","v":1},{"$f":"DC66","v":0.32},{"$f":"DB73","v":0.08}]
[null,"H03","Cooling Efficiency","13.5.2.2.3 ",4,7,7,6,5,7,9,1,5,null,"Cooling Efficiency",true,true,true,true,true,true,true,true,true,null,null,"Table 6.8.1-2","Electrically Operated Air-Cooled Unitary Heat Pumps","Small duct high velocity, air cooled (heating mode)","<65,000 Btu/h","Split system, three phase","N/A",6.1,"HSPF","Split System, Small Duct High Velocity","Air Cooled",0,65000,"Heat Pump","Heat PumpSplit System, Small Duct High Velocity<65,000 Btu/hN/A",5,"HP - Packaged/Split",null,null,null,null,null,null,null,"201 to 250","0.27 to 0.30",150,2.5,2.5,2.5,3,3,null,null,"Shower head (including hand-held shower spray)",2,"80 psi",null,null,"Table 6.8.1-1","Electrically Operated Unitary Air Conditioners and Condensing Units","Small duct, high velocity, air cooled","<65,000 Btu/h","All","Split system, three phase","-","-",12,"SEER",0,65000,"Split DX System","Split DX SystemSmall duct, high velocity, air cooled<65,000 Btu/hSplit system, three phaseAll",5,"AC - Packaged/Split",null,null,"Large-vat open deep-fat gas fryers",0.5,12000,"Btu/h","ASTM Standard F2144-17",null,null,null,null,null,null,null,null,"Office – small","Packaged or split unitary system",842,931,883,941,880,904,null,"Healthcare","Outpatient healthcare","HealthcareOutpatient healthcare",{"$f":"CY8","v":766},{"$f":"CY33","v":1273},{"$f":"DB24","v":3.0200000000000002E-4},{"$f":"DC35","v":0.8},{"$f":"DC66","v":0.32},{"$f":"DB73","v":0.08}]
[null,"H05","Ground-Source Heat Pump","13.5.2.2.5",10,11,6,10,13,18,6,"x",11,null,"Ground-Source Heat Pump",{"$f":"IF(ISNUMBER(E8),TRUE,FALSE)","v":true},{"$f":"IF(ISNUMBER(F8),TRUE,FALSE)","v":true},{"$f":"IF(ISNUMBER(G8),TRUE,FALSE)","v":true},{"$f":"IF(ISNUMBER(H8),TRUE,FALSE)","v":true},{"$f":"IF(ISNUMBER(I8),TRUE,FALSE)","v":true},{"$f":"IF(ISNUMBER(J8),TRUE,FALSE)","v":true},{"$f":"IF(ISNUMBER(K8),TRUE,FALSE)","v":true},{"$f":"IF(ISNUMBER(L8),TRUE,FALSE)","v":false},{"$f":"IF(ISNUMBER(M8),TRUE,FALSE)","v":true},null,null,"Table 6.8.1-2","Electrically Operated Air-Cooled Unitary Heat Pumps","Air cooled (heating mode)","≥65,000 Btu/h and <135,000 Btu/h (cooling capacity)","47°F db/43°F wb outdoor air","N/A",3.4,"COPh47","Split System","Air Cooled",64999.999000000003,135000,"Heat Pump","Heat PumpSplit System≥65,000 Btu/h and <135,000 Btu/h (cooling capacity)N/A",6,"HP - Packaged/Split",null,null,null,null,null,null,null,"141 to 200","0.25 to 0.29",125,1.5,1.5,2,2,2,null,null,null,null,null,null,null,"Table 6.8.1-1","Electrically Operated Unitary Air Conditioners and Condensing Units","Air conditioners, air cooled","≥65,000 Btu/h and <135,000 Btu/h","Electric resistance (or none)","Split system and single package",11.2,"EER",14.8,"IEER",64999.999000000003,135000,"Split DX System","Split DX SystemAir conditioners, air cooled≥65,000 Btu/h and <135,000 Btu/hSplit system and single packageElectric resistance (or none)",6,"AC - Packaged/Split",null,null,"Large-vat open deep-fat electric fryers",0.8,1100,"W","ASTM Standard F2144-17",null,null,null,null,null,null,null,null,"Other","Packaged or split unitary system",707,793,766,786,741,766,null,"Hotel or Motel","Has commercial kitchen","Hotel or MotelHas commercial kitchen",{"$f":"CY6","v":1022},{"$f":"CY37","v":2979},{"$f":"DB25","v":1.21E-4},{"$f":"DC48","v":0.06},{"$f":"DC66","v":0.32},{"$f":"DB78","v":0.15}]
[null,"W01","SHW Preheat Recovery","13.5.2.3.1(a)",21,2,7,2,10,7,3,3,7,null,"SHW Preheat Recovery",true,true,true,true,true,true,true,true,true,null,null,"Table 6.8.1-2","Electrically Operated Air-Cooled Unitary Heat Pumps","Air cooled (heating mode)","≥135,000 Btu/h (cooling capacity) and <240,000 Btu/h","47°F db/43°F wb outdoor air","N/A",3.3,"COPh47","Split System","Air Cooled",134999.99900000001,240000,"Heat Pump","Heat PumpSplit System≥135,000 Btu/h (cooling capacity) and <240,000 Btu/hN/A",7,"HP - Packaged/Split",null,null,null,null,null,null,null,"105 to 140","0.22 to 0.28",100,1,1,1.5,1.5,1.5,null,null,null,null,null,null,null,"Table 6.8.1-1","Electrically Operated Unitary Air Conditioners and Condensing Units","Air conditioners, air cooled","≥65,000 Btu/h and <135,000 Btu/h","All other","Split system and single package",11,"EER",14.6,"IEER",64999.999000000003,135000,"Split DX System","Split DX SystemAir conditioners, air cooled≥65,000 Btu/h and <135,000 Btu/hSplit system and single packageAll other",7,"AC - Packaged/Split",null,null,null,null,null,null,null,null,null,null,null,null,null,null,null,"Religious worship","Packaged or split unitary system",304,326,353,322,309,322,null,"Hotel or Motel","No commercial kitchen","Hotel or MotelNo commercial kitchen",{"$f":"CY6","v":1022},{"$f":"CY37","v":2979},{"$f":"DB25","v":1.21E-4},{"$f":"DC48","v":0.06},{"$f":"DC66","v":0.32},{"$f":"DB78","v":0.15}]
[null,"W02","Heat-Pump Water Heater","13.5.2.3.1(b)",33,1,12,2,8,2,2,1,8,null,"Heat-Pump Water Heater",true,true,true,true,true,true,true,true,true,null,null,"Table 6.8.1-2","Electrically Operated Air-Cooled Unitary Heat Pumps","Air cooled (heating mode)","≥240,000 Btu/h (cooling capacity)","47°F db/43°F wb outdoor air","N/A",3.2,"COPh47","Split System","Air Cooled",239999.99900000001,100000000,"Heat Pump","Heat PumpSplit System≥240,000 Btu/h (cooling capacity)N/A",8,"HP - Packaged/Split",null,null,null,null,null,null,null,null,null,null,null,null,null,null,null,null,null,null,null,null,null,null,"Table 6.8.1-1","Electrically Operated Unitary Air Conditioners and Condensing Units","Air conditioners, air cooled","≥135,000 Btu/h and <240,000 Btu/h","Electric resistance (or none)","Split system and single package",11,"EER",14.2,"IEER",134999.99900000001,240000,"Split DX System","Split DX SystemAir conditioners, air cooled≥135,000 Btu/h and <240,000 Btu/hSplit system and single packageElectric resistance (or none)",8,"AC - Packaged/Split",null,null,"Minimum Efficiency Requirements: Commercial Steam Cookers (I-P)",null,null,null,null,null,null,null,null,null,null,null,null,"Restaurant – fast food","Packaged or split unitary system",553,695,631,670,608,647,null,"Office","Has data center","OfficeHas data center",{"$f":"CY7","v":904},{"$f":"CY41","v":805},{"$f":"DB27","v":2.4899999999999998E-4},{"$f":"DC37","v":0.7},{"$f":"DC62","v":0.32},{"$f":"DB80","v":0.15}]
[null,"W04","SWH Pipe Insulation","13.5.2.3.2",3,1,2,1,"x","x",1,"x",2,null,"SWH Pipe Insulation",true,true,true,true,false,false,true,false,true,null,null,"Table 6.8.1-4","Electrically Operated Packaged Terminal Air Conditioners, Packaged Terminal Heat Pumps, Single-Package Vertical Air Conditioners, Single-Package Vertical Heat Pumps, Room Air Conditioners, and Room Air Conditioner Heat Pumps","PTHP (heating mode) standard size","<7,000 Btu/h","47°F db/43°F wb outdoor air","N/A",3.3,"COPh","PTHP, standard size","Air Cooled",0,7000,"Heat Pump","Heat PumpPTHP, standard size<7,000 Btu/hN/A",9,"Packaged Terminal HP",null,null,null,null,null,null,null,null,null,null,null,null,null,null,null,null,null,null,null,null,null,null,"Table 6.8.1-1","Electrically Operated Unitary Air Conditioners and Condensing Units","Air conditioners, air cooled","≥135,000 Btu/h and <240,000 Btu/h","All other","Split system and single package",10.8,"EER",14,"IEER",134999.99900000001,240000,"Split DX System","Split DX SystemAir conditioners, air cooled≥135,000 Btu/h and <240,000 Btu/hSplit system and single packageAll other",9,"AC - Packaged/Split",null,null,1,2,3,4,5,6,7,null,null,null,null,null,null,"Restaurant – full service","Packaged or split unitary system",533,660,602,625,573,614,null,"Office","No data center","OfficeNo data center",{"$f":"CY7","v":904},{"$f":"CY41","v":805},{"$f":"DB27","v":2.4899999999999998E-4},{"$f":"DC38","v":0.67},{"$f":"DC62","v":0.32},{"$f":"DB80","v":0.15}]
[null,"W05","Point-of-Use Water Heaters","13.5.2.3.3 a","x","x","x",3,"x","x",2,"x",3,null,"Point-of-Use Water Heaters",false,false,false,true,false,false,true,false,true,null,null,"Table 6.8.1-4","Electrically Operated Packaged Terminal Air Conditioners, Packaged Terminal Heat Pumps, Single-Package Vertical Air Conditioners, Single-Package Vertical Heat Pumps, Room Air Conditioners, and Room Air Conditioner Heat Pumps","PTHP (heating mode) standard size","≥7,000 Btu/h and ≤15,000 Btu/h","47°F db/43°F wb outdoor air","N/A","3.7 – (0.052 × Cap/1000)","COPh","PTHP, standard size","Air Cooled",6999.9989999999998,15000.000099999999,"Heat Pump","Heat PumpPTHP, standard size≥7,000 Btu/h and ≤15,000 Btu/hN/A",10,"Packaged Terminal HP",null,null,null,null,null,null,null,null,null,null,null,null,null,null,null,null,null,null,null,null,null,null,"Table 6.8.1-1","Electrically Operated Unitary Air Conditioners and Condensing Units","Air conditioners, air cooled","≥240,000 Btu/h and <760,000 Btu/h","Electric resistance (or none)","Split system and single package",10,"EER",13.2,"IEER",239999.99900000001,760000,"Split DX System","Split DX SystemAir conditioners, air cooled≥240,000 Btu/h and <760,000 Btu/hSplit system and single packageElectric resistance (or none)",10,"AC - Packaged/Split",null,null,"Equipment Type","Fuel Type","Pan Capacity","Cooking Energy Efficiency","Idle Rate","Idle Rate Units","Test Procedure",null,null,null,null,null,null,"Retail – big box","Packaged or split unitary system",923,1031,996,1006,967,996,null,"Restaurant","Fastfood","RestaurantFastfood",{"$f":"CY10","v":647},{"$f":"CY53","v":1144},{"$f":"DB28","v":1.5249999999999999E-4},{"$f":"DC56","v":0.79},{"$f":"DC66","v":0.32},{"$f":"DB82","v":0.05}]
[null,"W06","Thermostatic Balancing Valves","13.5.2.3.3 b",1,1,1,1,1,1,1,1,1,null,"Thermostatic Balancing Valves",true,true,true,true,true,true,true,true,true,null,null,"Table 6.8.1-4","Electrically Operated Packaged Terminal Air Conditioners, Packaged Terminal Heat Pumps, Single-Package Vertical Air Conditioners, Single-Package Vertical Heat Pumps, Room Air Conditioners, and Room Air Conditioner Heat Pumps","PTHP (heating mode) standard size",">15,000 Btu/h","47°F db/43°F wb outdoor air","N/A",2.9,"COPh","PTHP, standard size","Air Cooled",15000,100000000,"Heat Pump","Heat PumpPTHP, standard size>15,000 Btu/hN/A",11,"Packaged Terminal HP",null,null,null,null,null,null,null,null,null,null,null,null,null,null,null,null,null,null,null,null,null,null,"Table 6.8.1-1","Electrically Operated Unitary Air Conditioners and Condensing Units","Air conditioners, air cooled","≥240,000 Btu/h and <760,000 Btu/h","All other","Split system and single package",9.8000000000000007,"EER",13,"IEER",239999.99900000001,760000,"Split DX System","Split DX SystemAir conditioners, air cooled≥240,000 Btu/h and <760,000 Btu/hSplit system and single packageAll other",11,"AC - Packaged/Split",null,null,{"$f":"CF13&\", \"&CG13","v":"Electric steam, 3-pan"},"Electric steam","3-pan",0.5,400,"W","ASTM Standard F1484-18",null,null,null,null,null,null,"Retail – Grocery","Packaged or split unitary system",2100,2058,1994,2036,1994,2045,null,"Restaurant","Full-service","RestaurantFull-service",{"$f":"CY11","v":614},{"$f":"CY53","v":1144},{"$f":"DB28","v":1.5249999999999999E-4},{"$f":"DC55","v":0.79},{"$f":"DC66","v":0.32},{"$f":"DB82","v":0.05}]
[null,"W08","SHW Distribution Sizing","13.5.2.3.5",22,"x",8,"x","x","x","x","x","x",null,"SHW Distribution Sizing",true,false,true,false,false,false,false,false,false,null,null,"Table 6.8.1-4","Electrically Operated Packaged Terminal Air Conditioners, Packaged Terminal Heat Pumps, Single-Package Vertical Air Conditioners, Single-Package Vertical Heat Pumps, Room Air Conditioners, and Room Air Conditioner Heat Pumps","PTHP (heating mode) nonstandard size","<7,000 Btu/h","47°F db/43°F wb outdoor air","N/A",2.7,"COPh","PTHP, nonstandard size","Air Cooled",0,7000,"Heat Pump","Heat PumpPTHP, nonstandard size<7,000 Btu/hN/A",12,"Packaged Terminal HP",null,null,null,null,null,null,null,null,null,null,null,null,null,null,null,null,null,null,null,null,null,null,"Table 6.8.1-1","Electrically Operated Unitary Air Conditioners and Condensing Units","Air conditioners, air cooled","≥760,000 Btu/h","Electric resistance (or none)","Split system and single package",9.6999999999999993,"EER",12.5,"IEER",759999.99899999995,100000000,"Split DX System","Split DX SystemAir conditioners, air cooled≥760,000 Btu/hSplit system and single packageElectric resistance (or none)",12,"AC - Packaged/Split",null,null,{"$f":"CF14&\", \"&CG14","v":"Electric steam, 4-pan"},"Electric steam","4-pan",0.5,530,"W","ASTM Standard F1484-18",null,null,null,null,null,null,"Retail – small","Packaged or split unitary system",846,929,899,931,873,903,null,"Retail","Standalone","RetailStandalone",{"$f":"CY14","v":903},{"$f":"CY45","v":1035},{"$f":"DB29","v":2.5599999999999999E-4},{"$f":"DC41","v":0.86},{"$f":"DC63","v":0.26},{"$f":"DB83","v":0.05}]
[null,"W09","Shower Drain Heat Recovery","13.5.2.3.6",19,"x",6,"x","x","x",2,"x",9,null,"Shower Drain Heat Recovery",true,false,true,false,false,false,true,false,true,null,null,"Table 6.8.1-4","Electrically Operated Packaged Terminal Air Conditioners, Packaged Terminal Heat Pumps, Single-Package Vertical Air Conditioners, Single-Package Vertical Heat Pumps, Room Air Conditioners, and Room Air Conditioner Heat Pumps","PTHP (heating mode) nonstandard size","≥7,000 Btu/h and ≤15,000 Btu/h","47°F db/43°F wb outdoor air","N/A","2.9 – (0.026 × Cap/1000)","COPh","PTHP, nonstandard size","Air Cooled",6999.9989999999998,15000.000099999999,"Heat Pump","Heat PumpPTHP, nonstandard size≥7,000 Btu/h and ≤15,000 Btu/hN/A",13,"Packaged Terminal HP",null,null,null,null,null,null,null,null,null,null,null,null,null,null,null,null,null,null,null,null,null,null,"Table 6.8.1-1","Electrically Operated Unitary Air Conditioners and Condensing Units","Air conditioners, air cooled","≥760,000 Btu/h","All other","Split system and single package",9.5,"EER",12.3,"IEER",759999.99899999995,100000000,"Split DX System","Split DX SystemAir conditioners, air cooled≥760,000 Btu/hSplit system and single packageAll other",13,"AC - Packaged/Split",null,null,"Electric steam, 5-pan","Electric steam","5-pan",0.5,670,"W","ASTM Standard F1484-18",null,null,null,null,null,null,"School – primary","Packaged or split unitary system",332,398,410,443,369,388,null,"Retail","Strip mall","RetailStrip mall",{"$f":"CY12","v":996},{"$f":"CY45","v":1035},{"$f":"DB29","v":2.5599999999999999E-4},{"$f":"DC40","v":0.96},{"$f":"DC63","v":0.26},{"$f":"DB83","v":0.05}]
[null,"L06","Light Power Reduction","13.5.2.5.6",2,8,2,8,4,10,9,13,6,null,"Light Power Reduction",true,true,true,true,true,true,true,true,true,null,null,"Table 6.8.1-4","Electrically Operated Packaged Terminal Air Conditioners, Packaged Terminal Heat Pumps, Single-Package Vertical Air Conditioners, Single-Package Vertical Heat Pumps, Room Air Conditioners, and Room Air Conditioner Heat Pumps","PTHP (heating mode) nonstandard size",">15,000 Btu/h","47°F db/43°F wb outdoor air","N/A",2.5,"COPh","PTHP, nonstandard size","Air Cooled",15000,100000000,"Heat Pump","Heat PumpPTHP, nonstandard size>15,000 Btu/hN/A",14,"Packaged Terminal HP",null,null,null,null,null,null,null,null,null,null,null,null,null,null,null,null,null,null,null,null,null,null,"Table 6.8.1-1","Electrically Operated Unitary Air Conditioners and Condensing Units","Air conditioners, water cooled","<65,000 Btu/h","All","Split system and single package",12.1,"EER",12.3,"IEER",0,65000,"Split DX System","Split DX SystemAir conditioners, water cooled<65,000 Btu/hSplit system and single packageAll",14,"AC - Packaged/Split",null,null,"Electric steam, 6-pan and larger","Electric steam","6-pan and larger",0.5,800,"W","ASTM Standard F1484-18",null,null,null,null,null,null,"Warehouse","Packaged or split unitary system",324,393,357,392,327,367,null,"School or Education","n/a","School or Educationn/a",{"$f":"CY15","v":388},{"$f":"AVERAGE(CY25,CY29,CY49)","v":638.66666666666663},{"$f":"DB22","v":2.5450000000000001E-4},{"$f":"DC51","v":0.54},{"$f":"DC64","v":0.44},{"$f":"DB70","v":0.17}]
[null,"Q01","Efficient Elevator Equipment","13.5.2.7.1",5,2,4,5,1,5,6,5,4,null,"Efficient Elevator Equipment",true,true,true,true,true,true,true,true,true,null,null,"Table 6.8.1-4","Electrically Operated Packaged Terminal Air Conditioners, Packaged Terminal Heat Pumps, Single-Package Vertical Air Conditioners, Single-Package Vertical Heat Pumps, Room Air Conditioners, and Room Air Conditioner Heat Pumps","SPVHP (heating mode)","<65,000 Btu/h","47°F db/43°F wb outdoor air","N/A",3.3,"COPh","Single Package Vertical Unit","Air Cooled",0,65000,"Heat Pump","Heat PumpSingle Package Vertical Unit<65,000 Btu/hN/A",15,"HP - Packaged/Split",null,null,null,null,null,null,null,null,null,null,null,null,null,null,null,null,null,null,null,null,null,null,"Table 6.8.1-1","Electrically Operated Unitary Air Conditioners and Condensing Units","Air conditioners, water cooled","≥65,000 Btu/h and <135,000 Btu/h","Electric resistance (or none)","Split system and single package",12.1,"EER",13.9,"IEER",64999.999000000003,135000,"Split DX System","Split DX SystemAir conditioners, water cooled≥65,000 Btu/h and <135,000 Btu/hSplit system and single packageElectric resistance (or none)",15,"AC - Packaged/Split",null,null,"Gas steam, 3-pan","Gas steam","3-pan",0.38,6250,"Btu/h","ASTM Standard F1484-18",null,null,null,null,null,null,null,null,null,null,null,null,null,null,null,"Warehouse or Storage","n/a","Warehouse or Storagen/a",{"$f":"CY16","v":367},{"$f":"CY53","v":1144},{"$f":"DB30","v":3.0180000000000002E-4},{"$f":"DC44","v":0.68},{"$f":"DC65","v":0.23},{"$f":"DB84","v":0.14000000000000001}]
[null,"Q02","Efficient Kitchen Equipment","13.5.2.7.2","x","x","x","x",27,"x","x","x","x",null,"Efficient Kitchen Equipment",false,false,false,false,true,false,false,false,false,null,null,"Table 6.8.1-4","Electrically Operated Packaged Terminal Air Conditioners, Packaged Terminal Heat Pumps, Single-Package Vertical Air Conditioners, Single-Package Vertical Heat Pumps, Room Air Conditioners, and Room Air Conditioner Heat Pumps","SPVHP (heating mode)","≥65,000 Btu/h and <135,000 Btu/h","47°F db/43°F wb outdoor air","N/A",3,"COPh","Single Package Vertical Unit","Air Cooled",64999.999000000003,135000,"Heat Pump","Heat PumpSingle Package Vertical Unit≥65,000 Btu/h and <135,000 Btu/hN/A",16,"HP - Packaged/Split",null,null,null,null,null,null,null,null,null,null,null,null,null,null,null,null,null,null,null,null,null,null,"Table 6.8.1-1","Electrically Operated Unitary Air Conditioners and Condensing Units","Air conditioners, water cooled","≥65,000 Btu/h and <135,000 Btu/h","All other","Split system and single package",11.9,"EER",13.7,"IEER",64999.999000000003,135000,"Split DX System","Split DX SystemAir conditioners, water cooled≥65,000 Btu/h and <135,000 Btu/hSplit system and single packageAll other",16,"AC - Packaged/Split",null,null,"Gas steam, 4-pan","Gas steam","4-pan",0.38,8350,"Btu/h","ASTM Standard F1484-18",null,null,null,null,null,null,null,null,null,null,null,null,null,null,null,"Other","n/a","Othern/a",{"$f":"CY8","v":766},{"$f":"CY53","v":1144},{"$f":"DB26","v":2.5900000000000001E-4},{"$f":"DC39","v":0.66},{"$f":"DC66","v":0.32},{"$f":"DB79","v":0.06}]
[null,null,null,null,null,null,null,null,null,null,null,null,null,null,null,null,null,null,null,null,null,null,null,null,null,null,"Table 6.8.1-4","Electrically Operated Packaged Terminal Air Conditioners, Packaged Terminal Heat Pumps, Single-Package Vertical Air Conditioners, Single-Package Vertical Heat Pumps, Room Air Conditioners, and Room Air Conditioner Heat Pumps","SPVHP (heating mode)","≥135,000 Btu/h and <240,000 Btu/h","47°F db/43°F wb outdoor air","N/A",3,"COPh","Single Package Vertical Unit","Air Cooled",134999.99900000001,100000000,"Heat Pump","Heat PumpSingle Package Vertical Unit≥135,000 Btu/h and <240,000 Btu/hN/A",17,"HP - Packaged/Split",null,null,null,null,null,null,null,null,null,null,null,null,null,null,null,null,null,null,null,null,null,null,"Table 6.8.1-1","Electrically Operated Unitary Air Conditioners and Condensing Units","Air conditioners, water cooled","≥135,000 Btu/h and <240,000 Btu/h","Electric resistance (or none)","Split system and single package",12.5,"EER",13.9,"IEER",134999.99900000001,240000,"Split DX System","Split DX SystemAir conditioners, water cooled≥135,000 Btu/h and <240,000 Btu/hSplit system and single packageElectric resistance (or none)",17,"AC - Packaged/Split",null,null,"Gas steam, 5-pan","Gas steam","5-pan",0.38,10400,"Btu/h","ASTM Standard F1484-18",null,null,null,null,null,null,"Small Commercial - More than 3 stories"]
[null,"CLIMATE ZONE 5A",null,null,null,null,null,null,null,null,null,null,null,null,"CLIMATE ZONE 5A",null,null,null,null,null,null,null,null,null,null,null,"Table 6.8.1-5","Warm-Air Furnaces and Combination Warm-Air Furnaces/Air-Conditioning Units, Warm-Air Duct Furnaces, and Unit Heaters","Electric Furnaces","<225,000 Btu/h","All","N/A",0.96,"AFUE","N/A","N/A",0,225000,"Furnace","FurnaceN/A<225,000 Btu/hN/A",18,"Furnace",null,null,null,null,null,null,null,null,null,null,null,null,null,null,null,null,null,null,null,null,null,null,"Table 6.8.1-1","Electrically Operated Unitary Air Conditioners and Condensing Units","Air conditioners, water cooled","≥135,000 Btu/h and <240,000 Btu/h","All other","Split system and single package",12.3,"EER",13.7,"IEER",134999.99900000001,240000,"Split DX System","Split DX SystemAir conditioners, water cooled≥135,000 Btu/h and <240,000 Btu/hSplit system and single packageAll other",18,"AC - Packaged/Split",null,null,"Gas steam, 6-pan and larger","Gas steam","6-pan and larger",0.38,12500,"Btu/h","ASTM Standard F1484-18",null,null,null,null,null,null,"Building Type","HVAC System","Northern","Central","Pine Barrens","Southwest","Coastal","Wt Average"]
[null,"ID","Energy Credit Abbreviated Title","Section ",{"$f":"E3","v":"Dormitory or Retirement"},"Healthcare","Hotel or Motel","Office","Restaurant","Retail","School or Education","Warehouse or Storage","Other",null,"Energy Credit Abbreviated Title",{"$f":"E3","v":"Dormitory or Retirement"},"Healthcare","Hotel or Motel","Office","Restaurant","Retail","School or Education","Warehouse or Storage","Other",null,null,"Table 6.8.1-9","Electrically Operated Variable-Refrigerant-Flow and Applied Heat Pumps","VRF air cooled (heating mode)","<65,000 Btu/h (cooling capacity)","VRF multisplit system","N/A",7.7,"HSPF","VRF Air Source","Air Cooled",0,65000,"Heat Pump","Heat PumpVRF Air Source<65,000 Btu/h (cooling capacity)N/A",19,"Variable Refrigerant Flow",null,null,null,null,null,null,null,null,null,null,null,null,null,null,null,null,null,null,null,null,null,null,"Table 6.8.1-1","Electrically Operated Unitary Air Conditioners and Condensing Units","Air conditioners, water cooled","≥240,000 Btu/h and <760,000 Btu/h","Electric resistance (or none)","Split system and single package",12.4,"EER",13.6,"IEER",239999.99900000001,760000,"Split DX System","Split DX SystemAir conditioners, water cooled≥240,000 Btu/h and <760,000 Btu/hSplit system and single packageElectric resistance (or none)",19,"AC - Packaged/Split",null,null,null,null,null,null,null,null,null,null,null,null,null,null,null,"Dormitory","Fan coil",736,880,874,842,886,852,null,"Building Type","ETDF"]
[null,"E02",{"$f":"C4","v":"UA reduction (15%)"},"C406.2.1.2",30,4,9,10,26,45,3,74,25,null,{"$f":"C4","v":"UA reduction (15%)"},{"$f":"IF(ISNUMBER(E22),TRUE,FALSE)","v":true},{"$f":"IF(ISNUMBER(F22),TRUE,FALSE)","v":true},true,true,true,true,true,true,true,null,null,"Table 6.8.1-9","Electrically Operated Variable-Refrigerant-Flow and Applied Heat Pumps","VRF air cooled (heating mode)","≥65,000 Btu/h and <135,000 Btu/h (cooling capacity)","VRF multisplit system 47°F db/43°F wb outdoor air","N/A",3.3,"COPh47","VRF Air Source","Air Cooled",64999.999000000003,135000,"Heat Pump","Heat PumpVRF Air Source≥65,000 Btu/h and <135,000 Btu/h (cooling capacity)N/A",20,"Variable Refrigerant Flow",null,null,null,null,null,null,null,null,null,null,null,null,null,null,null,null,null,null,null,null,null,null,"Table 6.8.1-1","Electrically Operated Unitary Air Conditioners and Condensing Units","Air conditioners, water cooled","≥240,000 Btu/h and <760,000 Btu/h","All other","Split system and single package",12.2,"EER",13.4,"IEER",239999.99900000001,760000,"Split DX System","Split DX SystemAir conditioners, water cooled≥240,000 Btu/h and <760,000 Btu/hSplit system and single packageAll other",20,"AC - Packaged/Split",null,null,"Minimum Efficiency Requirements: Commercial Dishwashers (I-P)",null,null,null,null,null,null,null,null,null,null,null,null,"School – Community college","CV econ",708,826,877,859,804,812,null,"Education - Other",2.5450000000000001E-4]
[null,"E03","Envelope Leakage Reduction","C406.2.1.3",65,7,19,13,33,56,1,92,36,null,"Envelope Leakage Reduction",{"$f":"IF(ISNUMBER(E23),TRUE,FALSE)","v":true},{"$f":"IF(ISNUMBER(F23),TRUE,FALSE)","v":true},{"$f":"IF(ISNUMBER(G23),TRUE,FALSE)","v":true},{"$f":"IF(ISNUMBER(H23),TRUE,FALSE)","v":true},{"$f":"IF(ISNUMBER(I23),TRUE,FALSE)","v":true},{"$f":"IF(ISNUMBER(J23),TRUE,FALSE)","v":true},{"$f":"IF(ISNUMBER(K23),TRUE,FALSE)","v":true},{"$f":"IF(ISNUMBER(L23),TRUE,FALSE)","v":true},{"$f":"IF(ISNUMBER(M23),TRUE,FALSE)","v":true},null,null,"Table 6.8.1-9","Electrically Operated Variable-Refrigerant-Flow and Applied Heat Pumps","VRF air cooled (heating mode)","≥135,000 Btu/h (cooling capacity)","VRF multisplit system 47°F db/43°F wb outdoor air","N/A",3.2,"COPh47","VRF Air Source","Air Cooled",134999.99900000001,100000000,"Heat Pump","Heat PumpVRF Air Source≥135,000 Btu/h (cooling capacity)N/A",21,"Variable Refrigerant Flow",null,null,null,null,null,null,null,null,null,null,null,null,null,null,null,null,null,null,null,null,null,null,"Table 6.8.1-1","Electrically Operated Unitary Air Conditioners and Condensing Units","Air conditioners, water cooled","≥760,000 Btu/h","Electric resistance (or none)","Split system and single package",12.2,"EER",13.5,"IEER",759999.99899999995,100000000,"Split DX System","Split DX SystemAir conditioners, water cooled≥760,000 Btu/hSplit system and single packageElectric resistance (or none)",21,"AC - Packaged/Split",null,null,1,2,3,4,5,6,7,8,9,null,null,null,null,null,"CV noecon",988,1108,1132,1124,1088,1089,null,"Health - Hospital",2.0110000000000001E-4]
[null,"H02","Heating Efficiency (electric only)","13.5.2.2.2",5,4,2,5,8,10,3,21,7,null,"Heating Efficiency (electric only)",true,true,true,true,true,true,true,true,true,null,null,"Table 6.8.1-9","Electrically Operated Variable-Refrigerant-Flow and Applied Heat Pumps","VRF water source (heating mode)","<65,000 Btu/h (cooling capacity)","VRF multisplit system 68°F entering water","N/A",4.3,"COPH","VRF Water Source","Water Cooled",0,65000,"Heat Pump","Heat PumpVRF Water Source<65,000 Btu/h (cooling capacity)N/A",22,"Variable Refrigerant Flow",null,null,null,null,null,null,null,null,null,null,null,null,null,null,null,null,null,null,null,null,null,null,"Table 6.8.1-1","Electrically Operated Unitary Air Conditioners and Condensing Units","Air conditioners, water cooled","≥760,000 Btu/h","All other","Split system and single package",12,"EER",13.3,"IEER",759999.99899999995,100000000,"Split DX System","Split DX SystemAir conditioners, water cooled≥760,000 Btu/hSplit system and single packageAll other",22,"AC - Packaged/Split",null,null,"Machine Type","High-Temp Idle Energy (kW)\nRate","Max High-Temp Water Consumption","Max High-Temp Water Consumption Units","Max Low-Temp Idle Energy Rate (kW)","Max Low-Temp Water Consumption","Max Low-Temp Water Consumption Units","Test Procedure","EUL",null,null,null,null,null,"VAV",560,569,674,699,586,596,null,"Health - Other",3.0200000000000002E-4]
[null,"H03","Cooling Efficiency","13.5.2.2.3 ",3,5,5,4,3,4,6,1,3,null,"Cooling Efficiency",true,true,true,true,true,true,true,true,true,null,null,"Table 6.8.1-9","Electrically Operated Variable-Refrigerant-Flow and Applied Heat Pumps","VRF water source (heating mode)","≥65,000 Btu/h and <135,000 Btu/h (cooling capacity)","VRF multisplit system 68°F entering water","N/A",4.3,"COPH","VRF Water Source","Water Cooled",64999.999000000003,135000,"Heat Pump","Heat PumpVRF Water Source≥65,000 Btu/h and <135,000 Btu/h (cooling capacity)N/A",23,"Variable Refrigerant Flow",null,null,null,null,null,null,null,null,null,null,null,null,null,null,null,null,null,null,null,null,null,null,"Table 6.8.1-1","Electrically Operated Unitary Air Conditioners and Condensing Units","Air conditioners, evaporatively cooled","<65,000 Btu/h","All","Split system and single package",12.1,"EER",12.3,"IEER",0,65000,"Split DX System","Split DX SystemAir conditioners, evaporatively cooled<65,000 Btu/hSplit system and single packageAll",23,"AC - Packaged/Split",null,null,"Under counter",0.5,0.86,"Gallons per rack",0.5,1.19,"Gallons per rack","ASTM F1696-18 & F1920-15",10,null,null,null,null,null,"Unknown",649,692,776,790,697,706,null,"Lodging",1.21E-4]
[null,"H05","Ground-Source Heat Pump","13.5.2.2.5",13,11,8,15,14,19,7,"x",13,null,"Ground-Source Heat Pump",{"$f":"IF(ISNUMBER(E26),TRUE,FALSE)","v":true},{"$f":"IF(ISNUMBER(F26),TRUE,FALSE)","v":true},{"$f":"IF(ISNUMBER(G26),TRUE,FALSE)","v":true},{"$f":"IF(ISNUMBER(H26),TRUE,FALSE)","v":true},{"$f":"IF(ISNUMBER(I26),TRUE,FALSE)","v":true},{"$f":"IF(ISNUMBER(J26),TRUE,FALSE)","v":true},{"$f":"IF(ISNUMBER(K26),TRUE,FALSE)","v":true},{"$f":"IF(ISNUMBER(L26),TRUE,FALSE)","v":false},{"$f":"IF(ISNUMBER(M26),TRUE,FALSE)","v":true},null,null,"Table 6.8.1-9","Electrically Operated Variable-Refrigerant-Flow and Applied Heat Pumps","VRF water source (heating mode)","≥135,000 Btu/h and <240,000 Btu/h (cooling capacity)","VRF multisplit system 68°F entering water","N/A",4,"COPH","VRF Water Source","Water Cooled",134999.99900000001,240000,"Heat Pump","Heat PumpVRF Water Source≥135,000 Btu/h and <240,000 Btu/h (cooling capacity)N/A",24,"Variable Refrigerant Flow",null,null,null,null,null,null,null,null,null,null,null,null,null,null,null,null,null,null,null,null,null,null,"Table 6.8.1-1","Electrically Operated Unitary Air Conditioners and Condensing Units","Air conditioners, evaporatively cooled","≥65,000 Btu/h and <135,000 Btu/h","Electric resistance (or none)","Split system and single package",12.1,"EER",12.3,"IEER",64999.999000000003,135000,"Split DX System","Split DX SystemAir conditioners, evaporatively cooled≥65,000 Btu/h and <135,000 Btu/hSplit system and single packageElectric resistance (or none)",24,"AC - Packaged/Split",null,null,"Stationary single-tank door",0.7,0.89,"Gallons per rack",0.6,1.18,"Gallons per rack","ASTM F1696-18 & F1920-15",15,null,null,null,null,"School – secondary","CV econ",424,499,502,487,475,482,null,"Miscellaneous/Other",2.5900000000000001E-4]
[null,"W01","SHW Preheat Recovery","13.5.2.3.1 a",22,2,8,2,11,7,3,2,7,null,"SHW Preheat Recovery",true,true,true,true,true,true,true,true,true,null,null,"Table 6.8.1-9","Electrically Operated Variable-Refrigerant-Flow and Applied Heat Pumps","VRF water source (heating mode)","≥240,000 Btu/h (cooling capacity)","VRF multisplit system 68°F entering water","N/A",3.9,"COPH","VRF Water Source","Water Cooled",239999.99900000001,100000000,"Heat Pump","Heat PumpVRF Water Source≥240,000 Btu/h (cooling capacity)N/A",25,"Variable Refrigerant Flow",null,null,null,null,null,null,null,null,null,null,null,null,null,null,null,null,null,null,null,null,null,null,"Table 6.8.1-1","Electrically Operated Unitary Air Conditioners and Condensing Units","Air conditioners, evaporatively cooled","≥65,000 Btu/h and <135,000 Btu/h","All other","Split system and single package",11.9,"EER",12.1,"IEER",64999.999000000003,135000,"Split DX System","Split DX SystemAir conditioners, evaporatively cooled≥65,000 Btu/h and <135,000 Btu/hSplit system and single packageAll other",25,"AC - Packaged/Split",null,null,"Pot, pan, and utensil",1.2,0.57999999999999996,"Gallons per rack",1,0.57999999999999996,"Gallons per square foot of rack","ASTM F1696-18 & F1920-15",10,null,null,null,null,null,"CV noecon",824,899,870,873,879,877,null,"Office",2.4899999999999998E-4]
[null,"W02","Heat-Pump Water Heater","13.5.2.3.1 b",36,1,13,2,9,2,2,1,8,null,"Heat-Pump Water Heater",true,true,true,true,true,true,true,true,true,null,null,"Table 6.8.1-9","Electrically Operated Variable-Refrigerant-Flow and Applied Heat Pumps","VRF groundwater source (heating mode)","<135,000 Btu/h (cooling capacity)","VRF multisplit system 50°F entering water","N/A",3.6,"COPH","VRF Ground Water Source","Ground Water Source",0,135000,"Heat Pump","Heat PumpVRF Ground Water Source<135,000 Btu/h (cooling capacity)N/A",26,"Variable Refrigerant Flow",null,null,null,null,null,null,null,null,null,null,null,null,null,null,null,null,null,null,null,null,null,null,"Table 6.8.1-1","Electrically Operated Unitary Air Conditioners and Condensing Units","Air conditioners, evaporatively cooled","≥135,000 Btu/h and <240,000 Btu/h","Electric resistance (or none)","Split system and single package",12,"EER",12.2,"IEER",134999.99900000001,240000,"Split DX System","Split DX SystemAir conditioners, evaporatively cooled≥135,000 Btu/h and <240,000 Btu/hSplit system and single packageElectric resistance (or none)",26,"AC - Packaged/Split",null,null,"Single-tank conveyor",1.5,0.7,"Gallons per rack",1.5,0.79,"Gallons per rack","ASTM F1696-18 & F1920-15",20,null,null,null,null,null,"VAV",300,369,396,369,353,358,null,"Restaurant",1.5249999999999999E-4]
[null,"W04","SWH Pipe Insulation","13.5.2.3.2",3,1,2,1,"x","x",1,"x",2,null,"SWH Pipe Insulation",true,true,true,true,false,false,true,false,true,null,null,"Table 6.8.1-9","Electrically Operated Variable-Refrigerant-Flow and Applied Heat Pumps","VRF groundwater source (heating mode)","≥135,000 Btu/h  (cooling capacity)","VRF multisplit system 50°F entering water","N/A",3.3,"COPH","VRF Ground Water Source","Ground Water Source",134999.99900000001,100000000,"Heat Pump","Heat PumpVRF Ground Water Source≥135,000 Btu/h  (cooling capacity)N/A",27,"Variable Refrigerant Flow",null,null,null,null,null,null,null,null,null,null,null,null,null,null,null,null,null,null,null,null,null,null,"Table 6.8.1-1","Electrically Operated Unitary Air Conditioners and Condensing Units","Air conditioners, evaporatively cooled","≥135,000 Btu/h and <240,000 Btu/h","All other","Split system and single package",11.8,"EER",12,"IEER",134999.99900000001,240000,"Split DX System","Split DX SystemAir conditioners, evaporatively cooled≥135,000 Btu/h and <240,000 Btu/hSplit system and single packageAll other",27,"AC - Packaged/Split",null,null,"Multiple-tank conveyor",2.25,0.54,"Gallons per rack",2,0.54,"Gallons per rack","ASTM F1696-18 & F1920-15",20,null,null,null,null,null,"Unknown",400,471,486,465,453,457,null,"Retail",2.5599999999999999E-4]
[null,"W05","Point-of-Use Water Heaters","13.5.2.3.3 a","x","x","x",2,"x","x",3,"x",3,null,"Point-of-Use Water Heaters",false,false,false,true,false,false,true,false,true,null,null,"Table 6.8.1-9","Electrically Operated Variable-Refrigerant-Flow and Applied Heat Pumps","VRF ground source (heating mode)","<135,000 Btu/h  (cooling capacity)","VRF multisplit system 32°F entering water","N/A",3.1,"COPH","VRF Ground Source","Ground Source",0,135000,"Heat Pump","Heat PumpVRF Ground Source<135,000 Btu/h  (cooling capacity)N/A",28,"Variable Refrigerant Flow",null,null,null,null,null,null,null,null,null,null,null,null,null,null,null,null,null,null,null,null,null,null,"Table 6.8.1-1","Electrically Operated Unitary Air Conditioners and Condensing Units","Air conditioners, evaporatively cooled","≥240,000 Btu/h and <760,000 Btu/h","Electric resistance (or none)","Split system and single package",11.9,"EER",12.1,"IEER",239999.99900000001,760000,"Split DX System","Split DX SystemAir conditioners, evaporatively cooled≥240,000 Btu/h and <760,000 Btu/hSplit system and single packageElectric resistance (or none)",28,"AC - Packaged/Split",null,null,"Single-tank flight type","Reported","GPH ≤ 2.975x + 55.00","Gallons per hour","Reported","GPH ≤ 2.975x + 55.00","Gallons per hour","ASTM F1696-18 & F1920-15",{"$f":"AVERAGE(CM25:CM29)","v":15},null,null,null,null,"Hospital","CV econ",1229,1433,1380,1405,1374,1380,null,"Warehouse - Refrigerated",3.0180000000000002E-4]
[null,"W06","Thermostatic Balancing Valves","13.5.2.3.3 b",1,1,1,1,1,1,1,1,1,null,"Thermostatic Balancing Valves",true,true,true,true,true,true,true,true,true,null,null,"Table 6.8.1-9","Electrically Operated Variable-Refrigerant-Flow and Applied Heat Pumps","VRF ground source (heating mode)","≥135,000 Btu/h  (cooling capacity)","VRF multisplit system 32°F entering water","N/A",2.8,"COPH","VRF Ground Source","Ground Source",134999.99900000001,100000000,"Heat Pump","Heat PumpVRF Ground Source≥135,000 Btu/h  (cooling capacity)N/A",29,"Variable Refrigerant Flow",null,null,null,null,null,null,null,null,null,null,null,null,null,null,null,null,null,null,null,null,null,null,"Table 6.8.1-1","Electrically Operated Unitary Air Conditioners and Condensing Units","Air conditioners, evaporatively cooled","≥240,000 Btu/h and <760,000 Btu/h","All other","Split system and single package",11.7,"EER",11.9,"IEER",239999.99900000001,760000,"Split DX System","Split DX SystemAir conditioners, evaporatively cooled≥240,000 Btu/h and <760,000 Btu/hSplit system and single packageAll other",29,"AC - Packaged/Split",null,null,"Multiple-tank flight type","Reported","GPH ≤ 4.96x + 17.00","Gallons per hour","Reported","GPH ≤ 4.96x + 17.00","Gallons per hour","ASTM F1696-18 & F1920-15",{"$f":"AVERAGE(CM25:CM29)","v":15},null,null,null,null,null,"CV noecon",2167,2306,2230,2209,2222,2250]
[null,"W08","SHW Distribution Sizing","13.5.2.3.5",23,"x",8,"x","x","x","x","x","x",null,"SHW Distribution Sizing",true,false,true,false,false,false,false,false,false,null,null,"Table 6.8.1-13","Electrically Operated DX-DOAS Units, Single-Package and Remote Condenser, without Energy Recovery","Air source heat pump (heating mode)","N/A","N/A","N/A",2.7,"ISCOP","Air-Source Heat Pump DOAS (no energy recovery)","Air Cooled","All","All","Heat Pump","Heat PumpAir-Source Heat Pump DOAS (no energy recovery)N/AN/A",30,"Dedicated Outdoor Air System",null,null,null,null,null,null,null,null,null,null,null,null,null,null,null,null,null,null,null,null,null,null,"Table 6.8.1-1","Electrically Operated Unitary Air Conditioners and Condensing Units","Air conditioners, evaporatively cooled","≥760,000 Btu/h","Electric resistance (or none)","Split system and single package",11.7,"EER",11.9,"IEER",759999.99899999995,100000000,"Split DX System","Split DX SystemAir conditioners, evaporatively cooled≥760,000 Btu/hSplit system and single packageElectric resistance (or none)",30,"AC - Packaged/Split",null,null,null,null,null,null,null,null,null,null,null,null,null,null,null,null,"VAV",1035,1214,1170,1195,1167,1169]
[null,"W09","Shower Drain Heat Recovery","13.5.2.3.6",20,"x",7,"x","x","x",2,"x",10,null,"Shower Drain Heat Recovery",true,false,true,false,false,false,true,false,true,null,null,"Table 6.8.1-13","Electrically Operated DX-DOAS Units, Single-Package and Remote Condenser, without Energy Recovery","Water source heat pump (heating mode)","N/A","Ground source, closed loop","N/A",2,"ISCOP","Ground Water, Closed Loop Heat Pump DOAS (no energy recovery)","Water Cooled","All","All","Heat Pump","Heat PumpGround Water, Closed Loop Heat Pump DOAS (no energy recovery)N/AN/A",31,"Dedicated Outdoor Air System",null,null,null,null,null,null,null,null,null,null,null,null,null,null,null,null,null,null,null,null,null,null,"Table 6.8.1-1","Electrically Operated Unitary Air Conditioners and Condensing Units","Air conditioners, evaporatively cooled","≥760,000 Btu/h","All other","Split system and single package",11.5,"EER",11.7,"IEER",759999.99899999995,100000000,"Split DX System","Split DX SystemAir conditioners, evaporatively cooled≥760,000 Btu/hSplit system and single packageAll other",31,"AC - Packaged/Split",null,null,"Minimum Efficiency Requirements: Commercial Ovens (I-P)",null,null,null,null,null,null,null,null,null,null,null,null,null,"Unknown",1141,1319,1271,1293,1268,1273,null,"Building Type","Sector","CF","Hours",null,"Building Type","Days/Year","Hours/Day","EFLH"]
[null,"L06","Light Power Reduction","13.5.2.5.6",2,8,2,8,3,8,9,11,6,null,"Light Power Reduction",true,true,true,true,true,true,true,true,true,null,null,"Table 6.8.1-13","Electrically Operated DX-DOAS Units, Single-Package and Remote Condenser, without Energy Recovery","Water source heat pump (heating mode)","N/A","Ground-water source","N/A",3.2,"ISCOP","Groundwater-Source Heat Pump DOAS (no energy recovery)","Water Cooled","All","All","Heat Pump","Heat PumpGroundwater-Source Heat Pump DOAS (no energy recovery)N/AN/A",32,"Dedicated Outdoor Air System",null,null,null,null,null,null,null,null,null,null,null,null,null,null,null,null,null,null,null,null,null,null,"Table 6.8.1-1","Electrically Operated Unitary Air Conditioners and Condensing Units","Condensing units, air cooled","≥135,000 Btu/h","N/A","N/A",10.5,"EER",11.8,"IEER",134999.99900000001,100000000,"Condensing Unit","Condensing UnitCondensing units, air cooled≥135,000 Btu/hN/AN/A",32,"AC - Packaged/Split",null,null,1,2,3,4,5,6,7,8,null,null,null,null,null,"Hotel","CV econ",2836,2881,2909,2930,2908,2886,null,"Grocery","Large Commercial/Industrial & Small Commercial",0.96,7134,null,"Education – Primary School",180,8,{"$f":"DG34*DH34","v":1440}]
[null,"Q01","Efficient Elevator Equipment","13.5.2.7.1",5,2,4,5,1,5,6,4,4,null,"Efficient Elevator Equipment",true,true,true,true,true,true,true,true,true,null,null,"Table 6.8.1-13","Electrically Operated DX-DOAS Units, Single-Package and Remote Condenser, without Energy Recovery","Water source heat pump (heating mode)","N/A","Water source","N/A",3.5,"ISCOP","Water-Source Heat Pump DOAS (no energy recovery)","Water Cooled","All","All","Heat Pump","Heat PumpWater-Source Heat Pump DOAS (no energy recovery)N/AN/A",33,"Dedicated Outdoor Air System",null,null,null,null,null,null,null,null,null,null,null,null,null,null,null,null,null,null,null,null,null,null,"Table 6.8.1-1","Electrically Operated Unitary Air Conditioners and Condensing Units","Condensing units, water cooled","≥135,000 Btu/h","N/A","N/A",13.5,"EER",14,"IEER",134999.99900000001,100000000,"Condensing Unit","Condensing UnitCondensing units, water cooled≥135,000 Btu/hN/AN/A",33,"AC - Packaged/Split",null,null,"Equipment Type Lookup","Equipment Type","Fuel Type","Classification","Max Idle Rate","Idle Rate Units","Cooking Energy Efficiency,%","Test Procedure",null,null,null,null,null,null,"CV noecon",3028,3065,3092,3113,3100,3072,null,"Medical – Clinic","Large Commercial/Industrial & Small Commercial",0.8,3909,null,"Education -Secondary School",210,11,{"$f":"DG35*DH35","v":2310}]
[null,"Q02","Efficient Kitchen Equipment","13.5.2.7.2","x","x","x","x",26,"x","x","x","x",null,"Efficient Kitchen Equipment",false,false,false,false,true,false,false,false,false,null,null,"Table 6.8.1-14","Electrically Operated DX-DOAS Units, Single-Package and Remote Condenser, with Energy Recovery","Air source heat pump (heating mode)","N/A","N/A","N/A",3.3,"ISCOP","Air-Source Heat Pump DOAS (with energy recovery)","Air Cooled","All","All","Heat Pump","Heat PumpAir-Source Heat Pump DOAS (with energy recovery)N/AN/A",34,"Dedicated Outdoor Air System",null,null,null,null,null,null,null,null,null,null,null,null,null,null,null,null,null,null,null,null,null,null,"Table 6.8.1-1","Electrically Operated Unitary Air Conditioners and Condensing Units","Condensing units, evaporatively cooled","≥135,000 Btu/h","N/A","N/A",13.5,"EER",14,"IEER",134999.99900000001,100000000,"Condensing Unit","Condensing UnitCondensing units, evaporatively cooled≥135,000 Btu/hN/AN/A",34,"AC - Packaged/Split",null,null,{"$f":"CF36&\", \"&CG36&\" - \"&CH36","v":"Convection Ovens, Gas - Full size"},"Convection Ovens","Gas","Full size",12000,"Btu/h",0.46,"ASTM F1496-13",null,null,null,null,null,null,"VAV",2871,2897,2883,2915,2894,2892,null,"Medical - Hospital","Large Commercial/Industrial & Small Commercial",1,"8,760[1]",null,"Education – Community College",237,16,3792]
[null,null,null,null,null,null,null,null,null,null,null,null,null,null,null,null,null,null,null,null,null,null,null,null,null,null,"Table 6.8.1-14","Electrically Operated DX-DOAS Units, Single-Package and Remote Condenser, with Energy Recovery","Water source heat pump (heating mode)","N/A","Ground source, closed loop","N/A",3.8,"ISCOP","Ground Water, Closed Loop Heat Pump DOAS (with energy recovery)","Water Cooled","All","All","Heat Pump","Heat PumpGround Water, Closed Loop Heat Pump DOAS (with energy recovery)N/AN/A",35,"Dedicated Outdoor Air System",null,null,null,null,null,null,null,null,null,null,null,null,null,null,null,null,null,null,null,null,null,null,"Table 6.8.1-2","Electrically Operated Unitary and Applied Heat Pumps","Air cooled (cooling mode)","<65,000 Btu/h","All","Split system, three phase","-","-",14.3,"SEER",0,65000,"Heat Pump","Heat PumpAir cooled (cooling mode)<65,000 Btu/hSplit system, three phaseAll",35,"HP - Packaged/Split",null,null,{"$f":"CF37&\", \"&CG37&\" - \"&CH37","v":"Convection Ovens, Electric - Half size"},"Convection Ovens","Electric","Half size",1,"kW",0.71,"ASTM F1496-13",null,null,null,null,null,null,"Unknown",2932,2973,3000,3021,3004,2979,null,"Office","Large Commercial/Industrial",0.7,2969,null,"Education – University",192,16,3072]
[null,null,null,null,null,null,null,null,null,null,null,null,null,null,null,null,null,null,null,null,null,null,null,null,null,null,"Table 6.8.1-14","Electrically Operated DX-DOAS Units, Single-Package and Remote Condenser, with Energy Recovery","Water source heat pump (heating mode)","N/A","Ground-water source","N/A",4,"ISCOP","Groundwater-Source Heat Pump DOAS (with energy recovery)","Water Cooled","All","All","Heat Pump","Heat PumpGroundwater-Source Heat Pump DOAS (with energy recovery)N/AN/A",36,"Dedicated Outdoor Air System",null,null,null,null,null,null,null,null,null,null,null,null,null,null,null,null,null,null,null,null,null,null,"Table 6.8.1-2","Electrically Operated Unitary and Applied Heat Pumps","Air cooled (cooling mode)","<65,000 Btu/h","All","Single package, three phase","-","-",13.4,"SEER",0,65000,"Heat Pump","Heat PumpAir cooled (cooling mode)<65,000 Btu/hSingle package, three phaseAll",36,"HP - Packaged/Split",null,null,"Convection Ovens, Electric - Full size","Convection Ovens","Electric","Full size",1.6,"kW",0.71,"ASTM F1496-13",null,null,null,null,null,"Large Office","CV econ",648,727,725,725,698,708,null,null,"Small Commercial",0.67,2950,null,"Grocery",364,16,5824]
[null,null,null,"Minimum Points",null,null,null,null,null,null,null,null,null,null,null,null,null,null,null,null,null,null,null,null,null,null,"Table 6.8.1-14","Electrically Operated DX-DOAS Units, Single-Package and Remote Condenser, with Energy Recovery","Water source heat pump (heating mode)","N/A","Water source","N/A",4.8,"ISCOP","Water-Source Heat Pump DOAS (with energy recovery)","Water Cooled","All","All","Heat Pump","Heat PumpWater-Source Heat Pump DOAS (with energy recovery)N/AN/A",37,"Dedicated Outdoor Air System",null,null,null,null,null,null,null,null,null,null,null,null,null,null,null,null,null,null,null,null,null,null,"Table 6.8.1-2","Electrically Operated Unitary and Applied Heat Pumps","Space constrained, air cooled (cooling mode)","≤30,000 Btu/h","All","Split system, three phase","-","-",11.7,"SEER",0,30000.001,"Heat Pump","Heat PumpSpace constrained, air cooled (cooling mode)≤30,000 Btu/hSplit system, three phaseAll",37,"HP - Packaged/Split",null,null,"Combination Ovens, Gas - Steam mode","Combination Ovens","Gas","Steam mode","200P + 6511","Btu/h",0.41,"ASTM F2861-17",null,null,null,null,null,null,"CV noecon",2223,2265,2230,2235,2246,2248,null,"Other","Large Commercial/Industrial & Small Commercial",0.66,4573,null,"Medical – Hospital",364,24,8736]
[null,null,"Building Type","4A","5A",null,null,null,null,null,null,null,null,null,null,null,null,null,null,null,null,null,null,null,null,null,"Table 6.8.1-15","Electrically Operated Water-Source Heat Pumps","Water to air, water loop (heating mode)","<135,000 Btu/h (cooling capacity)","68°F entering water","N/A",4.3,"COPH","Water to Air (Water Loop)","Water Cooled",0,100000000,"Heat Pump","Heat PumpWater to Air (Water Loop)<135,000 Btu/h (cooling capacity)N/A",38,"Geothermal Heat Pump Closed Loop",null,null,null,null,null,null,null,null,null,null,null,null,null,null,null,null,null,null,null,null,null,null,"Table 6.8.1-2","Electrically Operated Unitary and Applied Heat Pumps","Space constrained, air cooled (cooling mode)","≤30,000 Btu/h","All","Single package, three phase","-","-",11.7,"SEER",0,30000.001,"Heat Pump","Heat PumpSpace constrained, air cooled (cooling mode)≤30,000 Btu/hSingle package, three phaseAll",38,"HP - Packaged/Split",null,null,"Combination Ovens, Gas - Convection mode","Combination Ovens","Gas","Convection mode","150P + 5425","Btu/h",0.56000000000000005,"ASTM F2861-17",null,null,null,null,null,null,"VAV",634,725,689,708,675,696,null,"Retail","Large Commercial/Industrial",0.96,4920,null,"Medical – Clinic",351,12,4212]
[null,1,{"$f":"INDEX(Lists_Bundled_Building_Types,B41,)","v":"Dormitory or Retirement"},30,33,null,null,null,null,null,null,null,null,null,null,null,null,null,null,null,null,null,null,null,null,null,"Table 6.8.1-15","Electrically Operated Water-Source Heat Pumps","Water to air, groundwater (heating mode)","<135,000 Btu/h (cooling capacity)","50°F entering water","N/A",3.7,"COPH","Water to Air (Groundwater Loop)","Ground Water Source",0,100000000,"Heat Pump","Heat PumpWater to Air (Groundwater Loop)<135,000 Btu/h (cooling capacity)N/A",39,"Geothermal Heat Pump Open Loop",null,null,null,null,null,null,null,null,null,null,null,null,null,null,null,null,null,null,null,null,null,null,"Table 6.8.1-2","Electrically Operated Unitary and Applied Heat Pumps","Small duct, high velocity, air cooled (cooling mode)","<65,000 Btu/h","All","Split system, three phase","-","-",12,"SEER",0,65000,"Heat Pump","Heat PumpSmall duct, high velocity, air cooled (cooling mode)<65,000 Btu/hSplit system, three phaseAll",39,"HP - Packaged/Split",null,null,"Combination Ovens, Electric - Steam mode","Combination Ovens","Electric","Steam mode","0.133P + 0.6400","kW",0.55000000000000004,"ASTM F2861-17",null,null,null,null,null,null,"Unknown",746,833,799,816,786,805,null,null,"Small Commercial",0.86,4926,null,"Lodging Motel",364,24,8736]
[null,2,{"$f":"INDEX(Lists_Bundled_Building_Types,B42,)","v":"Healthcare"},13,13,null,null,null,null,null,null,null,null,null,null,null,null,null,null,null,null,null,null,null,null,null,"Table 6.8.1-15","Electrically Operated Water-Source Heat Pumps","Brine to air, ground loop (heating mode)","<135,000 Btu/h (cooling capacity)","32°F entering water","N/A",3.2,"COPH","Brine to Air (Ground Source)","Ground Source (Brine to Air)",0,100000000,"Heat Pump","Heat PumpBrine to Air (Ground Source)<135,000 Btu/h (cooling capacity)N/A",40,"Geothermal Heat Pump Closed Loop",null,null,null,null,null,null,null,null,null,null,null,null,null,null,null,null,null,null,null,null,null,null,"Table 6.8.1-2","Electrically Operated Unitary and Applied Heat Pumps","Air cooled (cooling mode)","≥65,000 Btu/h and <135,000 Btu/h","Electric resistance (or none)","Split system and single package",11,"EER",14.1,"IEER",64999.999000000003,135000,"Heat Pump","Heat PumpAir cooled (cooling mode)≥65,000 Btu/h and <135,000 Btu/hSplit system and single packageElectric resistance (or none)",40,"HP - Packaged/Split",null,null,"Combination Ovens, Electric - Convection mode","Combination Ovens","Electric","Convection mode","0.080P + 0.4989","kW",0.76,"ASTM F2861-17",null,null,null,null,null,"Large Retail","CV econ",1006,1167,1157,1130,1107,1125,null,"School","Large Commercial/Industrial & Small Commercial",0.5,2575,null,"Office – Large",234,12,2808]
[null,3,{"$f":"INDEX(Lists_Bundled_Building_Types,B43,)","v":"Hotel or Motel"},12,11,null,null,null,null,null,null,null,null,null,null,null,null,null,null,null,null,null,null,null,null,null,"Table 6.8.1-15","Electrically Operated Water-Source Heat Pumps","Water to water, water loop (heating mode)","<135,000 Btu/h (cooling capacity)","68°F entering water","N/A",3.7,"COPH","Water to Water","Water Cooled",0,100000000,"Heat Pump","Heat PumpWater to Water<135,000 Btu/h (cooling capacity)N/A",41,"Geothermal Heat Pump Closed Loop",null,null,null,null,null,null,null,null,null,null,null,null,null,null,null,null,null,null,null,null,null,null,"Table 6.8.1-2","Electrically Operated Unitary and Applied Heat Pumps","Air cooled (cooling mode)","≥65,000 Btu/h and <135,000 Btu/h","All other","Split system and single package",10.8,"EER",13.9,"IEER",64999.999000000003,135000,"Heat Pump","Heat PumpAir cooled (cooling mode)≥65,000 Btu/h and <135,000 Btu/hSplit system and single packageAll other",41,"HP - Packaged/Split",null,null,"Rack Ovens, Gas - Single","Rack Ovens","Gas","Single",25000,"Btu/h",0.48,"ASTM F2093-18",null,null,null,null,null,null,"CV noecon",1754,1876,1836,1807,1846,1839,null,"Warehouse/ Industrial","Large Commercial/Industrial",0.7,4116,null,"Office – Small ",234,12,2808]
[null,4,{"$f":"INDEX(Lists_Bundled_Building_Types,B44,)","v":"Office"},14,16,null,null,null,null,null,null,null,null,null,null,null,null,null,null,null,null,null,null,null,null,null,"Table 6.8.1-15","Electrically Operated Water-Source Heat Pumps","Water to water, groundwater (heating mode)","<135,000 Btu/h (cooling capacity)","50°F entering water","N/A",3.1,"COPH","Water to Water (Groundwater Source)","Ground Water Source",0,100000000,"Heat Pump","Heat PumpWater to Water (Groundwater Source)<135,000 Btu/h (cooling capacity)N/A",42,"Geothermal Heat Pump Open Loop",null,null,null,null,null,null,null,null,null,null,null,null,null,null,null,null,null,null,null,null,null,null,"Table 6.8.1-2","Electrically Operated Unitary and Applied Heat Pumps","Air cooled (cooling mode)","≥135,000 Btu/h and <240,000 Btu/h","Electric resistance (or none)","Split system and single package",10.6,"EER",13.5,"IEER",134999.99900000001,240000,"Heat Pump","Heat PumpAir cooled (cooling mode)≥135,000 Btu/h and <240,000 Btu/hSplit system and single packageElectric resistance (or none)",42,"HP - Packaged/Split",null,null,"Rack Ovens, Gas - Double","Rack Ovens","Gas","Double",30000,"Btu/h",0.52,"ASTM F2093-18",null,null,null,null,null,null,"VAV",832,993,972,946,940,950,null,null,"Small Commercial",0.68,3799,null,"Restaurant – Sit-Down",364,12,4368]
[null,5,{"$f":"INDEX(Lists_Bundled_Building_Types,B45,)","v":"Restaurant"},31,29,null,null,null,null,null,null,null,null,null,null,null,null,null,null,null,null,null,null,null,null,null,"Table 6.8.1-15","Electrically Operated Water-Source Heat Pumps","Brine to water, ground loop (heating mode)","<135,000 Btu/h (cooling capacity)","32°F entering water","N/A",2.5,"COPH","Brine to Water (Ground Source)","Ground Source (Brine to Water)",0,100000000,"Heat Pump","Heat PumpBrine to Water (Ground Source)<135,000 Btu/h (cooling capacity)N/A",43,"Geothermal Heat Pump Closed Loop",null,null,null,null,null,null,null,null,null,null,null,null,null,null,null,null,null,null,null,null,null,null,"Table 6.8.1-2","Electrically Operated Unitary and Applied Heat Pumps","Air cooled (cooling mode)","≥135,000 Btu/h and <240,000 Btu/h","All other","Split system and single package",10.4,"EER",13.3,"IEER",134999.99900000001,240000,"Heat Pump","Heat PumpAir cooled (cooling mode)≥135,000 Btu/h and <240,000 Btu/hSplit system and single packageAll other",43,"HP - Packaged/Split",null,null,null,null,null,null,null,null,null,null,null,null,null,null,null,null,"Unknown",920,1077,1056,1029,1026,1035,null,"Outside/Outdoor Area","All",0.11,3604,null,"Restaurant – Fast-Food",364,17,6188]
[null,6,{"$f":"INDEX(Lists_Bundled_Building_Types,B46,)","v":"Retail"},24,22,null,null,null,null,null,null,null,null,null,null,null,null,null,null,null,null,null,null,null,null,null,"N/A","Electric Resistance","N/A","N/A","N/A","N/A","N/A","N/A","Electric Resistance","N/A",null,null,"Electric Resistance","Electric ResistanceElectric ResistanceN/AN/A",44,"HVAC - Custom",null,null,null,null,null,null,null,null,null,null,null,null,null,null,null,null,null,null,null,null,null,null,"Table 6.8.1-2","Electrically Operated Unitary and Applied Heat Pumps","Air cooled (cooling mode)","≥240,000 Btu/h ","Electric resistance (or none)","Split system and single package",9.5,"EER",12.5,"IEER",239999.99900000001,100000000,"Heat Pump","Heat PumpAir cooled (cooling mode)≥240,000 Btu/h Split system and single packageElectric resistance (or none)",44,"HP - Packaged/Split",null,null,null,null,null,null,null,null,null,null,null,null,null,null,null,"School – postsecondary","CV econ",855,872,844,921,934,881,null,"Parking Garage","All",0.98,8678,null,"Average = Miscellaneous",288,15,4320]
[null,7,{"$f":"INDEX(Lists_Bundled_Building_Types,B47,)","v":"School or Education"},12,12,null,null,null,null,null,null,null,null,null,null,null,null,null,null,null,null,null,null,null,null,null,"Table 6.8.1-16","Heat-Pump and Heat Recovery Chiller Packages","Air Source Heat Pump Chiller","ALL","47 db/43 wb OAT, 105F LWT","47 db/43 wb OAT, 105F LWT",3.29,"COPh47","Air Source Heat Pump Chiller","Air Cooled","All","ALL","Heat Pump",{"$f":"AM47&AI47&AD47&AF47","v":"Heat PumpAir Source Heat Pump ChillerALL47 db/43 wb OAT, 105F LWT"},45,"Chiller - Air Cooled",null,null,null,null,null,null,null,null,null,null,null,null,null,null,null,null,null,null,null,null,null,null,"Table 6.8.1-2","Electrically Operated Unitary and Applied Heat Pumps","Air cooled (cooling mode)","≥240,000 Btu/h ","All other","Split system and single package",9.3000000000000007,"EER",12.3,"IEER",239999.99900000001,100000000,"Heat Pump","Heat PumpAir cooled (cooling mode)≥240,000 Btu/h Split system and single packageAll other",45,"HP - Packaged/Split",null,null,null,null,null,null,null,null,null,null,null,null,null,null,null,null,"CV noecon",1118,1159,1153,1136,1225,1160,null,"Multifamily – Common Areas[2]","Multifamily",0.86,5950]
[null,8,{"$f":"INDEX(Lists_Bundled_Building_Types,B48,)","v":"Warehouse or Storage"},27,32,null,null,null,null,null,null,null,null,null,null,null,null,null,null,null,null,null,null,null,null,null,"Table 6.8.1-16","Heat-Pump and Heat Recovery Chiller Packages","Air Source Heat Pump Chiller","ALL","47 db/43 wb OAT, 120F LWT","47 db/43 wb OAT, 120F LWT",2.77,"COPh47","Air Source Heat Pump Chiller","Air Cooled","All","ALL","Heat Pump","Heat PumpAir Source Heat Pump ChillerALL47 db/43 wb OAT, 120F LWT",46,"Chiller - Air Cooled",null,null,null,null,null,null,null,null,null,null,null,null,null,null,null,null,null,null,null,null,null,null,"Table 6.8.1-4","Electrically Operated Packaged Terminal Air Conditioners, Packaged Terminal Heat Pumps, Single-Package Vertical Air Conditioners, Single-Package Vertical Heat Pumps, Room Air Conditioners, and Room Air Conditioner Heat Pumps","PTAC (cooling mode) standard size","<7,000 Btu/h","N/A","95°F db/75°F wb outdoor air",11.9,"EER","-","-",0,7000,"PTAC","PTACPTAC (cooling mode) standard size<7,000 Btu/h95°F db/75°F wb outdoor airN/A",46,"Packaged Terminal AC",null,null,null,null,null,null,null,null,null,null,null,null,null,null,null,null,"VAV",567,667,649,620,607,634,null,"Multifamily – In-Unit","Multifamily",0.06,679]
[null,9,{"$f":"INDEX(Lists_Bundled_Building_Types,B49,)","v":"Other"},13,15,null,null,null,null,null,null,null,null,null,null,null,null,null,null,null,null,null,null,null,null,null,"Table 6.8.1-16","Heat-Pump and Heat Recovery Chiller Packages","Air Source Heat Pump Chiller","ALL","47 db/43 wb OAT, 140F LWT","47 db/43 wb OAT, 140F LWT",2.31,"COPh47","Air Source Heat Pump Chiller","Air Cooled","All","ALL","Heat Pump","Heat PumpAir Source Heat Pump ChillerALL47 db/43 wb OAT, 140F LWT",47,"Chiller - Air Cooled",null,null,null,null,null,null,null,null,null,null,null,null,null,null,null,null,null,null,null,null,null,null,"Table 6.8.1-4","Electrically Operated Packaged Terminal Air Conditioners, Packaged Terminal Heat Pumps, Single-Package Vertical Air Conditioners, Single-Package Vertical Heat Pumps, Room Air Conditioners, and Room Air Conditioner Heat Pumps","PTAC (cooling mode) standard size","≥7,000 Btu/h and ≤15,000 Btu/h","N/A","95°F db/75°F wb outdoor air","14.0 – (0.300 × Cap/1000)","EER","-","-",6999.9989999999998,15000.000099999999,"PTAC","PTACPTAC (cooling mode) standard size≥7,000 Btu/h and ≤15,000 Btu/h95°F db/75°F wb outdoor airN/A",47,"Packaged Terminal AC",null,null,null,null,null,null,null,null,null,null,null,null,null,null,null,null,"Unknown",697,775,757,747,753,753,null,"Multifamily –Exterior","Multifamily",0,3338]
[null,null,null,null,null,null,null,null,null,null,null,null,null,null,null,null,null,null,null,null,null,null,null,null,null,null,"Table 6.8.1-16","Heat-Pump and Heat Recovery Chiller Packages","Water Source Positive Displacement Heat Pump Chiller","<75 tons","EWT 54 db/44 wb, 105F LWT","EWT 54 db/44 wb, 105F LWT",4.6399999999999997,"COPH","Water Source Positive Displacement Heat Pump Chiller","Water Cooled",0,900000,"Heat Pump","Heat PumpWater Source Positive Displacement Heat Pump Chiller<75 tonsEWT 54 db/44 wb, 105F LWT",48,"Chiller - Water Cooled",null,null,null,null,null,null,null,null,null,null,null,null,null,null,null,null,null,null,null,null,null,null,"Table 6.8.1-4","Electrically Operated Packaged Terminal Air Conditioners, Packaged Terminal Heat Pumps, Single-Package Vertical Air Conditioners, Single-Package Vertical Heat Pumps, Room Air Conditioners, and Room Air Conditioner Heat Pumps","PTAC (cooling mode) standard size",">15,000 Btu/h","N/A","95°F db/75°F wb outdoor air",9.5,"EER","-","-",15000,100000000,"PTAC","PTACPTAC (cooling mode) standard size>15,000 Btu/h95°F db/75°F wb outdoor airN/A",48,"Packaged Terminal AC",null,null,null,null,null,null,null,null,null,null,null,null,null,null,null,"Other","CV econ",1101,1201,1199,1208,1186,1182,null,"College/University - Cafeteria[3]","All",0.79,2713]
[null,null,null,null,null,null,null,null,null,null,null,null,null,null,null,null,null,null,null,null,null,null,null,null,null,null,"Table 6.8.1-16","Heat-Pump and Heat Recovery Chiller Packages","Water Source Positive Displacement Heat Pump Chiller w/Heat Recovery","<75 tons","EWT 54 db/44 wb, 105F LWT","EWT 54 db/44 wb, 105F LWT",8.33,"COPHR","Water Source Positive Displacement Heat Pump Chiller w/Heat Recovery","Water Cooled",0,900000,"Heat Pump","Heat PumpWater Source Positive Displacement Heat Pump Chiller w/Heat Recovery<75 tonsEWT 54 db/44 wb, 105F LWT",49,"Chiller - Water Cooled",null,null,null,null,null,null,null,null,null,null,null,null,null,null,null,null,null,null,null,null,null,null,"Table 6.8.1-4","Electrically Operated Packaged Terminal Air Conditioners, Packaged Terminal Heat Pumps, Single-Package Vertical Air Conditioners, Single-Package Vertical Heat Pumps, Room Air Conditioners, and Room Air Conditioner Heat Pumps","PTAC (cooling mode) nonstandard size","<7,000 Btu/h","N/A","95°F db/75°F wb outdoor air",9.4,"EER","-","-",0,7000,"PTAC","PTACPTAC (cooling mode) nonstandard size<7,000 Btu/h95°F db/75°F wb outdoor airN/A",49,"Packaged Terminal AC",null,null,null,null,null,null,null,null,null,null,null,null,null,null,null,null,"CV noecon",1729,1811,1792,1785,1801,1791,null,"College/University – Classes3","All",0.54,2586]
[null,null,1,2,3,null,null,null,null,null,null,null,null,null,null,null,null,null,null,null,null,null,null,null,null,null,"Table 6.8.1-16","Heat-Pump and Heat Recovery Chiller Packages","Water Source Positive Displacement Heat Pump Chiller","≥75 and <150 tons","EWT 54 db/44 wb, 105F LWT","EWT 54 db/44 wb, 105F LWT",4.6399999999999997,"COPH","Water Source Positive Displacement Heat Pump Chiller","Water Cooled",899999.99998799991,1800000,"Heat Pump","Heat PumpWater Source Positive Displacement Heat Pump Chiller≥75 and <150 tonsEWT 54 db/44 wb, 105F LWT",50,"Chiller - Water Cooled",null,null,null,null,null,null,null,null,null,null,null,null,null,null,null,null,null,null,null,null,null,null,"Table 6.8.1-4","Electrically Operated Packaged Terminal Air Conditioners, Packaged Terminal Heat Pumps, Single-Package Vertical Air Conditioners, Single-Package Vertical Heat Pumps, Room Air Conditioners, and Room Air Conditioner Heat Pumps","PTAC (cooling mode) nonstandard size","≥7,000 Btu/h and ≤15,000 Btu/h","N/A","95°F db/75°F wb outdoor air","10.9 – (0.213 × Cap/1000) ","EER","-","-",6999.9989999999998,15000.000099999999,"PTAC","PTACPTAC (cooling mode) nonstandard size≥7,000 Btu/h and ≤15,000 Btu/h95°F db/75°F wb outdoor airN/A",50,"Packaged Terminal AC",null,null,null,null,null,null,null,null,null,null,null,null,null,null,null,null,"VAV",971,1062,1062,1065,1032,1042,null,"College/University - Dormitory3","All",0.92,3066]
[null,null,{"$f":"C3","v":"Energy Credit Abbreviated Title"},"Energy Credit Measure Category","Energy Credit Measure Name",null,null,null,null,null,null,null,null,null,null,null,null,null,null,null,null,null,null,null,null,null,"Table 6.8.1-16","Heat-Pump and Heat Recovery Chiller Packages","Water Source Positive Displacement Heat Pump Chiller w/Heat Recovery","≥75 and <151 tons","EWT 54 db/44 wb, 105F LWT","EWT 54 db/44 wb, 105F LWT",8.33,"COPHR","Water Source Positive Displacement Heat Pump Chiller w/Heat Recovery","Water Cooled",899999.99998799991,1800000,"Heat Pump","Heat PumpWater Source Positive Displacement Heat Pump Chiller w/Heat Recovery≥75 and <151 tonsEWT 54 db/44 wb, 105F LWT",51,"Chiller - Water Cooled",null,null,null,null,null,null,null,null,null,null,null,null,null,null,null,null,null,null,null,null,null,null,"Table 6.8.1-4","Electrically Operated Packaged Terminal Air Conditioners, Packaged Terminal Heat Pumps, Single-Package Vertical Air Conditioners, Single-Package Vertical Heat Pumps, Room Air Conditioners, and Room Air Conditioner Heat Pumps","PTAC (cooling mode) nonstandard size",">15,000 Btu/h","N/A","95°F db/75°F wb outdoor air",7.7,"EER","-","-",15000,100000000,"PTAC","PTACPTAC (cooling mode) nonstandard size>15,000 Btu/h95°F db/75°F wb outdoor airN/A",51,"Packaged Terminal AC",null,null,null,null,null,null,null,null,null,null,null,null,null,null,null,null,"Unknown",1069,1163,1164,1166,1141,1144,null,"Religious Building3","All",0.89,1955]
[null,null,"UA reduction (15%)","Envelope","Insulation",null,null,null,null,null,null,null,null,null,null,null,null,null,null,null,null,null,null,null,null,null,"Table 6.8.1-16","Heat-Pump and Heat Recovery Chiller Packages","Water Source Positive Displacement Heat Pump Chiller","≥150 and <300 tons","EWT 54 db/44 wb, 105F LWT","EWT 54 db/44 wb, 105F LWT",4.6399999999999997,"COPH","Water Source Positive Displacement Heat Pump Chiller","Water Cooled",1799999.9880000001,3600000,"Heat Pump","Heat PumpWater Source Positive Displacement Heat Pump Chiller≥150 and <300 tonsEWT 54 db/44 wb, 105F LWT",52,"Chiller - Water Cooled",null,null,null,null,null,null,null,null,null,null,null,null,null,null,null,null,null,null,null,null,null,null,"Table 6.8.1-4","Electrically Operated Packaged Terminal Air Conditioners, Packaged Terminal Heat Pumps, Single-Package Vertical Air Conditioners, Single-Package Vertical Heat Pumps, Room Air Conditioners, and Room Air Conditioner Heat Pumps","PTHP (cooling mode) standard size","<7,000 Btu/h","N/A","95°F db/75°F wb outdoor air",11.9,"EER","-","-",0,7000,"Heat Pump","Heat PumpPTHP (cooling mode) standard size<7,000 Btu/h95°F db/75°F wb outdoor airN/A",52,"Packaged Terminal HP",null,null,null,null,null,null,null,null,null,null,null,null,null,null,null,null,null,null,null,null,null,null,null,null,"Nursing Home3","All",0.92,5840]
[null,null,"Envelope Leakage Reduction","Envelope","Air Sealing",null,null,null,null,null,null,null,null,null,null,null,null,null,null,null,null,null,null,null,null,null,"Table 6.8.1-16","Heat-Pump and Heat Recovery Chiller Packages","Water Source Positive Displacement Heat Pump Chiller w/Heat Recovery","≥150 and <300 tons","EWT 54 db/44 wb, 105F LWT","EWT 54 db/44 wb, 105F LWT",8.33,"COPHR","Water Source Positive Displacement Heat Pump Chiller w/Heat Recovery","Water Cooled",1799999.9880000001,3600000,"Heat Pump","Heat PumpWater Source Positive Displacement Heat Pump Chiller w/Heat Recovery≥150 and <300 tonsEWT 54 db/44 wb, 105F LWT",53,"Chiller - Water Cooled",null,null,null,null,null,null,null,null,null,null,null,null,null,null,null,null,null,null,null,null,null,null,"Table 6.8.1-4","Electrically Operated Packaged Terminal Air Conditioners, Packaged Terminal Heat Pumps, Single-Package Vertical Air Conditioners, Single-Package Vertical Heat Pumps, Room Air Conditioners, and Room Air Conditioner Heat Pumps","PTHP (cooling mode) standard size","≥7,000 Btu/h and ≤15,000 Btu/h","N/A","95°F db/75°F wb outdoor air","14.0 – (0.300 × Cap/1000)","EER","-","-",6999.9989999999998,15000.000099999999,"Heat Pump","Heat PumpPTHP (cooling mode) standard size≥7,000 Btu/h and ≤15,000 Btu/h95°F db/75°F wb outdoor airN/A",53,"Packaged Terminal HP",null,null,null,null,null,null,null,null,null,null,null,null,null,null,null,null,null,null,null,null,null,null,null,null,"Restaurant - Dine-In143","All",0.79,4182]
[null,null,"Heating Efficiency (electric only)","HVAC","HVAC Custom (depends on selected equipment)",null,null,null,null,null,null,null,null,null,null,null,null,null,null,null,null,null,null,null,null,null,"Table 6.8.1-16","Heat-Pump and Heat Recovery Chiller Packages","Water Source Positive Displacement Heat Pump Chiller","≥300 and <600 tons","EWT 54 db/44 wb, 105F LWT","EWT 54 db/44 wb, 105F LWT",4.93,"COPH","Water Source Positive Displacement Heat Pump Chiller","Water Cooled",3599999.9879999999,7200000,"Heat Pump","Heat PumpWater Source Positive Displacement Heat Pump Chiller≥300 and <600 tonsEWT 54 db/44 wb, 105F LWT",54,"Chiller - Water Cooled",null,null,null,null,null,null,null,null,null,null,null,null,null,null,null,null,null,null,null,null,null,null,"Table 6.8.1-4","Electrically Operated Packaged Terminal Air Conditioners, Packaged Terminal Heat Pumps, Single-Package Vertical Air Conditioners, Single-Package Vertical Heat Pumps, Room Air Conditioners, and Room Air Conditioner Heat Pumps","PTHP (cooling mode) standard size",">15,000 Btu/h","N/A","95°F db/75°F wb outdoor air",9.5,"EER","-","-",15000,100000000,"Heat Pump","Heat PumpPTHP (cooling mode) standard size>15,000 Btu/h95°F db/75°F wb outdoor airN/A",54,"Packaged Terminal HP",null,null,null,null,null,null,null,null,null,null,null,null,null,null,null,null,null,null,null,null,null,null,null,null,"Restaurant - Fast food143","All",0.79,6456]
[null,null,"Cooling Efficiency","HVAC","HVAC Custom (depends on selected equipment)",null,null,null,null,null,null,null,null,null,null,null,null,null,null,null,null,null,null,null,null,null,"Table 6.8.1-16","Heat-Pump and Heat Recovery Chiller Packages","Water Source Positive Displacement Heat Pump Chiller w/Heat Recovery","≥300 and <600 tons","EWT 54 db/44 wb, 105F LWT","EWT 54 db/44 wb, 105F LWT",8.9,"COPHR","Water Source Positive Displacement Heat Pump Chiller w/Heat Recovery","Water Cooled",3599999.9879999999,7200000,"Heat Pump","Heat PumpWater Source Positive Displacement Heat Pump Chiller w/Heat Recovery≥300 and <600 tonsEWT 54 db/44 wb, 105F LWT",55,"Chiller - Water Cooled",null,null,null,null,null,null,null,null,null,null,null,null,null,null,null,null,null,null,null,null,null,null,"Table 6.8.1-4","Electrically Operated Packaged Terminal Air Conditioners, Packaged Terminal Heat Pumps, Single-Package Vertical Air Conditioners, Single-Package Vertical Heat Pumps, Room Air Conditioners, and Room Air Conditioner Heat Pumps","PTHP (cooling mode) nonstandard size","<7,000 Btu/h","N/A","95°F db/75°F wb outdoor air",9.3000000000000007,"EER","-","-",0,7000,"Heat Pump","Heat PumpPTHP (cooling mode) nonstandard size<7,000 Btu/h95°F db/75°F wb outdoor airN/A",55,"Packaged Terminal HP",null,null,null,null,null,null,null,null,null,null,null,null,null,null,null,null,null,null,null,null,null,null,null,null,"Museum143","All",0.89,3748]
[null,null,"Ground-Source Heat Pump","HVAC","GSHP Custom (depends on selected equipment)",null,null,null,null,null,null,null,null,null,null,null,null,null,null,null,null,null,null,null,null,null,"Table 6.8.1-16","Heat-Pump and Heat Recovery Chiller Packages","Water Source Positive Displacement Heat Pump Chiller","≥600 tons","EWT 54 db/44 wb, 105F LWT","EWT 54 db/44 wb, 105F LWT",4.93,"COPH","Water Source Positive Displacement Heat Pump Chiller","Water Cooled",7199999.99988,10000000000,"Heat Pump","Heat PumpWater Source Positive Displacement Heat Pump Chiller≥600 tonsEWT 54 db/44 wb, 105F LWT",56,"Chiller - Water Cooled",null,null,null,null,null,null,null,null,null,null,null,null,null,null,null,null,null,null,null,null,null,null,"Table 6.8.1-4","Electrically Operated Packaged Terminal Air Conditioners, Packaged Terminal Heat Pumps, Single-Package Vertical Air Conditioners, Single-Package Vertical Heat Pumps, Room Air Conditioners, and Room Air Conditioner Heat Pumps","PTHP (cooling mode) nonstandard size","≥7,000 Btu/h and ≤15,000 Btu/h","N/A","95°F db/75°F wb outdoor air","10.8 – (0.213 × Cap/1000)","EER","-","-",6999.9989999999998,15000.000099999999,"Heat Pump","Heat PumpPTHP (cooling mode) nonstandard size≥7,000 Btu/h and ≤15,000 Btu/h95°F db/75°F wb outdoor airN/A",56,"Packaged Terminal HP"]
[null,null,"SHW Preheat Recovery","Water Heating","Water Heating - Custom",null,null,null,null,null,null,null,null,null,null,null,null,null,null,null,null,null,null,null,null,null,"Table 6.8.1-16","Heat-Pump and Heat Recovery Chiller Packages","Water Source Positive Displacement Heat Pump Chiller w/Heat Recovery","≥600 tons","EWT 54 db/44 wb, 105F LWT","EWT 54 db/44 wb, 105F LWT",8.9,"COPHR","Water Source Positive Displacement Heat Pump Chiller w/Heat Recovery","Water Cooled",7199999.99988,10000000000,"Heat Pump","Heat PumpWater Source Positive Displacement Heat Pump Chiller w/Heat Recovery≥600 tonsEWT 54 db/44 wb, 105F LWT",57,"Chiller - Water Cooled",null,null,null,null,null,null,null,null,null,null,null,null,null,null,null,null,null,null,null,null,null,null,"Table 6.8.1-4","Electrically Operated Packaged Terminal Air Conditioners, Packaged Terminal Heat Pumps, Single-Package Vertical Air Conditioners, Single-Package Vertical Heat Pumps, Room Air Conditioners, and Room Air Conditioner Heat Pumps","PTHP (cooling mode) nonstandard size",">15,000 Btu/h","N/A","95°F db/75°F wb outdoor air",7.6,"EER","-","-",15000,100000000,"Heat Pump","Heat PumpPTHP (cooling mode) nonstandard size>15,000 Btu/h95°F db/75°F wb outdoor airN/A",57,"Packaged Terminal HP"]
[null,null,"Heat-Pump Water Heater","Water Heating","Water Heater - Heat Pump",null,null,null,null,null,null,null,null,null,null,null,null,null,null,null,null,null,null,null,null,null,"Table 6.8.1-16","Heat-Pump and Heat Recovery Chiller Packages","Water Source Positive Displacement Heat Pump Chiller","<75 tons","EWT 54 db/44 wb, 120F LWT","EWT 54 db/44 wb, 120F LWT",3.68,"COPH","Water Source Positive Displacement Heat Pump Chiller","Water Cooled",0,900000,"Heat Pump","Heat PumpWater Source Positive Displacement Heat Pump Chiller<75 tonsEWT 54 db/44 wb, 120F LWT",58,"Chiller - Water Cooled",null,null,null,null,null,null,null,null,null,null,null,null,null,null,null,null,null,null,null,null,null,null,"Table 6.8.1-4","Electrically Operated Packaged Terminal Air Conditioners, Packaged Terminal Heat Pumps, Single-Package Vertical Air Conditioners, Single-Package Vertical Heat Pumps, Room Air Conditioners, and Room Air Conditioner Heat Pumps","SPVAC (cooling mode)","<65,000 Btu/h","N/A","95°F db/75°F wb outdoor air",11,"EER","-","-",0,65000,"Single Package Vertical AC Unit","Single Package Vertical AC UnitSPVAC (cooling mode)<65,000 Btu/h95°F db/75°F wb outdoor airN/A",58,"HP - Packaged/Split",null,null,null,null,null,null,null,null,null,null,null,null,null,null,null,null,null,null,null,null,null,null,null,null,"Building Type","HVAC Interactive Factor for Peak Demand Savings (HVACd)",null,"HVAC Interactive Factor for Annual Energy Savings (HVACe)"]
[null,null,"SWH Pipe Insulation","Water Heating","Water Heating - Custom",null,null,null,null,null,null,null,null,null,null,null,null,null,null,null,null,null,null,null,null,null,"Table 6.8.1-16","Heat-Pump and Heat Recovery Chiller Packages","Water Source Positive Displacement Heat Pump Chiller w/Heat Recovery","<75 tons","EWT 54 db/44 wb, 120F LWT","EWT 54 db/44 wb, 120F LWT",6.41,"COPHR","Water Source Positive Displacement Heat Pump Chiller w/Heat Recovery","Water Cooled",0,900000,"Heat Pump","Heat PumpWater Source Positive Displacement Heat Pump Chiller w/Heat Recovery<75 tonsEWT 54 db/44 wb, 120F LWT",59,"Chiller - Water Cooled",null,null,null,null,null,null,null,null,null,null,null,null,null,null,null,null,null,null,null,null,null,null,"Table 6.8.1-4","Electrically Operated Packaged Terminal Air Conditioners, Packaged Terminal Heat Pumps, Single-Package Vertical Air Conditioners, Single-Package Vertical Heat Pumps, Room Air Conditioners, and Room Air Conditioner Heat Pumps","SPVAC (cooling mode)","≥65,000 Btu/h and <135,000 Btu/h","N/A","95°F db/75°F wb outdoor air",10,"EER","-","-",64999.999000000003,135000,"Single Package Vertical AC Unit","Single Package Vertical AC UnitSPVAC (cooling mode)≥65,000 Btu/h and <135,000 Btu/h95°F db/75°F wb outdoor airN/A",59,"HP - Packaged/Split",null,null,null,null,null,null,null,null,null,null,null,null,null,null,null,null,null,null,null,null,null,null,null,null,null,"AC (Utility)","AC (PJM)","AC/NonElec","AC/ElecRes","Heat Pump","NoAC/ElecRes"]
[null,null,"Point-of-Use Water Heaters","Water Heating","Water Heating - Custom",null,null,null,null,null,null,null,null,null,null,null,null,null,null,null,null,null,null,null,null,null,"Table 6.8.1-16","Heat-Pump and Heat Recovery Chiller Packages","Water Source Positive Displacement Heat Pump Chiller","≥75 and <150 tons","EWT 54 db/44 wb, 120F LWT","EWT 54 db/44 wb, 120F LWT",3.68,"COPH","Water Source Positive Displacement Heat Pump Chiller","Water Cooled",899999.99998799991,1800000,"Heat Pump","Heat PumpWater Source Positive Displacement Heat Pump Chiller≥75 and <150 tonsEWT 54 db/44 wb, 120F LWT",60,"Chiller - Water Cooled",null,null,null,null,null,null,null,null,null,null,null,null,null,null,null,null,null,null,null,null,null,null,"Table 6.8.1-4","Electrically Operated Packaged Terminal Air Conditioners, Packaged Terminal Heat Pumps, Single-Package Vertical Air Conditioners, Single-Package Vertical Heat Pumps, Room Air Conditioners, and Room Air Conditioner Heat Pumps","SPVAC (cooling mode)","≥135,000 Btu/h and <240,000 Btu/h","N/A","95°F db/75°F wb outdoor air",10,"EER","-","-",134999.99900000001,100000000,"Single Package Vertical AC Unit","Single Package Vertical AC UnitSPVAC (cooling mode)≥135,000 Btu/h and <240,000 Btu/h95°F db/75°F wb outdoor airN/A",60,"HP - Packaged/Split",null,null,null,null,null,null,null,null,null,null,null,null,null,null,null,null,null,null,null,null,null,null,null,null,"Office",0.35,0.32,0.1,-0.15,-0.06,-0.25]
[null,null,"Thermostatic Balancing Valves","Water Heating","Water Heating - Custom",null,null,null,null,null,null,null,null,null,null,null,null,null,null,null,null,null,null,null,null,null,"Table 6.8.1-16","Heat-Pump and Heat Recovery Chiller Packages","Water Source Positive Displacement Heat Pump Chiller w/Heat Recovery","≥75 and <151 tons","EWT 54 db/44 wb, 120F LWT","EWT 54 db/44 wb, 120F LWT",6.41,"COPHR","Water Source Positive Displacement Heat Pump Chiller w/Heat Recovery","Water Cooled",899999.99998799991,1800000,"Heat Pump","Heat PumpWater Source Positive Displacement Heat Pump Chiller w/Heat Recovery≥75 and <151 tonsEWT 54 db/44 wb, 120F LWT",61,"Chiller - Water Cooled",null,null,null,null,null,null,null,null,null,null,null,null,null,null,null,null,null,null,null,null,null,null,"Table 6.8.1-4","Electrically Operated Packaged Terminal Air Conditioners, Packaged Terminal Heat Pumps, Single-Package Vertical Air Conditioners, Single-Package Vertical Heat Pumps, Room Air Conditioners, and Room Air Conditioner Heat Pumps","SPVHP (cooling mode)","<65,000 Btu/h","N/A","95°F db/75°F wb outdoor air",11,"EER","-","-",0,65000,"Heat Pump","Heat PumpSPVHP (cooling mode)<65,000 Btu/h95°F db/75°F wb outdoor airN/A",61,"HP - Packaged/Split",null,null,null,null,null,null,null,null,null,null,null,null,null,null,null,null,null,null,null,null,null,null,null,null,"Retail",0.27,0.26,0.06,-0.17,-0.05,-0.23]
[null,null,"SHW Distribution Sizing","Water Heating","Water Heating - Custom",null,null,null,null,null,null,null,null,null,null,null,null,null,null,null,null,null,null,null,null,null,"Table 6.8.1-16","Heat-Pump and Heat Recovery Chiller Packages","Water Source Positive Displacement Heat Pump Chiller","≥150 and <300 tons","EWT 54 db/44 wb, 120F LWT","EWT 54 db/44 wb, 120F LWT",3.68,"COPH","Water Source Positive Displacement Heat Pump Chiller","Water Cooled",1799999.9880000001,3600000,"Heat Pump","Heat PumpWater Source Positive Displacement Heat Pump Chiller≥150 and <300 tonsEWT 54 db/44 wb, 120F LWT",62,"Chiller - Water Cooled",null,null,null,null,null,null,null,null,null,null,null,null,null,null,null,null,null,null,null,null,null,null,"Table 6.8.1-4","Electrically Operated Packaged Terminal Air Conditioners, Packaged Terminal Heat Pumps, Single-Package Vertical Air Conditioners, Single-Package Vertical Heat Pumps, Room Air Conditioners, and Room Air Conditioner Heat Pumps","SPVHP (cooling mode)","≥65,000 Btu/h and <135,000 Btu/h","N/A","95°F db/75°F wb outdoor air",10,"EER","-","-",64999.999000000003,135000,"Heat Pump","Heat PumpSPVHP (cooling mode)≥65,000 Btu/h and <135,000 Btu/h95°F db/75°F wb outdoor airN/A",62,"HP - Packaged/Split",null,null,null,null,null,null,null,null,null,null,null,null,null,null,null,null,null,null,null,null,null,null,null,null,"Education",0.44,0.44,0.1,-0.19,-0.04,-0.28999999999999998]
[null,null,"Shower Drain Heat Recovery","Water Heating","Water Heating - Custom",null,null,null,null,null,null,null,null,null,null,null,null,null,null,null,null,null,null,null,null,null,"Table 6.8.1-16","Heat-Pump and Heat Recovery Chiller Packages","Water Source Positive Displacement Heat Pump Chiller w/Heat Recovery","≥150 and <300 tons","EWT 54 db/44 wb, 120F LWT","EWT 54 db/44 wb, 120F LWT",6.41,"COPHR","Water Source Positive Displacement Heat Pump Chiller w/Heat Recovery","Water Cooled",1799999.9880000001,3600000,"Heat Pump","Heat PumpWater Source Positive Displacement Heat Pump Chiller w/Heat Recovery≥150 and <300 tonsEWT 54 db/44 wb, 120F LWT",63,"Chiller - Water Cooled",null,null,null,null,null,null,null,null,null,null,null,null,null,null,null,null,null,null,null,null,null,null,"Table 6.8.1-4","Electrically Operated Packaged Terminal Air Conditioners, Packaged Terminal Heat Pumps, Single-Package Vertical Air Conditioners, Single-Package Vertical Heat Pumps, Room Air Conditioners, and Room Air Conditioner Heat Pumps","SPVHP (cooling mode)","≥135,000 Btu/h and <240,000 Btu/h","N/A","95°F db/75°F wb outdoor air",10,"EER","-","-",134999.99900000001,100000000,"Heat Pump","Heat PumpSPVHP (cooling mode)≥135,000 Btu/h and <240,000 Btu/h95°F db/75°F wb outdoor airN/A",63,"HP - Packaged/Split",null,null,null,null,null,null,null,null,null,null,null,null,null,null,null,null,null,null,null,null,null,null,null,null,"Warehouse",0.22,0.23,0.02,-0.25,-0.11,-0.27]
[null,null,"Light Power Reduction","Lighting","Lighting - Custom",null,null,null,null,null,null,null,null,null,null,null,null,null,null,null,null,null,null,null,null,null,"Table 6.8.1-16","Heat-Pump and Heat Recovery Chiller Packages","Water Source Positive Displacement Heat Pump Chiller","≥300 and <600 tons","EWT 54 db/44 wb, 120F LWT","EWT 54 db/44 wb, 120F LWT",3.96,"COPH","Water Source Positive Displacement Heat Pump Chiller","Water Cooled",3599999.9879999999,7200000,"Heat Pump","Heat PumpWater Source Positive Displacement Heat Pump Chiller≥300 and <600 tonsEWT 54 db/44 wb, 120F LWT",64,"Chiller - Water Cooled",null,null,null,null,null,null,null,null,null,null,null,null,null,null,null,null,null,null,null,null,null,null,"Table 6.8.1-4","Electrically Operated Packaged Terminal Air Conditioners, Packaged Terminal Heat Pumps, Single-Package Vertical Air Conditioners, Single-Package Vertical Heat Pumps, Room Air Conditioners, and Room Air Conditioner Heat Pumps","Room air conditioners without reverse cycle with louvered sides","<6000 Btu/h","N/A","N/A",11,"CEER","-","-",0,6000,"Room Air Conditioner","Room Air ConditionerRoom air conditioners without reverse cycle with louvered sides<6000 Btu/hN/AN/A",64,"AC - Window",null,null,null,null,null,null,null,null,null,null,null,null,null,null,null,null,null,null,null,null,null,null,null,null,"Mid-Stream/Other[1]",0.34,0.32,0.08,-0.18,-7.0000000000000007E-2,-0.26]
[null,null,"Efficient Elevator Equipment","Elevator","Elevators",null,null,null,null,null,null,null,null,null,null,null,null,null,null,null,null,null,null,null,null,null,"Table 6.8.1-16","Heat-Pump and Heat Recovery Chiller Packages","Water Source Positive Displacement Heat Pump Chiller w/Heat Recovery","≥300 and <600 tons","EWT 54 db/44 wb, 120F LWT","EWT 54 db/44 wb, 120F LWT",6.98,"COPHR","Water Source Positive Displacement Heat Pump Chiller w/Heat Recovery","Water Cooled",3599999.9879999999,7200000,"Heat Pump","Heat PumpWater Source Positive Displacement Heat Pump Chiller w/Heat Recovery≥300 and <600 tonsEWT 54 db/44 wb, 120F LWT",65,"Chiller - Water Cooled",null,null,null,null,null,null,null,null,null,null,null,null,null,null,null,null,null,null,null,null,null,null,"Table 6.8.1-4","Electrically Operated Packaged Terminal Air Conditioners, Packaged Terminal Heat Pumps, Single-Package Vertical Air Conditioners, Single-Package Vertical Heat Pumps, Room Air Conditioners, and Room Air Conditioner Heat Pumps","Room air conditioners without reverse cycle with louvered sides","≥6000 Btu/h and <8000 Btu/h","N/A","N/A",11,"CEER","-","-",5999.9989999999998,8000,"Room Air Conditioner","Room Air ConditionerRoom air conditioners without reverse cycle with louvered sides≥6000 Btu/h and <8000 Btu/hN/AN/A",65,"AC - Window"]
[null,null,"Efficient Kitchen Equipment","Plug Loads & Appliances","Plug Loads & Appliances - Custom (depends on selected equipment)",null,null,null,null,null,null,null,null,null,null,null,null,null,null,null,null,null,null,null,null,null,"Table 6.8.1-16","Heat-Pump and Heat Recovery Chiller Packages","Water Source Positive Displacement Heat Pump Chiller","≥600 tons","EWT 54 db/44 wb, 120F LWT","EWT 54 db/44 wb, 120F LWT",3.96,"COPH","Water Source Positive Displacement Heat Pump Chiller","Water Cooled",7199999.99988,10000000000,"Heat Pump","Heat PumpWater Source Positive Displacement Heat Pump Chiller≥600 tonsEWT 54 db/44 wb, 120F LWT",66,"Chiller - Water Cooled",null,null,null,null,null,null,null,null,null,null,null,null,null,null,null,null,null,null,null,null,null,null,"Table 6.8.1-4","Electrically Operated Packaged Terminal Air Conditioners, Packaged Terminal Heat Pumps, Single-Package Vertical Air Conditioners, Single-Package Vertical Heat Pumps, Room Air Conditioners, and Room Air Conditioner Heat Pumps","Room air conditioners without reverse cycle with louvered sides","≥8000 Btu/h and <14,000 Btu/h","N/A","N/A",10.9,"CEER","-","-",7999.9989999999998,14000,"Room Air Conditioner",{"$f":"BY68&BO68&BP68&BR68&BQ68","v":"Room Air ConditionerRoom air conditioners without reverse cycle with louvered sides≥8000 Btu/h and <14,000 Btu/hN/AN/A"},66,"AC - Window"]
[null,null,null,null,null,null,null,null,null,null,null,null,null,null,null,null,null,null,null,null,null,null,null,null,null,null,"Table 6.8.1-16","Heat-Pump and Heat Recovery Chiller Packages","Water Source Positive Displacement Heat Pump Chiller w/Heat Recovery","≥600 tons","EWT 54 db/44 wb, 120F LWT","EWT 54 db/44 wb, 120F LWT",6.98,"COPHR","Water Source Positive Displacement Heat Pump Chiller w/Heat Recovery","Water Cooled",7199999.99988,10000000000,"Heat Pump",{"$f":"AM69&AI69&AD69&AF69","v":"Heat PumpWater Source Positive Displacement Heat Pump Chiller w/Heat Recovery≥600 tonsEWT 54 db/44 wb, 120F LWT"},67,"Chiller - Water Cooled",null,null,null,null,null,null,null,null,null,null,null,null,null,null,null,null,null,null,null,null,null,null,"Table 6.8.1-4","Electrically Operated Packaged Terminal Air Conditioners, Packaged Terminal Heat Pumps, Single-Package Vertical Air Conditioners, Single-Package Vertical Heat Pumps, Room Air Conditioners, and Room Air Conditioner Heat Pumps","Room air conditioners without reverse cycle with louvered sides","≥14,000 Btu/h and <20,000 Btu/h","N/A","N/A",10.7,"CEER","-","-",13999.999,20000,"Room Air Conditioner","Room Air ConditionerRoom air conditioners without reverse cycle with louvered sides≥14,000 Btu/h and <20,000 Btu/hN/AN/A",67,"AC - Window",null,null,null,null,null,null,null,null,null,null,null,null,null,null,null,null,null,null,null,null,null,null,null,null,"Building Type","SVGbase"]
[null,null,null,null,null,null,null,null,null,null,null,null,null,null,null,null,null,null,null,null,null,null,null,null,null,null,"Table 6.8.1-16","Heat-Pump and Heat Recovery Chiller Packages","Water Source Positive Displacement Heat Pump Chiller","<75 tons","EWT 54 db/44 wb, 140F LWT","EWT 54 db/44 wb, 140F LWT",2.68,"COPH","Water Source Positive Displacement Heat Pump Chiller","Water Cooled",0,900000,"Heat Pump","Heat PumpWater Source Positive Displacement Heat Pump Chiller<75 tonsEWT 54 db/44 wb, 140F LWT",68,"Chiller - Water Cooled",null,null,null,null,null,null,null,null,null,null,null,null,null,null,null,null,null,null,null,null,null,null,"Table 6.8.1-4","Electrically Operated Packaged Terminal Air Conditioners, Packaged Terminal Heat Pumps, Single-Package Vertical Air Conditioners, Single-Package Vertical Heat Pumps, Room Air Conditioners, and Room Air Conditioner Heat Pumps","Room air conditioners without reverse cycle with louvered sides","≥20,000 Btu/h and <28,000 Btu/h","N/A","N/A",9.4,"CEER","-","-",19999.999,28000,"Room Air Conditioner","Room Air ConditionerRoom air conditioners without reverse cycle with louvered sides≥20,000 Btu/h and <28,000 Btu/hN/AN/A",68,"AC - Window",null,null,null,null,null,null,null,null,null,null,null,null,null,null,null,null,null,null,null,null,null,null,null,null,"Education",0.17]
[null,null,null,null,null,null,null,null,null,null,null,null,null,null,null,null,null,null,null,null,null,null,null,null,null,null,"Table 6.8.1-16","Heat-Pump and Heat Recovery Chiller Packages","Water Source Positive Displacement Heat Pump Chiller w/Heat Recovery","<75 tons","EWT 54 db/44 wb, 140F LWT","EWT 54 db/44 wb, 140F LWT",4.42,"COPHR","Water Source Positive Displacement Heat Pump Chiller w/Heat Recovery","Water Cooled",0,900000,"Heat Pump","Heat PumpWater Source Positive Displacement Heat Pump Chiller w/Heat Recovery<75 tonsEWT 54 db/44 wb, 140F LWT",69,"Chiller - Water Cooled",null,null,null,null,null,null,null,null,null,null,null,null,null,null,null,null,null,null,null,null,null,null,"Table 6.8.1-4","Electrically Operated Packaged Terminal Air Conditioners, Packaged Terminal Heat Pumps, Single-Package Vertical Air Conditioners, Single-Package Vertical Heat Pumps, Room Air Conditioners, and Room Air Conditioner Heat Pumps","Room air conditioners without reverse cycle with louvered sides","≥28,000 Btu/h","N/A","N/A",9,"CEER","-","-",27999.999,100000000,"Room Air Conditioner","Room Air ConditionerRoom air conditioners without reverse cycle with louvered sides≥28,000 Btu/hN/AN/A",69,"AC - Window",null,null,null,null,null,null,null,null,null,null,null,null,null,null,null,null,null,null,null,null,null,null,null,null,"Exterior",0]
[null,null,null,null,null,null,null,null,null,null,null,null,null,null,null,null,null,null,null,null,null,null,null,null,null,null,"Table 6.8.1-16","Heat-Pump and Heat Recovery Chiller Packages","Water Source Positive Displacement Heat Pump Chiller","≥75 and <150 tons","EWT 54 db/44 wb, 140F LWT","EWT 54 db/44 wb, 140F LWT",2.68,"COPH","Water Source Positive Displacement Heat Pump Chiller","Water Cooled",899999.99998799991,1800000,"Heat Pump","Heat PumpWater Source Positive Displacement Heat Pump Chiller≥75 and <150 tonsEWT 54 db/44 wb, 140F LWT",70,"Chiller - Water Cooled",null,null,null,null,null,null,null,null,null,null,null,null,null,null,null,null,null,null,null,null,null,null,"Table 6.8.1-4","Electrically Operated Packaged Terminal Air Conditioners, Packaged Terminal Heat Pumps, Single-Package Vertical Air Conditioners, Single-Package Vertical Heat Pumps, Room Air Conditioners, and Room Air Conditioner Heat Pumps","Room air conditioners without louvered sides","<6000 Btu/h","N/A","N/A",10,"CEER","-","-",0,6000,"Room Air Conditioner","Room Air ConditionerRoom air conditioners without louvered sides<6000 Btu/hN/AN/A",70,"AC - Window",null,null,null,null,null,null,null,null,null,null,null,null,null,null,null,null,null,null,null,null,null,null,null,null,"Grocery",0.05]
[null,null,null,null,null,null,null,null,null,null,null,null,null,null,null,null,null,null,null,null,null,null,null,null,null,null,"Table 6.8.1-16","Heat-Pump and Heat Recovery Chiller Packages","Water Source Positive Displacement Heat Pump Chiller w/Heat Recovery","≥75 and <151 tons","EWT 54 db/44 wb, 140F LWT","EWT 54 db/44 wb, 140F LWT",4.42,"COPHR","Water Source Positive Displacement Heat Pump Chiller w/Heat Recovery","Water Cooled",899999.99998799991,1800000,"Heat Pump","Heat PumpWater Source Positive Displacement Heat Pump Chiller w/Heat Recovery≥75 and <151 tonsEWT 54 db/44 wb, 140F LWT",71,"Chiller - Water Cooled",null,null,null,null,null,null,null,null,null,null,null,null,null,null,null,null,null,null,null,null,null,null,"Table 6.8.1-4","Electrically Operated Packaged Terminal Air Conditioners, Packaged Terminal Heat Pumps, Single-Package Vertical Air Conditioners, Single-Package Vertical Heat Pumps, Room Air Conditioners, and Room Air Conditioner Heat Pumps","Room air conditioners without louvered sides","≥6000 Btu/h and <8000 Btu/h","N/A","N/A",10,"CEER","-","-",5999.9989999999998,8000,"Room Air Conditioner","Room Air ConditionerRoom air conditioners without louvered sides≥6000 Btu/h and <8000 Btu/hN/AN/A",71,"AC - Window",null,null,null,null,null,null,null,null,null,null,null,null,null,null,null,null,null,null,null,null,null,null,null,null,"Health",0.08]
[null,null,null,null,null,null,null,null,null,null,null,null,null,null,null,null,null,null,null,null,null,null,null,null,null,null,"Table 6.8.1-16","Heat-Pump and Heat Recovery Chiller Packages","Water Source Positive Displacement Heat Pump Chiller","≥150 and <300 tons","EWT 54 db/44 wb, 140F LWT","EWT 54 db/44 wb, 140F LWT",2.68,"COPH","Water Source Positive Displacement Heat Pump Chiller","Water Cooled",1799999.9880000001,3600000,"Heat Pump","Heat PumpWater Source Positive Displacement Heat Pump Chiller≥150 and <300 tonsEWT 54 db/44 wb, 140F LWT",72,"Chiller - Water Cooled",null,null,null,null,null,null,null,null,null,null,null,null,null,null,null,null,null,null,null,null,null,null,"Table 6.8.1-4","Electrically Operated Packaged Terminal Air Conditioners, Packaged Terminal Heat Pumps, Single-Package Vertical Air Conditioners, Single-Package Vertical Heat Pumps, Room Air Conditioners, and Room Air Conditioner Heat Pumps","Room air conditioners without louvered sides","≥8,000 Btu/h and <11,000 Btu/h","N/A","N/A",9.6,"CEER","-","-",7999.9989999999998,11000,"Room Air Conditioner","Room Air ConditionerRoom air conditioners without louvered sides≥8,000 Btu/h and <11,000 Btu/hN/AN/A",72,"AC - Window",null,null,null,null,null,null,null,null,null,null,null,null,null,null,null,null,null,null,null,null,null,null,null,null,"Industrial/Manufacturing – 1 Shift",0]
[null,null,null,null,null,null,null,null,null,null,null,null,null,null,null,null,null,null,null,null,null,null,null,null,null,null,"Table 6.8.1-16","Heat-Pump and Heat Recovery Chiller Packages","Water Source Positive Displacement Heat Pump Chiller w/Heat Recovery","≥150 and <300 tons","EWT 54 db/44 wb, 140F LWT","EWT 54 db/44 wb, 140F LWT",4.42,"COPHR","Water Source Positive Displacement Heat Pump Chiller w/Heat Recovery","Water Cooled",1799999.9880000001,3600000,"Heat Pump","Heat PumpWater Source Positive Displacement Heat Pump Chiller w/Heat Recovery≥150 and <300 tonsEWT 54 db/44 wb, 140F LWT",73,"Chiller - Water Cooled",null,null,null,null,null,null,null,null,null,null,null,null,null,null,null,null,null,null,null,null,null,null,"Table 6.8.1-4","Electrically Operated Packaged Terminal Air Conditioners, Packaged Terminal Heat Pumps, Single-Package Vertical Air Conditioners, Single-Package Vertical Heat Pumps, Room Air Conditioners, and Room Air Conditioner Heat Pumps","Room air conditioners without louvered sides","≥11,000 Btu/h and <14,000 Btu/h","N/A","N/A",9.5,"CEER","-","-",10999.999,14000,"Room Air Conditioner","Room Air ConditionerRoom air conditioners without louvered sides≥11,000 Btu/h and <14,000 Btu/hN/AN/A",73,"AC - Window",null,null,null,null,null,null,null,null,null,null,null,null,null,null,null,null,null,null,null,null,null,null,null,null,"Industrial/Manufacturing – 2 Shift",0]
[null,null,null,null,null,null,null,null,null,null,null,null,null,null,null,null,null,null,null,null,null,null,null,null,null,null,"Table 6.8.1-16","Heat-Pump and Heat Recovery Chiller Packages","Water Source Positive Displacement Heat Pump Chiller","≥300 and <600 tons","EWT 54 db/44 wb, 140F LWT","EWT 54 db/44 wb, 140F LWT",2.97,"COPH","Water Source Positive Displacement Heat Pump Chiller","Water Cooled",3599999.9879999999,7200000,"Heat Pump","Heat PumpWater Source Positive Displacement Heat Pump Chiller≥300 and <600 tonsEWT 54 db/44 wb, 140F LWT",74,"Chiller - Water Cooled",null,null,null,null,null,null,null,null,null,null,null,null,null,null,null,null,null,null,null,null,null,null,"Table 6.8.1-4","Electrically Operated Packaged Terminal Air Conditioners, Packaged Terminal Heat Pumps, Single-Package Vertical Air Conditioners, Single-Package Vertical Heat Pumps, Room Air Conditioners, and Room Air Conditioner Heat Pumps","Room air conditioners without louvered sides","≥14,000 Btu/h and <20,000 Btu/h","N/A","N/A",9.3000000000000007,"CEER","-","-",13999.999,20000,"Room Air Conditioner","Room Air ConditionerRoom air conditioners without louvered sides≥14,000 Btu/h and <20,000 Btu/hN/AN/A",74,"AC - Window",null,null,null,null,null,null,null,null,null,null,null,null,null,null,null,null,null,null,null,null,null,null,null,null,"Industrial/Manufacturing – 3 Shift",0]
[null,null,null,null,null,null,null,null,null,null,null,null,null,null,null,null,null,null,null,null,null,null,null,null,null,null,"Table 6.8.1-16","Heat-Pump and Heat Recovery Chiller Packages","Water Source Positive Displacement Heat Pump Chiller w/Heat Recovery","≥300 and <600 tons","EWT 54 db/44 wb, 140F LWT","EWT 54 db/44 wb, 140F LWT",5,"COPHR","Water Source Positive Displacement Heat Pump Chiller w/Heat Recovery","Water Cooled",3599999.9879999999,7200000,"Heat Pump","Heat PumpWater Source Positive Displacement Heat Pump Chiller w/Heat Recovery≥300 and <600 tonsEWT 54 db/44 wb, 140F LWT",75,"Chiller - Water Cooled",null,null,null,null,null,null,null,null,null,null,null,null,null,null,null,null,null,null,null,null,null,null,"Table 6.8.1-4","Electrically Operated Packaged Terminal Air Conditioners, Packaged Terminal Heat Pumps, Single-Package Vertical Air Conditioners, Single-Package Vertical Heat Pumps, Room Air Conditioners, and Room Air Conditioner Heat Pumps","Room air conditioners without louvered sides","≥20,000 Btu/h","N/A","N/A",9.4,"CEER","-","-",19999.999,100000000,"Room Air Conditioner","Room Air ConditionerRoom air conditioners without louvered sides≥20,000 Btu/hN/AN/A",75,"AC - Window",null,null,null,null,null,null,null,null,null,null,null,null,null,null,null,null,null,null,null,null,null,null,null,null,"Institutional/Public Service",0.12]
[null,null,null,null,null,null,null,null,null,null,null,null,null,null,null,null,null,null,null,null,null,null,null,null,null,null,"Table 6.8.1-16","Heat-Pump and Heat Recovery Chiller Packages","Water Source Positive Displacement Heat Pump Chiller","≥600 tons","EWT 54 db/44 wb, 140F LWT","EWT 54 db/44 wb, 140F LWT",2.97,"COPH","Water Source Positive Displacement Heat Pump Chiller","Water Cooled",7199999.99988,10000000000,"Heat Pump","Heat PumpWater Source Positive Displacement Heat Pump Chiller≥600 tonsEWT 54 db/44 wb, 140F LWT",76,"Chiller - Water Cooled",null,null,null,null,null,null,null,null,null,null,null,null,null,null,null,null,null,null,null,null,null,null,"Table 6.8.1-4","Electrically Operated Packaged Terminal Air Conditioners, Packaged Terminal Heat Pumps, Single-Package Vertical Air Conditioners, Single-Package Vertical Heat Pumps, Room Air Conditioners, and Room Air Conditioner Heat Pumps","Room air conditioners with reverse cycle, with louvered sides","<20,000 Btu/h","N/A","N/A",9.8000000000000007,"CEER","-","-",0,20000,"Room Air Conditioner","Room Air ConditionerRoom air conditioners with reverse cycle, with louvered sides<20,000 Btu/hN/AN/A",76,"AC - Window",null,null,null,null,null,null,null,null,null,null,null,null,null,null,null,null,null,null,null,null,null,null,null,null,"Lodging",0.15]
[null,null,null,null,null,null,null,null,null,null,null,null,null,null,null,null,null,null,null,null,null,null,null,null,null,null,"Table 6.8.1-16","Heat-Pump and Heat Recovery Chiller Packages","Water Source Positive Displacement Heat Pump Chiller w/Heat Recovery","≥600 tons","EWT 54 db/44 wb, 140F LWT","EWT 54 db/44 wb, 140F LWT",5,"COPHR","Water Source Positive Displacement Heat Pump Chiller w/Heat Recovery","Water Cooled",7199999.99988,10000000000,"Heat Pump","Heat PumpWater Source Positive Displacement Heat Pump Chiller w/Heat Recovery≥600 tonsEWT 54 db/44 wb, 140F LWT",77,"Chiller - Water Cooled",null,null,null,null,null,null,null,null,null,null,null,null,null,null,null,null,null,null,null,null,null,null,"Table 6.8.1-4","Electrically Operated Packaged Terminal Air Conditioners, Packaged Terminal Heat Pumps, Single-Package Vertical Air Conditioners, Single-Package Vertical Heat Pumps, Room Air Conditioners, and Room Air Conditioner Heat Pumps","Room air conditioners with reverse cycle, with louvered sides","≥20,000 Btu/h","N/A","N/A",9.3000000000000007,"CEER","-","-",19999.999,100000000,"Room Air Conditioner","Room Air ConditionerRoom air conditioners with reverse cycle, with louvered sides≥20,000 Btu/hN/AN/A",77,"AC - Window",null,null,null,null,null,null,null,null,null,null,null,null,null,null,null,null,null,null,null,null,null,null,null,null,"Miscellaneous/Other",0.06]
[null,null,null,null,null,null,null,null,null,null,null,null,null,null,null,null,null,null,null,null,null,null,null,null,null,null,"Table 6.8.1-16","Heat-Pump and Heat Recovery Chiller Packages","Water Source Centrifugal Heat Pump Chiller","<75 tons","EWT 54 db/44 wb, 105F LWT","EWT 54 db/44 wb, 105F LWT",4.6399999999999997,"COPH","Water Source Centrifugal Heat Pump Chiller","Water Cooled",0,900000,"Heat Pump","Heat PumpWater Source Centrifugal Heat Pump Chiller<75 tonsEWT 54 db/44 wb, 105F LWT",78,"Chiller - Water Cooled",null,null,null,null,null,null,null,null,null,null,null,null,null,null,null,null,null,null,null,null,null,null,"Table 6.8.1-4","Electrically Operated Packaged Terminal Air Conditioners, Packaged Terminal Heat Pumps, Single-Package Vertical Air Conditioners, Single-Package Vertical Heat Pumps, Room Air Conditioners, and Room Air Conditioner Heat Pumps","Room air conditioners with reverse cycle without louvered sides","<14,000 Btu/h","N/A","N/A",9.3000000000000007,"CEER","-","-",0,14000,"Room Air Conditioner","Room Air ConditionerRoom air conditioners with reverse cycle without louvered sides<14,000 Btu/hN/AN/A",78,"AC - Window",null,null,null,null,null,null,null,null,null,null,null,null,null,null,null,null,null,null,null,null,null,null,null,null,"Office",0.15]
[null,null,null,null,null,null,null,null,null,null,null,null,null,null,null,null,null,null,null,null,null,null,null,null,null,null,"Table 6.8.1-16","Heat-Pump and Heat Recovery Chiller Packages","Water Source Centrifugal Heat Pump Chiller w/Heat Recovery","<75 tons","EWT 54 db/44 wb, 105F LWT","EWT 54 db/44 wb, 105F LWT",8.33,"COPHR","Water Source Centrifugal Heat Pump Chiller w/Heat Recovery","Water Cooled",0,900000,"Heat Pump","Heat PumpWater Source Centrifugal Heat Pump Chiller w/Heat Recovery<75 tonsEWT 54 db/44 wb, 105F LWT",79,"Chiller - Water Cooled",null,null,null,null,null,null,null,null,null,null,null,null,null,null,null,null,null,null,null,null,null,null,"Table 6.8.1-4","Electrically Operated Packaged Terminal Air Conditioners, Packaged Terminal Heat Pumps, Single-Package Vertical Air Conditioners, Single-Package Vertical Heat Pumps, Room Air Conditioners, and Room Air Conditioner Heat Pumps","Room air conditioners with reverse cycle without louvered sides","≥14,000 Btu/h","N/A","N/A",8.6999999999999993,"CEER","-","-",13999.999,100000000,"Room Air Conditioner","Room Air ConditionerRoom air conditioners with reverse cycle without louvered sides≥14,000 Btu/hN/AN/A",79,"AC - Window",null,null,null,null,null,null,null,null,null,null,null,null,null,null,null,null,null,null,null,null,null,null,null,null,"Parking Garage",0]
[null,null,null,null,null,null,null,null,null,null,null,null,null,null,null,null,null,null,null,null,null,null,null,null,null,null,"Table 6.8.1-16","Heat-Pump and Heat Recovery Chiller Packages","Water Source Centrifugal Heat Pump Chiller","≥75 and <150 tons","EWT 54 db/44 wb, 105F LWT","EWT 54 db/44 wb, 105F LWT",4.6399999999999997,"COPH","Water Source Centrifugal Heat Pump Chiller","Water Cooled",899999.99998799991,1800000,"Heat Pump","Heat PumpWater Source Centrifugal Heat Pump Chiller≥75 and <150 tonsEWT 54 db/44 wb, 105F LWT",80,"Chiller - Water Cooled",null,null,null,null,null,null,null,null,null,null,null,null,null,null,null,null,null,null,null,null,null,null,"Table 6.8.1-4","Electrically Operated Packaged Terminal Air Conditioners, Packaged Terminal Heat Pumps, Single-Package Vertical Air Conditioners, Single-Package Vertical Heat Pumps, Room Air Conditioners, and Room Air Conditioner Heat Pumps","Room air conditioner, casement only","All","N/A","N/A",9.5,"CEER","-","-","All","All","Room Air Conditioner","Room Air ConditionerRoom air conditioner, casement onlyAllN/AN/A",80,"AC - Window",null,null,null,null,null,null,null,null,null,null,null,null,null,null,null,null,null,null,null,null,null,null,null,null,"Restaurant",0.05]
[null,null,null,null,null,null,null,null,null,null,null,null,null,null,null,null,null,null,null,null,null,null,null,null,null,null,"Table 6.8.1-16","Heat-Pump and Heat Recovery Chiller Packages","Water Source Centrifugal Heat Pump Chiller w/Heat Recovery","≥75 and <151 tons","EWT 54 db/44 wb, 105F LWT","EWT 54 db/44 wb, 105F LWT",8.33,"COPHR","Water Source Centrifugal Heat Pump Chiller w/Heat Recovery","Water Cooled",899999.99998799991,1800000,"Heat Pump","Heat PumpWater Source Centrifugal Heat Pump Chiller w/Heat Recovery≥75 and <151 tonsEWT 54 db/44 wb, 105F LWT",81,"Chiller - Water Cooled",null,null,null,null,null,null,null,null,null,null,null,null,null,null,null,null,null,null,null,null,null,null,"Table 6.8.1-4","Electrically Operated Packaged Terminal Air Conditioners, Packaged Terminal Heat Pumps, Single-Package Vertical Air Conditioners, Single-Package Vertical Heat Pumps, Room Air Conditioners, and Room Air Conditioner Heat Pumps","Room air conditioner, casement slider","All","N/A","N/A",10.4,"CEER","-","-","All","All","Room Air Conditioner","Room Air ConditionerRoom air conditioner, casement sliderAllN/AN/A",81,"AC - Window",null,null,null,null,null,null,null,null,null,null,null,null,null,null,null,null,null,null,null,null,null,null,null,null,"Retail",0.05]
[null,null,null,null,null,null,null,null,null,null,null,null,null,null,null,null,null,null,null,null,null,null,null,null,null,null,"Table 6.8.1-16","Heat-Pump and Heat Recovery Chiller Packages","Water Source Centrifugal Heat Pump Chiller","≥150 and <300 tons","EWT 54 db/44 wb, 105F LWT","EWT 54 db/44 wb, 105F LWT",4.6399999999999997,"COPH","Water Source Centrifugal Heat Pump Chiller","Water Cooled",1799999.9880000001,3600000,"Heat Pump","Heat PumpWater Source Centrifugal Heat Pump Chiller≥150 and <300 tonsEWT 54 db/44 wb, 105F LWT",82,"Chiller - Water Cooled",null,null,null,null,null,null,null,null,null,null,null,null,null,null,null,null,null,null,null,null,null,null,"Table 6.8.1-7","Performance Requirements for Heat Rejection Equipment","Propeller or axial fan open-circuit cooling towers","N/A","N/A","95°F entering water, 85°F leaving water, 75°F entering wb",40.200000000000003,"gpm/hp","-","-","All","All","Heat Rejection","Heat RejectionPropeller or axial fan open-circuit cooling towersN/A95°F entering water, 85°F leaving water, 75°F entering wbN/A",82,"Air Handling Unit",null,null,null,null,null,null,null,null,null,null,null,null,null,null,null,null,null,null,null,null,null,null,null,null,"Warehouse",0.14000000000000001]
[null,null,null,null,null,null,null,null,null,null,null,null,null,null,null,null,null,null,null,null,null,null,null,null,null,null,"Table 6.8.1-16","Heat-Pump and Heat Recovery Chiller Packages","Water Source Centrifugal Heat Pump Chiller w/Heat Recovery","≥150 and <300 tons","EWT 54 db/44 wb, 105F LWT","EWT 54 db/44 wb, 105F LWT",8.33,"COPHR","Water Source Centrifugal Heat Pump Chiller w/Heat Recovery","Water Cooled",1799999.9880000001,3600000,"Heat Pump","Heat PumpWater Source Centrifugal Heat Pump Chiller w/Heat Recovery≥150 and <300 tonsEWT 54 db/44 wb, 105F LWT",83,"Chiller - Water Cooled",null,null,null,null,null,null,null,null,null,null,null,null,null,null,null,null,null,null,null,null,null,null,"Table 6.8.1-7","Performance Requirements for Heat Rejection Equipment","Centrifugal fan open-circuit cooling towers","N/A","N/A","95°F entering water, 85°F leaving water, 75°F entering wb",20,"gpm/hp","-","-","All","All","Heat Rejection","Heat RejectionCentrifugal fan open-circuit cooling towersN/A95°F entering water, 85°F leaving water, 75°F entering wbN/A",83,"Air Handling Unit",null,null,null,null,null,null,null,null,null,null,null,null,null,null,null,null,null,null,null,null,null,null,null,null,"Custom","Based on Code"]
[null,null,null,null,null,null,null,null,null,null,null,null,null,null,null,null,null,null,null,null,null,null,null,null,null,null,"Table 6.8.1-16","Heat-Pump and Heat Recovery Chiller Packages","Water Source Centrifugal Heat Pump Chiller","≥300 and <600 tons","EWT 54 db/44 wb, 105F LWT","EWT 54 db/44 wb, 105F LWT",4.93,"COPH","Water Source Centrifugal Heat Pump Chiller","Water Cooled",3599999.9879999999,7200000,"Heat Pump","Heat PumpWater Source Centrifugal Heat Pump Chiller≥300 and <600 tonsEWT 54 db/44 wb, 105F LWT",84,"Chiller - Water Cooled",null,null,null,null,null,null,null,null,null,null,null,null,null,null,null,null,null,null,null,null,null,null,"Table 6.8.1-7","Performance Requirements for Heat Rejection Equipment","Propeller or axial fan closed-circuit cooling towers","N/A","N/A","102°F entering water, 90°F leaving water, 75°F entering wb",16.100000000000001,"gpm/hp","-","-","All","All","Heat Rejection","Heat RejectionPropeller or axial fan closed-circuit cooling towersN/A102°F entering water, 90°F leaving water, 75°F entering wbN/A",84,"Air Handling Unit"]
[null,null,null,null,null,null,null,null,null,null,null,null,null,null,null,null,null,null,null,null,null,null,null,null,null,null,"Table 6.8.1-16","Heat-Pump and Heat Recovery Chiller Packages","Water Source Centrifugal Heat Pump Chiller w/Heat Recovery","≥300 and <600 tons","EWT 54 db/44 wb, 105F LWT","EWT 54 db/44 wb, 105F LWT",8.9,"COPHR","Water Source Centrifugal Heat Pump Chiller w/Heat Recovery","Water Cooled",3599999.9879999999,7200000,"Heat Pump","Heat PumpWater Source Centrifugal Heat Pump Chiller w/Heat Recovery≥300 and <600 tonsEWT 54 db/44 wb, 105F LWT",85,"Chiller - Water Cooled",null,null,null,null,null,null,null,null,null,null,null,null,null,null,null,null,null,null,null,null,null,null,"Table 6.8.1-7","Performance Requirements for Heat Rejection Equipment","Centrifugal fan closed-circuit cooling towers","N/A","N/A","102°F entering water, 90°F leaving water, 75°F entering wb",7,"gpm/hp","-","-","All","All","Heat Rejection","Heat RejectionCentrifugal fan closed-circuit cooling towersN/A102°F entering water, 90°F leaving water, 75°F entering wbN/A",85,"Air Handling Unit"]
[null,null,null,null,null,null,null,null,null,null,null,null,null,null,null,null,null,null,null,null,null,null,null,null,null,null,"Table 6.8.1-16","Heat-Pump and Heat Recovery Chiller Packages","Water Source Centrifugal Heat Pump Chiller","≥600 tons","EWT 54 db/44 wb, 105F LWT","EWT 54 db/44 wb, 105F LWT",4.93,"COPH","Water Source Centrifugal Heat Pump Chiller","Water Cooled",7199999.99988,10000000000,"Heat Pump","Heat PumpWater Source Centrifugal Heat Pump Chiller≥600 tonsEWT 54 db/44 wb, 105F LWT",86,"Chiller - Water Cooled",null,null,null,null,null,null,null,null,null,null,null,null,null,null,null,null,null,null,null,null,null,null,"Table 6.8.1-7","Performance Requirements for Heat Rejection Equipment","Propeller or axial fan dry coolers (air-cooled fluid coolers)","N/A","N/A","115°F entering water, 105°F leaving water, 95°F entering wb",4.5,"gpm/hp","-","-","All","All","Heat Rejection","Heat RejectionPropeller or axial fan dry coolers (air-cooled fluid coolers)N/A115°F entering water, 105°F leaving water, 95°F entering wbN/A",86,"Air Handling Unit"]
[null,null,null,null,null,null,null,null,null,null,null,null,null,null,null,null,null,null,null,null,null,null,null,null,null,null,"Table 6.8.1-16","Heat-Pump and Heat Recovery Chiller Packages","Water Source Centrifugal Heat Pump Chiller w/Heat Recovery","≥600 tons","EWT 54 db/44 wb, 105F LWT","EWT 54 db/44 wb, 105F LWT",8.9,"COPHR","Water Source Centrifugal Heat Pump Chiller w/Heat Recovery","Water Cooled",7199999.99988,10000000000,"Heat Pump","Heat PumpWater Source Centrifugal Heat Pump Chiller w/Heat Recovery≥600 tonsEWT 54 db/44 wb, 105F LWT",87,"Chiller - Water Cooled",null,null,null,null,null,null,null,null,null,null,null,null,null,null,null,null,null,null,null,null,null,null,"Table 6.8.1-7","Performance Requirements for Heat Rejection Equipment","Propeller or axial fan evaporative condensers","N/A","N/A","R-448A test fluid, 165°F entering gas temperature, 105°F condensing temperature, 75°F entering wb",160000,"Btu/h·hp","-","-","All","All","Heat Rejection","Heat RejectionPropeller or axial fan evaporative condensersN/AR-448A test fluid, 165°F entering gas temperature, 105°F condensing temperature, 75°F entering wbN/A",87,"Air Handling Unit"]
[null,null,null,null,null,null,null,null,null,null,null,null,null,null,null,null,null,null,null,null,null,null,null,null,null,null,"Table 6.8.1-16","Heat-Pump and Heat Recovery Chiller Packages","Water Source Centrifugal Heat Pump Chiller","<75 tons","EWT 54 db/44 wb, 120F LWT","EWT 54 db/44 wb, 120F LWT",3.68,"COPH","Water Source Centrifugal Heat Pump Chiller","Water Cooled",0,900000,"Heat Pump","Heat PumpWater Source Centrifugal Heat Pump Chiller<75 tonsEWT 54 db/44 wb, 120F LWT",88,"Chiller - Water Cooled",null,null,null,null,null,null,null,null,null,null,null,null,null,null,null,null,null,null,null,null,null,null,"Table 6.8.1-7","Performance Requirements for Heat Rejection Equipment","Propeller or axial fan evaporative condensers","N/A","N/A","Ammonia test fluid, 140°F entering gas temperature, 96.3°F condensing temperature, 75°F entering wb",134000,"Btu/h·hp","-","-","All","All","Heat Rejection","Heat RejectionPropeller or axial fan evaporative condensersN/AAmmonia test fluid, 140°F entering gas temperature, 96.3°F condensing temperature, 75°F entering wbN/A",88,"Air Handling Unit"]
[null,null,null,null,null,null,null,null,null,null,null,null,null,null,null,null,null,null,null,null,null,null,null,null,null,null,"Table 6.8.1-16","Heat-Pump and Heat Recovery Chiller Packages","Water Source Centrifugal Heat Pump Chiller w/Heat Recovery","<75 tons","EWT 54 db/44 wb, 120F LWT","EWT 54 db/44 wb, 120F LWT",6.41,"COPHR","Water Source Centrifugal Heat Pump Chiller w/Heat Recovery","Water Cooled",0,900000,"Heat Pump","Heat PumpWater Source Centrifugal Heat Pump Chiller w/Heat Recovery<75 tonsEWT 54 db/44 wb, 120F LWT",89,"Chiller - Water Cooled",null,null,null,null,null,null,null,null,null,null,null,null,null,null,null,null,null,null,null,null,null,null,"Table 6.8.1-7","Performance Requirements for Heat Rejection Equipment","Centrifugal fan evaporative condensers","N/A","N/A","R-448A test fluid, 165°F entering gas temperature, 105°F condensing temperature, 75°F entering wb",137500,"Btu/h·hp","-","-","All","All","Heat Rejection","Heat RejectionCentrifugal fan evaporative condensersN/AR-448A test fluid, 165°F entering gas temperature, 105°F condensing temperature, 75°F entering wbN/A",89,"Air Handling Unit"]
[null,null,null,null,null,null,null,null,null,null,null,null,null,null,null,null,null,null,null,null,null,null,null,null,null,null,"Table 6.8.1-16","Heat-Pump and Heat Recovery Chiller Packages","Water Source Centrifugal Heat Pump Chiller","≥75 and <150 tons","EWT 54 db/44 wb, 120F LWT","EWT 54 db/44 wb, 120F LWT",3.68,"COPH","Water Source Centrifugal Heat Pump Chiller","Water Cooled",899999.99998799991,1800000,"Heat Pump","Heat PumpWater Source Centrifugal Heat Pump Chiller≥75 and <150 tonsEWT 54 db/44 wb, 120F LWT",90,"Chiller - Water Cooled",null,null,null,null,null,null,null,null,null,null,null,null,null,null,null,null,null,null,null,null,null,null,"Table 6.8.1-7","Performance Requirements for Heat Rejection Equipment","Centrifugal fan evaporative condensers","N/A","N/A","Ammonia test fluid, 140°F entering gas temperature, 96.3°F condensing temperature, 75°F entering wb",110000,"Btu/h·hp","-","-","All","All","Heat Rejection","Heat RejectionCentrifugal fan evaporative condensersN/AAmmonia test fluid, 140°F entering gas temperature, 96.3°F condensing temperature, 75°F entering wbN/A",90,"Air Handling Unit"]
[null,null,null,null,null,null,null,null,null,null,null,null,null,null,null,null,null,null,null,null,null,null,null,null,null,null,"Table 6.8.1-16","Heat-Pump and Heat Recovery Chiller Packages","Water Source Centrifugal Heat Pump Chiller w/Heat Recovery","≥75 and <151 tons","EWT 54 db/44 wb, 120F LWT","EWT 54 db/44 wb, 120F LWT",6.41,"COPHR","Water Source Centrifugal Heat Pump Chiller w/Heat Recovery","Water Cooled",899999.99998799991,1800000,"Heat Pump","Heat PumpWater Source Centrifugal Heat Pump Chiller w/Heat Recovery≥75 and <151 tonsEWT 54 db/44 wb, 120F LWT",91,"Chiller - Water Cooled",null,null,null,null,null,null,null,null,null,null,null,null,null,null,null,null,null,null,null,null,null,null,"Table 6.8.1-7","Performance Requirements for Heat Rejection Equipment","Centrifugal fan evaporative condensers","N/A","N/A","125°F condensing temperature, 190°F entering gas temperature, 15°F subcooling, 95°F entering db",176000,"Btu/h·hp","-","-","All","All","Heat Rejection","Heat RejectionCentrifugal fan evaporative condensersN/A125°F condensing temperature, 190°F entering gas temperature, 15°F subcooling, 95°F entering dbN/A",91,"Air Handling Unit"]
[null,null,null,null,null,null,null,null,null,null,null,null,null,null,null,null,null,null,null,null,null,null,null,null,null,null,"Table 6.8.1-16","Heat-Pump and Heat Recovery Chiller Packages","Water Source Centrifugal Heat Pump Chiller","≥150 and <300 tons","EWT 54 db/44 wb, 120F LWT","EWT 54 db/44 wb, 120F LWT",3.68,"COPH","Water Source Centrifugal Heat Pump Chiller","Water Cooled",1799999.9880000001,3600000,"Heat Pump","Heat PumpWater Source Centrifugal Heat Pump Chiller≥150 and <300 tonsEWT 54 db/44 wb, 120F LWT",92,"Chiller - Water Cooled",null,null,null,null,null,null,null,null,null,null,null,null,null,null,null,null,null,null,null,null,null,null,"Table 6.8.1-8","Electrically Operated Variable-Refrigerant-Flow Air Conditioners","VRF air conditioners, air cooled","<65,000 Btu/h","All","VRF multisplit system","-","-",13,"SEER",0,65000,"VRF Air Conditioner","VRF Air ConditionerVRF air conditioners, air cooled<65,000 Btu/hVRF multisplit systemAll",92,"Variable Refrigerant Flow"]
[null,null,null,null,null,null,null,null,null,null,null,null,null,null,null,null,null,null,null,null,null,null,null,null,null,null,"Table 6.8.1-16","Heat-Pump and Heat Recovery Chiller Packages","Water Source Centrifugal Heat Pump Chiller w/Heat Recovery","≥150 and <300 tons","EWT 54 db/44 wb, 120F LWT","EWT 54 db/44 wb, 120F LWT",6.41,"COPHR","Water Source Centrifugal Heat Pump Chiller w/Heat Recovery","Water Cooled",1799999.9880000001,3600000,"Heat Pump","Heat PumpWater Source Centrifugal Heat Pump Chiller w/Heat Recovery≥150 and <300 tonsEWT 54 db/44 wb, 120F LWT",93,"Chiller - Water Cooled",null,null,null,null,null,null,null,null,null,null,null,null,null,null,null,null,null,null,null,null,null,null,"Table 6.8.1-8","Electrically Operated Variable-Refrigerant-Flow Air Conditioners","VRF air conditioners, air cooled","≥65,000 Btu/h and <135,000 Btu/h","Electric resistance (or none)","VRF multisplit system",11.2,"EER",15.5,"IEER",64999.999000000003,135000,"VRF Air Conditioner","VRF Air ConditionerVRF air conditioners, air cooled≥65,000 Btu/h and <135,000 Btu/hVRF multisplit systemElectric resistance (or none)",93,"Variable Refrigerant Flow"]
[null,null,null,null,null,null,null,null,null,null,null,null,null,null,null,null,null,null,null,null,null,null,null,null,null,null,"Table 6.8.1-16","Heat-Pump and Heat Recovery Chiller Packages","Water Source Centrifugal Heat Pump Chiller","≥300 and <600 tons","EWT 54 db/44 wb, 120F LWT","EWT 54 db/44 wb, 120F LWT",3.96,"COPH","Water Source Centrifugal Heat Pump Chiller","Water Cooled",3599999.9879999999,7200000,"Heat Pump","Heat PumpWater Source Centrifugal Heat Pump Chiller≥300 and <600 tonsEWT 54 db/44 wb, 120F LWT",94,"Chiller - Water Cooled",null,null,null,null,null,null,null,null,null,null,null,null,null,null,null,null,null,null,null,null,null,null,"Table 6.8.1-8","Electrically Operated Variable-Refrigerant-Flow Air Conditioners","VRF air conditioners, air cooled","≥135,000 Btu/h and <240,000 Btu/h","Electric resistance (or none)","VRF multisplit system",11,"EER",14.9,"IEER",134999.99900000001,240000,"VRF Air Conditioner","VRF Air ConditionerVRF air conditioners, air cooled≥135,000 Btu/h and <240,000 Btu/hVRF multisplit systemElectric resistance (or none)",94,"Variable Refrigerant Flow"]
[null,null,null,null,null,null,null,null,null,null,null,null,null,null,null,null,null,null,null,null,null,null,null,null,null,null,"Table 6.8.1-16","Heat-Pump and Heat Recovery Chiller Packages","Water Source Centrifugal Heat Pump Chiller w/Heat Recovery","≥300 and <600 tons","EWT 54 db/44 wb, 120F LWT","EWT 54 db/44 wb, 120F LWT",6.98,"COPHR","Water Source Centrifugal Heat Pump Chiller w/Heat Recovery","Water Cooled",3599999.9879999999,7200000,"Heat Pump","Heat PumpWater Source Centrifugal Heat Pump Chiller w/Heat Recovery≥300 and <600 tonsEWT 54 db/44 wb, 120F LWT",95,"Chiller - Water Cooled",null,null,null,null,null,null,null,null,null,null,null,null,null,null,null,null,null,null,null,null,null,null,"Table 6.8.1-8","Electrically Operated Variable-Refrigerant-Flow Air Conditioners","VRF air conditioners, air cooled","≥240,000 Btu/h","Electric resistance (or none)","VRF multisplit system",10,"EER",13.9,"IEER",239999.99900000001,100000000,"VRF Air Conditioner","VRF Air ConditionerVRF air conditioners, air cooled≥240,000 Btu/hVRF multisplit systemElectric resistance (or none)",95,"Variable Refrigerant Flow"]
[null,null,null,null,null,null,null,null,null,null,null,null,null,null,null,null,null,null,null,null,null,null,null,null,null,null,"Table 6.8.1-16","Heat-Pump and Heat Recovery Chiller Packages","Water Source Centrifugal Heat Pump Chiller","≥600 tons","EWT 54 db/44 wb, 120F LWT","EWT 54 db/44 wb, 120F LWT",3.96,"COPH","Water Source Centrifugal Heat Pump Chiller","Water Cooled",7199999.99988,10000000000,"Heat Pump","Heat PumpWater Source Centrifugal Heat Pump Chiller≥600 tonsEWT 54 db/44 wb, 120F LWT",96,"Chiller - Water Cooled",null,null,null,null,null,null,null,null,null,null,null,null,null,null,null,null,null,null,null,null,null,null,"Table 6.8.1-9","Electrically Operated Variable-Refrigerant-Flow and Applied Heat Pumps","VRF air cooled (cooling mode)","<65,000 Btu/h","All","VRF multisplit system","-","-",13,"SEER",0,65000,"Heat Pump","Heat PumpVRF air cooled (cooling mode)<65,000 Btu/hVRF multisplit systemAll",96,"Variable Refrigerant Flow"]
[null,null,null,null,null,null,null,null,null,null,null,null,null,null,null,null,null,null,null,null,null,null,null,null,null,null,"Table 6.8.1-16","Heat-Pump and Heat Recovery Chiller Packages","Water Source Centrifugal Heat Pump Chiller w/Heat Recovery","≥600 tons","EWT 54 db/44 wb, 120F LWT","EWT 54 db/44 wb, 120F LWT",6.98,"COPHR","Water Source Centrifugal Heat Pump Chiller w/Heat Recovery","Water Cooled",7199999.99988,10000000000,"Heat Pump","Heat PumpWater Source Centrifugal Heat Pump Chiller w/Heat Recovery≥600 tonsEWT 54 db/44 wb, 120F LWT",97,"Chiller - Water Cooled",null,null,null,null,null,null,null,null,null,null,null,null,null,null,null,null,null,null,null,null,null,null,"Table 6.8.1-9","Electrically Operated Variable-Refrigerant-Flow and Applied Heat Pumps","VRF air cooled (cooling mode)","≥65,000 Btu/h and <135,000 Btu/h","Electric resistance (or none)","VRF multisplit system",11,"EER",14.6,"IEER",64999.999000000003,135000,"Heat Pump","Heat PumpVRF air cooled (cooling mode)≥65,000 Btu/h and <135,000 Btu/hVRF multisplit systemElectric resistance (or none)",97,"Variable Refrigerant Flow"]
[null,null,null,null,null,null,null,null,null,null,null,null,null,null,null,null,null,null,null,null,null,null,null,null,null,null,"Table 6.8.1-16","Heat-Pump and Heat Recovery Chiller Packages","Water Source Centrifugal Heat Pump Chiller","<75 tons","EWT 54 db/44 wb, 140F LWT","EWT 54 db/44 wb, 140F LWT",2.68,"COPH","Water Source Centrifugal Heat Pump Chiller","Water Cooled",0,900000,"Heat Pump","Heat PumpWater Source Centrifugal Heat Pump Chiller<75 tonsEWT 54 db/44 wb, 140F LWT",98,"Chiller - Water Cooled",null,null,null,null,null,null,null,null,null,null,null,null,null,null,null,null,null,null,null,null,null,null,"Table 6.8.1-9","Electrically Operated Variable-Refrigerant-Flow and Applied Heat Pumps","VRF air cooled (cooling mode)","≥65,000 Btu/h and <135,000 Btu/h","Electric resistance (or none)","VRF multisplit system with heat recovery",10.8,"EER",14.4,"IEER",64999.999000000003,135000,"Heat Pump","Heat PumpVRF air cooled (cooling mode)≥65,000 Btu/h and <135,000 Btu/hVRF multisplit system with heat recoveryElectric resistance (or none)",98,"Variable Refrigerant Flow"]
[null,null,null,null,null,null,null,null,null,null,null,null,null,null,null,null,null,null,null,null,null,null,null,null,null,null,"Table 6.8.1-16","Heat-Pump and Heat Recovery Chiller Packages","Water Source Centrifugal Heat Pump Chiller w/Heat Recovery","<75 tons","EWT 54 db/44 wb, 140F LWT","EWT 54 db/44 wb, 140F LWT",4.42,"COPHR","Water Source Centrifugal Heat Pump Chiller w/Heat Recovery","Water Cooled",0,900000,"Heat Pump","Heat PumpWater Source Centrifugal Heat Pump Chiller w/Heat Recovery<75 tonsEWT 54 db/44 wb, 140F LWT",99,"Chiller - Water Cooled",null,null,null,null,null,null,null,null,null,null,null,null,null,null,null,null,null,null,null,null,null,null,"Table 6.8.1-9","Electrically Operated Variable-Refrigerant-Flow and Applied Heat Pumps","VRF air cooled (cooling mode)","≥135,000 Btu/h and <240,000 Btu/h","Electric resistance (or none)","VRF multisplit system",10.6,"EER",13.9,"IEER",134999.99900000001,240000,"Heat Pump","Heat PumpVRF air cooled (cooling mode)≥135,000 Btu/h and <240,000 Btu/hVRF multisplit systemElectric resistance (or none)",99,"Variable Refrigerant Flow"]
[null,null,null,null,null,null,null,null,null,null,null,null,null,null,null,null,null,null,null,null,null,null,null,null,null,null,"Table 6.8.1-16","Heat-Pump and Heat Recovery Chiller Packages","Water Source Centrifugal Heat Pump Chiller","≥75 and <150 tons","EWT 54 db/44 wb, 140F LWT","EWT 54 db/44 wb, 140F LWT",2.68,"COPH","Water Source Centrifugal Heat Pump Chiller","Water Cooled",899999.99998799991,1800000,"Heat Pump","Heat PumpWater Source Centrifugal Heat Pump Chiller≥75 and <150 tonsEWT 54 db/44 wb, 140F LWT",100,"Chiller - Water Cooled",null,null,null,null,null,null,null,null,null,null,null,null,null,null,null,null,null,null,null,null,null,null,"Table 6.8.1-9","Electrically Operated Variable-Refrigerant-Flow and Applied Heat Pumps","VRF air cooled (cooling mode)","≥135,000 Btu/h and <240,000 Btu/h","Electric resistance (or none)","VRF multisplit system with heat recovery",10.4,"EER",13.7,"IEER",134999.99900000001,240000,"Heat Pump","Heat PumpVRF air cooled (cooling mode)≥135,000 Btu/h and <240,000 Btu/hVRF multisplit system with heat recoveryElectric resistance (or none)",100,"Variable Refrigerant Flow"]
[null,null,null,null,null,null,null,null,null,null,null,null,null,null,null,null,null,null,null,null,null,null,null,null,null,null,"Table 6.8.1-16","Heat-Pump and Heat Recovery Chiller Packages","Water Source Centrifugal Heat Pump Chiller w/Heat Recovery","≥75 and <151 tons","EWT 54 db/44 wb, 140F LWT","EWT 54 db/44 wb, 140F LWT",4.42,"COPHR","Water Source Centrifugal Heat Pump Chiller w/Heat Recovery","Water Cooled",899999.99998799991,1800000,"Heat Pump","Heat PumpWater Source Centrifugal Heat Pump Chiller w/Heat Recovery≥75 and <151 tonsEWT 54 db/44 wb, 140F LWT",101,"Chiller - Water Cooled",null,null,null,null,null,null,null,null,null,null,null,null,null,null,null,null,null,null,null,null,null,null,"Table 6.8.1-9","Electrically Operated Variable-Refrigerant-Flow and Applied Heat Pumps","VRF air cooled (cooling mode)","≥240,000 Btu/h","Electric resistance (or none)","VRF multisplit system",9.5,"EER",12.7,"IEER",239999.99900000001,100000000,"Heat Pump","Heat PumpVRF air cooled (cooling mode)≥240,000 Btu/hVRF multisplit systemElectric resistance (or none)",101,"Variable Refrigerant Flow"]
[null,null,null,null,null,null,null,null,null,null,null,null,null,null,null,null,null,null,null,null,null,null,null,null,null,null,"Table 6.8.1-16","Heat-Pump and Heat Recovery Chiller Packages","Water Source Centrifugal Heat Pump Chiller","≥150 and <300 tons","EWT 54 db/44 wb, 140F LWT","EWT 54 db/44 wb, 140F LWT",2.68,"COPH","Water Source Centrifugal Heat Pump Chiller","Water Cooled",1799999.9880000001,3600000,"Heat Pump","Heat PumpWater Source Centrifugal Heat Pump Chiller≥150 and <300 tonsEWT 54 db/44 wb, 140F LWT",102,"Chiller - Water Cooled",null,null,null,null,null,null,null,null,null,null,null,null,null,null,null,null,null,null,null,null,null,null,"Table 6.8.1-9","Electrically Operated Variable-Refrigerant-Flow and Applied Heat Pumps","VRF air cooled (cooling mode)","≥240,000 Btu/h","Electric resistance (or none)","VRF multisplit system with heat recovery",9.3000000000000007,"EER",12.5,"IEER",239999.99900000001,100000000,"Heat Pump","Heat PumpVRF air cooled (cooling mode)≥240,000 Btu/hVRF multisplit system with heat recoveryElectric resistance (or none)",102,"Variable Refrigerant Flow"]
[null,null,null,null,null,null,null,null,null,null,null,null,null,null,null,null,null,null,null,null,null,null,null,null,null,null,"Table 6.8.1-16","Heat-Pump and Heat Recovery Chiller Packages","Water Source Centrifugal Heat Pump Chiller w/Heat Recovery","≥150 and <300 tons","EWT 54 db/44 wb, 140F LWT","EWT 54 db/44 wb, 140F LWT",4.42,"COPHR","Water Source Centrifugal Heat Pump Chiller w/Heat Recovery","Water Cooled",1799999.9880000001,3600000,"Heat Pump","Heat PumpWater Source Centrifugal Heat Pump Chiller w/Heat Recovery≥150 and <300 tonsEWT 54 db/44 wb, 140F LWT",103,"Chiller - Water Cooled",null,null,null,null,null,null,null,null,null,null,null,null,null,null,null,null,null,null,null,null,null,null,"Table 6.8.1-9","Electrically Operated Variable-Refrigerant-Flow and Applied Heat Pumps","VRF water source (cooling mode)","<65,000 Btu/h","All","VRF multisplit system 86°F entering water",12,"EER",16,"IEER",0,65000,"Heat Pump","Heat PumpVRF water source (cooling mode)<65,000 Btu/hVRF multisplit system 86°F entering waterAll",103,"Variable Refrigerant Flow"]
[null,null,null,null,null,null,null,null,null,null,null,null,null,null,null,null,null,null,null,null,null,null,null,null,null,null,"Table 6.8.1-16","Heat-Pump and Heat Recovery Chiller Packages","Water Source Centrifugal Heat Pump Chiller","≥300 and <600 tons","EWT 54 db/44 wb, 140F LWT","EWT 54 db/44 wb, 140F LWT",2.97,"COPH","Water Source Centrifugal Heat Pump Chiller","Water Cooled",3599999.9879999999,7200000,"Heat Pump","Heat PumpWater Source Centrifugal Heat Pump Chiller≥300 and <600 tonsEWT 54 db/44 wb, 140F LWT",104,"Chiller - Water Cooled",null,null,null,null,null,null,null,null,null,null,null,null,null,null,null,null,null,null,null,null,null,null,"Table 6.8.1-9","Electrically Operated Variable-Refrigerant-Flow and Applied Heat Pumps","VRF water source (cooling mode)","<65,000 Btu/h","All","VRF multisplit system with heat recovery 86°F entering water",11.8,"EER",15.8,"IEER",0,65000,"Heat Pump","Heat PumpVRF water source (cooling mode)<65,000 Btu/hVRF multisplit system with heat recovery 86°F entering waterAll",104,"Variable Refrigerant Flow"]
[null,null,null,null,null,null,null,null,null,null,null,null,null,null,null,null,null,null,null,null,null,null,null,null,null,null,"Table 6.8.1-16","Heat-Pump and Heat Recovery Chiller Packages","Water Source Centrifugal Heat Pump Chiller w/Heat Recovery","≥300 and <600 tons","EWT 54 db/44 wb, 140F LWT","EWT 54 db/44 wb, 140F LWT",5,"COPHR","Water Source Centrifugal Heat Pump Chiller w/Heat Recovery","Water Cooled",3599999.9879999999,7200000,"Heat Pump","Heat PumpWater Source Centrifugal Heat Pump Chiller w/Heat Recovery≥300 and <600 tonsEWT 54 db/44 wb, 140F LWT",105,"Chiller - Water Cooled",null,null,null,null,null,null,null,null,null,null,null,null,null,null,null,null,null,null,null,null,null,null,"Table 6.8.1-9","Electrically Operated Variable-Refrigerant-Flow and Applied Heat Pumps","VRF water source (cooling mode)","≥65,000 Btu/h and <135,000 Btu/h","All","VRF multisplit system 86°F entering water",12,"EER",16,"IEER",64999.999000000003,135000,"Heat Pump","Heat PumpVRF water source (cooling mode)≥65,000 Btu/h and <135,000 Btu/hVRF multisplit system 86°F entering waterAll",105,"Variable Refrigerant Flow"]
[null,null,null,null,null,null,null,null,null,null,null,null,null,null,null,null,null,null,null,null,null,null,null,null,null,null,"Table 6.8.1-16","Heat-Pump and Heat Recovery Chiller Packages","Water Source Centrifugal Heat Pump Chiller","≥600 tons","EWT 54 db/44 wb, 140F LWT","EWT 54 db/44 wb, 140F LWT",2.97,"COPH","Water Source Centrifugal Heat Pump Chiller","Water Cooled",7199999.99988,10000000000,"Heat Pump","Heat PumpWater Source Centrifugal Heat Pump Chiller≥600 tonsEWT 54 db/44 wb, 140F LWT",106,"Chiller - Water Cooled",null,null,null,null,null,null,null,null,null,null,null,null,null,null,null,null,null,null,null,null,null,null,"Table 6.8.1-9","Electrically Operated Variable-Refrigerant-Flow and Applied Heat Pumps","VRF water source (cooling mode)","≥65,000 Btu/h and <135,000 Btu/h","All","VRF multisplit system with heat recovery 86°F entering water",11.8,"EER",15.8,"IEER",64999.999000000003,135000,"Heat Pump","Heat PumpVRF water source (cooling mode)≥65,000 Btu/h and <135,000 Btu/hVRF multisplit system with heat recovery 86°F entering waterAll",106,"Variable Refrigerant Flow"]
[null,null,null,null,null,null,null,null,null,null,null,null,null,null,null,null,null,null,null,null,null,null,null,null,null,null,"Table 6.8.1-16","Heat-Pump and Heat Recovery Chiller Packages","Water Source Centrifugal Heat Pump Chiller w/Heat Recovery","≥600 tons","EWT 54 db/44 wb, 140F LWT","EWT 54 db/44 wb, 140F LWT",5,"COPHR","Water Source Centrifugal Heat Pump Chiller w/Heat Recovery","Water Cooled",7199999.99988,10000000000,"Heat Pump","Heat PumpWater Source Centrifugal Heat Pump Chiller w/Heat Recovery≥600 tonsEWT 54 db/44 wb, 140F LWT",107,"Chiller - Water Cooled",null,null,null,null,null,null,null,null,null,null,null,null,null,null,null,null,null,null,null,null,null,null,"Table 6.8.1-9","Electrically Operated Variable-Refrigerant-Flow and Applied Heat Pumps","VRF water source (cooling mode)","≥135,000 Btu/h and <240,000 Btu/h","All","VRF multisplit system 86°F entering water",10,"EER",14,"IEER",134999.99900000001,240000,"Heat Pump","Heat PumpVRF water source (cooling mode)≥135,000 Btu/h and <240,000 Btu/hVRF multisplit system 86°F entering waterAll",107,"Variable Refrigerant Flow"]
[null,null,null,null,null,null,null,null,null,null,null,null,null,null,null,null,null,null,null,null,null,null,null,null,null,null,null,null,null,null,null,null,null,null,null,null,null,null,null,null,null,null,null,null,null,null,null,null,null,null,null,null,null,null,null,null,null,null,null,null,null,null,null,null,"Table 6.8.1-9","Electrically Operated Variable-Refrigerant-Flow and Applied Heat Pumps","VRF water source (cooling mode)","≥135,000 Btu/h and <240,000 Btu/h","All","VRF multisplit system with heat recovery 86°F entering water",9.8000000000000007,"EER",13.8,"IEER",134999.99900000001,240000,"Heat Pump","Heat PumpVRF water source (cooling mode)≥135,000 Btu/h and <240,000 Btu/hVRF multisplit system with heat recovery 86°F entering waterAll",108,"Variable Refrigerant Flow"]
[null,null,null,null,null,null,null,null,null,null,null,null,null,null,null,null,null,null,null,null,null,null,null,null,null,null,null,null,null,null,null,null,null,null,null,null,null,null,null,null,null,null,null,null,null,null,null,null,null,null,null,null,null,null,null,null,null,null,null,null,null,null,null,null,"Table 6.8.1-9","Electrically Operated Variable-Refrigerant-Flow and Applied Heat Pumps","VRF water source (cooling mode)","≥240,000 Btu/h","All","VRF multisplit system 86°F entering water",10,"EER",12,"IEER",239999.99900000001,100000000,"Heat Pump","Heat PumpVRF water source (cooling mode)≥240,000 Btu/hVRF multisplit system 86°F entering waterAll",109,"Variable Refrigerant Flow"]
[null,null,null,null,null,null,null,null,null,null,null,null,null,null,null,null,null,null,null,null,null,null,null,null,null,null,null,null,null,null,null,null,null,null,null,null,null,null,null,null,null,null,null,null,null,null,null,null,null,null,null,null,null,null,null,null,null,null,null,null,null,null,null,null,"Table 6.8.1-9","Electrically Operated Variable-Refrigerant-Flow and Applied Heat Pumps","VRF water source (cooling mode)","≥240,000 Btu/h","All","VRF multisplit system with heat recovery 86°F entering water",9.8000000000000007,"EER",11.8,"IEER",239999.99900000001,100000000,"Heat Pump","Heat PumpVRF water source (cooling mode)≥240,000 Btu/hVRF multisplit system with heat recovery 86°F entering waterAll",110,"Variable Refrigerant Flow"]
[null,null,null,null,null,null,null,null,null,null,null,null,null,null,null,null,null,null,null,null,null,null,null,null,null,null,null,null,null,null,null,null,null,null,null,null,null,null,null,null,null,null,null,null,null,null,null,null,null,null,null,null,null,null,null,null,null,null,null,null,null,null,null,null,"Table 6.8.1-9","Electrically Operated Variable-Refrigerant-Flow and Applied Heat Pumps","VRF groundwater source (cooling mode)","<135,000 Btu/h","All","VRF multisplit system 59°F entering water",16.2,"EER","-","-",0,135000,"Heat Pump","Heat PumpVRF groundwater source (cooling mode)<135,000 Btu/hVRF multisplit system 59°F entering waterAll",111,"Variable Refrigerant Flow"]
[null,null,null,null,null,null,null,null,null,null,null,null,null,null,null,null,null,null,null,null,null,null,null,null,null,null,null,null,null,null,null,null,null,null,null,null,null,null,null,null,null,null,null,null,null,null,null,null,null,null,null,null,null,null,null,null,null,null,null,null,null,null,null,null,"Table 6.8.1-9","Electrically Operated Variable-Refrigerant-Flow and Applied Heat Pumps","VRF groundwater source (cooling mode)","<135,000 Btu/h","All","VRF multisplit system with heat recovery 59°F entering water",16,"EER","-","-",0,135000,"Heat Pump","Heat PumpVRF groundwater source (cooling mode)<135,000 Btu/hVRF multisplit system with heat recovery 59°F entering waterAll",112,"Variable Refrigerant Flow"]
[null,null,null,null,null,null,null,null,null,null,null,null,null,null,null,null,null,null,null,null,null,null,null,null,null,null,null,null,null,null,null,null,null,null,null,null,null,null,null,null,null,null,null,null,null,null,null,null,null,null,null,null,null,null,null,null,null,null,null,null,null,null,null,null,"Table 6.8.1-9","Electrically Operated Variable-Refrigerant-Flow and Applied Heat Pumps","VRF groundwater source (cooling mode)","≥135,000 Btu/h","All","VRF multisplit system 59°F entering water",13.8,"EER","-","-",134999.99900000001,100000000,"Heat Pump","Heat PumpVRF groundwater source (cooling mode)≥135,000 Btu/hVRF multisplit system 59°F entering waterAll",113,"Variable Refrigerant Flow"]
[null,null,null,null,null,null,null,null,null,null,null,null,null,null,null,null,null,null,null,null,null,null,null,null,null,null,null,null,null,null,null,null,null,null,null,null,null,null,null,null,null,null,null,null,null,null,null,null,null,null,null,null,null,null,null,null,null,null,null,null,null,null,null,null,"Table 6.8.1-9","Electrically Operated Variable-Refrigerant-Flow and Applied Heat Pumps","VRF groundwater source (cooling mode)","≥135,000 Btu/h","All","VRF multisplit system with heat recovery 59°F entering water",13.6,"EER","-","-",134999.99900000001,100000000,"Heat Pump","Heat PumpVRF groundwater source (cooling mode)≥135,000 Btu/hVRF multisplit system with heat recovery 59°F entering waterAll",114,"Variable Refrigerant Flow"]
[null,null,null,null,null,null,null,null,null,null,null,null,null,null,null,null,null,null,null,null,null,null,null,null,null,null,null,null,null,null,null,null,null,null,null,null,null,null,null,null,null,null,null,null,null,null,null,null,null,null,null,null,null,null,null,null,null,null,null,null,null,null,null,null,"Table 6.8.1-9","Electrically Operated Variable-Refrigerant-Flow and Applied Heat Pumps","VRF ground source (cooling mode)","<135,000 Btu/h","All","VRF multisplit system 77°F entering water",13.4,"EER","-","-",0,135000,"Heat Pump","Heat PumpVRF ground source (cooling mode)<135,000 Btu/hVRF multisplit system 77°F entering waterAll",115,"Variable Refrigerant Flow"]
[null,null,null,null,null,null,null,null,null,null,null,null,null,null,null,null,null,null,null,null,null,null,null,null,null,null,null,null,null,null,null,null,null,null,null,null,null,null,null,null,null,null,null,null,null,null,null,null,null,null,null,null,null,null,null,null,null,null,null,null,null,null,null,null,"Table 6.8.1-9","Electrically Operated Variable-Refrigerant-Flow and Applied Heat Pumps","VRF ground source (cooling mode)","<135,000 Btu/h","All","VRF multisplit system with heat recovery 77°F entering water",13.2,"EER","-","-",0,135000,"Heat Pump","Heat PumpVRF ground source (cooling mode)<135,000 Btu/hVRF multisplit system with heat recovery 77°F entering waterAll",116,"Variable Refrigerant Flow"]
[null,null,null,null,null,null,null,null,null,null,null,null,null,null,null,null,null,null,null,null,null,null,null,null,null,null,null,null,null,null,null,null,null,null,null,null,null,null,null,null,null,null,null,null,null,null,null,null,null,null,null,null,null,null,null,null,null,null,null,null,null,null,null,null,"Table 6.8.1-9","Electrically Operated Variable-Refrigerant-Flow and Applied Heat Pumps","VRF ground source (cooling mode)","≥135,000 Btu/h","All","VRF multisplit system 77°F entering water",11,"EER","-","-",134999.99900000001,100000000,"Heat Pump","Heat PumpVRF ground source (cooling mode)≥135,000 Btu/hVRF multisplit system 77°F entering waterAll",117,"Variable Refrigerant Flow"]
[null,null,null,null,null,null,null,null,null,null,null,null,null,null,null,null,null,null,null,null,null,null,null,null,null,null,null,null,null,null,null,null,null,null,null,null,null,null,null,null,null,null,null,null,null,null,null,null,null,null,null,null,null,null,null,null,null,null,null,null,null,null,null,null,"Table 6.8.1-9","Electrically Operated Variable-Refrigerant-Flow and Applied Heat Pumps","VRF ground source (cooling mode)","≥135,000 Btu/h","All","VRF multisplit system with heat recovery 59°F entering water",10.8,"EER","-","-",134999.99900000001,100000000,"Heat Pump","Heat PumpVRF ground source (cooling mode)≥135,000 Btu/hVRF multisplit system with heat recovery 59°F entering waterAll",118,"Variable Refrigerant Flow"]
[null,null,null,null,null,null,null,null,null,null,null,null,null,null,null,null,null,null,null,null,null,null,null,null,null,null,null,null,null,null,null,null,null,null,null,null,null,null,null,null,null,null,null,null,null,null,null,null,null,null,null,null,null,null,null,null,null,null,null,null,null,null,null,null,"Table 6.8.1-10","Floor-Mounted Air Conditioners and Condensing Units Serving Computer Rooms","Air cooled - downflow","<80,000 Btu/h","N/A","85°F/52°F (Class 2)",2.7,"SCOP","-","-",null,null,"Computer Room Floor-Mounted ACs & CUs","Computer Room Floor-Mounted ACs & CUsAir cooled - downflow<80,000 Btu/h85°F/52°F (Class 2)N/A",119,"AC - Packaged/Split"]
[null,null,null,null,null,null,null,null,null,null,null,null,null,null,null,null,null,null,null,null,null,null,null,null,null,null,null,null,null,null,null,null,null,null,null,null,null,null,null,null,null,null,null,null,null,null,null,null,null,null,null,null,null,null,null,null,null,null,null,null,null,null,null,null,"Table 6.8.1-10","Floor-Mounted Air Conditioners and Condensing Units Serving Computer Rooms","Air cooled - downflow","≥80,000 Btu/h and <295,000 Btu/h","N/A","85°F/52°F (Class 2)",2.58,"SCOP","-","-",null,null,"Computer Room Floor-Mounted ACs & CUs","Computer Room Floor-Mounted ACs & CUsAir cooled - downflow≥80,000 Btu/h and <295,000 Btu/h85°F/52°F (Class 2)N/A",120,"AC - Packaged/Split"]
[null,null,null,null,null,null,null,null,null,null,null,null,null,null,null,null,null,null,null,null,null,null,null,null,null,null,null,null,null,null,null,null,null,null,null,null,null,null,null,null,null,null,null,null,null,null,null,null,null,null,null,null,null,null,null,null,null,null,null,null,null,null,null,null,"Table 6.8.1-10","Floor-Mounted Air Conditioners and Condensing Units Serving Computer Rooms","Air cooled - downflow","≥295,000 Btu/h","N/A","85°F/52°F (Class 2)",2.36,"SCOP","-","-",null,null,"Computer Room Floor-Mounted ACs & CUs","Computer Room Floor-Mounted ACs & CUsAir cooled - downflow≥295,000 Btu/h85°F/52°F (Class 2)N/A",121,"AC - Packaged/Split"]
[null,null,null,null,null,null,null,null,null,null,null,null,null,null,null,null,null,null,null,null,null,null,null,null,null,null,null,null,null,null,null,null,null,null,null,null,null,null,null,null,null,null,null,null,null,null,null,null,null,null,null,null,null,null,null,null,null,null,null,null,null,null,null,null,"Table 6.8.1-10","Floor-Mounted Air Conditioners and Condensing Units Serving Computer Rooms","Air cooled - upflow, ducted","<80,000 Btu/h","N/A","85°F/52°F (Class 2)",2.67,"SCOP","-","-",null,null,"Computer Room Floor-Mounted ACs & CUs","Computer Room Floor-Mounted ACs & CUsAir cooled - upflow, ducted<80,000 Btu/h85°F/52°F (Class 2)N/A",122,"AC - Packaged/Split"]
[null,null,null,null,null,null,null,null,null,null,null,null,null,null,null,null,null,null,null,null,null,null,null,null,null,null,null,null,null,null,null,null,null,null,null,null,null,null,null,null,null,null,null,null,null,null,null,null,null,null,null,null,null,null,null,null,null,null,null,null,null,null,null,null,"Table 6.8.1-10","Floor-Mounted Air Conditioners and Condensing Units Serving Computer Rooms","Air cooled - upflow, ducted","≥80,000 Btu/h and <295,000 Btu/h","N/A","85°F/52°F (Class 2)",2.5499999999999998,"SCOP","-","-",null,null,"Computer Room Floor-Mounted ACs & CUs","Computer Room Floor-Mounted ACs & CUsAir cooled - upflow, ducted≥80,000 Btu/h and <295,000 Btu/h85°F/52°F (Class 2)N/A",123,"AC - Packaged/Split"]
[null,null,null,null,null,null,null,null,null,null,null,null,null,null,null,null,null,null,null,null,null,null,null,null,null,null,null,null,null,null,null,null,null,null,null,null,null,null,null,null,null,null,null,null,null,null,null,null,null,null,null,null,null,null,null,null,null,null,null,null,null,null,null,null,"Table 6.8.1-10","Floor-Mounted Air Conditioners and Condensing Units Serving Computer Rooms","Air cooled - upflow, ducted","≥295,000 Btu/h","N/A","85°F/52°F (Class 2)",2.33,"SCOP","-","-",null,null,"Computer Room Floor-Mounted ACs & CUs","Computer Room Floor-Mounted ACs & CUsAir cooled - upflow, ducted≥295,000 Btu/h85°F/52°F (Class 2)N/A",124,"AC - Packaged/Split"]
[null,null,null,null,null,null,null,null,null,null,null,null,null,null,null,null,null,null,null,null,null,null,null,null,null,null,null,null,null,null,null,null,null,null,null,null,null,null,null,null,null,null,null,null,null,null,null,null,null,null,null,null,null,null,null,null,null,null,null,null,null,null,null,null,"Table 6.8.1-10","Floor-Mounted Air Conditioners and Condensing Units Serving Computer Rooms","Air cooled - upflow, nonducted","<65,000 Btu/h","N/A","75°F/52°F (Class 1)",2.16,"SCOP","-","-",null,null,"Computer Room Floor-Mounted ACs & CUs","Computer Room Floor-Mounted ACs & CUsAir cooled - upflow, nonducted<65,000 Btu/h75°F/52°F (Class 1)N/A",125,"AC - Packaged/Split"]
[null,null,null,null,null,null,null,null,null,null,null,null,null,null,null,null,null,null,null,null,null,null,null,null,null,null,null,null,null,null,null,null,null,null,null,null,null,null,null,null,null,null,null,null,null,null,null,null,null,null,null,null,null,null,null,null,null,null,null,null,null,null,null,null,"Table 6.8.1-10","Floor-Mounted Air Conditioners and Condensing Units Serving Computer Rooms","Air cooled - upflow, nonducted","≥65,000 Btu/h and <240,000 Btu/h","N/A","75°F/52°F (Class 1)",2.04,"SCOP","-","-",null,null,"Computer Room Floor-Mounted ACs & CUs","Computer Room Floor-Mounted ACs & CUsAir cooled - upflow, nonducted≥65,000 Btu/h and <240,000 Btu/h75°F/52°F (Class 1)N/A",126,"AC - Packaged/Split"]
[null,null,null,null,null,null,null,null,null,null,null,null,null,null,null,null,null,null,null,null,null,null,null,null,null,null,null,null,null,null,null,null,null,null,null,null,null,null,null,null,null,null,null,null,null,null,null,null,null,null,null,null,null,null,null,null,null,null,null,null,null,null,null,null,"Table 6.8.1-10","Floor-Mounted Air Conditioners and Condensing Units Serving Computer Rooms","Air cooled - upflow, nonducted","≥240,000 Btu/h","N/A","75°F/52°F (Class 1)",1.89,"SCOP","-","-",null,null,"Computer Room Floor-Mounted ACs & CUs","Computer Room Floor-Mounted ACs & CUsAir cooled - upflow, nonducted≥240,000 Btu/h75°F/52°F (Class 1)N/A",127,"AC - Packaged/Split"]
[null,null,null,null,null,null,null,null,null,null,null,null,null,null,null,null,null,null,null,null,null,null,null,null,null,null,null,null,null,null,null,null,null,null,null,null,null,null,null,null,null,null,null,null,null,null,null,null,null,null,null,null,null,null,null,null,null,null,null,null,null,null,null,null,"Table 6.8.1-10","Floor-Mounted Air Conditioners and Condensing Units Serving Computer Rooms","Air cooled - horizontal","<65,000 Btu/h","N/A","95°F/52°F (Class 3)",2.65,"SCOP","-","-",null,null,"Computer Room Floor-Mounted ACs & CUs","Computer Room Floor-Mounted ACs & CUsAir cooled - horizontal<65,000 Btu/h95°F/52°F (Class 3)N/A",128,"AC - Packaged/Split"]
[null,null,null,null,null,null,null,null,null,null,null,null,null,null,null,null,null,null,null,null,null,null,null,null,null,null,null,null,null,null,null,null,null,null,null,null,null,null,null,null,null,null,null,null,null,null,null,null,null,null,null,null,null,null,null,null,null,null,null,null,null,null,null,null,"Table 6.8.1-10","Floor-Mounted Air Conditioners and Condensing Units Serving Computer Rooms","Air cooled - horizontal","≥65,000 Btu/h and <240,000 Btu/h","N/A","95°F/52°F (Class 3)",2.5499999999999998,"SCOP","-","-",null,null,"Computer Room Floor-Mounted ACs & CUs","Computer Room Floor-Mounted ACs & CUsAir cooled - horizontal≥65,000 Btu/h and <240,000 Btu/h95°F/52°F (Class 3)N/A",129,"AC - Packaged/Split"]
[null,null,null,null,null,null,null,null,null,null,null,null,null,null,null,null,null,null,null,null,null,null,null,null,null,null,null,null,null,null,null,null,null,null,null,null,null,null,null,null,null,null,null,null,null,null,null,null,null,null,null,null,null,null,null,null,null,null,null,null,null,null,null,null,"Table 6.8.1-10","Floor-Mounted Air Conditioners and Condensing Units Serving Computer Rooms","Air cooled - horizontal","≥240,000 Btu/h","N/A","95°F/52°F (Class 3)",2.4700000000000002,"SCOP","-","-",null,null,"Computer Room Floor-Mounted ACs & CUs",{"$f":"BY132&BO132&BP132&BR132&BQ132","v":"Computer Room Floor-Mounted ACs & CUsAir cooled - horizontal≥240,000 Btu/h95°F/52°F (Class 3)N/A"},130,"AC - Packaged/Split"]
[null,null,null,null,null,null,null,null,null,null,null,null,null,null,null,null,null,null,null,null,null,null,null,null,null,null,null,null,null,null,null,null,null,null,null,null,null,null,null,null,null,null,null,null,null,null,null,null,null,null,null,null,null,null,null,null,null,null,null,null,null,null,null,null,"Table 6.8.1-10","Floor-Mounted Air Conditioners and Condensing Units Serving Computer Rooms","Air cooled with fluid economizer - downflow","<80,000 Btu/h","N/A","85°F/52°F (Class 2)",2.7,"SCOP","-","-",null,null,"Computer Room Floor-Mounted ACs & CUs","Computer Room Floor-Mounted ACs & CUsAir cooled with fluid economizer - downflow<80,000 Btu/h85°F/52°F (Class 2)N/A",131,"AC - Packaged/Split"]
[null,null,null,null,null,null,null,null,null,null,null,null,null,null,null,null,null,null,null,null,null,null,null,null,null,null,null,null,null,null,null,null,null,null,null,null,null,null,null,null,null,null,null,null,null,null,null,null,null,null,null,null,null,null,null,null,null,null,null,null,null,null,null,null,"Table 6.8.1-10","Floor-Mounted Air Conditioners and Condensing Units Serving Computer Rooms","Air cooled with fluid economizer - downflow","≥80,000 Btu/h and <295,000 Btu/h","N/A","85°F/52°F (Class 2)",2.58,"SCOP","-","-",null,null,"Computer Room Floor-Mounted ACs & CUs","Computer Room Floor-Mounted ACs & CUsAir cooled with fluid economizer - downflow≥80,000 Btu/h and <295,000 Btu/h85°F/52°F (Class 2)N/A",132,"AC - Packaged/Split"]
[null,null,null,null,null,null,null,null,null,null,null,null,null,null,null,null,null,null,null,null,null,null,null,null,null,null,null,null,null,null,null,null,null,null,null,null,null,null,null,null,null,null,null,null,null,null,null,null,null,null,null,null,null,null,null,null,null,null,null,null,null,null,null,null,"Table 6.8.1-10","Floor-Mounted Air Conditioners and Condensing Units Serving Computer Rooms","Air cooled with fluid economizer - downflow","≥295,000 Btu/h","N/A","85°F/52°F (Class 2)",2.36,"SCOP","-","-",null,null,"Computer Room Floor-Mounted ACs & CUs","Computer Room Floor-Mounted ACs & CUsAir cooled with fluid economizer - downflow≥295,000 Btu/h85°F/52°F (Class 2)N/A",133,"AC - Packaged/Split"]
[null,null,null,null,null,null,null,null,null,null,null,null,null,null,null,null,null,null,null,null,null,null,null,null,null,null,null,null,null,null,null,null,null,null,null,null,null,null,null,null,null,null,null,null,null,null,null,null,null,null,null,null,null,null,null,null,null,null,null,null,null,null,null,null,"Table 6.8.1-10","Floor-Mounted Air Conditioners and Condensing Units Serving Computer Rooms","Air cooled with fluid economizer - upflow, ducted","<80,000 Btu/h","N/A","85°F/52°F (Class 2)",2.67,"SCOP","-","-",null,null,"Computer Room Floor-Mounted ACs & CUs","Computer Room Floor-Mounted ACs & CUsAir cooled with fluid economizer - upflow, ducted<80,000 Btu/h85°F/52°F (Class 2)N/A",134,"AC - Packaged/Split"]
[null,null,null,null,null,null,null,null,null,null,null,null,null,null,null,null,null,null,null,null,null,null,null,null,null,null,null,null,null,null,null,null,null,null,null,null,null,null,null,null,null,null,null,null,null,null,null,null,null,null,null,null,null,null,null,null,null,null,null,null,null,null,null,null,"Table 6.8.1-10","Floor-Mounted Air Conditioners and Condensing Units Serving Computer Rooms","Air cooled with fluid economizer - upflow, ducted","≥80,000 Btu/h and <295,000 Btu/h","N/A","85°F/52°F (Class 2)",2.5499999999999998,"SCOP","-","-",null,null,"Computer Room Floor-Mounted ACs & CUs","Computer Room Floor-Mounted ACs & CUsAir cooled with fluid economizer - upflow, ducted≥80,000 Btu/h and <295,000 Btu/h85°F/52°F (Class 2)N/A",135,"AC - Packaged/Split"]
[null,null,null,null,null,null,null,null,null,null,null,null,null,null,null,null,null,null,null,null,null,null,null,null,null,null,null,null,null,null,null,null,null,null,null,null,null,null,null,null,null,null,null,null,null,null,null,null,null,null,null,null,null,null,null,null,null,null,null,null,null,null,null,null,"Table 6.8.1-10","Floor-Mounted Air Conditioners and Condensing Units Serving Computer Rooms","Air cooled with fluid economizer - upflow, ducted","≥295,000 Btu/h","N/A","85°F/52°F (Class 2)",2.33,"SCOP","-","-",null,null,"Computer Room Floor-Mounted ACs & CUs","Computer Room Floor-Mounted ACs & CUsAir cooled with fluid economizer - upflow, ducted≥295,000 Btu/h85°F/52°F (Class 2)N/A",136,"AC - Packaged/Split"]
[null,null,null,null,null,null,null,null,null,null,null,null,null,null,null,null,null,null,null,null,null,null,null,null,null,null,null,null,null,null,null,null,null,null,null,null,null,null,null,null,null,null,null,null,null,null,null,null,null,null,null,null,null,null,null,null,null,null,null,null,null,null,null,null,"Table 6.8.1-10","Floor-Mounted Air Conditioners and Condensing Units Serving Computer Rooms","Air cooled with fluid economizer - upflow, nonducted","<65,000 Btu/h","N/A","75°F/52°F (Class 1)",2.09,"SCOP","-","-",null,null,"Computer Room Floor-Mounted ACs & CUs","Computer Room Floor-Mounted ACs & CUsAir cooled with fluid economizer - upflow, nonducted<65,000 Btu/h75°F/52°F (Class 1)N/A",137,"AC - Packaged/Split"]
[null,null,null,null,null,null,null,null,null,null,null,null,null,null,null,null,null,null,null,null,null,null,null,null,null,null,null,null,null,null,null,null,null,null,null,null,null,null,null,null,null,null,null,null,null,null,null,null,null,null,null,null,null,null,null,null,null,null,null,null,null,null,null,null,"Table 6.8.1-10","Floor-Mounted Air Conditioners and Condensing Units Serving Computer Rooms","Air cooled with fluid economizer - upflow, nonducted","≥65,000 Btu/h and <240,000 Btu/h","N/A","75°F/52°F (Class 1)",1.99,"SCOP","-","-",null,null,"Computer Room Floor-Mounted ACs & CUs","Computer Room Floor-Mounted ACs & CUsAir cooled with fluid economizer - upflow, nonducted≥65,000 Btu/h and <240,000 Btu/h75°F/52°F (Class 1)N/A",138,"AC - Packaged/Split"]
[null,null,null,null,null,null,null,null,null,null,null,null,null,null,null,null,null,null,null,null,null,null,null,null,null,null,null,null,null,null,null,null,null,null,null,null,null,null,null,null,null,null,null,null,null,null,null,null,null,null,null,null,null,null,null,null,null,null,null,null,null,null,null,null,"Table 6.8.1-10","Floor-Mounted Air Conditioners and Condensing Units Serving Computer Rooms","Air cooled with fluid economizer - upflow, nonducted","≥240,000 Btu/h","N/A","75°F/52°F (Class 1)",1.81,"SCOP","-","-",null,null,"Computer Room Floor-Mounted ACs & CUs","Computer Room Floor-Mounted ACs & CUsAir cooled with fluid economizer - upflow, nonducted≥240,000 Btu/h75°F/52°F (Class 1)N/A",139,"AC - Packaged/Split"]
[null,null,null,null,null,null,null,null,null,null,null,null,null,null,null,null,null,null,null,null,null,null,null,null,null,null,null,null,null,null,null,null,null,null,null,null,null,null,null,null,null,null,null,null,null,null,null,null,null,null,null,null,null,null,null,null,null,null,null,null,null,null,null,null,"Table 6.8.1-10","Floor-Mounted Air Conditioners and Condensing Units Serving Computer Rooms","Air cooled with fluid economizer - horizontal","<65,000 Btu/h","N/A","95°F/52°F (Class 3)",2.65,"SCOP","-","-",null,null,"Computer Room Floor-Mounted ACs & CUs","Computer Room Floor-Mounted ACs & CUsAir cooled with fluid economizer - horizontal<65,000 Btu/h95°F/52°F (Class 3)N/A",140,"AC - Packaged/Split"]
[null,null,null,null,null,null,null,null,null,null,null,null,null,null,null,null,null,null,null,null,null,null,null,null,null,null,null,null,null,null,null,null,null,null,null,null,null,null,null,null,null,null,null,null,null,null,null,null,null,null,null,null,null,null,null,null,null,null,null,null,null,null,null,null,"Table 6.8.1-10","Floor-Mounted Air Conditioners and Condensing Units Serving Computer Rooms","Air cooled with fluid economizer - horizontal","≥65,000 Btu/h and <240,000 Btu/h","N/A","95°F/52°F (Class 3)",2.5499999999999998,"SCOP","-","-",null,null,"Computer Room Floor-Mounted ACs & CUs","Computer Room Floor-Mounted ACs & CUsAir cooled with fluid economizer - horizontal≥65,000 Btu/h and <240,000 Btu/h95°F/52°F (Class 3)N/A",141,"AC - Packaged/Split"]
[null,null,null,null,null,null,null,null,null,null,null,null,null,null,null,null,null,null,null,null,null,null,null,null,null,null,null,null,null,null,null,null,null,null,null,null,null,null,null,null,null,null,null,null,null,null,null,null,null,null,null,null,null,null,null,null,null,null,null,null,null,null,null,null,"Table 6.8.1-10","Floor-Mounted Air Conditioners and Condensing Units Serving Computer Rooms","Air cooled with fluid economizer - horizontal","≥240,000 Btu/h","N/A","95°F/52°F (Class 3)",2.4700000000000002,"SCOP","-","-",null,null,"Computer Room Floor-Mounted ACs & CUs","Computer Room Floor-Mounted ACs & CUsAir cooled with fluid economizer - horizontal≥240,000 Btu/h95°F/52°F (Class 3)N/A",142,"AC - Packaged/Split"]
[null,null,null,null,null,null,null,null,null,null,null,null,null,null,null,null,null,null,null,null,null,null,null,null,null,null,null,null,null,null,null,null,null,null,null,null,null,null,null,null,null,null,null,null,null,null,null,null,null,null,null,null,null,null,null,null,null,null,null,null,null,null,null,null,"Table 6.8.1-10","Floor-Mounted Air Conditioners and Condensing Units Serving Computer Rooms","Water cooled - downflow","<80,000 Btu/h","N/A","85°F/52°F (Class 2)",2.82,"SCOP","-","-",null,null,"Computer Room Floor-Mounted ACs & CUs","Computer Room Floor-Mounted ACs & CUsWater cooled - downflow<80,000 Btu/h85°F/52°F (Class 2)N/A",143,"AC - Packaged/Split"]
[null,null,null,null,null,null,null,null,null,null,null,null,null,null,null,null,null,null,null,null,null,null,null,null,null,null,null,null,null,null,null,null,null,null,null,null,null,null,null,null,null,null,null,null,null,null,null,null,null,null,null,null,null,null,null,null,null,null,null,null,null,null,null,null,"Table 6.8.1-10","Floor-Mounted Air Conditioners and Condensing Units Serving Computer Rooms","Water cooled - downflow","≥80,000 Btu/h and <295,000 Btu/h","N/A","85°F/52°F (Class 2)",2.73,"SCOP","-","-",null,null,"Computer Room Floor-Mounted ACs & CUs","Computer Room Floor-Mounted ACs & CUsWater cooled - downflow≥80,000 Btu/h and <295,000 Btu/h85°F/52°F (Class 2)N/A",144,"AC - Packaged/Split"]
[null,null,null,null,null,null,null,null,null,null,null,null,null,null,null,null,null,null,null,null,null,null,null,null,null,null,null,null,null,null,null,null,null,null,null,null,null,null,null,null,null,null,null,null,null,null,null,null,null,null,null,null,null,null,null,null,null,null,null,null,null,null,null,null,"Table 6.8.1-10","Floor-Mounted Air Conditioners and Condensing Units Serving Computer Rooms","Water cooled - downflow","≥295,000 Btu/h","N/A","85°F/52°F (Class 2)",2.67,"SCOP","-","-",null,null,"Computer Room Floor-Mounted ACs & CUs","Computer Room Floor-Mounted ACs & CUsWater cooled - downflow≥295,000 Btu/h85°F/52°F (Class 2)N/A",145,"AC - Packaged/Split"]
[null,null,null,null,null,null,null,null,null,null,null,null,null,null,null,null,null,null,null,null,null,null,null,null,null,null,null,null,null,null,null,null,null,null,null,null,null,null,null,null,null,null,null,null,null,null,null,null,null,null,null,null,null,null,null,null,null,null,null,null,null,null,null,null,"Table 6.8.1-10","Floor-Mounted Air Conditioners and Condensing Units Serving Computer Rooms","Water cooled - upflow, ducted","<80,000 Btu/h","N/A","85°F/52°F (Class 2)",2.79,"SCOP","-","-",null,null,"Computer Room Floor-Mounted ACs & CUs","Computer Room Floor-Mounted ACs & CUsWater cooled - upflow, ducted<80,000 Btu/h85°F/52°F (Class 2)N/A",146,"AC - Packaged/Split"]
[null,null,null,null,null,null,null,null,null,null,null,null,null,null,null,null,null,null,null,null,null,null,null,null,null,null,null,null,null,null,null,null,null,null,null,null,null,null,null,null,null,null,null,null,null,null,null,null,null,null,null,null,null,null,null,null,null,null,null,null,null,null,null,null,"Table 6.8.1-10","Floor-Mounted Air Conditioners and Condensing Units Serving Computer Rooms","Water cooled - upflow, ducted","≥80,000 Btu/h and <295,000 Btu/h","N/A","85°F/52°F (Class 2)",2.7,"SCOP","-","-",null,null,"Computer Room Floor-Mounted ACs & CUs","Computer Room Floor-Mounted ACs & CUsWater cooled - upflow, ducted≥80,000 Btu/h and <295,000 Btu/h85°F/52°F (Class 2)N/A",147,"AC - Packaged/Split"]
[null,null,null,null,null,null,null,null,null,null,null,null,null,null,null,null,null,null,null,null,null,null,null,null,null,null,null,null,null,null,null,null,null,null,null,null,null,null,null,null,null,null,null,null,null,null,null,null,null,null,null,null,null,null,null,null,null,null,null,null,null,null,null,null,"Table 6.8.1-10","Floor-Mounted Air Conditioners and Condensing Units Serving Computer Rooms","Water cooled - upflow, ducted","≥295,000 Btu/h","N/A","85°F/52°F (Class 2)",2.64,"SCOP","-","-",null,null,"Computer Room Floor-Mounted ACs & CUs","Computer Room Floor-Mounted ACs & CUsWater cooled - upflow, ducted≥295,000 Btu/h85°F/52°F (Class 2)N/A",148,"AC - Packaged/Split"]
[null,null,null,null,null,null,null,null,null,null,null,null,null,null,null,null,null,null,null,null,null,null,null,null,null,null,null,null,null,null,null,null,null,null,null,null,null,null,null,null,null,null,null,null,null,null,null,null,null,null,null,null,null,null,null,null,null,null,null,null,null,null,null,null,"Table 6.8.1-10","Floor-Mounted Air Conditioners and Condensing Units Serving Computer Rooms","Water cooled - upflow, nonducted","<65,000 Btu/h","N/A","75°F/52°F (Class 1)",2.4300000000000002,"SCOP","-","-",null,null,"Computer Room Floor-Mounted ACs & CUs","Computer Room Floor-Mounted ACs & CUsWater cooled - upflow, nonducted<65,000 Btu/h75°F/52°F (Class 1)N/A",149,"AC - Packaged/Split"]
[null,null,null,null,null,null,null,null,null,null,null,null,null,null,null,null,null,null,null,null,null,null,null,null,null,null,null,null,null,null,null,null,null,null,null,null,null,null,null,null,null,null,null,null,null,null,null,null,null,null,null,null,null,null,null,null,null,null,null,null,null,null,null,null,"Table 6.8.1-10","Floor-Mounted Air Conditioners and Condensing Units Serving Computer Rooms","Water cooled - upflow, nonducted","≥65,000 Btu/h and <240,000 Btu/h","N/A","75°F/52°F (Class 1)",2.3199999999999998,"SCOP","-","-",null,null,"Computer Room Floor-Mounted ACs & CUs","Computer Room Floor-Mounted ACs & CUsWater cooled - upflow, nonducted≥65,000 Btu/h and <240,000 Btu/h75°F/52°F (Class 1)N/A",150,"AC - Packaged/Split"]
[null,null,null,null,null,null,null,null,null,null,null,null,null,null,null,null,null,null,null,null,null,null,null,null,null,null,null,null,null,null,null,null,null,null,null,null,null,null,null,null,null,null,null,null,null,null,null,null,null,null,null,null,null,null,null,null,null,null,null,null,null,null,null,null,"Table 6.8.1-10","Floor-Mounted Air Conditioners and Condensing Units Serving Computer Rooms","Water cooled - upflow, nonducted","≥240,000 Btu/h","N/A","75°F/52°F (Class 1)",2.2000000000000002,"SCOP","-","-",null,null,"Computer Room Floor-Mounted ACs & CUs","Computer Room Floor-Mounted ACs & CUsWater cooled - upflow, nonducted≥240,000 Btu/h75°F/52°F (Class 1)N/A",151,"AC - Packaged/Split"]
[null,null,null,null,null,null,null,null,null,null,null,null,null,null,null,null,null,null,null,null,null,null,null,null,null,null,null,null,null,null,null,null,null,null,null,null,null,null,null,null,null,null,null,null,null,null,null,null,null,null,null,null,null,null,null,null,null,null,null,null,null,null,null,null,"Table 6.8.1-10","Floor-Mounted Air Conditioners and Condensing Units Serving Computer Rooms","Water cooled - horizontal","<65,000 Btu/h","N/A","95°F/52°F (Class 3)",2.79,"SCOP","-","-",null,null,"Computer Room Floor-Mounted ACs & CUs","Computer Room Floor-Mounted ACs & CUsWater cooled - horizontal<65,000 Btu/h95°F/52°F (Class 3)N/A",152,"AC - Packaged/Split"]
[null,null,null,null,null,null,null,null,null,null,null,null,null,null,null,null,null,null,null,null,null,null,null,null,null,null,null,null,null,null,null,null,null,null,null,null,null,null,null,null,null,null,null,null,null,null,null,null,null,null,null,null,null,null,null,null,null,null,null,null,null,null,null,null,"Table 6.8.1-10","Floor-Mounted Air Conditioners and Condensing Units Serving Computer Rooms","Water cooled - horizontal","≥65,000 Btu/h and <240,000 Btu/h","N/A","95°F/52°F (Class 3)",2.68,"SCOP","-","-",null,null,"Computer Room Floor-Mounted ACs & CUs","Computer Room Floor-Mounted ACs & CUsWater cooled - horizontal≥65,000 Btu/h and <240,000 Btu/h95°F/52°F (Class 3)N/A",153,"AC - Packaged/Split"]
[null,null,null,null,null,null,null,null,null,null,null,null,null,null,null,null,null,null,null,null,null,null,null,null,null,null,null,null,null,null,null,null,null,null,null,null,null,null,null,null,null,null,null,null,null,null,null,null,null,null,null,null,null,null,null,null,null,null,null,null,null,null,null,null,"Table 6.8.1-10","Floor-Mounted Air Conditioners and Condensing Units Serving Computer Rooms","Water cooled - horizontal","≥240,000 Btu/h","N/A","95°F/52°F (Class 3)",2.6,"SCOP","-","-",null,null,"Computer Room Floor-Mounted ACs & CUs","Computer Room Floor-Mounted ACs & CUsWater cooled - horizontal≥240,000 Btu/h95°F/52°F (Class 3)N/A",154,"AC - Packaged/Split"]
[null,null,null,null,null,null,null,null,null,null,null,null,null,null,null,null,null,null,null,null,null,null,null,null,null,null,null,null,null,null,null,null,null,null,null,null,null,null,null,null,null,null,null,null,null,null,null,null,null,null,null,null,null,null,null,null,null,null,null,null,null,null,null,null,"Table 6.8.1-10","Floor-Mounted Air Conditioners and Condensing Units Serving Computer Rooms","Water cooled with fluid economizer - downflow","<80,000 Btu/h","N/A","85°F/52°F (Class 2)",2.77,"SCOP","-","-",null,null,"Computer Room Floor-Mounted ACs & CUs","Computer Room Floor-Mounted ACs & CUsWater cooled with fluid economizer - downflow<80,000 Btu/h85°F/52°F (Class 2)N/A",155,"AC - Packaged/Split"]
[null,null,null,null,null,null,null,null,null,null,null,null,null,null,null,null,null,null,null,null,null,null,null,null,null,null,null,null,null,null,null,null,null,null,null,null,null,null,null,null,null,null,null,null,null,null,null,null,null,null,null,null,null,null,null,null,null,null,null,null,null,null,null,null,"Table 6.8.1-10","Floor-Mounted Air Conditioners and Condensing Units Serving Computer Rooms","Water cooled with fluid economizer - downflow","≥80,000 Btu/h and <295,000 Btu/h","N/A","85°F/52°F (Class 2)",2.68,"SCOP","-","-",null,null,"Computer Room Floor-Mounted ACs & CUs","Computer Room Floor-Mounted ACs & CUsWater cooled with fluid economizer - downflow≥80,000 Btu/h and <295,000 Btu/h85°F/52°F (Class 2)N/A",156,"AC - Packaged/Split"]
[null,null,null,null,null,null,null,null,null,null,null,null,null,null,null,null,null,null,null,null,null,null,null,null,null,null,null,null,null,null,null,null,null,null,null,null,null,null,null,null,null,null,null,null,null,null,null,null,null,null,null,null,null,null,null,null,null,null,null,null,null,null,null,null,"Table 6.8.1-10","Floor-Mounted Air Conditioners and Condensing Units Serving Computer Rooms","Water cooled with fluid economizer - downflow","≥295,000 Btu/h","N/A","85°F/52°F (Class 2)",2.61,"SCOP","-","-",null,null,"Computer Room Floor-Mounted ACs & CUs","Computer Room Floor-Mounted ACs & CUsWater cooled with fluid economizer - downflow≥295,000 Btu/h85°F/52°F (Class 2)N/A",157,"AC - Packaged/Split"]
[null,null,null,null,null,null,null,null,null,null,null,null,null,null,null,null,null,null,null,null,null,null,null,null,null,null,null,null,null,null,null,null,null,null,null,null,null,null,null,null,null,null,null,null,null,null,null,null,null,null,null,null,null,null,null,null,null,null,null,null,null,null,null,null,"Table 6.8.1-10","Floor-Mounted Air Conditioners and Condensing Units Serving Computer Rooms","Water cooled with fluid economizer - upflow, ducted","<80,000 Btu/h","N/A","85°F/52°F (Class 2)",2.74,"SCOP","-","-",null,null,"Computer Room Floor-Mounted ACs & CUs","Computer Room Floor-Mounted ACs & CUsWater cooled with fluid economizer - upflow, ducted<80,000 Btu/h85°F/52°F (Class 2)N/A",158,"AC - Packaged/Split"]
[null,null,null,null,null,null,null,null,null,null,null,null,null,null,null,null,null,null,null,null,null,null,null,null,null,null,null,null,null,null,null,null,null,null,null,null,null,null,null,null,null,null,null,null,null,null,null,null,null,null,null,null,null,null,null,null,null,null,null,null,null,null,null,null,"Table 6.8.1-10","Floor-Mounted Air Conditioners and Condensing Units Serving Computer Rooms","Water cooled with fluid economizer - upflow, ducted","≥80,000 Btu/h and <295,000 Btu/h","N/A","85°F/52°F (Class 2)",2.65,"SCOP","-","-",null,null,"Computer Room Floor-Mounted ACs & CUs","Computer Room Floor-Mounted ACs & CUsWater cooled with fluid economizer - upflow, ducted≥80,000 Btu/h and <295,000 Btu/h85°F/52°F (Class 2)N/A",159,"AC - Packaged/Split"]
[null,null,null,null,null,null,null,null,null,null,null,null,null,null,null,null,null,null,null,null,null,null,null,null,null,null,null,null,null,null,null,null,null,null,null,null,null,null,null,null,null,null,null,null,null,null,null,null,null,null,null,null,null,null,null,null,null,null,null,null,null,null,null,null,"Table 6.8.1-10","Floor-Mounted Air Conditioners and Condensing Units Serving Computer Rooms","Water cooled with fluid economizer - upflow, ducted","≥295,000 Btu/h","N/A","85°F/52°F (Class 2)",2.58,"SCOP","-","-",null,null,"Computer Room Floor-Mounted ACs & CUs","Computer Room Floor-Mounted ACs & CUsWater cooled with fluid economizer - upflow, ducted≥295,000 Btu/h85°F/52°F (Class 2)N/A",160,"AC - Packaged/Split"]
[null,null,null,null,null,null,null,null,null,null,null,null,null,null,null,null,null,null,null,null,null,null,null,null,null,null,null,null,null,null,null,null,null,null,null,null,null,null,null,null,null,null,null,null,null,null,null,null,null,null,null,null,null,null,null,null,null,null,null,null,null,null,null,null,"Table 6.8.1-10","Floor-Mounted Air Conditioners and Condensing Units Serving Computer Rooms","Water cooled with fluid economizer - upflow, nonducted","<65,000 Btu/h","N/A","75°F/52°F (Class 1)",2.35,"SCOP","-","-",null,null,"Computer Room Floor-Mounted ACs & CUs","Computer Room Floor-Mounted ACs & CUsWater cooled with fluid economizer - upflow, nonducted<65,000 Btu/h75°F/52°F (Class 1)N/A",161,"AC - Packaged/Split"]
[null,null,null,null,null,null,null,null,null,null,null,null,null,null,null,null,null,null,null,null,null,null,null,null,null,null,null,null,null,null,null,null,null,null,null,null,null,null,null,null,null,null,null,null,null,null,null,null,null,null,null,null,null,null,null,null,null,null,null,null,null,null,null,null,"Table 6.8.1-10","Floor-Mounted Air Conditioners and Condensing Units Serving Computer Rooms","Water cooled with fluid economizer - upflow, nonducted","≥65,000 Btu/h and <240,000 Btu/h","N/A","75°F/52°F (Class 1)",2.2400000000000002,"SCOP","-","-",null,null,"Computer Room Floor-Mounted ACs & CUs","Computer Room Floor-Mounted ACs & CUsWater cooled with fluid economizer - upflow, nonducted≥65,000 Btu/h and <240,000 Btu/h75°F/52°F (Class 1)N/A",162,"AC - Packaged/Split"]
[null,null,null,null,null,null,null,null,null,null,null,null,null,null,null,null,null,null,null,null,null,null,null,null,null,null,null,null,null,null,null,null,null,null,null,null,null,null,null,null,null,null,null,null,null,null,null,null,null,null,null,null,null,null,null,null,null,null,null,null,null,null,null,null,"Table 6.8.1-10","Floor-Mounted Air Conditioners and Condensing Units Serving Computer Rooms","Water cooled with fluid economizer - upflow, nonducted","≥240,000 Btu/h","N/A","75°F/52°F (Class 1)",2.12,"SCOP","-","-",null,null,"Computer Room Floor-Mounted ACs & CUs","Computer Room Floor-Mounted ACs & CUsWater cooled with fluid economizer - upflow, nonducted≥240,000 Btu/h75°F/52°F (Class 1)N/A",163,"AC - Packaged/Split"]
[null,null,null,null,null,null,null,null,null,null,null,null,null,null,null,null,null,null,null,null,null,null,null,null,null,null,null,null,null,null,null,null,null,null,null,null,null,null,null,null,null,null,null,null,null,null,null,null,null,null,null,null,null,null,null,null,null,null,null,null,null,null,null,null,"Table 6.8.1-10","Floor-Mounted Air Conditioners and Condensing Units Serving Computer Rooms","Water cooled with fluid economizer - horizontal","<65,000 Btu/h","N/A","95°F/52°F (Class 3)",2.71,"SCOP","-","-",null,null,"Computer Room Floor-Mounted ACs & CUs","Computer Room Floor-Mounted ACs & CUsWater cooled with fluid economizer - horizontal<65,000 Btu/h95°F/52°F (Class 3)N/A",164,"AC - Packaged/Split"]
[null,null,null,null,null,null,null,null,null,null,null,null,null,null,null,null,null,null,null,null,null,null,null,null,null,null,null,null,null,null,null,null,null,null,null,null,null,null,null,null,null,null,null,null,null,null,null,null,null,null,null,null,null,null,null,null,null,null,null,null,null,null,null,null,"Table 6.8.1-10","Floor-Mounted Air Conditioners and Condensing Units Serving Computer Rooms","Water cooled with fluid economizer - horizontal","≥65,000 Btu/h and <240,000 Btu/h","N/A","95°F/52°F (Class 3)",2.6,"SCOP","-","-",null,null,"Computer Room Floor-Mounted ACs & CUs","Computer Room Floor-Mounted ACs & CUsWater cooled with fluid economizer - horizontal≥65,000 Btu/h and <240,000 Btu/h95°F/52°F (Class 3)N/A",165,"AC - Packaged/Split"]
[null,null,null,null,null,null,null,null,null,null,null,null,null,null,null,null,null,null,null,null,null,null,null,null,null,null,null,null,null,null,null,null,null,null,null,null,null,null,null,null,null,null,null,null,null,null,null,null,null,null,null,null,null,null,null,null,null,null,null,null,null,null,null,null,"Table 6.8.1-10","Floor-Mounted Air Conditioners and Condensing Units Serving Computer Rooms","Water cooled with fluid economizer - horizontal","≥240,000 Btu/h","N/A","95°F/52°F (Class 3)",2.54,"SCOP","-","-",null,null,"Computer Room Floor-Mounted ACs & CUs","Computer Room Floor-Mounted ACs & CUsWater cooled with fluid economizer - horizontal≥240,000 Btu/h95°F/52°F (Class 3)N/A",166,"AC - Packaged/Split"]
[null,null,null,null,null,null,null,null,null,null,null,null,null,null,null,null,null,null,null,null,null,null,null,null,null,null,null,null,null,null,null,null,null,null,null,null,null,null,null,null,null,null,null,null,null,null,null,null,null,null,null,null,null,null,null,null,null,null,null,null,null,null,null,null,"Table 6.8.1-10","Floor-Mounted Air Conditioners and Condensing Units Serving Computer Rooms","Glycol cooled - downflow","<80,000 Btu/h","N/A","85°F/52°F (Class 2)",2.56,"SCOP","-","-",null,null,"Computer Room Floor-Mounted ACs & CUs","Computer Room Floor-Mounted ACs & CUsGlycol cooled - downflow<80,000 Btu/h85°F/52°F (Class 2)N/A",167,"AC - Packaged/Split"]
[null,null,null,null,null,null,null,null,null,null,null,null,null,null,null,null,null,null,null,null,null,null,null,null,null,null,null,null,null,null,null,null,null,null,null,null,null,null,null,null,null,null,null,null,null,null,null,null,null,null,null,null,null,null,null,null,null,null,null,null,null,null,null,null,"Table 6.8.1-10","Floor-Mounted Air Conditioners and Condensing Units Serving Computer Rooms","Glycol cooled - downflow","≥80,000 Btu/h and <295,000 Btu/h","N/A","85°F/52°F (Class 2)",2.2400000000000002,"SCOP","-","-",null,null,"Computer Room Floor-Mounted ACs & CUs","Computer Room Floor-Mounted ACs & CUsGlycol cooled - downflow≥80,000 Btu/h and <295,000 Btu/h85°F/52°F (Class 2)N/A",168,"AC - Packaged/Split"]
[null,null,null,null,null,null,null,null,null,null,null,null,null,null,null,null,null,null,null,null,null,null,null,null,null,null,null,null,null,null,null,null,null,null,null,null,null,null,null,null,null,null,null,null,null,null,null,null,null,null,null,null,null,null,null,null,null,null,null,null,null,null,null,null,"Table 6.8.1-10","Floor-Mounted Air Conditioners and Condensing Units Serving Computer Rooms","Glycol cooled - downflow","≥295,000 Btu/h","N/A","85°F/52°F (Class 2)",2.21,"SCOP","-","-",null,null,"Computer Room Floor-Mounted ACs & CUs","Computer Room Floor-Mounted ACs & CUsGlycol cooled - downflow≥295,000 Btu/h85°F/52°F (Class 2)N/A",169,"AC - Packaged/Split"]
[null,null,null,null,null,null,null,null,null,null,null,null,null,null,null,null,null,null,null,null,null,null,null,null,null,null,null,null,null,null,null,null,null,null,null,null,null,null,null,null,null,null,null,null,null,null,null,null,null,null,null,null,null,null,null,null,null,null,null,null,null,null,null,null,"Table 6.8.1-10","Floor-Mounted Air Conditioners and Condensing Units Serving Computer Rooms","Glycol cooled - upflow, ducted","<80,000 Btu/h","N/A","85°F/52°F (Class 2)",2.5299999999999998,"SCOP","-","-",null,null,"Computer Room Floor-Mounted ACs & CUs","Computer Room Floor-Mounted ACs & CUsGlycol cooled - upflow, ducted<80,000 Btu/h85°F/52°F (Class 2)N/A",170,"AC - Packaged/Split"]
[null,null,null,null,null,null,null,null,null,null,null,null,null,null,null,null,null,null,null,null,null,null,null,null,null,null,null,null,null,null,null,null,null,null,null,null,null,null,null,null,null,null,null,null,null,null,null,null,null,null,null,null,null,null,null,null,null,null,null,null,null,null,null,null,"Table 6.8.1-10","Floor-Mounted Air Conditioners and Condensing Units Serving Computer Rooms","Glycol cooled - upflow, ducted","≥80,000 Btu/h and <295,000 Btu/h","N/A","85°F/52°F (Class 2)",2.21,"SCOP","-","-",null,null,"Computer Room Floor-Mounted ACs & CUs","Computer Room Floor-Mounted ACs & CUsGlycol cooled - upflow, ducted≥80,000 Btu/h and <295,000 Btu/h85°F/52°F (Class 2)N/A",171,"AC - Packaged/Split"]
[null,null,null,null,null,null,null,null,null,null,null,null,null,null,null,null,null,null,null,null,null,null,null,null,null,null,null,null,null,null,null,null,null,null,null,null,null,null,null,null,null,null,null,null,null,null,null,null,null,null,null,null,null,null,null,null,null,null,null,null,null,null,null,null,"Table 6.8.1-10","Floor-Mounted Air Conditioners and Condensing Units Serving Computer Rooms","Glycol cooled - upflow, ducted","≥295,000 Btu/h","N/A","85°F/52°F (Class 2)",2.1800000000000002,"SCOP","-","-",null,null,"Computer Room Floor-Mounted ACs & CUs","Computer Room Floor-Mounted ACs & CUsGlycol cooled - upflow, ducted≥295,000 Btu/h85°F/52°F (Class 2)N/A",172,"AC - Packaged/Split"]
[null,null,null,null,null,null,null,null,null,null,null,null,null,null,null,null,null,null,null,null,null,null,null,null,null,null,null,null,null,null,null,null,null,null,null,null,null,null,null,null,null,null,null,null,null,null,null,null,null,null,null,null,null,null,null,null,null,null,null,null,null,null,null,null,"Table 6.8.1-10","Floor-Mounted Air Conditioners and Condensing Units Serving Computer Rooms","Glycol cooled - upflow, nonducted","<65,000 Btu/h","N/A","75°F/52°F (Class 1)",2.08,"SCOP","-","-",null,null,"Computer Room Floor-Mounted ACs & CUs","Computer Room Floor-Mounted ACs & CUsGlycol cooled - upflow, nonducted<65,000 Btu/h75°F/52°F (Class 1)N/A",173,"AC - Packaged/Split"]
[null,null,null,null,null,null,null,null,null,null,null,null,null,null,null,null,null,null,null,null,null,null,null,null,null,null,null,null,null,null,null,null,null,null,null,null,null,null,null,null,null,null,null,null,null,null,null,null,null,null,null,null,null,null,null,null,null,null,null,null,null,null,null,null,"Table 6.8.1-10","Floor-Mounted Air Conditioners and Condensing Units Serving Computer Rooms","Glycol cooled - upflow, nonducted","≥65,000 Btu/h and <240,000 Btu/h","N/A","75°F/52°F (Class 1)",1.9,"SCOP","-","-",null,null,"Computer Room Floor-Mounted ACs & CUs","Computer Room Floor-Mounted ACs & CUsGlycol cooled - upflow, nonducted≥65,000 Btu/h and <240,000 Btu/h75°F/52°F (Class 1)N/A",174,"AC - Packaged/Split"]
[null,null,null,null,null,null,null,null,null,null,null,null,null,null,null,null,null,null,null,null,null,null,null,null,null,null,null,null,null,null,null,null,null,null,null,null,null,null,null,null,null,null,null,null,null,null,null,null,null,null,null,null,null,null,null,null,null,null,null,null,null,null,null,null,"Table 6.8.1-10","Floor-Mounted Air Conditioners and Condensing Units Serving Computer Rooms","Glycol cooled - upflow, nonducted","≥240,000 Btu/h","N/A","75°F/52°F (Class 1)",1.81,"SCOP","-","-",null,null,"Computer Room Floor-Mounted ACs & CUs","Computer Room Floor-Mounted ACs & CUsGlycol cooled - upflow, nonducted≥240,000 Btu/h75°F/52°F (Class 1)N/A",175,"AC - Packaged/Split"]
[null,null,null,null,null,null,null,null,null,null,null,null,null,null,null,null,null,null,null,null,null,null,null,null,null,null,null,null,null,null,null,null,null,null,null,null,null,null,null,null,null,null,null,null,null,null,null,null,null,null,null,null,null,null,null,null,null,null,null,null,null,null,null,null,"Table 6.8.1-10","Floor-Mounted Air Conditioners and Condensing Units Serving Computer Rooms","Glycol cooled - horizontal","<65,000 Btu/h","N/A","95°F/52°F (Class 3)",2.48,"SCOP","-","-",null,null,"Computer Room Floor-Mounted ACs & CUs","Computer Room Floor-Mounted ACs & CUsGlycol cooled - horizontal<65,000 Btu/h95°F/52°F (Class 3)N/A",176,"AC - Packaged/Split"]
[null,null,null,null,null,null,null,null,null,null,null,null,null,null,null,null,null,null,null,null,null,null,null,null,null,null,null,null,null,null,null,null,null,null,null,null,null,null,null,null,null,null,null,null,null,null,null,null,null,null,null,null,null,null,null,null,null,null,null,null,null,null,null,null,"Table 6.8.1-10","Floor-Mounted Air Conditioners and Condensing Units Serving Computer Rooms","Glycol cooled - horizontal","≥65,000 Btu/h and <240,000 Btu/h","N/A","95°F/52°F (Class 3)",2.1800000000000002,"SCOP","-","-",null,null,"Computer Room Floor-Mounted ACs & CUs","Computer Room Floor-Mounted ACs & CUsGlycol cooled - horizontal≥65,000 Btu/h and <240,000 Btu/h95°F/52°F (Class 3)N/A",177,"AC - Packaged/Split"]
[null,null,null,null,null,null,null,null,null,null,null,null,null,null,null,null,null,null,null,null,null,null,null,null,null,null,null,null,null,null,null,null,null,null,null,null,null,null,null,null,null,null,null,null,null,null,null,null,null,null,null,null,null,null,null,null,null,null,null,null,null,null,null,null,"Table 6.8.1-10","Floor-Mounted Air Conditioners and Condensing Units Serving Computer Rooms","Glycol cooled - horizontal","≥240,000 Btu/h","N/A","95°F/52°F (Class 3)",2.1800000000000002,"SCOP","-","-",null,null,"Computer Room Floor-Mounted ACs & CUs","Computer Room Floor-Mounted ACs & CUsGlycol cooled - horizontal≥240,000 Btu/h95°F/52°F (Class 3)N/A",178,"AC - Packaged/Split"]
[null,null,null,null,null,null,null,null,null,null,null,null,null,null,null,null,null,null,null,null,null,null,null,null,null,null,null,null,null,null,null,null,null,null,null,null,null,null,null,null,null,null,null,null,null,null,null,null,null,null,null,null,null,null,null,null,null,null,null,null,null,null,null,null,"Table 6.8.1-10","Floor-Mounted Air Conditioners and Condensing Units Serving Computer Rooms","Glycol cooled with fluid economizer - downflow","<80,000 Btu/h","N/A","85°F/52°F (Class 2)",2.5099999999999998,"SCOP","-","-",null,null,"Computer Room Floor-Mounted ACs & CUs","Computer Room Floor-Mounted ACs & CUsGlycol cooled with fluid economizer - downflow<80,000 Btu/h85°F/52°F (Class 2)N/A",179,"AC - Packaged/Split"]
[null,null,null,null,null,null,null,null,null,null,null,null,null,null,null,null,null,null,null,null,null,null,null,null,null,null,null,null,null,null,null,null,null,null,null,null,null,null,null,null,null,null,null,null,null,null,null,null,null,null,null,null,null,null,null,null,null,null,null,null,null,null,null,null,"Table 6.8.1-10","Floor-Mounted Air Conditioners and Condensing Units Serving Computer Rooms","Glycol cooled with fluid economizer - downflow","≥80,000 Btu/h and <295,000 Btu/h","N/A","85°F/52°F (Class 2)",2.19,"SCOP","-","-",null,null,"Computer Room Floor-Mounted ACs & CUs","Computer Room Floor-Mounted ACs & CUsGlycol cooled with fluid economizer - downflow≥80,000 Btu/h and <295,000 Btu/h85°F/52°F (Class 2)N/A",180,"AC - Packaged/Split"]
[null,null,null,null,null,null,null,null,null,null,null,null,null,null,null,null,null,null,null,null,null,null,null,null,null,null,null,null,null,null,null,null,null,null,null,null,null,null,null,null,null,null,null,null,null,null,null,null,null,null,null,null,null,null,null,null,null,null,null,null,null,null,null,null,"Table 6.8.1-10","Floor-Mounted Air Conditioners and Condensing Units Serving Computer Rooms","Glycol cooled with fluid economizer - downflow","≥295,000 Btu/h","N/A","85°F/52°F (Class 2)",2.15,"SCOP","-","-",null,null,"Computer Room Floor-Mounted ACs & CUs","Computer Room Floor-Mounted ACs & CUsGlycol cooled with fluid economizer - downflow≥295,000 Btu/h85°F/52°F (Class 2)N/A",181,"AC - Packaged/Split"]
[null,null,null,null,null,null,null,null,null,null,null,null,null,null,null,null,null,null,null,null,null,null,null,null,null,null,null,null,null,null,null,null,null,null,null,null,null,null,null,null,null,null,null,null,null,null,null,null,null,null,null,null,null,null,null,null,null,null,null,null,null,null,null,null,"Table 6.8.1-10","Floor-Mounted Air Conditioners and Condensing Units Serving Computer Rooms","Glycol cooled with fluid economizer - upflow, ducted","<80,000 Btu/h","N/A","85°F/52°F (Class 2)",2.48,"SCOP","-","-",null,null,"Computer Room Floor-Mounted ACs & CUs","Computer Room Floor-Mounted ACs & CUsGlycol cooled with fluid economizer - upflow, ducted<80,000 Btu/h85°F/52°F (Class 2)N/A",182,"AC - Packaged/Split"]
[null,null,null,null,null,null,null,null,null,null,null,null,null,null,null,null,null,null,null,null,null,null,null,null,null,null,null,null,null,null,null,null,null,null,null,null,null,null,null,null,null,null,null,null,null,null,null,null,null,null,null,null,null,null,null,null,null,null,null,null,null,null,null,null,"Table 6.8.1-10","Floor-Mounted Air Conditioners and Condensing Units Serving Computer Rooms","Glycol cooled with fluid economizer - upflow, ducted","≥80,000 Btu/h and <295,000 Btu/h","N/A","85°F/52°F (Class 2)",2.16,"SCOP","-","-",null,null,"Computer Room Floor-Mounted ACs & CUs","Computer Room Floor-Mounted ACs & CUsGlycol cooled with fluid economizer - upflow, ducted≥80,000 Btu/h and <295,000 Btu/h85°F/52°F (Class 2)N/A",183,"AC - Packaged/Split"]
[null,null,null,null,null,null,null,null,null,null,null,null,null,null,null,null,null,null,null,null,null,null,null,null,null,null,null,null,null,null,null,null,null,null,null,null,null,null,null,null,null,null,null,null,null,null,null,null,null,null,null,null,null,null,null,null,null,null,null,null,null,null,null,null,"Table 6.8.1-10","Floor-Mounted Air Conditioners and Condensing Units Serving Computer Rooms","Glycol cooled with fluid economizer - upflow, ducted","≥295,000 Btu/h","N/A","85°F/52°F (Class 2)",2.12,"SCOP","-","-",null,null,"Computer Room Floor-Mounted ACs & CUs","Computer Room Floor-Mounted ACs & CUsGlycol cooled with fluid economizer - upflow, ducted≥295,000 Btu/h85°F/52°F (Class 2)N/A",184,"AC - Packaged/Split"]
[null,null,null,null,null,null,null,null,null,null,null,null,null,null,null,null,null,null,null,null,null,null,null,null,null,null,null,null,null,null,null,null,null,null,null,null,null,null,null,null,null,null,null,null,null,null,null,null,null,null,null,null,null,null,null,null,null,null,null,null,null,null,null,null,"Table 6.8.1-10","Floor-Mounted Air Conditioners and Condensing Units Serving Computer Rooms","Glycol cooled with fluid economizer - upflow, nonducted","<65,000 Btu/h","N/A","75°F/52°F (Class 1)",2,"SCOP","-","-",null,null,"Computer Room Floor-Mounted ACs & CUs","Computer Room Floor-Mounted ACs & CUsGlycol cooled with fluid economizer - upflow, nonducted<65,000 Btu/h75°F/52°F (Class 1)N/A",185,"AC - Packaged/Split"]
[null,null,null,null,null,null,null,null,null,null,null,null,null,null,null,null,null,null,null,null,null,null,null,null,null,null,null,null,null,null,null,null,null,null,null,null,null,null,null,null,null,null,null,null,null,null,null,null,null,null,null,null,null,null,null,null,null,null,null,null,null,null,null,null,"Table 6.8.1-10","Floor-Mounted Air Conditioners and Condensing Units Serving Computer Rooms","Glycol cooled with fluid economizer - upflow, nonducted","≥65,000 Btu/h and <240,000 Btu/h","N/A","75°F/52°F (Class 1)",1.82,"SCOP","-","-",null,null,"Computer Room Floor-Mounted ACs & CUs","Computer Room Floor-Mounted ACs & CUsGlycol cooled with fluid economizer - upflow, nonducted≥65,000 Btu/h and <240,000 Btu/h75°F/52°F (Class 1)N/A",186,"AC - Packaged/Split"]
[null,null,null,null,null,null,null,null,null,null,null,null,null,null,null,null,null,null,null,null,null,null,null,null,null,null,null,null,null,null,null,null,null,null,null,null,null,null,null,null,null,null,null,null,null,null,null,null,null,null,null,null,null,null,null,null,null,null,null,null,null,null,null,null,"Table 6.8.1-10","Floor-Mounted Air Conditioners and Condensing Units Serving Computer Rooms","Glycol cooled with fluid economizer - upflow, nonducted","≥240,000 Btu/h","N/A","75°F/52°F (Class 1)",1.73,"SCOP","-","-",null,null,"Computer Room Floor-Mounted ACs & CUs","Computer Room Floor-Mounted ACs & CUsGlycol cooled with fluid economizer - upflow, nonducted≥240,000 Btu/h75°F/52°F (Class 1)N/A",187,"AC - Packaged/Split"]
[null,null,null,null,null,null,null,null,null,null,null,null,null,null,null,null,null,null,null,null,null,null,null,null,null,null,null,null,null,null,null,null,null,null,null,null,null,null,null,null,null,null,null,null,null,null,null,null,null,null,null,null,null,null,null,null,null,null,null,null,null,null,null,null,"Table 6.8.1-10","Floor-Mounted Air Conditioners and Condensing Units Serving Computer Rooms","Glycol cooled with fluid economizer - horizontal","<65,000 Btu/h","N/A","95°F/52°F (Class 3)",2.44,"SCOP","-","-",null,null,"Computer Room Floor-Mounted ACs & CUs","Computer Room Floor-Mounted ACs & CUsGlycol cooled with fluid economizer - horizontal<65,000 Btu/h95°F/52°F (Class 3)N/A",188,"AC - Packaged/Split"]
[null,null,null,null,null,null,null,null,null,null,null,null,null,null,null,null,null,null,null,null,null,null,null,null,null,null,null,null,null,null,null,null,null,null,null,null,null,null,null,null,null,null,null,null,null,null,null,null,null,null,null,null,null,null,null,null,null,null,null,null,null,null,null,null,"Table 6.8.1-10","Floor-Mounted Air Conditioners and Condensing Units Serving Computer Rooms","Glycol cooled with fluid economizer - horizontal","≥65,000 Btu/h and <240,000 Btu/h","N/A","95°F/52°F (Class 3)",2.1,"SCOP","-","-",null,null,"Computer Room Floor-Mounted ACs & CUs","Computer Room Floor-Mounted ACs & CUsGlycol cooled with fluid economizer - horizontal≥65,000 Btu/h and <240,000 Btu/h95°F/52°F (Class 3)N/A",189,"AC - Packaged/Split"]
[null,null,null,null,null,null,null,null,null,null,null,null,null,null,null,null,null,null,null,null,null,null,null,null,null,null,null,null,null,null,null,null,null,null,null,null,null,null,null,null,null,null,null,null,null,null,null,null,null,null,null,null,null,null,null,null,null,null,null,null,null,null,null,null,"Table 6.8.1-10","Floor-Mounted Air Conditioners and Condensing Units Serving Computer Rooms","Glycol cooled with fluid economizer - horizontal","≥240,000 Btu/h","N/A","95°F/52°F (Class 3)",2.1,"SCOP","-","-",null,null,"Computer Room Floor-Mounted ACs & CUs","Computer Room Floor-Mounted ACs & CUsGlycol cooled with fluid economizer - horizontal≥240,000 Btu/h95°F/52°F (Class 3)N/A",190,"AC - Packaged/Split"]
[null,null,null,null,null,null,null,null,null,null,null,null,null,null,null,null,null,null,null,null,null,null,null,null,null,null,null,null,null,null,null,null,null,null,null,null,null,null,null,null,null,null,null,null,null,null,null,null,null,null,null,null,null,null,null,null,null,null,null,null,null,null,null,null,"Table 6.8.1-15","Electrically Operated Water-Source Heat Pumps","Water to air, water loop (cooling mode)","<17,000 Btu/h","All","86°F entering water",12.2,"EER",null,null,null,null,"Heat Pump","Heat PumpWater to air, water loop (cooling mode)<17,000 Btu/h86°F entering waterAll",191,"Geothermal Heat Pump Closed Loop"]
[null,null,null,null,null,null,null,null,null,null,null,null,null,null,null,null,null,null,null,null,null,null,null,null,null,null,null,null,null,null,null,null,null,null,null,null,null,null,null,null,null,null,null,null,null,null,null,null,null,null,null,null,null,null,null,null,null,null,null,null,null,null,null,null,"Table 6.8.1-15","Electrically Operated Water-Source Heat Pumps","Water to air, water loop (cooling mode)","≥17,000 Btu/h and <65,000 Btu/h","All","86°F entering water",13,"EER",null,null,null,null,"Heat Pump","Heat PumpWater to air, water loop (cooling mode)≥17,000 Btu/h and <65,000 Btu/h86°F entering waterAll",192,"Geothermal Heat Pump Closed Loop"]
[null,null,null,null,null,null,null,null,null,null,null,null,null,null,null,null,null,null,null,null,null,null,null,null,null,null,null,null,null,null,null,null,null,null,null,null,null,null,null,null,null,null,null,null,null,null,null,null,null,null,null,null,null,null,null,null,null,null,null,null,null,null,null,null,"Table 6.8.1-15","Electrically Operated Water-Source Heat Pumps","Water to air, water loop (cooling mode)","≥65,000 Btu/h and <135,000 Btu/h","All","86°F entering water",13,"EER",null,null,null,null,"Heat Pump","Heat PumpWater to air, water loop (cooling mode)≥65,000 Btu/h and <135,000 Btu/h86°F entering waterAll",193,"Geothermal Heat Pump Closed Loop"]
[null,null,null,null,null,null,null,null,null,null,null,null,null,null,null,null,null,null,null,null,null,null,null,null,null,null,null,null,null,null,null,null,null,null,null,null,null,null,null,null,null,null,null,null,null,null,null,null,null,null,null,null,null,null,null,null,null,null,null,null,null,null,null,null,"Table 6.8.1-15","Electrically Operated Water-Source Heat Pumps","Water to air, groundwater (cooling mode)","<135,000 Btu/h","All","59°F entering water",18,"EER",null,null,null,null,"Heat Pump",{"$f":"BY196&BO196&BP196&BR196&BQ196","v":"Heat PumpWater to air, groundwater (cooling mode)<135,000 Btu/h59°F entering waterAll"},194,"Geothermal Heat Pump Open Loop"]
[null,null,null,null,null,null,null,null,null,null,null,null,null,null,null,null,null,null,null,null,null,null,null,null,null,null,null,null,null,null,null,null,null,null,null,null,null,null,null,null,null,null,null,null,null,null,null,null,null,null,null,null,null,null,null,null,null,null,null,null,null,null,null,null,"Table 6.8.1-15","Electrically Operated Water-Source Heat Pumps","Brine to air, ground loop (cooling mode)","<135,000 Btu/h","All","77°F entering water",14.1,"EER",null,null,null,null,"Heat Pump","Heat PumpBrine to air, ground loop (cooling mode)<135,000 Btu/h77°F entering waterAll",195,"Geothermal Heat Pump Closed Loop"]
[null,null,null,null,null,null,null,null,null,null,null,null,null,null,null,null,null,null,null,null,null,null,null,null,null,null,null,null,null,null,null,null,null,null,null,null,null,null,null,null,null,null,null,null,null,null,null,null,null,null,null,null,null,null,null,null,null,null,null,null,null,null,null,null,"Table 6.8.1-15","Electrically Operated Water-Source Heat Pumps","Water to water, water loop (cooling mode)","<135,000 Btu/h","All","86°F entering water",10.6,"EER",null,null,null,null,"Heat Pump","Heat PumpWater to water, water loop (cooling mode)<135,000 Btu/h86°F entering waterAll",196,"Geothermal Heat Pump Closed Loop"]
[null,null,null,null,null,null,null,null,null,null,null,null,null,null,null,null,null,null,null,null,null,null,null,null,null,null,null,null,null,null,null,null,null,null,null,null,null,null,null,null,null,null,null,null,null,null,null,null,null,null,null,null,null,null,null,null,null,null,null,null,null,null,null,null,"Table 6.8.1-15","Electrically Operated Water-Source Heat Pumps","Water to water, groundwater (cooling mode)","<135,000 Btu/h","All","59°F entering water",16.3,"EER",null,null,null,null,"Heat Pump","Heat PumpWater to water, groundwater (cooling mode)<135,000 Btu/h59°F entering waterAll",197,"Geothermal Heat Pump Open Loop"]
[null,null,null,null,null,null,null,null,null,null,null,null,null,null,null,null,null,null,null,null,null,null,null,null,null,null,null,null,null,null,null,null,null,null,null,null,null,null,null,null,null,null,null,null,null,null,null,null,null,null,null,null,null,null,null,null,null,null,null,null,null,null,null,null,"Table 6.8.1-15","Electrically Operated Water-Source Heat Pumps","Brine to water, ground loop (cooling mode)","<135,000 Btu/h","All","77°F entering water",12.1,"EER",null,null,null,null,"Heat Pump","Heat PumpBrine to water, ground loop (cooling mode)<135,000 Btu/h77°F entering waterAll",198,"Geothermal Heat Pump Closed Loop"]
[null,null,null,null,null,null,null,null,null,null,null,null,null,null,null,null,null,null,null,null,null,null,null,null,null,null,null,null,null,null,null,null,null,null,null,null,null,null,null,null,null,null,null,null,null,null,null,null,null,null,null,null,null,null,null,null,null,null,null,null,null,null,null,null,"Table 6.8.1-17","Ceiling-Mounted Computer-Room Air Conditioners","Air Cooled with Free Air Discharge Condenser","<29,000 Btu/h","N/A","Ducted 75°F/52°F (Class 1)",2.0499999999999998,"SCOP","-","-",0,29000,"Ceiling-Mounted Computer-Room AC","Ceiling-Mounted Computer-Room ACAir Cooled with Free Air Discharge Condenser<29,000 Btu/hDucted 75°F/52°F (Class 1)N/A",199,"Air Handling Unit"]
[null,null,null,null,null,null,null,null,null,null,null,null,null,null,null,null,null,null,null,null,null,null,null,null,null,null,null,null,null,null,null,null,null,null,null,null,null,null,null,null,null,null,null,null,null,null,null,null,null,null,null,null,null,null,null,null,null,null,null,null,null,null,null,null,"Table 6.8.1-17","Ceiling-Mounted Computer-Room Air Conditioners","Air Cooled with Free Air Discharge Condenser","≥29,000 Btu/h and <65,000 Btu/h","N/A","Ducted 75°F/52°F (Class 1)",2.02,"SCOP","-","-",28999.999,65000,"Ceiling-Mounted Computer-Room AC","Ceiling-Mounted Computer-Room ACAir Cooled with Free Air Discharge Condenser≥29,000 Btu/h and <65,000 Btu/hDucted 75°F/52°F (Class 1)N/A",200,"Air Handling Unit"]
[null,null,null,null,null,null,null,null,null,null,null,null,null,null,null,null,null,null,null,null,null,null,null,null,null,null,null,null,null,null,null,null,null,null,null,null,null,null,null,null,null,null,null,null,null,null,null,null,null,null,null,null,null,null,null,null,null,null,null,null,null,null,null,null,"Table 6.8.1-17","Ceiling-Mounted Computer-Room Air Conditioners","Air Cooled with Free Air Discharge Condenser","≥65,000 Btu/h","N/A","Ducted 75°F/52°F (Class 1)",1.92,"SCOP","-","-",64999.999000000003,100000000,"Ceiling-Mounted Computer-Room AC","Ceiling-Mounted Computer-Room ACAir Cooled with Free Air Discharge Condenser≥65,000 Btu/hDucted 75°F/52°F (Class 1)N/A",201,"Air Handling Unit"]
[null,null,null,null,null,null,null,null,null,null,null,null,null,null,null,null,null,null,null,null,null,null,null,null,null,null,null,null,null,null,null,null,null,null,null,null,null,null,null,null,null,null,null,null,null,null,null,null,null,null,null,null,null,null,null,null,null,null,null,null,null,null,null,null,"Table 6.8.1-17","Ceiling-Mounted Computer-Room Air Conditioners","Air Cooled with Free Air Discharge Condenser","<29,000 Btu/h","N/A","Nonducted 75°F/52°F (Class 1)",2.08,"SCOP","-","-",0,29000,"Ceiling-Mounted Computer-Room AC","Ceiling-Mounted Computer-Room ACAir Cooled with Free Air Discharge Condenser<29,000 Btu/hNonducted 75°F/52°F (Class 1)N/A",202,"Air Handling Unit"]
[null,null,null,null,null,null,null,null,null,null,null,null,null,null,null,null,null,null,null,null,null,null,null,null,null,null,null,null,null,null,null,null,null,null,null,null,null,null,null,null,null,null,null,null,null,null,null,null,null,null,null,null,null,null,null,null,null,null,null,null,null,null,null,null,"Table 6.8.1-17","Ceiling-Mounted Computer-Room Air Conditioners","Air Cooled with Free Air Discharge Condenser","≥29,000 Btu/h and <65,000 Btu/h","N/A","Nonducted 75°F/52°F (Class 1)",2.0499999999999998,"SCOP","-","-",28999.999,65000,"Ceiling-Mounted Computer-Room AC","Ceiling-Mounted Computer-Room ACAir Cooled with Free Air Discharge Condenser≥29,000 Btu/h and <65,000 Btu/hNonducted 75°F/52°F (Class 1)N/A",203,"Air Handling Unit"]
[null,null,null,null,null,null,null,null,null,null,null,null,null,null,null,null,null,null,null,null,null,null,null,null,null,null,null,null,null,null,null,null,null,null,null,null,null,null,null,null,null,null,null,null,null,null,null,null,null,null,null,null,null,null,null,null,null,null,null,null,null,null,null,null,"Table 6.8.1-17","Ceiling-Mounted Computer-Room Air Conditioners","Air Cooled with Free Air Discharge Condenser","≥65,000 Btu/h","N/A","Nonducted 75°F/52°F (Class 1)",1.94,"SCOP","-","-",64999.999000000003,100000000,"Ceiling-Mounted Computer-Room AC","Ceiling-Mounted Computer-Room ACAir Cooled with Free Air Discharge Condenser≥65,000 Btu/hNonducted 75°F/52°F (Class 1)N/A",204,"Air Handling Unit"]
[null,null,null,null,null,null,null,null,null,null,null,null,null,null,null,null,null,null,null,null,null,null,null,null,null,null,null,null,null,null,null,null,null,null,null,null,null,null,null,null,null,null,null,null,null,null,null,null,null,null,null,null,null,null,null,null,null,null,null,null,null,null,null,null,"Table 6.8.1-17","Ceiling-Mounted Computer-Room Air Conditioners","Air Cooled with Free Air Discharge Condenser with fluid economizer","<29,000 Btu/h","N/A","Ducted 75°F/52°F (Class 1)",2.0099999999999998,"SCOP","-","-",0,29000,"Ceiling-Mounted Computer-Room AC","Ceiling-Mounted Computer-Room ACAir Cooled with Free Air Discharge Condenser with fluid economizer<29,000 Btu/hDucted 75°F/52°F (Class 1)N/A",205,"Air Handling Unit"]
[null,null,null,null,null,null,null,null,null,null,null,null,null,null,null,null,null,null,null,null,null,null,null,null,null,null,null,null,null,null,null,null,null,null,null,null,null,null,null,null,null,null,null,null,null,null,null,null,null,null,null,null,null,null,null,null,null,null,null,null,null,null,null,null,"Table 6.8.1-17","Ceiling-Mounted Computer-Room Air Conditioners","Air Cooled with Free Air Discharge Condenser with fluid economizer","≥29,000 Btu/h and <65,000 Btu/h","N/A","Ducted 75°F/52°F (Class 1)",1.97,"SCOP","-","-",28999.999,65000,"Ceiling-Mounted Computer-Room AC","Ceiling-Mounted Computer-Room ACAir Cooled with Free Air Discharge Condenser with fluid economizer≥29,000 Btu/h and <65,000 Btu/hDucted 75°F/52°F (Class 1)N/A",206,"Air Handling Unit"]
[null,null,null,null,null,null,null,null,null,null,null,null,null,null,null,null,null,null,null,null,null,null,null,null,null,null,null,null,null,null,null,null,null,null,null,null,null,null,null,null,null,null,null,null,null,null,null,null,null,null,null,null,null,null,null,null,null,null,null,null,null,null,null,null,"Table 6.8.1-17","Ceiling-Mounted Computer-Room Air Conditioners","Air Cooled with Free Air Discharge Condenser with fluid economizer","≥65,000 Btu/h","N/A","Ducted 75°F/52°F (Class 1)",1.87,"SCOP","-","-",64999.999000000003,100000000,"Ceiling-Mounted Computer-Room AC","Ceiling-Mounted Computer-Room ACAir Cooled with Free Air Discharge Condenser with fluid economizer≥65,000 Btu/hDucted 75°F/52°F (Class 1)N/A",207,"Air Handling Unit"]
[null,null,null,null,null,null,null,null,null,null,null,null,null,null,null,null,null,null,null,null,null,null,null,null,null,null,null,null,null,null,null,null,null,null,null,null,null,null,null,null,null,null,null,null,null,null,null,null,null,null,null,null,null,null,null,null,null,null,null,null,null,null,null,null,"Table 6.8.1-17","Ceiling-Mounted Computer-Room Air Conditioners","Air Cooled with Free Air Discharge Condenser with fluid economizer","<29,000 Btu/h","N/A","Nonducted 75°F/52°F (Class 1)",2.04,"SCOP","-","-",0,29000,"Ceiling-Mounted Computer-Room AC","Ceiling-Mounted Computer-Room ACAir Cooled with Free Air Discharge Condenser with fluid economizer<29,000 Btu/hNonducted 75°F/52°F (Class 1)N/A",208,"Air Handling Unit"]
[null,null,null,null,null,null,null,null,null,null,null,null,null,null,null,null,null,null,null,null,null,null,null,null,null,null,null,null,null,null,null,null,null,null,null,null,null,null,null,null,null,null,null,null,null,null,null,null,null,null,null,null,null,null,null,null,null,null,null,null,null,null,null,null,"Table 6.8.1-17","Ceiling-Mounted Computer-Room Air Conditioners","Air Cooled with Free Air Discharge Condenser with fluid economizer","≥29,000 Btu/h and <65,000 Btu/h","N/A","Nonducted 75°F/52°F (Class 1)",2,"SCOP","-","-",28999.999,65000,"Ceiling-Mounted Computer-Room AC","Ceiling-Mounted Computer-Room ACAir Cooled with Free Air Discharge Condenser with fluid economizer≥29,000 Btu/h and <65,000 Btu/hNonducted 75°F/52°F (Class 1)N/A",209,"Air Handling Unit"]
[null,null,null,null,null,null,null,null,null,null,null,null,null,null,null,null,null,null,null,null,null,null,null,null,null,null,null,null,null,null,null,null,null,null,null,null,null,null,null,null,null,null,null,null,null,null,null,null,null,null,null,null,null,null,null,null,null,null,null,null,null,null,null,null,"Table 6.8.1-17","Ceiling-Mounted Computer-Room Air Conditioners","Air Cooled with Free Air Discharge Condenser with fluid economizer","≥65,000 Btu/h","N/A","Nonducted 75°F/52°F (Class 1)",1.89,"SCOP","-","-",64999.999000000003,100000000,"Ceiling-Mounted Computer-Room AC","Ceiling-Mounted Computer-Room ACAir Cooled with Free Air Discharge Condenser with fluid economizer≥65,000 Btu/hNonducted 75°F/52°F (Class 1)N/A",210,"Air Handling Unit"]
[null,null,null,null,null,null,null,null,null,null,null,null,null,null,null,null,null,null,null,null,null,null,null,null,null,null,null,null,null,null,null,null,null,null,null,null,null,null,null,null,null,null,null,null,null,null,null,null,null,null,null,null,null,null,null,null,null,null,null,null,null,null,null,null,"Table 6.8.1-17","Ceiling-Mounted Computer-Room Air Conditioners","Air Cooled with Ducted Condenser","<29,000 Btu/h","N/A","Ducted 75°F/52°F (Class 1)",1.86,"SCOP","-","-",0,29000,"Ceiling-Mounted Computer-Room AC","Ceiling-Mounted Computer-Room ACAir Cooled with Ducted Condenser<29,000 Btu/hDucted 75°F/52°F (Class 1)N/A",211,"Air Handling Unit"]
[null,null,null,null,null,null,null,null,null,null,null,null,null,null,null,null,null,null,null,null,null,null,null,null,null,null,null,null,null,null,null,null,null,null,null,null,null,null,null,null,null,null,null,null,null,null,null,null,null,null,null,null,null,null,null,null,null,null,null,null,null,null,null,null,"Table 6.8.1-17","Ceiling-Mounted Computer-Room Air Conditioners","Air Cooled with Ducted Condenser","≥29,000 Btu/h and <65,000 Btu/h","N/A","Ducted 75°F/52°F (Class 1)",1.83,"SCOP","-","-",28999.999,65000,"Ceiling-Mounted Computer-Room AC","Ceiling-Mounted Computer-Room ACAir Cooled with Ducted Condenser≥29,000 Btu/h and <65,000 Btu/hDucted 75°F/52°F (Class 1)N/A",212,"Air Handling Unit"]
[null,null,null,null,null,null,null,null,null,null,null,null,null,null,null,null,null,null,null,null,null,null,null,null,null,null,null,null,null,null,null,null,null,null,null,null,null,null,null,null,null,null,null,null,null,null,null,null,null,null,null,null,null,null,null,null,null,null,null,null,null,null,null,null,"Table 6.8.1-17","Ceiling-Mounted Computer-Room Air Conditioners","Air Cooled with Ducted Condenser","≥65,000 Btu/h","N/A","Ducted 75°F/52°F (Class 1)",1.73,"SCOP","-","-",64999.999000000003,100000000,"Ceiling-Mounted Computer-Room AC","Ceiling-Mounted Computer-Room ACAir Cooled with Ducted Condenser≥65,000 Btu/hDucted 75°F/52°F (Class 1)N/A",213,"Air Handling Unit"]
[null,null,null,null,null,null,null,null,null,null,null,null,null,null,null,null,null,null,null,null,null,null,null,null,null,null,null,null,null,null,null,null,null,null,null,null,null,null,null,null,null,null,null,null,null,null,null,null,null,null,null,null,null,null,null,null,null,null,null,null,null,null,null,null,"Table 6.8.1-17","Ceiling-Mounted Computer-Room Air Conditioners","Air Cooled with Ducted Condenser","<29,000 Btu/h","N/A","Nonducted 75°F/52°F (Class 1)",1.89,"SCOP","-","-",0,29000,"Ceiling-Mounted Computer-Room AC","Ceiling-Mounted Computer-Room ACAir Cooled with Ducted Condenser<29,000 Btu/hNonducted 75°F/52°F (Class 1)N/A",214,"Air Handling Unit"]
[null,null,null,null,null,null,null,null,null,null,null,null,null,null,null,null,null,null,null,null,null,null,null,null,null,null,null,null,null,null,null,null,null,null,null,null,null,null,null,null,null,null,null,null,null,null,null,null,null,null,null,null,null,null,null,null,null,null,null,null,null,null,null,null,"Table 6.8.1-17","Ceiling-Mounted Computer-Room Air Conditioners","Air Cooled with Ducted Condenser","≥29,000 Btu/h and <65,000 Btu/h","N/A","Nonducted 75°F/52°F (Class 1)",1.86,"SCOP","-","-",28999.999,65000,"Ceiling-Mounted Computer-Room AC","Ceiling-Mounted Computer-Room ACAir Cooled with Ducted Condenser≥29,000 Btu/h and <65,000 Btu/hNonducted 75°F/52°F (Class 1)N/A",215,"Air Handling Unit"]
[null,null,null,null,null,null,null,null,null,null,null,null,null,null,null,null,null,null,null,null,null,null,null,null,null,null,null,null,null,null,null,null,null,null,null,null,null,null,null,null,null,null,null,null,null,null,null,null,null,null,null,null,null,null,null,null,null,null,null,null,null,null,null,null,"Table 6.8.1-17","Ceiling-Mounted Computer-Room Air Conditioners","Air Cooled with Ducted Condenser","≥65,000 Btu/h","N/A","Nonducted 75°F/52°F (Class 1)",1.75,"SCOP","-","-",64999.999000000003,100000000,"Ceiling-Mounted Computer-Room AC","Ceiling-Mounted Computer-Room ACAir Cooled with Ducted Condenser≥65,000 Btu/hNonducted 75°F/52°F (Class 1)N/A",216,"Air Handling Unit"]
[null,null,null,null,null,null,null,null,null,null,null,null,null,null,null,null,null,null,null,null,null,null,null,null,null,null,null,null,null,null,null,null,null,null,null,null,null,null,null,null,null,null,null,null,null,null,null,null,null,null,null,null,null,null,null,null,null,null,null,null,null,null,null,null,"Table 6.8.1-17","Ceiling-Mounted Computer-Room Air Conditioners","Air Cooled with Fluid Economizer and Ducted Condenser","<29,000 Btu/h","N/A","Ducted 75°F/52°F (Class 1)",1.82,"SCOP","-","-",0,29000,"Ceiling-Mounted Computer-Room AC","Ceiling-Mounted Computer-Room ACAir Cooled with Fluid Economizer and Ducted Condenser<29,000 Btu/hDucted 75°F/52°F (Class 1)N/A",217,"Air Handling Unit"]
[null,null,null,null,null,null,null,null,null,null,null,null,null,null,null,null,null,null,null,null,null,null,null,null,null,null,null,null,null,null,null,null,null,null,null,null,null,null,null,null,null,null,null,null,null,null,null,null,null,null,null,null,null,null,null,null,null,null,null,null,null,null,null,null,"Table 6.8.1-17","Ceiling-Mounted Computer-Room Air Conditioners","Air Cooled with Fluid Economizer and Ducted Condenser","≥29,000 Btu/h and <65,000 Btu/h","N/A","Ducted 75°F/52°F (Class 1)",1.78,"SCOP","-","-",28999.999,65000,"Ceiling-Mounted Computer-Room AC","Ceiling-Mounted Computer-Room ACAir Cooled with Fluid Economizer and Ducted Condenser≥29,000 Btu/h and <65,000 Btu/hDucted 75°F/52°F (Class 1)N/A",218,"Air Handling Unit"]
[null,null,null,null,null,null,null,null,null,null,null,null,null,null,null,null,null,null,null,null,null,null,null,null,null,null,null,null,null,null,null,null,null,null,null,null,null,null,null,null,null,null,null,null,null,null,null,null,null,null,null,null,null,null,null,null,null,null,null,null,null,null,null,null,"Table 6.8.1-17","Ceiling-Mounted Computer-Room Air Conditioners","Air Cooled with Fluid Economizer and Ducted Condenser","≥65,000 Btu/h","N/A","Ducted 75°F/52°F (Class 1)",1.68,"SCOP","-","-",64999.999000000003,100000000,"Ceiling-Mounted Computer-Room AC","Ceiling-Mounted Computer-Room ACAir Cooled with Fluid Economizer and Ducted Condenser≥65,000 Btu/hDucted 75°F/52°F (Class 1)N/A",219,"Air Handling Unit"]
[null,null,null,null,null,null,null,null,null,null,null,null,null,null,null,null,null,null,null,null,null,null,null,null,null,null,null,null,null,null,null,null,null,null,null,null,null,null,null,null,null,null,null,null,null,null,null,null,null,null,null,null,null,null,null,null,null,null,null,null,null,null,null,null,"Table 6.8.1-17","Ceiling-Mounted Computer-Room Air Conditioners","Air Cooled with Fluid Economizer and Ducted Condenser","<29,000 Btu/h","N/A","Nonducted 75°F/52°F (Class 1)",1.85,"SCOP","-","-",0,29000,"Ceiling-Mounted Computer-Room AC","Ceiling-Mounted Computer-Room ACAir Cooled with Fluid Economizer and Ducted Condenser<29,000 Btu/hNonducted 75°F/52°F (Class 1)N/A",220,"Air Handling Unit"]
[null,null,null,null,null,null,null,null,null,null,null,null,null,null,null,null,null,null,null,null,null,null,null,null,null,null,null,null,null,null,null,null,null,null,null,null,null,null,null,null,null,null,null,null,null,null,null,null,null,null,null,null,null,null,null,null,null,null,null,null,null,null,null,null,"Table 6.8.1-17","Ceiling-Mounted Computer-Room Air Conditioners","Air Cooled with Fluid Economizer and Ducted Condenser","≥29,000 Btu/h and <65,000 Btu/h","N/A","Nonducted 75°F/52°F (Class 1)",1.81,"SCOP","-","-",28999.999,65000,"Ceiling-Mounted Computer-Room AC","Ceiling-Mounted Computer-Room ACAir Cooled with Fluid Economizer and Ducted Condenser≥29,000 Btu/h and <65,000 Btu/hNonducted 75°F/52°F (Class 1)N/A",221,"Air Handling Unit"]
[null,null,null,null,null,null,null,null,null,null,null,null,null,null,null,null,null,null,null,null,null,null,null,null,null,null,null,null,null,null,null,null,null,null,null,null,null,null,null,null,null,null,null,null,null,null,null,null,null,null,null,null,null,null,null,null,null,null,null,null,null,null,null,null,"Table 6.8.1-17","Ceiling-Mounted Computer-Room Air Conditioners","Air Cooled with Fluid Economizer and Ducted Condenser","≥65,000 Btu/h","N/A","Nonducted 75°F/52°F (Class 1)",1.7,"SCOP","-","-",64999.999000000003,100000000,"Ceiling-Mounted Computer-Room AC","Ceiling-Mounted Computer-Room ACAir Cooled with Fluid Economizer and Ducted Condenser≥65,000 Btu/hNonducted 75°F/52°F (Class 1)N/A",222,"Air Handling Unit"]
[null,null,null,null,null,null,null,null,null,null,null,null,null,null,null,null,null,null,null,null,null,null,null,null,null,null,null,null,null,null,null,null,null,null,null,null,null,null,null,null,null,null,null,null,null,null,null,null,null,null,null,null,null,null,null,null,null,null,null,null,null,null,null,null,"Table 6.8.1-17","Ceiling-Mounted Computer-Room Air Conditioners","Water Cooled","<29,000 Btu/h","N/A","Ducted 75°F/52°F (Class 1)",2.38,"SCOP","-","-",0,29000,"Ceiling-Mounted Computer-Room AC","Ceiling-Mounted Computer-Room ACWater Cooled<29,000 Btu/hDucted 75°F/52°F (Class 1)N/A",223,"Air Handling Unit"]
[null,null,null,null,null,null,null,null,null,null,null,null,null,null,null,null,null,null,null,null,null,null,null,null,null,null,null,null,null,null,null,null,null,null,null,null,null,null,null,null,null,null,null,null,null,null,null,null,null,null,null,null,null,null,null,null,null,null,null,null,null,null,null,null,"Table 6.8.1-17","Ceiling-Mounted Computer-Room Air Conditioners","Water Cooled","≥29,000 Btu/h and <65,000 Btu/h","N/A","Ducted 75°F/52°F (Class 1)",2.2799999999999998,"SCOP","-","-",28999.999,65000,"Ceiling-Mounted Computer-Room AC","Ceiling-Mounted Computer-Room ACWater Cooled≥29,000 Btu/h and <65,000 Btu/hDucted 75°F/52°F (Class 1)N/A",224,"Air Handling Unit"]
[null,null,null,null,null,null,null,null,null,null,null,null,null,null,null,null,null,null,null,null,null,null,null,null,null,null,null,null,null,null,null,null,null,null,null,null,null,null,null,null,null,null,null,null,null,null,null,null,null,null,null,null,null,null,null,null,null,null,null,null,null,null,null,null,"Table 6.8.1-17","Ceiling-Mounted Computer-Room Air Conditioners","Water Cooled","≥65,000 Btu/h","N/A","Ducted 75°F/52°F (Class 1)",2.1800000000000002,"SCOP","-","-",64999.999000000003,100000000,"Ceiling-Mounted Computer-Room AC","Ceiling-Mounted Computer-Room ACWater Cooled≥65,000 Btu/hDucted 75°F/52°F (Class 1)N/A",225,"Air Handling Unit"]
[null,null,null,null,null,null,null,null,null,null,null,null,null,null,null,null,null,null,null,null,null,null,null,null,null,null,null,null,null,null,null,null,null,null,null,null,null,null,null,null,null,null,null,null,null,null,null,null,null,null,null,null,null,null,null,null,null,null,null,null,null,null,null,null,"Table 6.8.1-17","Ceiling-Mounted Computer-Room Air Conditioners","Water Cooled","<29,000 Btu/h","N/A","Nonducted 75°F/52°F (Class 1)",2.41,"SCOP","-","-",0,29000,"Ceiling-Mounted Computer-Room AC","Ceiling-Mounted Computer-Room ACWater Cooled<29,000 Btu/hNonducted 75°F/52°F (Class 1)N/A",226,"Air Handling Unit"]
[null,null,null,null,null,null,null,null,null,null,null,null,null,null,null,null,null,null,null,null,null,null,null,null,null,null,null,null,null,null,null,null,null,null,null,null,null,null,null,null,null,null,null,null,null,null,null,null,null,null,null,null,null,null,null,null,null,null,null,null,null,null,null,null,"Table 6.8.1-17","Ceiling-Mounted Computer-Room Air Conditioners","Water Cooled","≥29,000 Btu/h and <65,000 Btu/h","N/A","Nonducted 75°F/52°F (Class 1)",2.31,"SCOP","-","-",28999.999,65000,"Ceiling-Mounted Computer-Room AC","Ceiling-Mounted Computer-Room ACWater Cooled≥29,000 Btu/h and <65,000 Btu/hNonducted 75°F/52°F (Class 1)N/A",227,"Air Handling Unit"]
[null,null,null,null,null,null,null,null,null,null,null,null,null,null,null,null,null,null,null,null,null,null,null,null,null,null,null,null,null,null,null,null,null,null,null,null,null,null,null,null,null,null,null,null,null,null,null,null,null,null,null,null,null,null,null,null,null,null,null,null,null,null,null,null,"Table 6.8.1-17","Ceiling-Mounted Computer-Room Air Conditioners","Water Cooled","≥65,000 Btu/h","N/A","Nonducted 75°F/52°F (Class 1)",2.2000000000000002,"SCOP","-","-",64999.999000000003,100000000,"Ceiling-Mounted Computer-Room AC","Ceiling-Mounted Computer-Room ACWater Cooled≥65,000 Btu/hNonducted 75°F/52°F (Class 1)N/A",228,"Air Handling Unit"]
[null,null,null,null,null,null,null,null,null,null,null,null,null,null,null,null,null,null,null,null,null,null,null,null,null,null,null,null,null,null,null,null,null,null,null,null,null,null,null,null,null,null,null,null,null,null,null,null,null,null,null,null,null,null,null,null,null,null,null,null,null,null,null,null,"Table 6.8.1-17","Ceiling-Mounted Computer-Room Air Conditioners","Water Cooled with Fluid Economizer","<29,000 Btu/h","N/A","Ducted 75°F/52°F (Class 1)",2.33,"SCOP","-","-",0,29000,"Ceiling-Mounted Computer-Room AC","Ceiling-Mounted Computer-Room ACWater Cooled with Fluid Economizer<29,000 Btu/hDucted 75°F/52°F (Class 1)N/A",229,"Air Handling Unit"]
[null,null,null,null,null,null,null,null,null,null,null,null,null,null,null,null,null,null,null,null,null,null,null,null,null,null,null,null,null,null,null,null,null,null,null,null,null,null,null,null,null,null,null,null,null,null,null,null,null,null,null,null,null,null,null,null,null,null,null,null,null,null,null,null,"Table 6.8.1-17","Ceiling-Mounted Computer-Room Air Conditioners","Water Cooled with Fluid Economizer","≥29,000 Btu/h and <65,000 Btu/h","N/A","Ducted 75°F/52°F (Class 1)",2.23,"SCOP","-","-",28999.999,65000,"Ceiling-Mounted Computer-Room AC","Ceiling-Mounted Computer-Room ACWater Cooled with Fluid Economizer≥29,000 Btu/h and <65,000 Btu/hDucted 75°F/52°F (Class 1)N/A",230,"Air Handling Unit"]
[null,null,null,null,null,null,null,null,null,null,null,null,null,null,null,null,null,null,null,null,null,null,null,null,null,null,null,null,null,null,null,null,null,null,null,null,null,null,null,null,null,null,null,null,null,null,null,null,null,null,null,null,null,null,null,null,null,null,null,null,null,null,null,null,"Table 6.8.1-17","Ceiling-Mounted Computer-Room Air Conditioners","Water Cooled with Fluid Economizer","≥65,000 Btu/h","N/A","Ducted 75°F/52°F (Class 1)",2.13,"SCOP","-","-",64999.999000000003,100000000,"Ceiling-Mounted Computer-Room AC","Ceiling-Mounted Computer-Room ACWater Cooled with Fluid Economizer≥65,000 Btu/hDucted 75°F/52°F (Class 1)N/A",231,"Air Handling Unit"]
[null,null,null,null,null,null,null,null,null,null,null,null,null,null,null,null,null,null,null,null,null,null,null,null,null,null,null,null,null,null,null,null,null,null,null,null,null,null,null,null,null,null,null,null,null,null,null,null,null,null,null,null,null,null,null,null,null,null,null,null,null,null,null,null,"Table 6.8.1-17","Ceiling-Mounted Computer-Room Air Conditioners","Water Cooled with Fluid Economizer","<29,000 Btu/h","N/A","Nonducted 75°F/52°F (Class 1)",2.36,"SCOP","-","-",0,29000,"Ceiling-Mounted Computer-Room AC","Ceiling-Mounted Computer-Room ACWater Cooled with Fluid Economizer<29,000 Btu/hNonducted 75°F/52°F (Class 1)N/A",232,"Air Handling Unit"]
[null,null,null,null,null,null,null,null,null,null,null,null,null,null,null,null,null,null,null,null,null,null,null,null,null,null,null,null,null,null,null,null,null,null,null,null,null,null,null,null,null,null,null,null,null,null,null,null,null,null,null,null,null,null,null,null,null,null,null,null,null,null,null,null,"Table 6.8.1-17","Ceiling-Mounted Computer-Room Air Conditioners","Water Cooled with Fluid Economizer","≥29,000 Btu/h and <65,000 Btu/h","N/A","Nonducted 75°F/52°F (Class 1)",2.2599999999999998,"SCOP","-","-",28999.999,65000,"Ceiling-Mounted Computer-Room AC","Ceiling-Mounted Computer-Room ACWater Cooled with Fluid Economizer≥29,000 Btu/h and <65,000 Btu/hNonducted 75°F/52°F (Class 1)N/A",233,"Air Handling Unit"]
[null,null,null,null,null,null,null,null,null,null,null,null,null,null,null,null,null,null,null,null,null,null,null,null,null,null,null,null,null,null,null,null,null,null,null,null,null,null,null,null,null,null,null,null,null,null,null,null,null,null,null,null,null,null,null,null,null,null,null,null,null,null,null,null,"Table 6.8.1-17","Ceiling-Mounted Computer-Room Air Conditioners","Water Cooled with Fluid Economizer","≥65,000 Btu/h","N/A","Nonducted 75°F/52°F (Class 1)",2.16,"SCOP","-","-",64999.999000000003,100000000,"Ceiling-Mounted Computer-Room AC","Ceiling-Mounted Computer-Room ACWater Cooled with Fluid Economizer≥65,000 Btu/hNonducted 75°F/52°F (Class 1)N/A",234,"Air Handling Unit"]
[null,null,null,null,null,null,null,null,null,null,null,null,null,null,null,null,null,null,null,null,null,null,null,null,null,null,null,null,null,null,null,null,null,null,null,null,null,null,null,null,null,null,null,null,null,null,null,null,null,null,null,null,null,null,null,null,null,null,null,null,null,null,null,null,"Table 6.8.1-17","Ceiling-Mounted Computer-Room Air Conditioners","Glycol Cooled","<29,000 Btu/h","N/A","Ducted 75°F/52°F (Class 1)",1.97,"SCOP","-","-",0,29000,"Ceiling-Mounted Computer-Room AC","Ceiling-Mounted Computer-Room ACGlycol Cooled<29,000 Btu/hDucted 75°F/52°F (Class 1)N/A",235,"Air Handling Unit"]
[null,null,null,null,null,null,null,null,null,null,null,null,null,null,null,null,null,null,null,null,null,null,null,null,null,null,null,null,null,null,null,null,null,null,null,null,null,null,null,null,null,null,null,null,null,null,null,null,null,null,null,null,null,null,null,null,null,null,null,null,null,null,null,null,"Table 6.8.1-17","Ceiling-Mounted Computer-Room Air Conditioners","Glycol Cooled","≥29,000 Btu/h and <65,000 Btu/h","N/A","Ducted 75°F/52°F (Class 1)",1.93,"SCOP","-","-",28999.999,65000,"Ceiling-Mounted Computer-Room AC","Ceiling-Mounted Computer-Room ACGlycol Cooled≥29,000 Btu/h and <65,000 Btu/hDucted 75°F/52°F (Class 1)N/A",236,"Air Handling Unit"]
[null,null,null,null,null,null,null,null,null,null,null,null,null,null,null,null,null,null,null,null,null,null,null,null,null,null,null,null,null,null,null,null,null,null,null,null,null,null,null,null,null,null,null,null,null,null,null,null,null,null,null,null,null,null,null,null,null,null,null,null,null,null,null,null,"Table 6.8.1-17","Ceiling-Mounted Computer-Room Air Conditioners","Glycol Cooled","≥65,000 Btu/h","N/A","Ducted 75°F/52°F (Class 1)",1.78,"SCOP","-","-",64999.999000000003,100000000,"Ceiling-Mounted Computer-Room AC","Ceiling-Mounted Computer-Room ACGlycol Cooled≥65,000 Btu/hDucted 75°F/52°F (Class 1)N/A",237,"Air Handling Unit"]
[null,null,null,null,null,null,null,null,null,null,null,null,null,null,null,null,null,null,null,null,null,null,null,null,null,null,null,null,null,null,null,null,null,null,null,null,null,null,null,null,null,null,null,null,null,null,null,null,null,null,null,null,null,null,null,null,null,null,null,null,null,null,null,null,"Table 6.8.1-17","Ceiling-Mounted Computer-Room Air Conditioners","Glycol Cooled","<29,000 Btu/h","N/A","Nonducted 75°F/52°F (Class 1)",2,"SCOP","-","-",0,29000,"Ceiling-Mounted Computer-Room AC","Ceiling-Mounted Computer-Room ACGlycol Cooled<29,000 Btu/hNonducted 75°F/52°F (Class 1)N/A",238,"Air Handling Unit"]
[null,null,null,null,null,null,null,null,null,null,null,null,null,null,null,null,null,null,null,null,null,null,null,null,null,null,null,null,null,null,null,null,null,null,null,null,null,null,null,null,null,null,null,null,null,null,null,null,null,null,null,null,null,null,null,null,null,null,null,null,null,null,null,null,"Table 6.8.1-17","Ceiling-Mounted Computer-Room Air Conditioners","Glycol Cooled","≥29,000 Btu/h and <65,000 Btu/h","N/A","Nonducted 75°F/52°F (Class 1)",1.98,"SCOP","-","-",28999.999,65000,"Ceiling-Mounted Computer-Room AC","Ceiling-Mounted Computer-Room ACGlycol Cooled≥29,000 Btu/h and <65,000 Btu/hNonducted 75°F/52°F (Class 1)N/A",239,"Air Handling Unit"]
[null,null,null,null,null,null,null,null,null,null,null,null,null,null,null,null,null,null,null,null,null,null,null,null,null,null,null,null,null,null,null,null,null,null,null,null,null,null,null,null,null,null,null,null,null,null,null,null,null,null,null,null,null,null,null,null,null,null,null,null,null,null,null,null,"Table 6.8.1-17","Ceiling-Mounted Computer-Room Air Conditioners","Glycol Cooled","≥65,000 Btu/h","N/A","Nonducted 75°F/52°F (Class 1)",1.81,"SCOP","-","-",64999.999000000003,100000000,"Ceiling-Mounted Computer-Room AC","Ceiling-Mounted Computer-Room ACGlycol Cooled≥65,000 Btu/hNonducted 75°F/52°F (Class 1)N/A",240,"Air Handling Unit"]
[null,null,null,null,null,null,null,null,null,null,null,null,null,null,null,null,null,null,null,null,null,null,null,null,null,null,null,null,null,null,null,null,null,null,null,null,null,null,null,null,null,null,null,null,null,null,null,null,null,null,null,null,null,null,null,null,null,null,null,null,null,null,null,null,"Table 6.8.1-17","Ceiling-Mounted Computer-Room Air Conditioners","Glycol Cooled with Fluid Economizer","<29,000 Btu/h","N/A","Ducted 75°F/52°F (Class 1)",1.92,"SCOP","-","-",0,29000,"Ceiling-Mounted Computer-Room AC","Ceiling-Mounted Computer-Room ACGlycol Cooled with Fluid Economizer<29,000 Btu/hDucted 75°F/52°F (Class 1)N/A",241,"Air Handling Unit"]
[null,null,null,null,null,null,null,null,null,null,null,null,null,null,null,null,null,null,null,null,null,null,null,null,null,null,null,null,null,null,null,null,null,null,null,null,null,null,null,null,null,null,null,null,null,null,null,null,null,null,null,null,null,null,null,null,null,null,null,null,null,null,null,null,"Table 6.8.1-17","Ceiling-Mounted Computer-Room Air Conditioners","Glycol Cooled with Fluid Economizer","≥29,000 Btu/h and <65,000 Btu/h","N/A","Ducted 75°F/52°F (Class 1)",1.88,"SCOP","-","-",28999.999,65000,"Ceiling-Mounted Computer-Room AC","Ceiling-Mounted Computer-Room ACGlycol Cooled with Fluid Economizer≥29,000 Btu/h and <65,000 Btu/hDucted 75°F/52°F (Class 1)N/A",242,"Air Handling Unit"]
[null,null,null,null,null,null,null,null,null,null,null,null,null,null,null,null,null,null,null,null,null,null,null,null,null,null,null,null,null,null,null,null,null,null,null,null,null,null,null,null,null,null,null,null,null,null,null,null,null,null,null,null,null,null,null,null,null,null,null,null,null,null,null,null,"Table 6.8.1-17","Ceiling-Mounted Computer-Room Air Conditioners","Glycol Cooled with Fluid Economizer","≥65,000 Btu/h","N/A","Ducted 75°F/52°F (Class 1)",1.73,"SCOP","-","-",64999.999000000003,100000000,"Ceiling-Mounted Computer-Room AC","Ceiling-Mounted Computer-Room ACGlycol Cooled with Fluid Economizer≥65,000 Btu/hDucted 75°F/52°F (Class 1)N/A",243,"Air Handling Unit"]
[null,null,null,null,null,null,null,null,null,null,null,null,null,null,null,null,null,null,null,null,null,null,null,null,null,null,null,null,null,null,null,null,null,null,null,null,null,null,null,null,null,null,null,null,null,null,null,null,null,null,null,null,null,null,null,null,null,null,null,null,null,null,null,null,"Table 6.8.1-17","Ceiling-Mounted Computer-Room Air Conditioners","Glycol Cooled with Fluid Economizer","<29,000 Btu/h","N/A","Nonducted 75°F/52°F (Class 1)",1.95,"SCOP","-","-",0,29000,"Ceiling-Mounted Computer-Room AC","Ceiling-Mounted Computer-Room ACGlycol Cooled with Fluid Economizer<29,000 Btu/hNonducted 75°F/52°F (Class 1)N/A",244,"Air Handling Unit"]
[null,null,null,null,null,null,null,null,null,null,null,null,null,null,null,null,null,null,null,null,null,null,null,null,null,null,null,null,null,null,null,null,null,null,null,null,null,null,null,null,null,null,null,null,null,null,null,null,null,null,null,null,null,null,null,null,null,null,null,null,null,null,null,null,"Table 6.8.1-17","Ceiling-Mounted Computer-Room Air Conditioners","Glycol Cooled with Fluid Economizer","≥29,000 Btu/h and <65,000 Btu/h","N/A","Nonducted 75°F/52°F (Class 1)",1.93,"SCOP","-","-",28999.999,65000,"Ceiling-Mounted Computer-Room AC","Ceiling-Mounted Computer-Room ACGlycol Cooled with Fluid Economizer≥29,000 Btu/h and <65,000 Btu/hNonducted 75°F/52°F (Class 1)N/A",245,"Air Handling Unit"]
[null,null,null,null,null,null,null,null,null,null,null,null,null,null,null,null,null,null,null,null,null,null,null,null,null,null,null,null,null,null,null,null,null,null,null,null,null,null,null,null,null,null,null,null,null,null,null,null,null,null,null,null,null,null,null,null,null,null,null,null,null,null,null,null,"Table 6.8.1-3","Water-Chilling Packages","Absorption double effect, indirect fired","All capacities","N/A","N/A",1,"COP",1.05,"COP","All","All","Chiller","ChillerAbsorption double effect, indirect firedAll capacitiesN/AN/A",246,"Chiller - Air Cooled"]
[null,null,null,null,null,null,null,null,null,null,null,null,null,null,null,null,null,null,null,null,null,null,null,null,null,null,null,null,null,null,null,null,null,null,null,null,null,null,null,null,null,null,null,null,null,null,null,null,null,null,null,null,null,null,null,null,null,null,null,null,null,null,null,null,"Table 6.8.1-3","Water-Chilling Packages","Air-cooled absorption, single effect","All capacities","N/A","N/A",0.6,"COP","-","-","All","All","Chiller","ChillerAir-cooled absorption, single effectAll capacitiesN/AN/A",247,"Chiller - Air Cooled"]
[null,null,null,null,null,null,null,null,null,null,null,null,null,null,null,null,null,null,null,null,null,null,null,null,null,null,null,null,null,null,null,null,null,null,null,null,null,null,null,null,null,null,null,null,null,null,null,null,null,null,null,null,null,null,null,null,null,null,null,null,null,null,null,null,"Table 6.8.1-3","Water-Chilling Packages","Air-cooled chillers","<150 tons, Path A","N/A","N/A",10.1,"EER",13.7,"EER",0,1800000,"Chiller","ChillerAir-cooled chillers<150 tons, Path AN/AN/A",248,"Chiller - Air Cooled"]
[null,null,null,null,null,null,null,null,null,null,null,null,null,null,null,null,null,null,null,null,null,null,null,null,null,null,null,null,null,null,null,null,null,null,null,null,null,null,null,null,null,null,null,null,null,null,null,null,null,null,null,null,null,null,null,null,null,null,null,null,null,null,null,null,"Table 6.8.1-3","Water-Chilling Packages","Air-cooled chillers","<150 tons, Path B","N/A","N/A",9.6999999999999993,"EER",15.8,"EER",0,1800000,"Chiller","ChillerAir-cooled chillers<150 tons, Path BN/AN/A",249,"Chiller - Air Cooled"]
[null,null,null,null,null,null,null,null,null,null,null,null,null,null,null,null,null,null,null,null,null,null,null,null,null,null,null,null,null,null,null,null,null,null,null,null,null,null,null,null,null,null,null,null,null,null,null,null,null,null,null,null,null,null,null,null,null,null,null,null,null,null,null,null,"Table 6.8.1-3","Water-Chilling Packages","Air-cooled chillers","≥150 tons, Path A","N/A","N/A",10.1,"EER",14,"EER",1799998.8,100000000,"Chiller","ChillerAir-cooled chillers≥150 tons, Path AN/AN/A",250,"Chiller - Air Cooled"]
[null,null,null,null,null,null,null,null,null,null,null,null,null,null,null,null,null,null,null,null,null,null,null,null,null,null,null,null,null,null,null,null,null,null,null,null,null,null,null,null,null,null,null,null,null,null,null,null,null,null,null,null,null,null,null,null,null,null,null,null,null,null,null,null,"Table 6.8.1-3","Water-Chilling Packages","Air-cooled chillers","≥150 tons, Path B","N/A","N/A",9.6999999999999993,"EER",16.100000000000001,"EER",1799998.8,100000000,"Chiller","ChillerAir-cooled chillers≥150 tons, Path BN/AN/A",251,"Chiller - Air Cooled"]
[null,null,null,null,null,null,null,null,null,null,null,null,null,null,null,null,null,null,null,null,null,null,null,null,null,null,null,null,null,null,null,null,null,null,null,null,null,null,null,null,null,null,null,null,null,null,null,null,null,null,null,null,null,null,null,null,null,null,null,null,null,null,null,null,"Table 6.8.1-3","Water-Chilling Packages","Water cooled, electrically operated centrifugal","<150 tons, Path A","N/A","N/A",0.61,"kW/ton",0.55000000000000004,"kW/ton",0,1800000,"Chiller","ChillerWater cooled, electrically operated centrifugal<150 tons, Path AN/AN/A",252,"Chiller - Water Cooled"]
[null,null,null,null,null,null,null,null,null,null,null,null,null,null,null,null,null,null,null,null,null,null,null,null,null,null,null,null,null,null,null,null,null,null,null,null,null,null,null,null,null,null,null,null,null,null,null,null,null,null,null,null,null,null,null,null,null,null,null,null,null,null,null,null,"Table 6.8.1-3","Water-Chilling Packages","Water cooled, electrically operated centrifugal","<150 tons, Path B","N/A","N/A",0.69499999999999995,"kW/ton",0.44,"kW/ton",0,1800000,"Chiller","ChillerWater cooled, electrically operated centrifugal<150 tons, Path BN/AN/A",253,"Chiller - Water Cooled"]
[null,null,null,null,null,null,null,null,null,null,null,null,null,null,null,null,null,null,null,null,null,null,null,null,null,null,null,null,null,null,null,null,null,null,null,null,null,null,null,null,null,null,null,null,null,null,null,null,null,null,null,null,null,null,null,null,null,null,null,null,null,null,null,null,"Table 6.8.1-3","Water-Chilling Packages","Water cooled, electrically operated centrifugal","≥150 tons and <300 tons, Path A","N/A","N/A",0.61,"kW/ton",0.55000000000000004,"kW/ton",1799998.8,3600000,"Chiller","ChillerWater cooled, electrically operated centrifugal≥150 tons and <300 tons, Path AN/AN/A",254,"Chiller - Water Cooled"]
[null,null,null,null,null,null,null,null,null,null,null,null,null,null,null,null,null,null,null,null,null,null,null,null,null,null,null,null,null,null,null,null,null,null,null,null,null,null,null,null,null,null,null,null,null,null,null,null,null,null,null,null,null,null,null,null,null,null,null,null,null,null,null,null,"Table 6.8.1-3","Water-Chilling Packages","Water cooled, electrically operated centrifugal","≥150 tons and <300 tons, Path B","N/A","N/A",0.63500000000000001,"kW/ton",0.4,"kW/ton",1799998.8,3600000,"Chiller","ChillerWater cooled, electrically operated centrifugal≥150 tons and <300 tons, Path BN/AN/A",255,"Chiller - Water Cooled"]
[null,null,null,null,null,null,null,null,null,null,null,null,null,null,null,null,null,null,null,null,null,null,null,null,null,null,null,null,null,null,null,null,null,null,null,null,null,null,null,null,null,null,null,null,null,null,null,null,null,null,null,null,null,null,null,null,null,null,null,null,null,null,null,null,"Table 6.8.1-3","Water-Chilling Packages","Water cooled, electrically operated centrifugal","≥300 tons and <400 tons, Path A","N/A","N/A",0.56000000000000005,"kW/ton",0.52,"kW/ton",3599988.0000000005,4800000,"Chiller","ChillerWater cooled, electrically operated centrifugal≥300 tons and <400 tons, Path AN/AN/A",256,"Chiller - Water Cooled"]
[null,null,null,null,null,null,null,null,null,null,null,null,null,null,null,null,null,null,null,null,null,null,null,null,null,null,null,null,null,null,null,null,null,null,null,null,null,null,null,null,null,null,null,null,null,null,null,null,null,null,null,null,null,null,null,null,null,null,null,null,null,null,null,null,"Table 6.8.1-3","Water-Chilling Packages","Water cooled, electrically operated centrifugal","≥300 tons and <400 tons, Path B","N/A","N/A",0.59499999999999997,"kW/ton",0.39,"kW/ton",3599988.0000000005,4800000,"Chiller","ChillerWater cooled, electrically operated centrifugal≥300 tons and <400 tons, Path BN/AN/A",257,"Chiller - Water Cooled"]
[null,null,null,null,null,null,null,null,null,null,null,null,null,null,null,null,null,null,null,null,null,null,null,null,null,null,null,null,null,null,null,null,null,null,null,null,null,null,null,null,null,null,null,null,null,null,null,null,null,null,null,null,null,null,null,null,null,null,null,null,null,null,null,null,"Table 6.8.1-3","Water-Chilling Packages","Water cooled, electrically operated centrifugal","≥400 tons and <600 tons, Path A","N/A","N/A",0.56000000000000005,"kW/ton",0.5,"kW/ton",4799998.8000000007,7200000,"Chiller",{"$f":"BY260&BO260&BP260&BR260&BQ260","v":"ChillerWater cooled, electrically operated centrifugal≥400 tons and <600 tons, Path AN/AN/A"},258,"Chiller - Water Cooled"]
[null,null,null,null,null,null,null,null,null,null,null,null,null,null,null,null,null,null,null,null,null,null,null,null,null,null,null,null,null,null,null,null,null,null,null,null,null,null,null,null,null,null,null,null,null,null,null,null,null,null,null,null,null,null,null,null,null,null,null,null,null,null,null,null,"Table 6.8.1-3","Water-Chilling Packages","Water cooled, electrically operated centrifugal","≥400 tons and <600 tons, Path B","N/A","N/A",0.58499999999999996,"kW/ton",0.38,"kW/ton",4799998.8000000007,7200000,"Chiller","ChillerWater cooled, electrically operated centrifugal≥400 tons and <600 tons, Path BN/AN/A",259,"Chiller - Water Cooled"]
[null,null,null,null,null,null,null,null,null,null,null,null,null,null,null,null,null,null,null,null,null,null,null,null,null,null,null,null,null,null,null,null,null,null,null,null,null,null,null,null,null,null,null,null,null,null,null,null,null,null,null,null,null,null,null,null,null,null,null,null,null,null,null,null,"Table 6.8.1-3","Water-Chilling Packages","Water cooled, electrically operated centrifugal","≥600 tons, Path A","N/A","N/A",0.56000000000000005,"kW/ton",0.5,"kW/ton",7199988,100000000,"Chiller","ChillerWater cooled, electrically operated centrifugal≥600 tons, Path AN/AN/A",260,"Chiller - Water Cooled"]
[null,null,null,null,null,null,null,null,null,null,null,null,null,null,null,null,null,null,null,null,null,null,null,null,null,null,null,null,null,null,null,null,null,null,null,null,null,null,null,null,null,null,null,null,null,null,null,null,null,null,null,null,null,null,null,null,null,null,null,null,null,null,null,null,"Table 6.8.1-3","Water-Chilling Packages","Water cooled, electrically operated centrifugal","≥600 tons, Path B","N/A","N/A",0.58499999999999996,"kW/ton",0.38,"kW/ton",7199988,100000000,"Chiller","ChillerWater cooled, electrically operated centrifugal≥600 tons, Path BN/AN/A",261,"Chiller - Water Cooled"]
[null,null,null,null,null,null,null,null,null,null,null,null,null,null,null,null,null,null,null,null,null,null,null,null,null,null,null,null,null,null,null,null,null,null,null,null,null,null,null,null,null,null,null,null,null,null,null,null,null,null,null,null,null,null,null,null,null,null,null,null,null,null,null,null,"Table 6.8.1-3","Water-Chilling Packages","Water-cooled absorption, single effect","All capacities","N/A","N/A",0.7,"COP","-","-","All","All","Chiller","ChillerWater-cooled absorption, single effectAll capacitiesN/AN/A",262,"Chiller - Water Cooled"]
[null,null,null,null,null,null,null,null,null,null,null,null,null,null,null,null,null,null,null,null,null,null,null,null,null,null,null,null,null,null,null,null,null,null,null,null,null,null,null,null,null,null,null,null,null,null,null,null,null,null,null,null,null,null,null,null,null,null,null,null,null,null,null,null,"Table 6.8.1-3","Water-Chilling Packages","Water-cooled, electrically operated positive displacement","<75 tons, Path A","N/A","N/A",0.75,"kW/ton",0.6,"kW/ton",0,900000,"Chiller","ChillerWater-cooled, electrically operated positive displacement<75 tons, Path AN/AN/A",263,"Chiller - Water Cooled"]
[null,null,null,null,null,null,null,null,null,null,null,null,null,null,null,null,null,null,null,null,null,null,null,null,null,null,null,null,null,null,null,null,null,null,null,null,null,null,null,null,null,null,null,null,null,null,null,null,null,null,null,null,null,null,null,null,null,null,null,null,null,null,null,null,"Table 6.8.1-3","Water-Chilling Packages","Water-cooled, electrically operated positive displacement","<75 tons, Path B","N/A","N/A",0.78,"kW/ton",0.5,"kW/ton",0,900000,"Chiller","ChillerWater-cooled, electrically operated positive displacement<75 tons, Path BN/AN/A",264,"Chiller - Water Cooled"]
[null,null,null,null,null,null,null,null,null,null,null,null,null,null,null,null,null,null,null,null,null,null,null,null,null,null,null,null,null,null,null,null,null,null,null,null,null,null,null,null,null,null,null,null,null,null,null,null,null,null,null,null,null,null,null,null,null,null,null,null,null,null,null,null,"Table 6.8.1-3","Water-Chilling Packages","Water-cooled, electrically operated positive displacement","≥75 tons and <150 tons, Path A","N/A","N/A",0.72,"kW/ton",0.56000000000000005,"kW/ton",899988,1800000,"Chiller","ChillerWater-cooled, electrically operated positive displacement≥75 tons and <150 tons, Path AN/AN/A",265,"Chiller - Water Cooled"]
[null,null,null,null,null,null,null,null,null,null,null,null,null,null,null,null,null,null,null,null,null,null,null,null,null,null,null,null,null,null,null,null,null,null,null,null,null,null,null,null,null,null,null,null,null,null,null,null,null,null,null,null,null,null,null,null,null,null,null,null,null,null,null,null,"Table 6.8.1-3","Water-Chilling Packages","Water-cooled, electrically operated positive displacement","≥75 tons and <150 tons, Path B","N/A","N/A",0.75,"kW/ton",0.49,"kW/ton",899988,1800000,"Chiller","ChillerWater-cooled, electrically operated positive displacement≥75 tons and <150 tons, Path BN/AN/A",266,"Chiller - Water Cooled"]
[null,null,null,null,null,null,null,null,null,null,null,null,null,null,null,null,null,null,null,null,null,null,null,null,null,null,null,null,null,null,null,null,null,null,null,null,null,null,null,null,null,null,null,null,null,null,null,null,null,null,null,null,null,null,null,null,null,null,null,null,null,null,null,null,"Table 6.8.1-3","Water-Chilling Packages","Water-cooled, electrically operated positive displacement","≥150 tons and <300 tons, Path A","N/A","N/A",0.66,"kW/ton",0.54,"kW/ton",1799988,3600000,"Chiller","ChillerWater-cooled, electrically operated positive displacement≥150 tons and <300 tons, Path AN/AN/A",267,"Chiller - Water Cooled"]
[null,null,null,null,null,null,null,null,null,null,null,null,null,null,null,null,null,null,null,null,null,null,null,null,null,null,null,null,null,null,null,null,null,null,null,null,null,null,null,null,null,null,null,null,null,null,null,null,null,null,null,null,null,null,null,null,null,null,null,null,null,null,null,null,"Table 6.8.1-3","Water-Chilling Packages","Water-cooled, electrically operated positive displacement","≥150 tons and <300 tons, Path B","N/A","N/A",0.68,"kW/ton",0.44,"kW/ton",1799988,3600000,"Chiller","ChillerWater-cooled, electrically operated positive displacement≥150 tons and <300 tons, Path BN/AN/A",268,"Chiller - Water Cooled"]
[null,null,null,null,null,null,null,null,null,null,null,null,null,null,null,null,null,null,null,null,null,null,null,null,null,null,null,null,null,null,null,null,null,null,null,null,null,null,null,null,null,null,null,null,null,null,null,null,null,null,null,null,null,null,null,null,null,null,null,null,null,null,null,null,"Table 6.8.1-3","Water-Chilling Packages","Water-cooled, electrically operated positive displacement","≥300 tons and <600 tons, Path A","N/A","N/A",0.61,"kW/ton",0.52,"kW/ton",3599988.0000000005,7200000,"Chiller","ChillerWater-cooled, electrically operated positive displacement≥300 tons and <600 tons, Path AN/AN/A",269,"Chiller - Water Cooled"]
[null,null,null,null,null,null,null,null,null,null,null,null,null,null,null,null,null,null,null,null,null,null,null,null,null,null,null,null,null,null,null,null,null,null,null,null,null,null,null,null,null,null,null,null,null,null,null,null,null,null,null,null,null,null,null,null,null,null,null,null,null,null,null,null,"Table 6.8.1-3","Water-Chilling Packages","Water-cooled, electrically operated positive displacement","≥300 tons and <600 tons, Path B","N/A","N/A",0.625,"kW/ton",0.41,"kW/ton",3599988.0000000005,7200000,"Chiller","ChillerWater-cooled, electrically operated positive displacement≥300 tons and <600 tons, Path BN/AN/A",270,"Chiller - Water Cooled"]
[null,null,null,null,null,null,null,null,null,null,null,null,null,null,null,null,null,null,null,null,null,null,null,null,null,null,null,null,null,null,null,null,null,null,null,null,null,null,null,null,null,null,null,null,null,null,null,null,null,null,null,null,null,null,null,null,null,null,null,null,null,null,null,null,"Table 6.8.1-3","Water-Chilling Packages","Water-cooled, electrically operated positive displacement","≥600 tons, Path A","N/A","N/A",0.56000000000000005,"kW/ton",0.5,"kW/ton",7199988,100000000,"Chiller","ChillerWater-cooled, electrically operated positive displacement≥600 tons, Path AN/AN/A",271,"Chiller - Water Cooled"]
[null,null,null,null,null,null,null,null,null,null,null,null,null,null,null,null,null,null,null,null,null,null,null,null,null,null,null,null,null,null,null,null,null,null,null,null,null,null,null,null,null,null,null,null,null,null,null,null,null,null,null,null,null,null,null,null,null,null,null,null,null,null,null,null,"Table 6.8.1-3","Water-Chilling Packages","Water-cooled, electrically operated positive displacement","≥600 tons, Path B","N/A","N/A",0.58499999999999996,"kW/ton",0.38,"kW/ton",7199988,100000000,"Chiller","ChillerWater-cooled, electrically operated positive displacement≥600 tons, Path BN/AN/A",272,"Chiller - Water Cooled"]
[null,null,null,null,null,null,null,null,null,null,null,null,null,null,null,null,null,null,null,null,null,null,null,null,null,null,null,null,null,null,null,null,null,null,null,null,null,null,null,null,null,null,null,null,null,null,null,null,null,null,null,null,null,null,null,null,null,null,null,null,null,null,null,null,"Table 6.8.1-16","Heat-Pump and Heat Recovery Chiller Packages","Air Source Heat Pump Chiller","All sizes, Path A","N/A","47 db/43 wb OAT, 120F LWT",9.5950000000000006,"EER",13.02,"EER","All","ALL","Chiller","ChillerAir Source Heat Pump ChillerAll sizes, Path A47 db/43 wb OAT, 120F LWTN/A",273,"Chiller - Air Cooled"]
[null,null,null,null,null,null,null,null,null,null,null,null,null,null,null,null,null,null,null,null,null,null,null,null,null,null,null,null,null,null,null,null,null,null,null,null,null,null,null,null,null,null,null,null,null,null,null,null,null,null,null,null,null,null,null,null,null,null,null,null,null,null,null,null,"Table 6.8.1-16","Heat-Pump and Heat Recovery Chiller Packages","Air Source Heat Pump Chiller","All sizes, Path A","N/A","17 db/15 wb OAT, 120F LWT",9.5950000000000006,"EER",13.3,"EER","All","ALL","Chiller","ChillerAir Source Heat Pump ChillerAll sizes, Path A17 db/15 wb OAT, 120F LWTN/A",274,"Chiller - Air Cooled"]
[null,null,null,null,null,null,null,null,null,null,null,null,null,null,null,null,null,null,null,null,null,null,null,null,null,null,null,null,null,null,null,null,null,null,null,null,null,null,null,null,null,null,null,null,null,null,null,null,null,null,null,null,null,null,null,null,null,null,null,null,null,null,null,null,"Table 6.8.1-16","Heat-Pump and Heat Recovery Chiller Packages","Air Source Heat Pump Chiller","All sizes, Path B","N/A","47 db/43 wb OAT, 120F LWT",9.2149999999999999,"EER",15.01,"EER","All","ALL","Chiller","ChillerAir Source Heat Pump ChillerAll sizes, Path B47 db/43 wb OAT, 120F LWTN/A",275,"Chiller - Air Cooled"]
[null,null,null,null,null,null,null,null,null,null,null,null,null,null,null,null,null,null,null,null,null,null,null,null,null,null,null,null,null,null,null,null,null,null,null,null,null,null,null,null,null,null,null,null,null,null,null,null,null,null,null,null,null,null,null,null,null,null,null,null,null,null,null,null,"Table 6.8.1-16","Heat-Pump and Heat Recovery Chiller Packages","Air Source Heat Pump Chiller","All sizes, Path B","N/A","17 db/15 wb OAT, 120F LWT",9.2149999999999999,"EER",15.3,"EER","All","ALL","Chiller","ChillerAir Source Heat Pump ChillerAll sizes, Path B17 db/15 wb OAT, 120F LWTN/A",276,"Chiller - Air Cooled"]
[null,null,null,null,null,null,null,null,null,null,null,null,null,null,null,null,null,null,null,null,null,null,null,null,null,null,null,null,null,null,null,null,null,null,null,null,null,null,null,null,null,null,null,null,null,null,null,null,null,null,null,null,null,null,null,null,null,null,null,null,null,null,null,null,"Table 6.8.1-16","Heat-Pump and Heat Recovery Chiller Packages","Water Source Positive Displacement Heat Pump Chiller","<75 tons, Path A","N/A","N/A",0.78849999999999998,"kW/ton",0.63160000000000005,"kW/ton",null,null,"Chiller","ChillerWater Source Positive Displacement Heat Pump Chiller<75 tons, Path AN/AN/A",277,"Chiller - Water Cooled"]
[null,null,null,null,null,null,null,null,null,null,null,null,null,null,null,null,null,null,null,null,null,null,null,null,null,null,null,null,null,null,null,null,null,null,null,null,null,null,null,null,null,null,null,null,null,null,null,null,null,null,null,null,null,null,null,null,null,null,null,null,null,null,null,null,"Table 6.8.1-16","Heat-Pump and Heat Recovery Chiller Packages","Water Source Positive Displacement Heat Pump Chiller w/Heat Recovery","<75 tons, Path B","N/A","N/A",0.78749999999999998,"kW/ton",0.51449999999999996,"kW/ton",null,null,"Chiller","ChillerWater Source Positive Displacement Heat Pump Chiller w/Heat Recovery<75 tons, Path BN/AN/A",278,"Chiller - Water Cooled"]
[null,null,null,null,null,null,null,null,null,null,null,null,null,null,null,null,null,null,null,null,null,null,null,null,null,null,null,null,null,null,null,null,null,null,null,null,null,null,null,null,null,null,null,null,null,null,null,null,null,null,null,null,null,null,null,null,null,null,null,null,null,null,null,null,"Table 6.8.1-16","Heat-Pump and Heat Recovery Chiller Packages","Water Source Positive Displacement Heat Pump Chiller","≥75 and <150 tons, Path A","N/A","N/A",0.75790000000000002,"kW/ton",0.58950000000000002,"kW/ton",null,null,"Chiller","ChillerWater Source Positive Displacement Heat Pump Chiller≥75 and <150 tons, Path AN/AN/A",279,"Chiller - Water Cooled"]
[null,null,null,null,null,null,null,null,null,null,null,null,null,null,null,null,null,null,null,null,null,null,null,null,null,null,null,null,null,null,null,null,null,null,null,null,null,null,null,null,null,null,null,null,null,null,null,null,null,null,null,null,null,null,null,null,null,null,null,null,null,null,null,null,"Table 6.8.1-16","Heat-Pump and Heat Recovery Chiller Packages","Water Source Positive Displacement Heat Pump Chiller w/Heat Recovery","≥75 and <150 tons, Path B","N/A","N/A",0.71399999999999997,"kW/ton",0.46200000000000002,"kW/ton",null,null,"Chiller","ChillerWater Source Positive Displacement Heat Pump Chiller w/Heat Recovery≥75 and <150 tons, Path BN/AN/A",280,"Chiller - Water Cooled"]
[null,null,null,null,null,null,null,null,null,null,null,null,null,null,null,null,null,null,null,null,null,null,null,null,null,null,null,null,null,null,null,null,null,null,null,null,null,null,null,null,null,null,null,null,null,null,null,null,null,null,null,null,null,null,null,null,null,null,null,null,null,null,null,null,"Table 6.8.1-16","Heat-Pump and Heat Recovery Chiller Packages","Water Source Positive Displacement Heat Pump Chiller","≥150 and <300 tons, Path A","N/A","N/A",0.69469999999999998,"kW/ton",0.56840000000000002,"kW/ton",null,null,"Chiller","ChillerWater Source Positive Displacement Heat Pump Chiller≥150 and <300 tons, Path AN/AN/A",281,"Chiller - Water Cooled"]
[null,null,null,null,null,null,null,null,null,null,null,null,null,null,null,null,null,null,null,null,null,null,null,null,null,null,null,null,null,null,null,null,null,null,null,null,null,null,null,null,null,null,null,null,null,null,null,null,null,null,null,null,null,null,null,null,null,null,null,null,null,null,null,null,"Table 6.8.1-16","Heat-Pump and Heat Recovery Chiller Packages","Water Source Positive Displacement Heat Pump Chiller w/Heat Recovery","≥150 and <300 tons, Path B","N/A","N/A",0.71399999999999997,"kW/ton",0.46200000000000002,"kW/ton",null,null,"Chiller","ChillerWater Source Positive Displacement Heat Pump Chiller w/Heat Recovery≥150 and <300 tons, Path BN/AN/A",282,"Chiller - Water Cooled"]
[null,null,null,null,null,null,null,null,null,null,null,null,null,null,null,null,null,null,null,null,null,null,null,null,null,null,null,null,null,null,null,null,null,null,null,null,null,null,null,null,null,null,null,null,null,null,null,null,null,null,null,null,null,null,null,null,null,null,null,null,null,null,null,null,"Table 6.8.1-16","Heat-Pump and Heat Recovery Chiller Packages","Water Source Positive Displacement Heat Pump Chiller","≥300 and <600 tons, Path A","N/A","N/A",0.6421,"kW/ton",0.5474,"kW/ton",null,null,"Chiller","ChillerWater Source Positive Displacement Heat Pump Chiller≥300 and <600 tons, Path AN/AN/A",283,"Chiller - Water Cooled"]
[null,null,null,null,null,null,null,null,null,null,null,null,null,null,null,null,null,null,null,null,null,null,null,null,null,null,null,null,null,null,null,null,null,null,null,null,null,null,null,null,null,null,null,null,null,null,null,null,null,null,null,null,null,null,null,null,null,null,null,null,null,null,null,null,"Table 6.8.1-16","Heat-Pump and Heat Recovery Chiller Packages","Water Source Positive Displacement Heat Pump Chiller w/Heat Recovery","≥300 and <600 tons, Path B","N/A","N/A",0.65629999999999999,"kW/ton",0.43049999999999999,"kW/ton",null,null,"Chiller","ChillerWater Source Positive Displacement Heat Pump Chiller w/Heat Recovery≥300 and <600 tons, Path BN/AN/A",284,"Chiller - Water Cooled"]
[null,null,null,null,null,null,null,null,null,null,null,null,null,null,null,null,null,null,null,null,null,null,null,null,null,null,null,null,null,null,null,null,null,null,null,null,null,null,null,null,null,null,null,null,null,null,null,null,null,null,null,null,null,null,null,null,null,null,null,null,null,null,null,null,"Table 6.8.1-16","Heat-Pump and Heat Recovery Chiller Packages","Water Source Positive Displacement Heat Pump Chiller","≥600 tons, Path A","N/A","N/A",0.58950000000000002,"kW/ton",0.52629999999999999,"kW/ton",null,null,"Chiller","ChillerWater Source Positive Displacement Heat Pump Chiller≥600 tons, Path AN/AN/A",285,"Chiller - Water Cooled"]
[null,null,null,null,null,null,null,null,null,null,null,null,null,null,null,null,null,null,null,null,null,null,null,null,null,null,null,null,null,null,null,null,null,null,null,null,null,null,null,null,null,null,null,null,null,null,null,null,null,null,null,null,null,null,null,null,null,null,null,null,null,null,null,null,"Table 6.8.1-16","Heat-Pump and Heat Recovery Chiller Packages","Water Source Positive Displacement Heat Pump Chiller w/Heat Recovery","≥600 tons, Path B","N/A","N/A",0.61429999999999996,"kW/ton",0.39900000000000002,"kW/ton",null,null,"Chiller","ChillerWater Source Positive Displacement Heat Pump Chiller w/Heat Recovery≥600 tons, Path BN/AN/A",286,"Chiller - Water Cooled"]
[null,null,null,null,null,null,null,null,null,null,null,null,null,null,null,null,null,null,null,null,null,null,null,null,null,null,null,null,null,null,null,null,null,null,null,null,null,null,null,null,null,null,null,null,null,null,null,null,null,null,null,null,null,null,null,null,null,null,null,null,null,null,null,null,"Table 6.8.1-16","Heat-Pump and Heat Recovery Chiller Packages","Water Source Centrifugal Heat Pump Chiller","<75 tons, Path A","N/A","N/A",0.6421,"kW/ton",0.57889999999999997,"kW/ton",null,null,"Chiller","ChillerWater Source Centrifugal Heat Pump Chiller<75 tons, Path AN/AN/A",287,"Chiller - Water Cooled"]
[null,null,null,null,null,null,null,null,null,null,null,null,null,null,null,null,null,null,null,null,null,null,null,null,null,null,null,null,null,null,null,null,null,null,null,null,null,null,null,null,null,null,null,null,null,null,null,null,null,null,null,null,null,null,null,null,null,null,null,null,null,null,null,null,"Table 6.8.1-16","Heat-Pump and Heat Recovery Chiller Packages","Water Source Centrifugal Heat Pump Chiller","<75 tons, Path B","N/A","N/A",0.73160000000000003,"kW/ton",0.4632,"kW/ton",null,null,"Chiller","ChillerWater Source Centrifugal Heat Pump Chiller<75 tons, Path BN/AN/A",288,"Chiller - Water Cooled"]
[null,null,null,null,null,null,null,null,null,null,null,null,null,null,null,null,null,null,null,null,null,null,null,null,null,null,null,null,null,null,null,null,null,null,null,null,null,null,null,null,null,null,null,null,null,null,null,null,null,null,null,null,null,null,null,null,null,null,null,null,null,null,null,null,"Table 6.8.1-16","Heat-Pump and Heat Recovery Chiller Packages","Water Source Centrifugal Heat Pump Chiller","≥75 and <150 tons, Path A","N/A","N/A",0.58950000000000002,"kW/ton",0.5474,"kW/ton",null,null,"Chiller","ChillerWater Source Centrifugal Heat Pump Chiller≥75 and <150 tons, Path AN/AN/A",289,"Chiller - Water Cooled"]
[null,null,null,null,null,null,null,null,null,null,null,null,null,null,null,null,null,null,null,null,null,null,null,null,null,null,null,null,null,null,null,null,null,null,null,null,null,null,null,null,null,null,null,null,null,null,null,null,null,null,null,null,null,null,null,null,null,null,null,null,null,null,null,null,"Table 6.8.1-16","Heat-Pump and Heat Recovery Chiller Packages","Water Source Centrifugal Heat Pump Chiller","≥75 and <150 tons, Path B","N/A","N/A",0.66839999999999999,"kW/ton",0.42109999999999997,"kW/ton",null,null,"Chiller","ChillerWater Source Centrifugal Heat Pump Chiller≥75 and <150 tons, Path BN/AN/A",290,"Chiller - Water Cooled"]
[null,null,null,null,null,null,null,null,null,null,null,null,null,null,null,null,null,null,null,null,null,null,null,null,null,null,null,null,null,null,null,null,null,null,null,null,null,null,null,null,null,null,null,null,null,null,null,null,null,null,null,null,null,null,null,null,null,null,null,null,null,null,null,null,"Table 6.8.1-16","Heat-Pump and Heat Recovery Chiller Packages","Water Source Centrifugal Heat Pump Chiller","≥150 and <300 tons, Path A","N/A","N/A",0.58950000000000002,"kW/ton",0.52629999999999999,"kW/ton",null,null,"Chiller","ChillerWater Source Centrifugal Heat Pump Chiller≥150 and <300 tons, Path AN/AN/A",291,"Chiller - Water Cooled"]
[null,null,null,null,null,null,null,null,null,null,null,null,null,null,null,null,null,null,null,null,null,null,null,null,null,null,null,null,null,null,null,null,null,null,null,null,null,null,null,null,null,null,null,null,null,null,null,null,null,null,null,null,null,null,null,null,null,null,null,null,null,null,null,null,"Table 6.8.1-16","Heat-Pump and Heat Recovery Chiller Packages","Water Source Centrifugal Heat Pump Chiller","≥150 and <300 tons, Path B","N/A","N/A",0.62629999999999997,"kW/ton",0.41049999999999998,"kW/ton",null,null,"Chiller","ChillerWater Source Centrifugal Heat Pump Chiller≥150 and <300 tons, Path BN/AN/A",292,"Chiller - Water Cooled"]
[null,null,null,null,null,null,null,null,null,null,null,null,null,null,null,null,null,null,null,null,null,null,null,null,null,null,null,null,null,null,null,null,null,null,null,null,null,null,null,null,null,null,null,null,null,null,null,null,null,null,null,null,null,null,null,null,null,null,null,null,null,null,null,null,"Table 6.8.1-16","Heat-Pump and Heat Recovery Chiller Packages","Water Source Centrifugal Heat Pump Chiller","≥300 and <600 tons, Path A","N/A","N/A",0.58950000000000002,"kW/ton",0.52629999999999999,"kW/ton",null,null,"Chiller","ChillerWater Source Centrifugal Heat Pump Chiller≥300 and <600 tons, Path AN/AN/A",293,"Chiller - Water Cooled"]
[null,null,null,null,null,null,null,null,null,null,null,null,null,null,null,null,null,null,null,null,null,null,null,null,null,null,null,null,null,null,null,null,null,null,null,null,null,null,null,null,null,null,null,null,null,null,null,null,null,null,null,null,null,null,null,null,null,null,null,null,null,null,null,null,"Table 6.8.1-16","Heat-Pump and Heat Recovery Chiller Packages","Water Source Centrifugal Heat Pump Chiller","≥300 and <600 tons, Path B","N/A","N/A",0.61580000000000001,"kW/ton",0.4,"kW/ton",null,null,"Chiller","ChillerWater Source Centrifugal Heat Pump Chiller≥300 and <600 tons, Path BN/AN/A",294,"Chiller - Water Cooled"]
[null,null,null,null,null,null,null,null,null,null,null,null,null,null,null,null,null,null,null,null,null,null,null,null,null,null,null,null,null,null,null,null,null,null,null,null,null,null,null,null,null,null,null,null,null,null,null,null,null,null,null,null,null,null,null,null,null,null,null,null,null,null,null,null,"Table 6.8.1-16","Heat-Pump and Heat Recovery Chiller Packages","Water Source Centrifugal Heat Pump Chiller","≥600 tons, Path A","N/A","N/A",0.58950000000000002,"kW/ton",0.52629999999999999,"kW/ton",null,null,"Chiller","ChillerWater Source Centrifugal Heat Pump Chiller≥600 tons, Path AN/AN/A",295,"Chiller - Water Cooled"]
[null,null,null,null,null,null,null,null,null,null,null,null,null,null,null,null,null,null,null,null,null,null,null,null,null,null,null,null,null,null,null,null,null,null,null,null,null,null,null,null,null,null,null,null,null,null,null,null,null,null,null,null,null,null,null,null,null,null,null,null,null,null,null,null,"Table 6.8.1-16","Heat-Pump and Heat Recovery Chiller Packages","Water Source Centrifugal Heat Pump Chiller","≥600 tons, Path B","N/A","N/A",0.61580000000000001,"kW/ton",0.4,"kW/ton",null,null,"Chiller","ChillerWater Source Centrifugal Heat Pump Chiller≥600 tons, Path BN/AN/A",296,"Chiller - Water Cooled"]

{"sheet":"Indoor Agriculture","index":6,"n_rows":382,"n_cols":51,"rows_kept":382,"cut":false,"hidden":true,"merged":[[343,4,343,11],[31,28,31,31],[172,5,172,6],[162,5,162,6],[163,5,163,6],[164,5,164,6],[165,5,165,6],[166,5,166,6],[167,5,167,6],[168,5,168,6],[169,5,169,6],[170,5,170,6],[171,5,171,6],[90,6,90,7],[91,6,91,7],[92,6,92,7],[93,6,93,7],[94,6,94,7],[100,6,100,7],[95,6,95,7],[96,6,96,7],[97,6,97,7],[98,6,98,7],[99,6,99,7],[352,4,352,6],[353,4,353,6],[354,4,354,6],[355,4,355,6],[356,4,356,6],[347,4,347,6],[348,4,348,6],[349,4,349,6],[350,4,350,6],[351,4,351,6],[252,6,252,7],[190,10,190,11],[180,10,180,11],[185,10,185,11],[186,10,186,11],[187,10,187,11],[188,10,188,11],[189,10,189,11],[180,6,180,7],[181,10,181,11],[182,10,182,11],[183,10,183,11],[184,10,184,11],[181,6,181,7],[182,6,182,7],[183,6,183,7],[184,6,184,7],[186,6,186,7],[187,6,187,7],[188,6,188,7],[189,6,189,7],[190,6,190,7],[185,6,185,7],[21,4,21,13],[22,4,22,13],[23,4,23,13],[80,4,80,5],[81,4,81,5],[72,4,72,5],[73,4,73,5],[74,4,74,5],[75,4,75,5],[76,4,76,5],[47,4,47,6],[48,4,48,6],[42,4,42,6],[43,4,43,6],[37,4,37,6],[38,4,38,6],[39,4,39,6],[40,4,40,6],[41,4,41,6],[32,4,32,6],[33,4,33,6],[34,4,34,6],[35,4,35,6],[36,4,36,6],[16,4,16,13],[17,4,17,13],[18,4,18,13],[19,4,19,13],[20,4,20,13],[11,4,11,13],[12,4,12,13],[13,4,13,13],[14,4,14,13],[15,4,15,13],[6,4,6,13],[7,4,7,13],[8,4,8,13],[9,4,9,13],[10,4,10,13],[365,4,365,6],[29,4,29,7],[360,4,360,6],[361,4,361,6],[362,4,362,6],[363,4,363,6],[364,4,364,6],[345,4,345,6],[346,4,346,6],[357,4,357,6],[358,4,358,6],[359,4,359,6],[82,4,82,5],[77,4,77,5],[78,4,78,5],[79,4,79,5],[44,4,44,6],[45,4,45,6],[46,4,46,6],[300,4,300,5],[301,4,301,5],[291,4,291,5],[292,4,292,5],[293,4,293,5],[294,4,294,5],[295,4,295,5],[296,4,296,5],[297,4,297,5],[298,4,298,5],[299,4,299,5]]}
[]
[null,null,null,null,"New Jersey Clean Energy Program"]
[null,null,null,null,"New Construction Program"]
[null,null,null,null,"BASIC: Indoor Agriculture",null,null,null,null,null,null,null,null,{"$f":"Version","v":"V1.0"}]
[]
[null,null,null,null,"Table of Contents"]
[null,null,null,null,{"$f":"E28","v":"Indoor Agriculture Measures\n"},null,null,null,null,null,null,null,null,null,null,null,null,null,null,null,null,null,null,"Internal note: the values in yellow cells come from an analysis of RII’s PowerScore benchmarking platform"]
[1,null,{"$f":"IF(INDEX($W$33:$W$49,MATCH(A8,$X$33:$X$49,0),)=TRUE,1,5/0)","v":{"$error":"#DIV/0!"}},null,{"$f":"E33","v":"LED Grow Lights"}]
[2,null,{"$f":"IF(INDEX($W$33:$W$49,MATCH(A9,$X$33:$X$49,0),)=TRUE,1,5/0)","v":{"$error":"#DIV/0!"}},null,{"$f":"E34","v":"Dehumidifiers"}]
[3,null,{"$f":"IF(INDEX($W$33:$W$49,MATCH(A10,$X$33:$X$49,0),)=TRUE,1,5/0)","v":{"$error":"#DIV/0!"}},null,"Irrigation Pump VFD"]
[4,null,{"$f":"IF(INDEX($W$33:$W$49,MATCH(A11,$X$33:$X$49,0),)=TRUE,1,5/0)","v":{"$error":"#DIV/0!"}},null,"Condensing Unit Heater"]
[5,null,{"$f":"IF(INDEX($W$33:$W$49,MATCH(A12,$X$33:$X$49,0),)=TRUE,1,5/0)","v":{"$error":"#DIV/0!"}},null,"Destratification Fans"]
[6,null,{"$f":"IF(INDEX($W$33:$W$49,MATCH(A13,$X$33:$X$49,0),)=TRUE,1,5/0)","v":{"$error":"#DIV/0!"}},null,"IR Polyethylene Greenhouse Cover"]
[7,null,{"$f":"IF(INDEX($W$33:$W$49,MATCH(A14,$X$33:$X$49,0),)=TRUE,1,5/0)","v":{"$error":"#DIV/0!"}},null,"Thermal Curtains"]
[8,null,{"$f":"IF(INDEX($W$33:$W$49,MATCH(A15,$X$33:$X$49,0),)=TRUE,1,5/0)","v":{"$error":"#DIV/0!"}},null,"Pipe Insulation"]
[9,null,{"$f":"IF(INDEX($W$33:$W$49,MATCH(A16,$X$33:$X$49,0),)=TRUE,1,5/0)","v":{"$error":"#DIV/0!"}},null,"Low Pressure Irrigation Regulator"]
[10,null,{"$f":"IF(INDEX($W$33:$W$49,MATCH(A17,$X$33:$X$49,0),)=TRUE,1,5/0)","v":{"$error":"#DIV/0!"}},null,"Radiant Heater, Non-Modulating"]
[11,null,{"$f":"IF(INDEX($W$33:$W$49,MATCH(A18,$X$33:$X$49,0),)=TRUE,1,5/0)","v":{"$error":"#DIV/0!"}},null,"Radiant Heater, Modulating"]
[12,null,{"$f":"IF(INDEX($W$33:$W$49,MATCH(A19,$X$33:$X$49,0),)=TRUE,1,5/0)","v":{"$error":"#DIV/0!"}},null,"Intelligent Greenhouse Controller"]
[13,null,{"$f":"IF(INDEX($W$33:$W$49,MATCH(A20,$X$33:$X$49,0),)=TRUE,1,5/0)","v":{"$error":"#DIV/0!"}},null,"Energy Shade Screens"]
[14,null,{"$f":"IF(INDEX($W$33:$W$49,MATCH(A21,$X$33:$X$49,0),)=TRUE,1,5/0)","v":{"$error":"#DIV/0!"}},null,"Cooling and Dehumidification Systems - Direct Expansion"]
[15,null,{"$f":"IF(INDEX($W$33:$W$49,MATCH(A22,$X$33:$X$49,0),)=TRUE,1,5/0)","v":{"$error":"#DIV/0!"}},null,"Cooling and Dehumidification Systems - Chilled Water"]
[16,null,{"$f":"IF(INDEX($W$33:$W$49,MATCH(A23,$X$33:$X$49,0),)=TRUE,1,5/0)","v":{"$error":"#DIV/0!"}},null,"Heating Systems"]
[17,null,{"$f":"IF(INDEX($W$33:$W$49,MATCH(A24,$X$33:$X$49,0),)=TRUE,1,5/0)","v":{"$error":"#DIV/0!"}},null,"Indoor Agriculture - Custom"]
[null,null,null,null,null,null,null,null,null,null,null,null,null,null,null,null,null,null,null,null,null,null,"Indoor Agriculture Baseline"]
[null,null,null,null,"This sheet is for reporting the project's energy efficiency measures and calculating/reporting the associated savings.",null,null,null,null,null,null,null,null,null,null,null,null,null,null,null,null,null,"Electric Peak kW/sf",6.3527397260273968E-2]
[null,null,null,null,null,null,null,null,null,null,null,null,null,null,null,null,null,null,null,null,null,null,"Electric Usage kWh/sf",246.44920399577114]
[null,null,null,null,"Indoor Agriculture Measures\n",null,null,null,"This pathway is in progress",null,null,null,null,null,null,null,null,null,null,null,null,null,"Fossil Fuel Usage therms/sf",1.4458442694663167]
[null,null,null,null,"Instructions:\n",null,null,null,null,null,null,null,null,null,null,null,null,null,null,null,null,null,"Fossil Fuel Usage MMBtu/sf",{"$f":"X28/10","v":0.14458442694663168}]
[null,null,null,null,"1. Select the measures in the project scope in the table. Enter supporting information for each measure in the applicable section below the table."]
[null,null,null,null,null,null,null,null,null,null,null,null,null,null,null,null,null,null,null,null,null,null,null,null,"Internal note: Formulas in these savings columns cannot be pulled down."]
[null,null,null,null,"Measure",null,null,"Included in Scope?",null,null,null,null,null,null,null,null,null,null,null,null,null,null,"Checkboxes","Measure #","Peak Coincident Demand Savings (kW)","Annual Electric Energy Savings (kWh)","Annual Fossil Fuel Energy Savings (MMBtu)",null,"Project Totals"]
[null,null,null,null,{"$f":"'Measures Support'!C83","v":"LED Grow Lights"},null,null,null,null,null,null,null,null,null,null,null,null,null,null,null,null,null,false,1,{"$f":"AQ66","v":0},{"$f":"AR66","v":0},0,null,null,"kWh","MMBtu","kW"]
[null,null,null,null,{"$f":"'Measures Support'!C84","v":"Dehumidifiers"},null,null,null,null,null,null,null,null,null,null,null,null,null,null,null,null,null,false,2,{"$f":"AQ84","v":0},{"$f":"AR84","v":0},0,null,"Baseline",{"$f":"X27*GI_SF","v":0},{"$f":"X29*GI_SF","v":0},{"$f":"X26*GI_SF","v":0}]
[null,null,null,null,{"$f":"'Measures Support'!C85","v":"Irrigation Pump VFD"},null,null,null,null,null,null,null,null,null,null,null,null,null,null,null,null,null,false,3,{"$f":"AQ102","v":0},{"$f":"AR102","v":0},0,null,"Proposed",{"$f":"MAX(0,AD34-Z50)","v":{"$error":"#N/A"}},{"$f":"MAX(0,AE34-AA50)","v":{"$error":"#N/A"}},{"$f":"MAX(0,AF34-Y50)","v":{"$error":"#N/A"}}]
[null,null,null,null,{"$f":"'Measures Support'!C86","v":"Condensing Unit Heater"},null,null,null,null,null,null,null,null,null,null,null,null,null,null,null,null,null,false,4,{"$f":"AQ120","v":0},{"$f":"AR120","v":0},0]
[null,null,null,null,{"$f":"'Measures Support'!C87","v":"Destratification Fans"},null,null,null,null,null,null,null,null,null,null,null,null,null,null,null,null,null,false,5,{"$f":"AQ138","v":0},{"$f":"AR138","v":0},0]
[null,null,null,null,{"$f":"'Measures Support'!C88","v":"IR Polyethylene Greenhouse Cover"},null,null,null,null,null,null,null,null,null,null,null,null,null,null,null,null,null,false,6,{"$f":"AQ156","v":0},{"$f":"AR156","v":0},0]
[null,null,null,null,{"$f":"'Measures Support'!C89","v":"Thermal Curtains"},null,null,null,null,null,null,null,null,null,null,null,null,null,null,null,null,null,false,7,{"$f":"AQ174","v":0},{"$f":"AR174","v":0},0]
[null,null,null,null,{"$f":"'Measures Support'!C90","v":"Pipe Insulation"},null,null,null,null,null,null,null,null,null,null,null,null,null,null,null,null,null,false,8,{"$f":"AQ192","v":0},{"$f":"AR192","v":0},0]
[null,null,null,null,{"$f":"'Measures Support'!C91","v":"Low Pressure Irrigation Regulator"},null,null,null,null,null,null,null,null,null,null,null,null,null,null,null,null,null,false,9,{"$f":"AQ210","v":0},{"$f":"AR210","v":0},0]
[null,null,null,null,{"$f":"'Measures Support'!C92","v":"Radiant Heater, Non-Modulating"},null,null,null,null,null,null,null,null,null,null,null,null,null,null,null,null,null,false,10,{"$f":"AQ228","v":0},{"$f":"AR228","v":0},{"$error":"#N/A"}]
[null,null,null,null,{"$f":"'Measures Support'!C93","v":"Radiant Heater, Modulating"},null,null,null,null,null,null,null,null,null,null,null,null,null,null,null,null,null,false,11,{"$f":"AQ246","v":0},{"$f":"AR246","v":0},0]
[null,null,null,null,{"$f":"'Measures Support'!C94","v":"Intelligent Greenhouse Controller"},null,null,null,null,null,null,null,null,null,null,null,null,null,null,null,null,null,false,12,{"$f":"AQ267","v":0},{"$f":"AR267","v":0},0]
[null,null,null,null,{"$f":"'Measures Support'!C95","v":"Energy Shade Screens"},null,null,null,null,null,null,null,null,null,null,null,null,null,null,null,null,null,false,13,{"$f":"AQ285","v":0},{"$f":"AR285","v":0},0]
[null,null,null,null,{"$f":"'Measures Support'!C96","v":"Cooling and Dehumidification Systems - Direct Expansion"},null,null,null,null,null,null,null,null,null,null,null,null,null,null,null,null,null,false,14,{"$f":"AQ303","v":0},{"$f":"AR303","v":0},0]
[null,null,null,null,{"$f":"'Measures Support'!C97","v":"Cooling and Dehumidification Systems - Chilled Water"},null,null,null,null,null,null,null,null,null,null,null,null,null,null,null,null,null,false,15,{"$f":"AQ321","v":0},{"$f":"AR321","v":{"$error":"#N/A"}},0]
[null,null,null,null,{"$f":"'Measures Support'!C98","v":"Heating Systems"},null,null,null,null,null,null,null,null,null,null,null,null,null,null,null,null,null,false,16,{"$f":"AQ339","v":{"$error":"#N/A"}},{"$f":"AR339","v":0},0]
[null,null,null,null,{"$f":"'Measures Support'!$C$82","v":"Indoor Agriculture - Custom"},null,null,null,null,null,null,null,null,null,null,null,null,null,null,null,null,null,false,17,{"$f":"SUM($J$347:$J$366)","v":0},{"$f":"SUM($K$347:$K$366)","v":0},{"$f":"SUM($L$347:$L$366)","v":0}]
[null,null,null,null,null,null,null,null,null,null,null,null,null,null,null,null,null,null,null,null,null,null,null,"TOTAL SAVINGS",{"$f":"SUM(Y33:Y49)","v":{"$error":"#N/A"}},{"$f":"SUM(Z33:Z49)","v":{"$error":"#N/A"}},{"$error":"#N/A"}]
[null,1,{"$f":"IF(INDEX($W$33:$W$49,MATCH(B51,$X$33:$X$49,0),)=TRUE,1,5/0)","v":{"$error":"#DIV/0!"}},null,{"$f":"E33","v":"LED Grow Lights"},null,null,null,null,null,null,null,null,"Return to Top"]
[null,1,{"$f":"IF(INDEX($W$33:$W$49,MATCH(B52,$X$33:$X$49,0),)=TRUE,1,5/0)","v":{"$error":"#DIV/0!"}},null,"Instructions:"]
[null,1,{"$f":"IF(INDEX($W$33:$W$49,MATCH(B53,$X$33:$X$49,0),)=TRUE,1,5/0)","v":{"$error":"#DIV/0!"}},null,"1. Report the LED grow lights in the table below. Report unique fixtures on separate rows."]
[null,1,{"$f":"IF(INDEX($W$33:$W$49,MATCH(B54,$X$33:$X$49,0),)=TRUE,1,5/0)","v":{"$error":"#DIV/0!"}},null,null,null,null,null,null,null,null,null,null,null,null,null,null,null,null,null,null,null,null,null,null,null,null,null,null,null,null,null,null,null,null,null,null,null,null,null,null,null,"Internal note: yellow filled columns mean that there are never these types of savings for that measure. They have been set to 0."]
[null,1,{"$f":"IF(INDEX($W$33:$W$49,MATCH(B55,$X$33:$X$49,0),)=TRUE,1,5/0)","v":{"$error":"#DIV/0!"}},null,"Type of Fixture","Fixture Count","Fixture Wattage (leave blank if unknown)","Area Being Lit per Fixture (ft²)","Photosynthetic Photon Efficacy of Fixture (µmol/J)","Annual Hours of Operation","Heating Fuel Type","Summer Peak Coincident Demand Savings (kW)","Annual Electric Energy Savings (kWh)","Annual Fossil Fuel Energy Savings (MMBtu)",null,null,null,null,null,null,null,null,"LPD, default (W/sf)","Wattsq","Wattsb","Fixturesnew","µmol/Jb ","HVACd","HVACe","HVACg ","CF","kW",null,null,null,null,null,null,null,null,null,null,"Peak Coincident Demand Savings (kW)","Annual Electric Energy Savings (kWh)","Annual Fossil Fuel Energy Savings (MMBtu)",null,"Count","Quantity of unique measures"]
[1,1,{"$f":"IF(INDEX($W$33:$W$49,MATCH(B56,$X$33:$X$49,0),)=TRUE,1,5/0)","v":{"$error":"#DIV/0!"}},null,null,null,null,null,null,null,null,{"$f":"AF56*(1+AB56)*AE56","v":0},{"$f":"L56*J56*(1+AC56)","v":0},{"$f":"IFERROR(L56*J56*AD56,0)","v":0},null,null,null,null,null,null,null,null,{"$f":"IF(E56=\"T5\",18.5,IF(E56=\"HID\",68.8,0))","v":0},{"$f":"IF(G56=0,W56*H56,G56)","v":0},{"$f":"IF(X56<500,600,IF(X56>=500,1000,\"\"))","v":600},{"$f":"IFERROR((F56*X56*I56)/(Y56*AA56),\"\")","v":0},1.7,-0.49,0.43,{"$f":"IF(K56=\"Electric\",0,IF(K56=\"Gas\",IF(X56*F56/1000>200,-0.00023,-0.001075),IF(X56*F56/1000>200,-0.00046,-0.00012)))","v":-1.2E-4},1,{"$f":"Z56*Y56-F56*X56","v":0},null,null,null,null,null,null,null,null,null,null,{"$f":"L56","v":0},{"$f":"M56","v":0},{"$f":"N56","v":0},null,{"$f":"IF(OR(AQ56<>0,AR56<>0,AS56<>0),1,0)","v":0},{"$f":"SUM(AU56:AU65)","v":0}]
[2,1,{"$f":"IF(INDEX($W$33:$W$49,MATCH(B57,$X$33:$X$49,0),)=TRUE,1,5/0)","v":{"$error":"#DIV/0!"}},null,null,null,null,null,null,null,null,0,0,0,null,null,null,null,null,null,null,null,{"$f":"IF(E57=\"T5\",18.5,IF(E57=\"HID\",68.8,0))","v":0},{"$f":"IF(G57=0,W57*H57,G57)","v":0},600,{"$f":"IFERROR((F57*X57*I57)/(Y57*AA57),\"\")","v":0},1.7,-0.49,0.43,{"$f":"IF(K57=\"Electric\",0,IF(K57=\"Gas\",IF(X57*F57/1000>200,-0.00023,-0.001075),IF(X57*F57/1000>200,-0.00046,-0.00012)))","v":-1.2E-4},1,{"$f":"Z57*Y57-F57*X57","v":0},null,null,null,null,null,null,null,null,null,null,{"$f":"L57","v":0},{"$f":"M57","v":0},{"$f":"N57","v":0},null,{"$f":"IF(OR(AQ57<>0,AR57<>0,AS57<>0),1,0)","v":0}]
[3,1,{"$f":"IF(INDEX($W$33:$W$49,MATCH(B58,$X$33:$X$49,0),)=TRUE,1,5/0)","v":{"$error":"#DIV/0!"}},null,null,null,null,null,null,null,null,0,0,0,null,null,null,null,null,null,null,null,0,0,600,0,1.7,-0.49,0.43,-1.2E-4,1,0,null,null,null,null,null,null,null,null,null,null,0,0,0,null,0]
[4,1,{"$f":"IF(INDEX($W$33:$W$49,MATCH(B59,$X$33:$X$49,0),)=TRUE,1,5/0)","v":{"$error":"#DIV/0!"}},null,null,null,null,null,null,null,null,0,0,0,null,null,null,null,null,null,null,null,0,0,600,0,1.7,-0.49,0.43,-1.2E-4,1,0,null,null,null,null,null,null,null,null,null,null,0,0,0,null,0]
[5,1,{"$f":"IF(INDEX($W$33:$W$49,MATCH(B60,$X$33:$X$49,0),)=TRUE,1,5/0)","v":{"$error":"#DIV/0!"}},null,null,null,null,null,null,null,null,0,0,0,null,null,null,null,null,null,null,null,0,0,600,0,1.7,-0.49,0.43,-1.2E-4,1,0,null,null,null,null,null,null,null,null,null,null,0,0,0,null,0]
[6,1,{"$f":"IF(INDEX($W$33:$W$49,MATCH(B61,$X$33:$X$49,0),)=TRUE,1,5/0)","v":{"$error":"#DIV/0!"}},null,null,null,null,null,null,null,null,0,0,0,null,null,null,null,null,null,null,null,0,0,600,0,1.7,-0.49,0.43,-1.2E-4,1,0,null,null,null,null,null,null,null,null,null,null,0,0,0,null,0]
[7,1,{"$f":"IF(INDEX($W$33:$W$49,MATCH(B62,$X$33:$X$49,0),)=TRUE,1,5/0)","v":{"$error":"#DIV/0!"}},null,null,null,null,null,null,null,null,0,0,0,null,null,null,null,null,null,null,null,0,0,600,0,1.7,-0.49,0.43,-1.2E-4,1,0,null,null,null,null,null,null,null,null,null,null,0,0,0,null,0]
[8,1,{"$f":"IF(INDEX($W$33:$W$49,MATCH(B63,$X$33:$X$49,0),)=TRUE,1,5/0)","v":{"$error":"#DIV/0!"}},null,null,null,null,null,null,null,null,0,0,0,null,null,null,null,null,null,null,null,0,0,600,0,1.7,-0.49,0.43,-1.2E-4,1,0,null,null,null,null,null,null,null,null,null,null,0,0,0,null,0]
[9,1,{"$f":"IF(INDEX($W$33:$W$49,MATCH(B64,$X$33:$X$49,0),)=TRUE,1,5/0)","v":{"$error":"#DIV/0!"}},null,null,null,null,null,null,null,null,0,0,0,null,null,null,null,null,null,null,null,0,0,600,0,1.7,-0.49,0.43,-1.2E-4,1,0,null,null,null,null,null,null,null,null,null,null,0,0,0,null,0]
[10,1,{"$f":"IF(INDEX($W$33:$W$49,MATCH(B65,$X$33:$X$49,0),)=TRUE,1,5/0)","v":{"$error":"#DIV/0!"}},null,null,null,null,null,null,null,null,0,0,0,null,null,null,null,null,null,null,null,0,0,600,0,1.7,-0.49,0.43,-1.2E-4,1,0,null,null,null,null,null,null,null,null,null,null,0,0,0,null,0]
[null,1,{"$f":"IF(INDEX($W$33:$W$49,MATCH(B66,$X$33:$X$49,0),)=TRUE,1,5/0)","v":{"$error":"#DIV/0!"}},null,null,null,null,null,null,null,null,null,null,null,null,null,null,null,null,null,null,null,null,null,null,null,null,null,null,null,null,null,null,null,null,null,null,null,null,null,null,"Total",{"$f":"SUM(AQ56:AQ65)","v":0},{"$f":"SUM(AR56:AR65)","v":0},{"$f":"SUM(AS56:AS65)","v":0}]
[null,1,{"$f":"IF(INDEX($W$33:$W$49,MATCH(B67,$X$33:$X$49,0),)=TRUE,1,5/0)","v":{"$error":"#DIV/0!"}}]
[null,1,{"$f":"IF(INDEX($W$33:$W$49,MATCH(B68,$X$33:$X$49,0),)=TRUE,1,5/0)","v":{"$error":"#DIV/0!"}}]
[null,2,{"$f":"IF(INDEX($W$33:$W$49,MATCH(B69,$X$33:$X$49,0),)=TRUE,1,5/0)","v":{"$error":"#DIV/0!"}},null,{"$f":"E34","v":"Dehumidifiers"},null,null,null,null,"Return to Top"]
[null,2,{"$f":"IF(INDEX($W$33:$W$49,MATCH(B70,$X$33:$X$49,0),)=TRUE,1,5/0)","v":{"$error":"#DIV/0!"}},null,"Instructions:"]
[null,2,{"$f":"IF(INDEX($W$33:$W$49,MATCH(B71,$X$33:$X$49,0),)=TRUE,1,5/0)","v":{"$error":"#DIV/0!"}},null,"1. Report the dehumidifiers in the table below. Report unique equipment configurations on separate rows."]
[null,2,{"$f":"IF(INDEX($W$33:$W$49,MATCH(B72,$X$33:$X$49,0),)=TRUE,1,5/0)","v":{"$error":"#DIV/0!"}}]
[null,2,{"$f":"IF(INDEX($W$33:$W$49,MATCH(B73,$X$33:$X$49,0),)=TRUE,1,5/0)","v":{"$error":"#DIV/0!"}},null,"Dehumidifier Type",null,"ENERGY STAR qualified equipment?","Area of Plant Canopy Served (ft²)","Peak Coincident Demand Savings (kW)","Annual Electric Energy Savings (kWh)",null,null,null,null,null,null,null,null,null,null,null,null,"DFsummer","Dfwinter","CF","Dhfactor","DHEnergy","kWsummer","kWwinter",null,null,null,null,null,null,null,null,null,null,null,null,null,"Peak Coincident Demand Savings (kW)","Annual Electric Energy Savings (kWh)","Annual Fossil Fuel Energy Savings (MMBtu)",null,"Count","Quantity of unique measures"]
[null,2,{"$f":"IF(INDEX($W$33:$W$49,MATCH(B74,$X$33:$X$49,0),)=TRUE,1,5/0)","v":{"$error":"#DIV/0!"}},null,null,null,null,null,{"$f":"IF(G74=\"Yes\",AB74,0)","v":0},{"$f":"IF(G74=\"Yes\",H74*Z74*AA74,0)","v":0},null,null,null,null,null,null,null,null,null,null,null,null,2.2000000000000001E-3,1.6000000000000001E-3,1,0.48,24.3,{"$f":"H74*W74*Y74","v":0},{"$f":"H74*X74*Y74","v":0},null,null,null,null,null,null,null,null,null,null,null,null,null,{"$f":"I74","v":0},{"$f":"J74","v":0},0,null,{"$f":"IF(OR(AQ74<>0,AR74<>0,AS74<>0),1,0)","v":0},{"$f":"SUM(AU74:AU83)","v":0}]
[null,2,{"$f":"IF(INDEX($W$33:$W$49,MATCH(B75,$X$33:$X$49,0),)=TRUE,1,5/0)","v":{"$error":"#DIV/0!"}},null,null,null,null,null,{"$f":"IF(G75=\"Yes\",AB75,0)","v":0},{"$f":"IF(G75=\"Yes\",H75*Z75*AA75,0)","v":0},null,null,null,null,null,null,null,null,null,null,null,null,2.2000000000000001E-3,1.6000000000000001E-3,1,0.48,24.3,0,0,null,null,null,null,null,null,null,null,null,null,null,null,null,0,0,0,null,{"$f":"IF(OR(AQ75<>0,AR75<>0,AS75<>0),1,0)","v":0}]
[null,2,{"$f":"IF(INDEX($W$33:$W$49,MATCH(B76,$X$33:$X$49,0),)=TRUE,1,5/0)","v":{"$error":"#DIV/0!"}},null,null,null,null,null,0,0,null,null,null,null,null,null,null,null,null,null,null,null,2.2000000000000001E-3,1.6000000000000001E-3,1,0.48,24.3,0,0,null,null,null,null,null,null,null,null,null,null,null,null,null,0,0,0,null,0]
[null,2,{"$f":"IF(INDEX($W$33:$W$49,MATCH(B77,$X$33:$X$49,0),)=TRUE,1,5/0)","v":{"$error":"#DIV/0!"}},null,null,null,null,null,0,0,null,null,null,null,null,null,null,null,null,null,null,null,2.2000000000000001E-3,1.6000000000000001E-3,1,0.48,24.3,0,0,null,null,null,null,null,null,null,null,null,null,null,null,null,0,0,0,null,0]
[null,2,{"$f":"IF(INDEX($W$33:$W$49,MATCH(B78,$X$33:$X$49,0),)=TRUE,1,5/0)","v":{"$error":"#DIV/0!"}},null,null,null,null,null,0,0,null,null,null,null,null,null,null,null,null,null,null,null,2.2000000000000001E-3,1.6000000000000001E-3,1,0.48,24.3,0,0,null,null,null,null,null,null,null,null,null,null,null,null,null,0,0,0,null,0]
[null,2,{"$f":"IF(INDEX($W$33:$W$49,MATCH(B79,$X$33:$X$49,0),)=TRUE,1,5/0)","v":{"$error":"#DIV/0!"}},null,null,null,null,null,0,0,null,null,null,null,null,null,null,null,null,null,null,null,2.2000000000000001E-3,1.6000000000000001E-3,1,0.48,24.3,0,0,null,null,null,null,null,null,null,null,null,null,null,null,null,0,0,0,null,0]
[null,2,{"$f":"IF(INDEX($W$33:$W$49,MATCH(B80,$X$33:$X$49,0),)=TRUE,1,5/0)","v":{"$error":"#DIV/0!"}},null,null,null,null,null,0,0,null,null,null,null,null,null,null,null,null,null,null,null,2.2000000000000001E-3,1.6000000000000001E-3,1,0.48,24.3,0,0,null,null,null,null,null,null,null,null,null,null,null,null,null,0,0,0,null,0]
[null,2,{"$f":"IF(INDEX($W$33:$W$49,MATCH(B81,$X$33:$X$49,0),)=TRUE,1,5/0)","v":{"$error":"#DIV/0!"}},null,null,null,null,null,0,0,null,null,null,null,null,null,null,null,null,null,null,null,2.2000000000000001E-3,1.6000000000000001E-3,1,0.48,24.3,0,0,null,null,null,null,null,null,null,null,null,null,null,null,null,0,0,0,null,0]
[null,2,{"$f":"IF(INDEX($W$33:$W$49,MATCH(B82,$X$33:$X$49,0),)=TRUE,1,5/0)","v":{"$error":"#DIV/0!"}},null,null,null,null,null,0,0,null,null,null,null,null,null,null,null,null,null,null,null,2.2000000000000001E-3,1.6000000000000001E-3,1,0.48,24.3,0,0,null,null,null,null,null,null,null,null,null,null,null,null,null,0,0,0,null,0]
[null,2,{"$f":"IF(INDEX($W$33:$W$49,MATCH(B83,$X$33:$X$49,0),)=TRUE,1,5/0)","v":{"$error":"#DIV/0!"}},null,null,null,null,null,0,0,null,null,null,null,null,null,null,null,null,null,null,null,2.2000000000000001E-3,1.6000000000000001E-3,1,0.48,24.3,0,0,null,null,null,null,null,null,null,null,null,null,null,null,null,0,0,0,null,0]
[null,2,{"$f":"IF(INDEX($W$33:$W$49,MATCH(B84,$X$33:$X$49,0),)=TRUE,1,5/0)","v":{"$error":"#DIV/0!"}},null,null,null,null,null,null,null,null,null,null,null,null,null,null,null,null,null,null,null,null,null,null,null,null,null,null,null,null,null,null,null,null,null,null,null,null,null,null,"Total",{"$f":"SUM(AQ74:AQ83)","v":0},{"$f":"SUM(AR74:AR83)","v":0},{"$f":"SUM(AS74:AS83)","v":0}]
[null,2,{"$f":"IF(INDEX($W$33:$W$49,MATCH(B85,$X$33:$X$49,0),)=TRUE,1,5/0)","v":{"$error":"#DIV/0!"}}]
[null,2,{"$f":"IF(INDEX($W$33:$W$49,MATCH(B86,$X$33:$X$49,0),)=TRUE,1,5/0)","v":{"$error":"#DIV/0!"}}]
[null,3,{"$f":"IF(INDEX($W$33:$W$49,MATCH(B87,$X$33:$X$49,0),)=TRUE,1,5/0)","v":{"$error":"#DIV/0!"}},null,{"$f":"E35","v":"Irrigation Pump VFD"},null,null,null,null,null,null,null,null,null,"Return to Top"]
[null,3,{"$f":"IF(INDEX($W$33:$W$49,MATCH(B88,$X$33:$X$49,0),)=TRUE,1,5/0)","v":{"$error":"#DIV/0!"}},null,"Instructions:"]
[null,3,{"$f":"IF(INDEX($W$33:$W$49,MATCH(B89,$X$33:$X$49,0),)=TRUE,1,5/0)","v":{"$error":"#DIV/0!"}},null,"1. Report the VFD irrigation pumps in the table below. Report unique equipment and different load ranges on separate rows."]
[null,3,{"$f":"IF(INDEX($W$33:$W$49,MATCH(B90,$X$33:$X$49,0),)=TRUE,1,5/0)","v":{"$error":"#DIV/0!"}}]
[null,3,{"$f":"IF(INDEX($W$33:$W$49,MATCH(B91,$X$33:$X$49,0),)=TRUE,1,5/0)","v":{"$error":"#DIV/0!"}},null,"Irrigation Pump Unique Identifier (Optional)","Quantity","Motor Type",null,"Motor Size (HP)","Motor Number of Poles","Flow Rate (ft-lbs/min)","Annual Full Load Hours","% of Full Load Energy Used","Pump Efficiency (leave blank if unknown)","Annual Electric Energy Savings (kWh)",null,null,null,null,null,null,null,"Effmotor","BHP","Effpump","FLKW","EffVFD","kWhVFD","kWhBase",null,null,null,null,null,null,null,null,null,null,null,null,null,"Peak Coincident Demand Savings (kW)","Annual Electric Energy Savings (kWh)","Annual Fossil Fuel Energy Savings (MMBtu)",null,"Count","Quantity of unique measures"]
[null,3,{"$f":"IF(INDEX($W$33:$W$49,MATCH(B92,$X$33:$X$49,0),)=TRUE,1,5/0)","v":{"$error":"#DIV/0!"}},null,null,null,null,null,null,null,null,null,null,null,{"$f":"IFERROR(F92*((AC92-AB92)*L92),0)","v":0},null,null,null,null,null,null,null,{"$f":"INDEX(IndoorAg_Motor_NEMA_Premium_Eff_Table,MATCH(I92,IndoorAg_Motor_NEMA_Premium_HP,0),MATCH(G92&J92,IndoorAg_Motor_Type_NEMA_Premium,0))","v":{"$error":"#N/A"}},{"$f":"(K92/33000)/W92","v":{"$error":"#N/A"}},{"$f":"IF(N92=\"\",0.76,N92)","v":0.76},{"$f":"(X92*0.746)/(W92/Y92)","v":{"$error":"#N/A"}},{"$f":"INDEX(IndoorAg_VFD_Eff_Table,MATCH(I92,IndoorAg_VFD_HP,0),MATCH(M92,IndoorAg_VFD_LoadPercent,0))/100","v":{"$error":"#N/A"}},{"$f":"(M92^2/AA92)*Z92","v":{"$error":"#N/A"}},{"$f":"(M92*0.4225+0.5691)*Z92","v":{"$error":"#N/A"}},null,null,null,null,null,null,null,null,null,null,null,null,null,0,{"$f":"O92","v":0},0,null,{"$f":"IF(OR(AQ92<>0,AR92<>0,AS92<>0),1,0)","v":0},{"$f":"SUM(AU92:AU101)","v":0}]
[null,3,{"$f":"IF(INDEX($W$33:$W$49,MATCH(B93,$X$33:$X$49,0),)=TRUE,1,5/0)","v":{"$error":"#DIV/0!"}},null,null,null,null,null,null,null,null,null,null,null,0,null,null,null,null,null,null,null,{"$error":"#N/A"},{"$f":"(K93/33000)/W93","v":{"$error":"#N/A"}},0.76,{"$f":"(X93*0.746)/(W93/Y93)","v":{"$error":"#N/A"}},{"$error":"#N/A"},{"$error":"#N/A"},{"$error":"#N/A"},null,null,null,null,null,null,null,null,null,null,null,null,null,0,0,0,null,{"$f":"IF(OR(AQ93<>0,AR93<>0,AS93<>0),1,0)","v":0}]
[null,3,{"$f":"IF(INDEX($W$33:$W$49,MATCH(B94,$X$33:$X$49,0),)=TRUE,1,5/0)","v":{"$error":"#DIV/0!"}},null,null,null,null,null,null,null,null,null,null,null,0,null,null,null,null,null,null,null,{"$error":"#N/A"},{"$error":"#N/A"},0.76,{"$error":"#N/A"},{"$error":"#N/A"},{"$error":"#N/A"},{"$error":"#N/A"},null,null,null,null,null,null,null,null,null,null,null,null,null,0,0,0,null,0]
[null,3,{"$f":"IF(INDEX($W$33:$W$49,MATCH(B95,$X$33:$X$49,0),)=TRUE,1,5/0)","v":{"$error":"#DIV/0!"}},null,null,null,null,null,null,null,null,null,null,null,0,null,null,null,null,null,null,null,{"$error":"#N/A"},{"$error":"#N/A"},0.76,{"$error":"#N/A"},{"$error":"#N/A"},{"$error":"#N/A"},{"$error":"#N/A"},null,null,null,null,null,null,null,null,null,null,null,null,null,0,0,0,null,0]
[null,3,{"$f":"IF(INDEX($W$33:$W$49,MATCH(B96,$X$33:$X$49,0),)=TRUE,1,5/0)","v":{"$error":"#DIV/0!"}},null,null,null,null,null,null,null,null,null,null,null,0,null,null,null,null,null,null,null,{"$error":"#N/A"},{"$error":"#N/A"},0.76,{"$error":"#N/A"},{"$error":"#N/A"},{"$error":"#N/A"},{"$error":"#N/A"},null,null,null,null,null,null,null,null,null,null,null,null,null,0,0,0,null,0]
[null,3,{"$f":"IF(INDEX($W$33:$W$49,MATCH(B97,$X$33:$X$49,0),)=TRUE,1,5/0)","v":{"$error":"#DIV/0!"}},null,null,null,null,null,null,null,null,null,null,null,0,null,null,null,null,null,null,null,{"$error":"#N/A"},{"$error":"#N/A"},0.76,{"$error":"#N/A"},{"$error":"#N/A"},{"$error":"#N/A"},{"$error":"#N/A"},null,null,null,null,null,null,null,null,null,null,null,null,null,0,0,0,null,0]
[null,3,{"$f":"IF(INDEX($W$33:$W$49,MATCH(B98,$X$33:$X$49,0),)=TRUE,1,5/0)","v":{"$error":"#DIV/0!"}},null,null,null,null,null,null,null,null,null,null,null,0,null,null,null,null,null,null,null,{"$error":"#N/A"},{"$error":"#N/A"},0.76,{"$error":"#N/A"},{"$error":"#N/A"},{"$error":"#N/A"},{"$error":"#N/A"},null,null,null,null,null,null,null,null,null,null,null,null,null,0,0,0,null,0]
[null,3,{"$f":"IF(INDEX($W$33:$W$49,MATCH(B99,$X$33:$X$49,0),)=TRUE,1,5/0)","v":{"$error":"#DIV/0!"}},null,null,null,null,null,null,null,null,null,null,null,0,null,null,null,null,null,null,null,{"$error":"#N/A"},{"$error":"#N/A"},0.76,{"$error":"#N/A"},{"$error":"#N/A"},{"$error":"#N/A"},{"$error":"#N/A"},null,null,null,null,null,null,null,null,null,null,null,null,null,0,0,0,null,0]
[null,3,{"$f":"IF(INDEX($W$33:$W$49,MATCH(B100,$X$33:$X$49,0),)=TRUE,1,5/0)","v":{"$error":"#DIV/0!"}},null,null,null,null,null,null,null,null,null,null,null,0,null,null,null,null,null,null,null,{"$error":"#N/A"},{"$error":"#N/A"},0.76,{"$error":"#N/A"},{"$error":"#N/A"},{"$error":"#N/A"},{"$error":"#N/A"},null,null,null,null,null,null,null,null,null,null,null,null,null,0,0,0,null,0]
[null,3,{"$f":"IF(INDEX($W$33:$W$49,MATCH(B101,$X$33:$X$49,0),)=TRUE,1,5/0)","v":{"$error":"#DIV/0!"}},null,null,null,null,null,null,null,null,null,null,null,0,null,null,null,null,null,null,null,{"$error":"#N/A"},{"$error":"#N/A"},0.76,{"$error":"#N/A"},{"$error":"#N/A"},{"$error":"#N/A"},{"$error":"#N/A"},null,null,null,null,null,null,null,null,null,null,null,null,null,0,0,0,null,0]
[null,3,{"$f":"IF(INDEX($W$33:$W$49,MATCH(B102,$X$33:$X$49,0),)=TRUE,1,5/0)","v":{"$error":"#DIV/0!"}},null,null,null,null,null,null,null,null,null,null,null,null,null,null,null,null,null,null,null,null,null,null,null,null,null,null,null,null,null,null,null,null,null,null,null,null,null,null,"Total",{"$f":"SUM(AQ92:AQ101)","v":0},{"$f":"SUM(AR92:AR101)","v":0},{"$f":"SUM(AS92:AS101)","v":0}]
[null,3,{"$f":"IF(INDEX($W$33:$W$49,MATCH(B103,$X$33:$X$49,0),)=TRUE,1,5/0)","v":{"$error":"#DIV/0!"}}]
[null,3,{"$f":"IF(INDEX($W$33:$W$49,MATCH(B104,$X$33:$X$49,0),)=TRUE,1,5/0)","v":{"$error":"#DIV/0!"}}]
[null,4,{"$f":"IF(INDEX($W$33:$W$49,MATCH(B105,$X$33:$X$49,0),)=TRUE,1,5/0)","v":{"$error":"#DIV/0!"}},null,{"$f":"E36","v":"Condensing Unit Heater"},null,null,null,"Return to Top"]
[null,4,{"$f":"IF(INDEX($W$33:$W$49,MATCH(B106,$X$33:$X$49,0),)=TRUE,1,5/0)","v":{"$error":"#DIV/0!"}},null,"Instructions:"]
[null,4,{"$f":"IF(INDEX($W$33:$W$49,MATCH(B107,$X$33:$X$49,0),)=TRUE,1,5/0)","v":{"$error":"#DIV/0!"}},null,"1. Report the condensing unit heaters in the table below. Report unique equipment on separate rows."]
[null,4,{"$f":"IF(INDEX($W$33:$W$49,MATCH(B108,$X$33:$X$49,0),)=TRUE,1,5/0)","v":{"$error":"#DIV/0!"}}]
[null,4,{"$f":"IF(INDEX($W$33:$W$49,MATCH(B109,$X$33:$X$49,0),)=TRUE,1,5/0)","v":{"$error":"#DIV/0!"}},null,"Condensing Unit Heater Identifier (Optional)","Input Capacity (Btu/h)","Quantity","Combustion Efficiency (leave blank if unknown)","Annual Fossil Fuel Energy Savings (MMBtu)",null,null,null,null,null,null,null,null,null,null,null,null,null,"Utilization Factor (UF)","Baseline combustion efficiency","EFLH",null,null,null,null,null,null,null,null,null,null,null,null,null,null,null,null,null,"Peak Coincident Demand Savings (kW)","Annual Electric Energy Savings (kWh)","Annual Fossil Fuel Energy Savings (MMBtu)",null,"Count","Quantity of unique measures"]
[null,4,{"$f":"IF(INDEX($W$33:$W$49,MATCH(B110,$X$33:$X$49,0),)=TRUE,1,5/0)","v":{"$error":"#DIV/0!"}},null,null,null,null,null,{"$f":"IFERROR(G110*(((F110*Y110*W110)/1000000)*((1/X110)-(1/IF(H110=\"\",0.9,H110)))),0)","v":0},null,null,null,null,null,null,null,null,null,null,null,null,null,0.72499999999999998,0.8,{"$f":"IF(GI_Nearest_City=\"Newark\",3641,3741)","v":{"$error":"#N/A"}},null,null,null,null,null,null,null,null,null,null,null,null,null,null,null,null,null,0,0,{"$f":"I110","v":0},null,{"$f":"IF(OR(AQ110<>0,AR110<>0,AS110<>0),1,0)","v":0},{"$f":"SUM(AU110:AU119)","v":0}]
[null,4,{"$f":"IF(INDEX($W$33:$W$49,MATCH(B111,$X$33:$X$49,0),)=TRUE,1,5/0)","v":{"$error":"#DIV/0!"}},null,null,null,null,null,0,null,null,null,null,null,null,null,null,null,null,null,null,null,0.72499999999999998,0.8,{"$error":"#N/A"},null,null,null,null,null,null,null,null,null,null,null,null,null,null,null,null,null,0,0,0,null,{"$f":"IF(OR(AQ111<>0,AR111<>0,AS111<>0),1,0)","v":0}]
[null,4,{"$f":"IF(INDEX($W$33:$W$49,MATCH(B112,$X$33:$X$49,0),)=TRUE,1,5/0)","v":{"$error":"#DIV/0!"}},null,null,null,null,null,0,null,null,null,null,null,null,null,null,null,null,null,null,null,0.72499999999999998,0.8,{"$error":"#N/A"},null,null,null,null,null,null,null,null,null,null,null,null,null,null,null,null,null,0,0,0,null,0]
[null,4,{"$f":"IF(INDEX($W$33:$W$49,MATCH(B113,$X$33:$X$49,0),)=TRUE,1,5/0)","v":{"$error":"#DIV/0!"}},null,null,null,null,null,0,null,null,null,null,null,null,null,null,null,null,null,null,null,0.72499999999999998,0.8,{"$error":"#N/A"},null,null,null,null,null,null,null,null,null,null,null,null,null,null,null,null,null,0,0,0,null,0]
[null,4,{"$f":"IF(INDEX($W$33:$W$49,MATCH(B114,$X$33:$X$49,0),)=TRUE,1,5/0)","v":{"$error":"#DIV/0!"}},null,null,null,null,null,0,null,null,null,null,null,null,null,null,null,null,null,null,null,0.72499999999999998,0.8,{"$error":"#N/A"},null,null,null,null,null,null,null,null,null,null,null,null,null,null,null,null,null,0,0,0,null,0]
[null,4,{"$f":"IF(INDEX($W$33:$W$49,MATCH(B115,$X$33:$X$49,0),)=TRUE,1,5/0)","v":{"$error":"#DIV/0!"}},null,null,null,null,null,0,null,null,null,null,null,null,null,null,null,null,null,null,null,0.72499999999999998,0.8,{"$error":"#N/A"},null,null,null,null,null,null,null,null,null,null,null,null,null,null,null,null,null,0,0,0,null,0]
[null,4,{"$f":"IF(INDEX($W$33:$W$49,MATCH(B116,$X$33:$X$49,0),)=TRUE,1,5/0)","v":{"$error":"#DIV/0!"}},null,null,null,null,null,0,null,null,null,null,null,null,null,null,null,null,null,null,null,0.72499999999999998,0.8,{"$error":"#N/A"},null,null,null,null,null,null,null,null,null,null,null,null,null,null,null,null,null,0,0,0,null,0]
[null,4,{"$f":"IF(INDEX($W$33:$W$49,MATCH(B117,$X$33:$X$49,0),)=TRUE,1,5/0)","v":{"$error":"#DIV/0!"}},null,null,null,null,null,0,null,null,null,null,null,null,null,null,null,null,null,null,null,0.72499999999999998,0.8,{"$error":"#N/A"},null,null,null,null,null,null,null,null,null,null,null,null,null,null,null,null,null,0,0,0,null,0]
[null,4,{"$f":"IF(INDEX($W$33:$W$49,MATCH(B118,$X$33:$X$49,0),)=TRUE,1,5/0)","v":{"$error":"#DIV/0!"}},null,null,null,null,null,0,null,null,null,null,null,null,null,null,null,null,null,null,null,0.72499999999999998,0.8,{"$error":"#N/A"},null,null,null,null,null,null,null,null,null,null,null,null,null,null,null,null,null,0,0,0,null,0]
[null,4,{"$f":"IF(INDEX($W$33:$W$49,MATCH(B119,$X$33:$X$49,0),)=TRUE,1,5/0)","v":{"$error":"#DIV/0!"}},null,null,null,null,null,0,null,null,null,null,null,null,null,null,null,null,null,null,null,0.72499999999999998,0.8,{"$error":"#N/A"},null,null,null,null,null,null,null,null,null,null,null,null,null,null,null,null,null,0,0,0,null,0]
[null,4,{"$f":"IF(INDEX($W$33:$W$49,MATCH(B120,$X$33:$X$49,0),)=TRUE,1,5/0)","v":{"$error":"#DIV/0!"}},null,null,null,null,null,null,null,null,null,null,null,null,null,null,null,null,null,null,null,null,null,null,null,null,null,null,null,null,null,null,null,null,null,null,null,null,null,null,"Total",{"$f":"SUM(AQ110:AQ119)","v":0},{"$f":"SUM(AR110:AR119)","v":0},{"$f":"SUM(AS110:AS119)","v":0}]
[null,4,{"$f":"IF(INDEX($W$33:$W$49,MATCH(B121,$X$33:$X$49,0),)=TRUE,1,5/0)","v":{"$error":"#DIV/0!"}}]
[null,4,{"$f":"IF(INDEX($W$33:$W$49,MATCH(B122,$X$33:$X$49,0),)=TRUE,1,5/0)","v":{"$error":"#DIV/0!"}}]
[null,5,{"$f":"IF(INDEX($W$33:$W$49,MATCH(B123,$X$33:$X$49,0),)=TRUE,1,5/0)","v":{"$error":"#DIV/0!"}},null,{"$f":"E37","v":"Destratification Fans"},null,null,null,null,null,null,null,null,null,null,null,null,"Return to Top"]
[null,5,{"$f":"IF(INDEX($W$33:$W$49,MATCH(B124,$X$33:$X$49,0),)=TRUE,1,5/0)","v":{"$error":"#DIV/0!"}},null,"Instructions:"]
[null,5,{"$f":"IF(INDEX($W$33:$W$49,MATCH(B125,$X$33:$X$49,0),)=TRUE,1,5/0)","v":{"$error":"#DIV/0!"}},null,"1. Report the destratification fans in the table below. Report unique configurations on separate rows."]
[null,5,{"$f":"IF(INDEX($W$33:$W$49,MATCH(B126,$X$33:$X$49,0),)=TRUE,1,5/0)","v":{"$error":"#DIV/0!"}},null,null,null,null,null,null,null,null,null,"Using the mid value from Rockford IL for now as default. To be updated."]
[null,5,{"$f":"IF(INDEX($W$33:$W$49,MATCH(B127,$X$33:$X$49,0),)=TRUE,1,5/0)","v":{"$error":"#DIV/0!"}},null,"Destratification Fan Identifier (Optional)","Fan Input Power (kW)","Quantity","Roof Area (ft²)","Ceiling Height (ft)","Exterior Wall Area (ft²)","Temperature Setpoint at Thermostat (°F)","Distance Between Floor and Thermostat (ft) (leave blank if unknown)","Effective Annual Operation Time (hrs) (leave blank if unknown)","Heating Equipment Type","Heating Equipment Thermal Efficiency (leave blank if unknown)","HVAC Cooling Capacity (Btu/h)","Annual Electric Energy Savings (kWh)","Annual Fossil Fuel Energy Savings (MMBtu)",null,null,null,null,"Roof R-value","ms heat gain per ft elevation (F/ft)","Tf,s Floor temperature, stratified","Tr,s indoor temp at roof stratified","Tr,d indoor temp at roof, destratified","ΔQr","Wall R-value","Tw,s indoor temperatrure for wall heat loss, stratified case","Tw,d indoor air temp for wall heat loss, destratified","ΔQw","teff","thermal efficiency","Δtherms",null,null,null,null,null,null,null,"Peak Coincident Demand Savings (kW)","Annual Electric Energy Savings (kWh)","Annual Fossil Fuel Energy Savings (MMBtu)",null,"Count","Quantity of unique measures"]
[null,5,{"$f":"IF(INDEX($W$33:$W$49,MATCH(B128,$X$33:$X$49,0),)=TRUE,1,5/0)","v":{"$error":"#DIV/0!"}},null,null,null,null,null,null,null,null,null,null,null,null,null,{"$f":"IFERROR(IF(N128=\"Gas\",0,(AI128*29.31))-(F128*G128)*AG128,0)","v":0},{"$f":"IFERROR(IF(N128=\"Gas\",AI128/10,0),0)","v":0},null,{"$f":"IF(P128>=760000,\"Enter eff. manually\",\"\")","v":""},null,null,30,0.8,{"$f":"K128-(X128*IF(L128=\"\",5,L128))","v":-4},{"$f":"X128*I128+Y128","v":-4},{"$f":"K128+1","v":1},{"$f":"(1/W128)*H128*(Z128-AA128)","v":0},13,{"$f":"X128*(I128/2)+Y128","v":-4},{"$f":"K128+0.5","v":0.5},{"$f":"(1/AC128)*J128*(AD128-AE128)","v":0},{"$f":"IFERROR(IF(M128=\"\",'Indoor Agriculture Support'!$E$191,'Indoor Agriculture'!M128),0)","v":4880},{"$f":"IF(O128<>\"\",O128,IF(N128=\"Gas\",0.8,IF(N128=\"Electric Resistance\",1,IF(P128>=760000,0,INDEX(IndoorAg_HP_Eff_Destrat,SUMPRODUCT(--('Indoor Agriculture Support'!$B$202:$B$205<=P128)*--('Indoor Agriculture Support'!$C$202:$C$205>P128)*'Indoor Agriculture Support'!$D$202:$D$205),'Indoor Agriculture Support'!$E$200)))))","v":2.4},{"$f":"((AB128+AF128)*AG128)/(100000*AH128)","v":0},null,null,null,null,null,null,null,0,{"$f":"Q128","v":0},{"$f":"R128","v":0},null,{"$f":"IF(OR(AQ128<>0,AR128<>0,AS128<>0),1,0)","v":0},{"$f":"SUM(AU128:AU137)","v":0}]
[null,5,{"$f":"IF(INDEX($W$33:$W$49,MATCH(B129,$X$33:$X$49,0),)=TRUE,1,5/0)","v":{"$error":"#DIV/0!"}},null,null,null,null,null,null,null,null,null,null,null,null,null,0,0,null,{"$f":"IF(P129>=760000,\"Enter eff. manually\",\"\")","v":""},null,null,30,0.8,{"$f":"K129-(X129*IF(L129=\"\",5,L129))","v":-4},{"$f":"X129*I129+Y129","v":-4},{"$f":"K129+1","v":1},0,13,{"$f":"X129*(I129/2)+Y129","v":-4},{"$f":"K129+0.5","v":0.5},0,{"$f":"IFERROR(IF(M129=\"\",'Indoor Agriculture Support'!$E$191,'Indoor Agriculture'!M129),0)","v":4880},{"$f":"IF(O129<>\"\",O129,IF(N129=\"Gas\",0.8,IF(N129=\"Electric Resistance\",1,IF(P129>=760000,0,INDEX(IndoorAg_HP_Eff_Destrat,SUMPRODUCT(--('Indoor Agriculture Support'!$B$202:$B$205<=P129)*--('Indoor Agriculture Support'!$C$202:$C$205>P129)*'Indoor Agriculture Support'!$D$202:$D$205),'Indoor Agriculture Support'!$E$200)))))","v":2.4},{"$f":"((AB129+AF129)*AG129)/(100000*AH129)","v":0},null,null,null,null,null,null,null,0,0,0,null,{"$f":"IF(OR(AQ129<>0,AR129<>0,AS129<>0),1,0)","v":0}]
[null,5,{"$f":"IF(INDEX($W$33:$W$49,MATCH(B130,$X$33:$X$49,0),)=TRUE,1,5/0)","v":{"$error":"#DIV/0!"}},null,null,null,null,null,null,null,null,null,null,null,null,null,0,0,null,"",null,null,30,0.8,-4,-4,1,0,13,-4,0.5,0,{"$f":"IFERROR(IF(M130=\"\",'Indoor Agriculture Support'!$E$191,'Indoor Agriculture'!M130),0)","v":4880},{"$f":"IF(O130<>\"\",O130,IF(N130=\"Gas\",0.8,IF(N130=\"Electric Resistance\",1,IF(P130>=760000,0,INDEX(IndoorAg_HP_Eff_Destrat,SUMPRODUCT(--('Indoor Agriculture Support'!$B$202:$B$205<=P130)*--('Indoor Agriculture Support'!$C$202:$C$205>P130)*'Indoor Agriculture Support'!$D$202:$D$205),'Indoor Agriculture Support'!$E$200)))))","v":2.4},0,null,null,null,null,null,null,null,0,0,0,null,0]
[null,5,{"$f":"IF(INDEX($W$33:$W$49,MATCH(B131,$X$33:$X$49,0),)=TRUE,1,5/0)","v":{"$error":"#DIV/0!"}},null,null,null,null,null,null,null,null,null,null,null,null,null,0,0,null,"",null,null,30,0.8,-4,-4,1,0,13,-4,0.5,0,{"$f":"IFERROR(IF(M131=\"\",'Indoor Agriculture Support'!$E$191,'Indoor Agriculture'!M131),0)","v":4880},{"$f":"IF(O131<>\"\",O131,IF(N131=\"Gas\",0.8,IF(N131=\"Electric Resistance\",1,IF(P131>=760000,0,INDEX(IndoorAg_HP_Eff_Destrat,SUMPRODUCT(--('Indoor Agriculture Support'!$B$202:$B$205<=P131)*--('Indoor Agriculture Support'!$C$202:$C$205>P131)*'Indoor Agriculture Support'!$D$202:$D$205),'Indoor Agriculture Support'!$E$200)))))","v":2.4},0,null,null,null,null,null,null,null,0,0,0,null,0]
[null,5,{"$f":"IF(INDEX($W$33:$W$49,MATCH(B132,$X$33:$X$49,0),)=TRUE,1,5/0)","v":{"$error":"#DIV/0!"}},null,null,null,null,null,null,null,null,null,null,null,null,null,0,0,null,"",null,null,30,0.8,-4,-4,1,0,13,-4,0.5,0,{"$f":"IFERROR(IF(M132=\"\",'Indoor Agriculture Support'!$E$191,'Indoor Agriculture'!M132),0)","v":4880},{"$f":"IF(O132<>\"\",O132,IF(N132=\"Gas\",0.8,IF(N132=\"Electric Resistance\",1,IF(P132>=760000,0,INDEX(IndoorAg_HP_Eff_Destrat,SUMPRODUCT(--('Indoor Agriculture Support'!$B$202:$B$205<=P132)*--('Indoor Agriculture Support'!$C$202:$C$205>P132)*'Indoor Agriculture Support'!$D$202:$D$205),'Indoor Agriculture Support'!$E$200)))))","v":2.4},0,null,null,null,null,null,null,null,0,0,0,null,0]
[null,5,{"$f":"IF(INDEX($W$33:$W$49,MATCH(B133,$X$33:$X$49,0),)=TRUE,1,5/0)","v":{"$error":"#DIV/0!"}},null,null,null,null,null,null,null,null,null,null,null,null,null,0,0,null,"",null,null,30,0.8,-4,-4,1,0,13,-4,0.5,0,{"$f":"IFERROR(IF(M133=\"\",'Indoor Agriculture Support'!$E$191,'Indoor Agriculture'!M133),0)","v":4880},{"$f":"IF(O133<>\"\",O133,IF(N133=\"Gas\",0.8,IF(N133=\"Electric Resistance\",1,IF(P133>=760000,0,INDEX(IndoorAg_HP_Eff_Destrat,SUMPRODUCT(--('Indoor Agriculture Support'!$B$202:$B$205<=P133)*--('Indoor Agriculture Support'!$C$202:$C$205>P133)*'Indoor Agriculture Support'!$D$202:$D$205),'Indoor Agriculture Support'!$E$200)))))","v":2.4},0,null,null,null,null,null,null,null,0,0,0,null,0]
[null,5,{"$f":"IF(INDEX($W$33:$W$49,MATCH(B134,$X$33:$X$49,0),)=TRUE,1,5/0)","v":{"$error":"#DIV/0!"}},null,null,null,null,null,null,null,null,null,null,null,null,null,0,0,null,"",null,null,30,0.8,-4,-4,1,0,13,-4,0.5,0,{"$f":"IFERROR(IF(M134=\"\",'Indoor Agriculture Support'!$E$191,'Indoor Agriculture'!M134),0)","v":4880},{"$f":"IF(O134<>\"\",O134,IF(N134=\"Gas\",0.8,IF(N134=\"Electric Resistance\",1,IF(P134>=760000,0,INDEX(IndoorAg_HP_Eff_Destrat,SUMPRODUCT(--('Indoor Agriculture Support'!$B$202:$B$205<=P134)*--('Indoor Agriculture Support'!$C$202:$C$205>P134)*'Indoor Agriculture Support'!$D$202:$D$205),'Indoor Agriculture Support'!$E$200)))))","v":2.4},0,null,null,null,null,null,null,null,0,0,0,null,0]
[null,5,{"$f":"IF(INDEX($W$33:$W$49,MATCH(B135,$X$33:$X$49,0),)=TRUE,1,5/0)","v":{"$error":"#DIV/0!"}},null,null,null,null,null,null,null,null,null,null,null,null,null,0,0,null,"",null,null,30,0.8,-4,-4,1,0,13,-4,0.5,0,{"$f":"IFERROR(IF(M135=\"\",'Indoor Agriculture Support'!$E$191,'Indoor Agriculture'!M135),0)","v":4880},{"$f":"IF(O135<>\"\",O135,IF(N135=\"Gas\",0.8,IF(N135=\"Electric Resistance\",1,IF(P135>=760000,0,INDEX(IndoorAg_HP_Eff_Destrat,SUMPRODUCT(--('Indoor Agriculture Support'!$B$202:$B$205<=P135)*--('Indoor Agriculture Support'!$C$202:$C$205>P135)*'Indoor Agriculture Support'!$D$202:$D$205),'Indoor Agriculture Support'!$E$200)))))","v":2.4},0,null,null,null,null,null,null,null,0,0,0,null,0]
[null,5,{"$f":"IF(INDEX($W$33:$W$49,MATCH(B136,$X$33:$X$49,0),)=TRUE,1,5/0)","v":{"$error":"#DIV/0!"}},null,null,null,null,null,null,null,null,null,null,null,null,null,0,0,null,"",null,null,30,0.8,-4,-4,1,0,13,-4,0.5,0,{"$f":"IFERROR(IF(M136=\"\",'Indoor Agriculture Support'!$E$191,'Indoor Agriculture'!M136),0)","v":4880},{"$f":"IF(O136<>\"\",O136,IF(N136=\"Gas\",0.8,IF(N136=\"Electric Resistance\",1,IF(P136>=760000,0,INDEX(IndoorAg_HP_Eff_Destrat,SUMPRODUCT(--('Indoor Agriculture Support'!$B$202:$B$205<=P136)*--('Indoor Agriculture Support'!$C$202:$C$205>P136)*'Indoor Agriculture Support'!$D$202:$D$205),'Indoor Agriculture Support'!$E$200)))))","v":2.4},0,null,null,null,null,null,null,null,0,0,0,null,0]
[null,5,{"$f":"IF(INDEX($W$33:$W$49,MATCH(B137,$X$33:$X$49,0),)=TRUE,1,5/0)","v":{"$error":"#DIV/0!"}},null,null,null,null,null,null,null,null,null,null,null,null,null,0,0,null,"",null,null,30,0.8,-4,-4,1,0,13,-4,0.5,0,{"$f":"IFERROR(IF(M137=\"\",'Indoor Agriculture Support'!$E$191,'Indoor Agriculture'!M137),0)","v":4880},{"$f":"IF(O137<>\"\",O137,IF(N137=\"Gas\",0.8,IF(N137=\"Electric Resistance\",1,IF(P137>=760000,0,INDEX(IndoorAg_HP_Eff_Destrat,SUMPRODUCT(--('Indoor Agriculture Support'!$B$202:$B$205<=P137)*--('Indoor Agriculture Support'!$C$202:$C$205>P137)*'Indoor Agriculture Support'!$D$202:$D$205),'Indoor Agriculture Support'!$E$200)))))","v":2.4},0,null,null,null,null,null,null,null,0,0,0,null,0]
[null,5,{"$f":"IF(INDEX($W$33:$W$49,MATCH(B138,$X$33:$X$49,0),)=TRUE,1,5/0)","v":{"$error":"#DIV/0!"}},null,null,null,null,null,null,null,null,null,null,null,null,null,null,null,null,null,null,null,null,null,null,null,null,null,null,null,null,null,null,null,null,null,null,null,null,null,null,"Total",{"$f":"SUM(AQ128:AQ137)","v":0},{"$f":"SUM(AR128:AR137)","v":0},{"$f":"SUM(AS128:AS137)","v":0}]
[null,5,{"$f":"IF(INDEX($W$33:$W$49,MATCH(B139,$X$33:$X$49,0),)=TRUE,1,5/0)","v":{"$error":"#DIV/0!"}}]
[null,5,{"$f":"IF(INDEX($W$33:$W$49,MATCH(B140,$X$33:$X$49,0),)=TRUE,1,5/0)","v":{"$error":"#DIV/0!"}}]
[null,6,{"$f":"IF(INDEX($W$33:$W$49,MATCH(B141,$X$33:$X$49,0),)=TRUE,1,5/0)","v":{"$error":"#DIV/0!"}},null,{"$f":"E38","v":"IR Polyethylene Greenhouse Cover"},null,null,null,null,null,null,"Return to Top"]
[null,6,{"$f":"IF(INDEX($W$33:$W$49,MATCH(B142,$X$33:$X$49,0),)=TRUE,1,5/0)","v":{"$error":"#DIV/0!"}},null,"Instructions:"]
[null,6,{"$f":"IF(INDEX($W$33:$W$49,MATCH(B143,$X$33:$X$49,0),)=TRUE,1,5/0)","v":{"$error":"#DIV/0!"}},null,"1. Report the heating system and greenhouse shell information in the table below. Report unique configurations on separate rows."]
[null,6,{"$f":"IF(INDEX($W$33:$W$49,MATCH(B144,$X$33:$X$49,0),)=TRUE,1,5/0)","v":{"$error":"#DIV/0!"}}]
[null,6,{"$f":"IF(INDEX($W$33:$W$49,MATCH(B145,$X$33:$X$49,0),)=TRUE,1,5/0)","v":{"$error":"#DIV/0!"}},null,"Heating Capacity of Electric Heating Systems (Btu/h)","Heating Capacity of Gas Heating Systems (Btu/h)","Efficiency of Electric Heating System (HSPF) (leave blank if unknown)","Efficiency of Gas Heating System (%)","Heating Full Load Hours (leave blank if unknown)","R-value of Greenhouse Shell Without Cover (leave blank if unknown)","Annual Electric Energy Savings (kWh)","Annual Fossil Fuel Energy Savings (MMBtu)",null,null,null,null,null,null,null,null,null,null,"Rbase","REE","EFLHheat","Electric eff heat","F electric heat","F gas heat","Furnace fan energy consumption","Savings kWh elec","Savings kWh gas",null,null,null,null,null,null,null,null,null,null,null,"Peak Coincident Demand Savings (kW)","Annual Electric Energy Savings (kWh)","Annual Fossil Fuel Energy Savings (MMBtu)",null,"Count","Quantity of unique measures"]
[null,6,{"$f":"IF(INDEX($W$33:$W$49,MATCH(B146,$X$33:$X$49,0),)=TRUE,1,5/0)","v":{"$error":"#DIV/0!"}},null,null,null,null,null,null,null,{"$f":"AD146+AE146","v":0},{"$f":"IFERROR(((F146*((1/W146)-(1/(W146+X146)))*Y146*(1/H146))/1000000)*AB146,0)","v":0},null,null,null,null,null,null,null,null,null,null,{"$f":"IF(J146=\"\",IF(GI_Climate_Zone=\"5A\",7.5,3.75),J146)","v":3.75},2,{"$f":"IF(I146=\"\",IF(GI_Nearest_City=\"Newark\",3641,3741),I146)","v":{"$error":"#N/A"}},{"$f":"IF(G146=\"\",8.5,G146)","v":8.5},{"$f":"E146/(E146+F146)","v":{"$error":"#DIV/0!"}},{"$f":"F146/(E146+F146)","v":{"$error":"#DIV/0!"}},0.02,{"$f":"IFERROR((E146/3412)*((1/W146)-(1/(W146+X146)))*Z146*Y146*AA146,0)","v":0},{"$f":"IFERROR(L146*AC146*2.93,0)","v":0},null,null,null,null,null,null,null,null,null,null,null,0,{"$f":"K146","v":0},{"$f":"L146","v":0},null,{"$f":"IF(OR(AQ146<>0,AR146<>0,AS146<>0),1,0)","v":0},{"$f":"SUM(AU146:AU155)","v":0}]
[null,6,{"$f":"IF(INDEX($W$33:$W$49,MATCH(B147,$X$33:$X$49,0),)=TRUE,1,5/0)","v":{"$error":"#DIV/0!"}},null,null,null,null,null,null,null,0,{"$f":"IFERROR(((F147*((1/W147)-(1/(W147+X147)))*Y147*(1/H147))/1000000)*AB147,0)","v":0},null,null,null,null,null,null,null,null,null,null,3.75,2,{"$error":"#N/A"},{"$f":"IF(G147=\"\",8.5,G147)","v":8.5},{"$f":"E147/(E147+F147)","v":{"$error":"#DIV/0!"}},{"$f":"F147/(E147+F147)","v":{"$error":"#DIV/0!"}},0.02,{"$f":"IFERROR((E147/3412)*((1/W147)-(1/(W147+X147)))*Z147*Y147*AA147,0)","v":0},0,null,null,null,null,null,null,null,null,null,null,null,0,0,0,null,{"$f":"IF(OR(AQ147<>0,AR147<>0,AS147<>0),1,0)","v":0}]
[null,6,{"$f":"IF(INDEX($W$33:$W$49,MATCH(B148,$X$33:$X$49,0),)=TRUE,1,5/0)","v":{"$error":"#DIV/0!"}},null,null,null,null,null,null,null,0,0,null,null,null,null,null,null,null,null,null,null,3.75,2,{"$error":"#N/A"},8.5,{"$error":"#DIV/0!"},{"$error":"#DIV/0!"},0.02,0,0,null,null,null,null,null,null,null,null,null,null,null,0,0,0,null,0]
[null,6,{"$f":"IF(INDEX($W$33:$W$49,MATCH(B149,$X$33:$X$49,0),)=TRUE,1,5/0)","v":{"$error":"#DIV/0!"}},null,null,null,null,null,null,null,0,0,null,null,null,null,null,null,null,null,null,null,3.75,2,{"$error":"#N/A"},8.5,{"$error":"#DIV/0!"},{"$error":"#DIV/0!"},0.02,0,0,null,null,null,null,null,null,null,null,null,null,null,0,0,0,null,0]
[null,6,{"$f":"IF(INDEX($W$33:$W$49,MATCH(B150,$X$33:$X$49,0),)=TRUE,1,5/0)","v":{"$error":"#DIV/0!"}},null,null,null,null,null,null,null,0,0,null,null,null,null,null,null,null,null,null,null,3.75,2,{"$error":"#N/A"},8.5,{"$error":"#DIV/0!"},{"$error":"#DIV/0!"},0.02,0,0,null,null,null,null,null,null,null,null,null,null,null,0,0,0,null,0]
[null,6,{"$f":"IF(INDEX($W$33:$W$49,MATCH(B151,$X$33:$X$49,0),)=TRUE,1,5/0)","v":{"$error":"#DIV/0!"}},null,null,null,null,null,null,null,0,0,null,null,null,null,null,null,null,null,null,null,3.75,2,{"$error":"#N/A"},8.5,{"$error":"#DIV/0!"},{"$error":"#DIV/0!"},0.02,0,0,null,null,null,null,null,null,null,null,null,null,null,0,0,0,null,0]
[null,6,{"$f":"IF(INDEX($W$33:$W$49,MATCH(B152,$X$33:$X$49,0),)=TRUE,1,5/0)","v":{"$error":"#DIV/0!"}},null,null,null,null,null,null,null,0,0,null,null,null,null,null,null,null,null,null,null,3.75,2,{"$error":"#N/A"},8.5,{"$error":"#DIV/0!"},{"$error":"#DIV/0!"},0.02,0,0,null,null,null,null,null,null,null,null,null,null,null,0,0,0,null,0]
[null,6,{"$f":"IF(INDEX($W$33:$W$49,MATCH(B153,$X$33:$X$49,0),)=TRUE,1,5/0)","v":{"$error":"#DIV/0!"}},null,null,null,null,null,null,null,0,0,null,null,null,null,null,null,null,null,null,null,3.75,2,{"$error":"#N/A"},8.5,{"$error":"#DIV/0!"},{"$error":"#DIV/0!"},0.02,0,0,null,null,null,null,null,null,null,null,null,null,null,0,0,0,null,0]
[null,6,{"$f":"IF(INDEX($W$33:$W$49,MATCH(B154,$X$33:$X$49,0),)=TRUE,1,5/0)","v":{"$error":"#DIV/0!"}},null,null,null,null,null,null,null,0,0,null,null,null,null,null,null,null,null,null,null,3.75,2,{"$error":"#N/A"},8.5,{"$error":"#DIV/0!"},{"$error":"#DIV/0!"},0.02,0,0,null,null,null,null,null,null,null,null,null,null,null,0,0,0,null,0]
[null,6,{"$f":"IF(INDEX($W$33:$W$49,MATCH(B155,$X$33:$X$49,0),)=TRUE,1,5/0)","v":{"$error":"#DIV/0!"}},null,null,null,null,null,null,null,0,0,null,null,null,null,null,null,null,null,null,null,3.75,2,{"$error":"#N/A"},8.5,{"$error":"#DIV/0!"},{"$error":"#DIV/0!"},0.02,0,0,null,null,null,null,null,null,null,null,null,null,null,0,0,0,null,0]
[null,6,{"$f":"IF(INDEX($W$33:$W$49,MATCH(B156,$X$33:$X$49,0),)=TRUE,1,5/0)","v":{"$error":"#DIV/0!"}},null,null,null,null,null,null,null,null,null,null,null,null,null,null,null,null,null,null,null,null,null,null,null,null,null,null,null,null,null,null,null,null,null,null,null,null,null,null,"Total",{"$f":"SUM(AQ146:AQ155)","v":0},{"$f":"SUM(AR146:AR155)","v":0},{"$f":"SUM(AS146:AS155)","v":0}]
[null,6,{"$f":"IF(INDEX($W$33:$W$49,MATCH(B157,$X$33:$X$49,0),)=TRUE,1,5/0)","v":{"$error":"#DIV/0!"}}]
[null,6,{"$f":"IF(INDEX($W$33:$W$49,MATCH(B158,$X$33:$X$49,0),)=TRUE,1,5/0)","v":{"$error":"#DIV/0!"}}]
[null,7,{"$f":"IF(INDEX($W$33:$W$49,MATCH(B159,$X$33:$X$49,0),)=TRUE,1,5/0)","v":{"$error":"#DIV/0!"}},null,{"$f":"E39","v":"Thermal Curtains"},null,null,null,null,null,null,null,"Return to Top"]
[null,7,{"$f":"IF(INDEX($W$33:$W$49,MATCH(B160,$X$33:$X$49,0),)=TRUE,1,5/0)","v":{"$error":"#DIV/0!"}},null,"Instructions: Report the heating system and building areas where thermal curtains will be present. Report unique configurations on separate rows."]
[null,7,{"$f":"IF(INDEX($W$33:$W$49,MATCH(B161,$X$33:$X$49,0),)=TRUE,1,5/0)","v":{"$error":"#DIV/0!"}}]
[null,7,{"$f":"IF(INDEX($W$33:$W$49,MATCH(B162,$X$33:$X$49,0),)=TRUE,1,5/0)","v":{"$error":"#DIV/0!"}}]
[null,7,{"$f":"IF(INDEX($W$33:$W$49,MATCH(B163,$X$33:$X$49,0),)=TRUE,1,5/0)","v":{"$error":"#DIV/0!"}},null,"Heating Capacity of Electric Heating Systems (Btu/h), if applicable","Electric/Heat Pump System Type, if applicable",null,"Heating Capacity of Fossil Fuel Heating Systems (Btu/h), if applicable","Fossil Fuel System Fuel Type, if applicable","Area of Facility (ft²)","Peak Coincident Demand Savings (kW)","Annual Electric Energy Savings (kWh)","Annual Fossil Fuel Energy Savings (MMBtu)",null,null,null,null,null,null,null,null,null,"SSQee","SSQe","SSQf","EFLH%c","EFLH%h","Summer savings kW/sf","Winter savings kW/sf","kWh cool savings","kWh heat savings elec","MMBtu heat savings fossil fuel","F electric heat","F gas heat",null,null,null,null,null,null,null,null,"Peak Coincident Demand Savings (kW)","Annual Electric Energy Savings (kWh)","Annual Fossil Fuel Energy Savings (MMBtu)",null,"Count","Quantity of unique measures"]
[null,7,{"$f":"IF(INDEX($W$33:$W$49,MATCH(B164,$X$33:$X$49,0),)=TRUE,1,5/0)","v":{"$error":"#DIV/0!"}},null,null,null,null,null,null,null,{"$f":"J164*AB164","v":0},{"$f":"AD164+AE164","v":0},{"$f":"AF164","v":0},null,null,null,null,null,null,null,null,null,{"$f":"IF(F164=\"\",0.018,INDEX(IndoorAg_Thermal_Curtain_HVAC_Lookup,MATCH(F164,INDEX(IndoorAg_Thermal_Curtain_HVAC_Lookup,,'Indoor Agriculture Support'!$E$1),0),'Indoor Agriculture Support'!$F$1))","v":1.7999999999999999E-2},8.0000000000000002E-3,{"$f":"IF(I164=\"Natural Gas\",0.00364,IF(I164=\"Oil\",0.003869,IF(I164=\"Propane\",0.0035927,0)))","v":0},{"$f":"IF(GI_Nearest_City=\"Newark\",0.5845,0.5738)","v":{"$error":"#N/A"}},{"$f":"IF(GI_Nearest_City=\"Newark\",0.4155,0.4262)","v":{"$error":"#N/A"}},4.0000000000000003E-5,3.8999999999999999E-4,{"$f":"IFERROR(X164*J164*Z164,0)","v":0},{"$f":"IFERROR(W164*J164*AG164*AA164,0)","v":0},{"$f":"IFERROR(Y164*J164*AH164*AA164,0)","v":0},{"$f":"IF(F164=\"\",1,(E164)/(E164+H164))","v":1},{"$f":"(H164)/(E164+H164)","v":{"$error":"#DIV/0!"}},null,null,null,null,null,null,null,null,{"$f":"K164","v":0},{"$f":"L164","v":0},{"$f":"M164","v":0},null,{"$f":"IF(OR(AQ164<>0,AR164<>0,AS164<>0),1,0)","v":0},{"$f":"SUM(AU164:AU173)","v":0}]
[null,7,{"$f":"IF(INDEX($W$33:$W$49,MATCH(B165,$X$33:$X$49,0),)=TRUE,1,5/0)","v":{"$error":"#DIV/0!"}},null,null,null,null,null,null,null,0,0,{"$f":"AF165","v":0},null,null,null,null,null,null,null,null,null,{"$f":"IF(F165=\"\",0.018,INDEX(IndoorAg_Thermal_Curtain_HVAC_Lookup,MATCH(F165,INDEX(IndoorAg_Thermal_Curtain_HVAC_Lookup,,'Indoor Agriculture Support'!$E$1),0),'Indoor Agriculture Support'!$F$1))","v":1.7999999999999999E-2},8.0000000000000002E-3,{"$f":"IF(I165=\"Natural Gas\",0.00364,IF(I165=\"Oil\",0.003869,IF(I165=\"Propane\",0.0035927,0)))","v":0},{"$error":"#N/A"},{"$error":"#N/A"},4.0000000000000003E-5,3.8999999999999999E-4,0,{"$f":"IFERROR(W165*J165*AG165*AA165,0)","v":0},{"$f":"IFERROR(Y165*J165*AH165*AA165,0)","v":0},{"$f":"IF(F165=\"\",1,(E165)/(E165+H165))","v":1},{"$error":"#DIV/0!"},null,null,null,null,null,null,null,null,0,0,0,null,{"$f":"IF(OR(AQ165<>0,AR165<>0,AS165<>0),1,0)","v":0}]
[null,7,{"$f":"IF(INDEX($W$33:$W$49,MATCH(B166,$X$33:$X$49,0),)=TRUE,1,5/0)","v":{"$error":"#DIV/0!"}},null,null,null,null,null,null,null,0,0,0,null,null,null,null,null,null,null,null,null,{"$f":"IF(F166=\"\",0.018,INDEX(IndoorAg_Thermal_Curtain_HVAC_Lookup,MATCH(F166,INDEX(IndoorAg_Thermal_Curtain_HVAC_Lookup,,'Indoor Agriculture Support'!$E$1),0),'Indoor Agriculture Support'!$F$1))","v":1.7999999999999999E-2},8.0000000000000002E-3,0,{"$error":"#N/A"},{"$error":"#N/A"},4.0000000000000003E-5,3.8999999999999999E-4,0,0,0,1,{"$error":"#DIV/0!"},null,null,null,null,null,null,null,null,0,0,0,null,0]
[null,7,{"$f":"IF(INDEX($W$33:$W$49,MATCH(B167,$X$33:$X$49,0),)=TRUE,1,5/0)","v":{"$error":"#DIV/0!"}},null,null,null,null,null,null,null,0,0,0,null,null,null,null,null,null,null,null,null,{"$f":"IF(F167=\"\",0.018,INDEX(IndoorAg_Thermal_Curtain_HVAC_Lookup,MATCH(F167,INDEX(IndoorAg_Thermal_Curtain_HVAC_Lookup,,'Indoor Agriculture Support'!$E$1),0),'Indoor Agriculture Support'!$F$1))","v":1.7999999999999999E-2},8.0000000000000002E-3,0,{"$error":"#N/A"},{"$error":"#N/A"},4.0000000000000003E-5,3.8999999999999999E-4,0,0,0,1,{"$error":"#DIV/0!"},null,null,null,null,null,null,null,null,0,0,0,null,0]
[null,7,{"$f":"IF(INDEX($W$33:$W$49,MATCH(B168,$X$33:$X$49,0),)=TRUE,1,5/0)","v":{"$error":"#DIV/0!"}},null,null,null,null,null,null,null,0,0,0,null,null,null,null,null,null,null,null,null,{"$f":"IF(F168=\"\",0.018,INDEX(IndoorAg_Thermal_Curtain_HVAC_Lookup,MATCH(F168,INDEX(IndoorAg_Thermal_Curtain_HVAC_Lookup,,'Indoor Agriculture Support'!$E$1),0),'Indoor Agriculture Support'!$F$1))","v":1.7999999999999999E-2},8.0000000000000002E-3,0,{"$error":"#N/A"},{"$error":"#N/A"},4.0000000000000003E-5,3.8999999999999999E-4,0,0,0,1,{"$error":"#DIV/0!"},null,null,null,null,null,null,null,null,0,0,0,null,0]
[null,7,{"$f":"IF(INDEX($W$33:$W$49,MATCH(B169,$X$33:$X$49,0),)=TRUE,1,5/0)","v":{"$error":"#DIV/0!"}},null,null,null,null,null,null,null,0,0,0,null,null,null,null,null,null,null,null,null,{"$f":"IF(F169=\"\",0.018,INDEX(IndoorAg_Thermal_Curtain_HVAC_Lookup,MATCH(F169,INDEX(IndoorAg_Thermal_Curtain_HVAC_Lookup,,'Indoor Agriculture Support'!$E$1),0),'Indoor Agriculture Support'!$F$1))","v":1.7999999999999999E-2},8.0000000000000002E-3,0,{"$error":"#N/A"},{"$error":"#N/A"},4.0000000000000003E-5,3.8999999999999999E-4,0,0,0,1,{"$error":"#DIV/0!"},null,null,null,null,null,null,null,null,0,0,0,null,0]
[null,7,{"$f":"IF(INDEX($W$33:$W$49,MATCH(B170,$X$33:$X$49,0),)=TRUE,1,5/0)","v":{"$error":"#DIV/0!"}},null,null,null,null,null,null,null,0,0,0,null,null,null,null,null,null,null,null,null,{"$f":"IF(F170=\"\",0.018,INDEX(IndoorAg_Thermal_Curtain_HVAC_Lookup,MATCH(F170,INDEX(IndoorAg_Thermal_Curtain_HVAC_Lookup,,'Indoor Agriculture Support'!$E$1),0),'Indoor Agriculture Support'!$F$1))","v":1.7999999999999999E-2},8.0000000000000002E-3,0,{"$error":"#N/A"},{"$error":"#N/A"},4.0000000000000003E-5,3.8999999999999999E-4,0,0,0,1,{"$error":"#DIV/0!"},null,null,null,null,null,null,null,null,0,0,0,null,0]
[null,7,{"$f":"IF(INDEX($W$33:$W$49,MATCH(B171,$X$33:$X$49,0),)=TRUE,1,5/0)","v":{"$error":"#DIV/0!"}},null,null,null,null,null,null,null,0,0,0,null,null,null,null,null,null,null,null,null,{"$f":"IF(F171=\"\",0.018,INDEX(IndoorAg_Thermal_Curtain_HVAC_Lookup,MATCH(F171,INDEX(IndoorAg_Thermal_Curtain_HVAC_Lookup,,'Indoor Agriculture Support'!$E$1),0),'Indoor Agriculture Support'!$F$1))","v":1.7999999999999999E-2},8.0000000000000002E-3,0,{"$error":"#N/A"},{"$error":"#N/A"},4.0000000000000003E-5,3.8999999999999999E-4,0,0,0,1,{"$error":"#DIV/0!"},null,null,null,null,null,null,null,null,0,0,0,null,0]
[null,7,{"$f":"IF(INDEX($W$33:$W$49,MATCH(B172,$X$33:$X$49,0),)=TRUE,1,5/0)","v":{"$error":"#DIV/0!"}},null,null,null,null,null,null,null,0,0,0,null,null,null,null,null,null,null,null,null,{"$f":"IF(F172=\"\",0.018,INDEX(IndoorAg_Thermal_Curtain_HVAC_Lookup,MATCH(F172,INDEX(IndoorAg_Thermal_Curtain_HVAC_Lookup,,'Indoor Agriculture Support'!$E$1),0),'Indoor Agriculture Support'!$F$1))","v":1.7999999999999999E-2},8.0000000000000002E-3,0,{"$error":"#N/A"},{"$error":"#N/A"},4.0000000000000003E-5,3.8999999999999999E-4,0,0,0,1,{"$error":"#DIV/0!"},null,null,null,null,null,null,null,null,0,0,0,null,0]
[null,7,{"$f":"IF(INDEX($W$33:$W$49,MATCH(B173,$X$33:$X$49,0),)=TRUE,1,5/0)","v":{"$error":"#DIV/0!"}},null,null,null,null,null,null,null,0,0,0,null,null,null,null,null,null,null,null,null,{"$f":"IF(F173=\"\",0.018,INDEX(IndoorAg_Thermal_Curtain_HVAC_Lookup,MATCH(F173,INDEX(IndoorAg_Thermal_Curtain_HVAC_Lookup,,'Indoor Agriculture Support'!$E$1),0),'Indoor Agriculture Support'!$F$1))","v":1.7999999999999999E-2},8.0000000000000002E-3,0,{"$error":"#N/A"},{"$error":"#N/A"},4.0000000000000003E-5,3.8999999999999999E-4,0,0,0,1,{"$error":"#DIV/0!"},null,null,null,null,null,null,null,null,0,0,0,null,0]
[null,7,{"$f":"IF(INDEX($W$33:$W$49,MATCH(B174,$X$33:$X$49,0),)=TRUE,1,5/0)","v":{"$error":"#DIV/0!"}},null,null,null,null,null,null,null,null,null,null,null,null,null,null,null,null,null,null,null,null,null,null,null,null,null,null,null,null,null,null,null,null,null,null,null,null,null,null,"Total",{"$f":"SUM(AQ164:AQ173)","v":0},{"$f":"SUM(AR164:AR173)","v":0},{"$f":"SUM(AS164:AS173)","v":0}]
[null,7,{"$f":"IF(INDEX($W$33:$W$49,MATCH(B175,$X$33:$X$49,0),)=TRUE,1,5/0)","v":{"$error":"#DIV/0!"}}]
[null,7,{"$f":"IF(INDEX($W$33:$W$49,MATCH(B176,$X$33:$X$49,0),)=TRUE,1,5/0)","v":{"$error":"#DIV/0!"}}]
[null,8,{"$f":"IF(INDEX($W$33:$W$49,MATCH(B177,$X$33:$X$49,0),)=TRUE,1,5/0)","v":{"$error":"#DIV/0!"}},null,{"$f":"E40","v":"Pipe Insulation"},null,null,null,null,null,null,null,null,null,null,null,"Return to Top"]
[null,8,{"$f":"IF(INDEX($W$33:$W$49,MATCH(B178,$X$33:$X$49,0),)=TRUE,1,5/0)","v":{"$error":"#DIV/0!"}},null,"Instructions:"]
[null,8,{"$f":"IF(INDEX($W$33:$W$49,MATCH(B179,$X$33:$X$49,0),)=TRUE,1,5/0)","v":{"$error":"#DIV/0!"}},null,"1. Report the pipe insulation and equipment information in the table below. Report unique configurations on separate rows."]
[null,8,{"$f":"IF(INDEX($W$33:$W$49,MATCH(B180,$X$33:$X$49,0),)=TRUE,1,5/0)","v":{"$error":"#DIV/0!"}}]
[null,8,{"$f":"IF(INDEX($W$33:$W$49,MATCH(B181,$X$33:$X$49,0),)=TRUE,1,5/0)","v":{"$error":"#DIV/0!"}},null,"Type of Piping","Pipe Diameter (inches)","Equipment Type",null,"Equipment Size (kBtu/h)","Equipment Thermal Efficiency, if known (%)","Insulation Material",null,"Insulation Thickness (inches)","Length of Installed Insulation in Unconditioned Spaces (ft)","Peak Coincident Demand Savings (kW)","Annual Electric Energy Savings (kWh)","Annual Fossil Fuel Energy Savings (MMBtu)",null,null,null,null,null,"System Type","UA/L base","UA/Lee","Et,elec","Tamb","Tpipe","Δtamb","hrs","ElecSF","CF","Et,fuel","FuelSF","Boiler Efficiency Table Row, only used if applicable",null,null,null,null,null,null,null,"Peak Coincident Demand Savings (kW)","Annual Electric Energy Savings (kWh)","Annual Fossil Fuel Energy Savings (MMBtu)",null,"Count","Quantity of unique measures"]
[null,8,{"$f":"IF(INDEX($W$33:$W$49,MATCH(B182,$X$33:$X$49,0),)=TRUE,1,5/0)","v":{"$error":"#DIV/0!"}},null,null,null,null,null,null,null,null,null,null,null,{"$f":"IFERROR((P182/8760)*AF182,0)","v":0},{"$f":"IFERROR(((X182-Y182)/(Z182*3412))*N182*AC182*AD182*AE182,0)","v":0},{"$f":"IFERROR(((X182-Y182)/(AG182*1000000))*N182*AC182*AD182*AH182,0)","v":0},null,null,null,null,null,{"$f":"IF(ISNUMBER(SEARCH(\"DHW\",G182)),\"Domestic Hot Water\",IF(ISNUMBER(SEARCH(\"Steam\",G182)),\"Steam Heat\",\"Hot Water Heat\"))","v":"Hot Water Heat"},{"$f":"INDEX(IndoorAg_UAL_Base_Table,MATCH(F182,IndoorAg_UAL_Base_PipeDiam,0),MATCH(E182&W182,IndoorAg_UAL_Base_Lookup,0))","v":{"$error":"#N/A"}},{"$f":"INDEX(IndoorAg_UALee_Table,MATCH(F182,IndoorAg_UAL_PipeDiam,0),MATCH(K182&M182,IndoorAg_UALee_Lookup,0))","v":{"$error":"#N/A"}},{"$f":"IF(J182=\"\",0.98,J182)","v":0.98},{"$f":"IF(W182=\"Domestic Hot Water\",70,50)","v":50},{"$f":"IF(W182=\"Domestic Hot Water\",125,IF(W182=\"Steam Heat\",212,160))","v":160},{"$f":"AB182-AA182","v":110},{"$f":"IF(W182=\"Domestic Hot Water\",8760,IF(GI_Nearest_City=\"Newark\",3641,3741))","v":{"$error":"#N/A"}},{"$f":"IF(W182=\"Domestic Hot Water\",IF(ISNUMBER(SEARCH(\"Electric\",G182)),1,IF(ISNUMBER(SEARCH(\"Unknown\",G182)),0.46,0)),0)","v":0},{"$f":"IF(W182=\"Domestic Hot Water\",1,0)","v":0},{"$f":"IF(J182=\"\",IF(W182=\"Domestic Hot Water\",0.8,IFERROR(INDEX(IndoorAg_Boiler_Eff_Table,AI182,'Indoor Agriculture Support'!$H$131),\"\")),J182)","v":""},{"$f":"IF(W182=\"Domestic Hot Water\",IF(ISNUMBER(SEARCH(\"Electric\",G182)),0,IF(ISNUMBER(SEARCH(\"Unknown\",G182)),0.52,1)),1)","v":1},{"$f":"IFERROR(MATCH(G182&I182,'Indoor Agriculture Support'!$D$133:$D$147,0),\"\")","v":""},null,null,null,null,null,null,null,{"$f":"O182","v":0},{"$f":"P182","v":0},{"$f":"Q182","v":0},null,{"$f":"IF(OR(AQ182<>0,AR182<>0,AS182<>0),1,0)","v":0},{"$f":"SUM(AU182:AU191)","v":0}]
[null,8,{"$f":"IF(INDEX($W$33:$W$49,MATCH(B183,$X$33:$X$49,0),)=TRUE,1,5/0)","v":{"$error":"#DIV/0!"}},null,null,null,null,null,null,null,null,null,null,null,{"$f":"IFERROR((P183/8760)*AF183,0)","v":0},{"$f":"IFERROR(((X183-Y183)/(Z183*3412))*N183*AC183*AD183*AE183,0)","v":0},0,null,null,null,null,null,{"$f":"IF(ISNUMBER(SEARCH(\"DHW\",G183)),\"Domestic Hot Water\",IF(ISNUMBER(SEARCH(\"Steam\",G183)),\"Steam Heat\",\"Hot Water Heat\"))","v":"Hot Water Heat"},{"$error":"#N/A"},{"$error":"#N/A"},{"$f":"IF(J183=\"\",0.98,J183)","v":0.98},{"$f":"IF(W183=\"Domestic Hot Water\",70,50)","v":50},{"$f":"IF(W183=\"Domestic Hot Water\",125,IF(W183=\"Steam Heat\",212,160))","v":160},{"$f":"AB183-AA183","v":110},{"$f":"IF(W183=\"Domestic Hot Water\",8760,IF(GI_Nearest_City=\"Newark\",3641,3741))","v":{"$error":"#N/A"}},{"$f":"IF(W183=\"Domestic Hot Water\",IF(ISNUMBER(SEARCH(\"Electric\",G183)),1,IF(ISNUMBER(SEARCH(\"Unknown\",G183)),0.46,0)),0)","v":0},{"$f":"IF(W183=\"Domestic Hot Water\",1,0)","v":0},{"$f":"IF(J183=\"\",IF(W183=\"Domestic Hot Water\",0.8,IFERROR(INDEX(IndoorAg_Boiler_Eff_Table,AI183,'Indoor Agriculture Support'!$H$131),\"\")),J183)","v":""},{"$f":"IF(W183=\"Domestic Hot Water\",IF(ISNUMBER(SEARCH(\"Electric\",G183)),0,IF(ISNUMBER(SEARCH(\"Unknown\",G183)),0.52,1)),1)","v":1},{"$f":"IFERROR(MATCH(G183&I183,'Indoor Agriculture Support'!$D$133:$D$147,0),\"\")","v":""},null,null,null,null,null,null,null,0,0,0,null,{"$f":"IF(OR(AQ183<>0,AR183<>0,AS183<>0),1,0)","v":0}]
[null,8,{"$f":"IF(INDEX($W$33:$W$49,MATCH(B184,$X$33:$X$49,0),)=TRUE,1,5/0)","v":{"$error":"#DIV/0!"}},null,null,null,null,null,null,null,null,null,null,null,0,0,0,null,null,null,null,null,"Hot Water Heat",{"$error":"#N/A"},{"$error":"#N/A"},0.98,50,160,110,{"$error":"#N/A"},0,0,{"$f":"IF(J184=\"\",IF(W184=\"Domestic Hot Water\",0.8,IFERROR(INDEX(IndoorAg_Boiler_Eff_Table,AI184,'Indoor Agriculture Support'!$H$131),\"\")),J184)","v":""},1,{"$f":"IFERROR(MATCH(G184&I184,'Indoor Agriculture Support'!$D$133:$D$147,0),\"\")","v":""},null,null,null,null,null,null,null,0,0,0,null,0]
[null,8,{"$f":"IF(INDEX($W$33:$W$49,MATCH(B185,$X$33:$X$49,0),)=TRUE,1,5/0)","v":{"$error":"#DIV/0!"}},null,null,null,null,null,null,null,null,null,null,null,0,0,0,null,null,null,null,null,"Hot Water Heat",{"$error":"#N/A"},{"$error":"#N/A"},0.98,50,160,110,{"$error":"#N/A"},0,0,{"$f":"IF(J185=\"\",IF(W185=\"Domestic Hot Water\",0.8,IFERROR(INDEX(IndoorAg_Boiler_Eff_Table,AI185,'Indoor Agriculture Support'!$H$131),\"\")),J185)","v":""},1,{"$f":"IFERROR(MATCH(G185&I185,'Indoor Agriculture Support'!$D$133:$D$147,0),\"\")","v":""},null,null,null,null,null,null,null,0,0,0,null,0]
[null,8,{"$f":"IF(INDEX($W$33:$W$49,MATCH(B186,$X$33:$X$49,0),)=TRUE,1,5/0)","v":{"$error":"#DIV/0!"}},null,null,null,null,null,null,null,null,null,null,null,0,0,0,null,null,null,null,null,"Hot Water Heat",{"$error":"#N/A"},{"$error":"#N/A"},0.98,50,160,110,{"$error":"#N/A"},0,0,{"$f":"IF(J186=\"\",IF(W186=\"Domestic Hot Water\",0.8,IFERROR(INDEX(IndoorAg_Boiler_Eff_Table,AI186,'Indoor Agriculture Support'!$H$131),\"\")),J186)","v":""},1,{"$f":"IFERROR(MATCH(G186&I186,'Indoor Agriculture Support'!$D$133:$D$147,0),\"\")","v":""},null,null,null,null,null,null,null,0,0,0,null,0]
[null,8,{"$f":"IF(INDEX($W$33:$W$49,MATCH(B187,$X$33:$X$49,0),)=TRUE,1,5/0)","v":{"$error":"#DIV/0!"}},null,null,null,null,null,null,null,null,null,null,null,0,0,0,null,null,null,null,null,"Hot Water Heat",{"$error":"#N/A"},{"$error":"#N/A"},0.98,50,160,110,{"$error":"#N/A"},0,0,{"$f":"IF(J187=\"\",IF(W187=\"Domestic Hot Water\",0.8,IFERROR(INDEX(IndoorAg_Boiler_Eff_Table,AI187,'Indoor Agriculture Support'!$H$131),\"\")),J187)","v":""},1,{"$f":"IFERROR(MATCH(G187&I187,'Indoor Agriculture Support'!$D$133:$D$147,0),\"\")","v":""},null,null,null,null,null,null,null,0,0,0,null,0]
[null,8,{"$f":"IF(INDEX($W$33:$W$49,MATCH(B188,$X$33:$X$49,0),)=TRUE,1,5/0)","v":{"$error":"#DIV/0!"}},null,null,null,null,null,null,null,null,null,null,null,0,0,0,null,null,null,null,null,"Hot Water Heat",{"$error":"#N/A"},{"$error":"#N/A"},0.98,50,160,110,{"$error":"#N/A"},0,0,{"$f":"IF(J188=\"\",IF(W188=\"Domestic Hot Water\",0.8,IFERROR(INDEX(IndoorAg_Boiler_Eff_Table,AI188,'Indoor Agriculture Support'!$H$131),\"\")),J188)","v":""},1,{"$f":"IFERROR(MATCH(G188&I188,'Indoor Agriculture Support'!$D$133:$D$147,0),\"\")","v":""},null,null,null,null,null,null,null,0,0,0,null,0]
[null,8,{"$f":"IF(INDEX($W$33:$W$49,MATCH(B189,$X$33:$X$49,0),)=TRUE,1,5/0)","v":{"$error":"#DIV/0!"}},null,null,null,null,null,null,null,null,null,null,null,0,0,0,null,null,null,null,null,"Hot Water Heat",{"$error":"#N/A"},{"$error":"#N/A"},0.98,50,160,110,{"$error":"#N/A"},0,0,{"$f":"IF(J189=\"\",IF(W189=\"Domestic Hot Water\",0.8,IFERROR(INDEX(IndoorAg_Boiler_Eff_Table,AI189,'Indoor Agriculture Support'!$H$131),\"\")),J189)","v":""},1,{"$f":"IFERROR(MATCH(G189&I189,'Indoor Agriculture Support'!$D$133:$D$147,0),\"\")","v":""},null,null,null,null,null,null,null,0,0,0,null,0]
[null,8,{"$f":"IF(INDEX($W$33:$W$49,MATCH(B190,$X$33:$X$49,0),)=TRUE,1,5/0)","v":{"$error":"#DIV/0!"}},null,null,null,null,null,null,null,null,null,null,null,0,0,0,null,null,null,null,null,"Hot Water Heat",{"$error":"#N/A"},{"$error":"#N/A"},0.98,50,160,110,{"$error":"#N/A"},0,0,{"$f":"IF(J190=\"\",IF(W190=\"Domestic Hot Water\",0.8,IFERROR(INDEX(IndoorAg_Boiler_Eff_Table,AI190,'Indoor Agriculture Support'!$H$131),\"\")),J190)","v":""},1,{"$f":"IFERROR(MATCH(G190&I190,'Indoor Agriculture Support'!$D$133:$D$147,0),\"\")","v":""},null,null,null,null,null,null,null,0,0,0,null,0]
[null,8,{"$f":"IF(INDEX($W$33:$W$49,MATCH(B191,$X$33:$X$49,0),)=TRUE,1,5/0)","v":{"$error":"#DIV/0!"}},null,null,null,null,null,null,null,null,null,null,null,0,0,0,null,null,null,null,null,"Hot Water Heat",{"$error":"#N/A"},{"$error":"#N/A"},0.98,50,160,110,{"$error":"#N/A"},0,0,{"$f":"IF(J191=\"\",IF(W191=\"Domestic Hot Water\",0.8,IFERROR(INDEX(IndoorAg_Boiler_Eff_Table,AI191,'Indoor Agriculture Support'!$H$131),\"\")),J191)","v":""},1,{"$f":"IFERROR(MATCH(G191&I191,'Indoor Agriculture Support'!$D$133:$D$147,0),\"\")","v":""},null,null,null,null,null,null,null,0,0,0,null,0]
[null,8,{"$f":"IF(INDEX($W$33:$W$49,MATCH(B192,$X$33:$X$49,0),)=TRUE,1,5/0)","v":{"$error":"#DIV/0!"}},null,null,null,null,null,null,null,null,null,null,null,null,null,null,null,null,null,null,null,null,null,null,null,null,null,null,null,null,null,null,null,null,null,null,null,null,null,null,"Total",{"$f":"SUM(AQ182:AQ191)","v":0},{"$f":"SUM(AR182:AR191)","v":0},{"$f":"SUM(AS182:AS191)","v":0}]
[null,8,{"$f":"IF(INDEX($W$33:$W$49,MATCH(B193,$X$33:$X$49,0),)=TRUE,1,5/0)","v":{"$error":"#DIV/0!"}}]
[null,8,{"$f":"IF(INDEX($W$33:$W$49,MATCH(B194,$X$33:$X$49,0),)=TRUE,1,5/0)","v":{"$error":"#DIV/0!"}}]
[null,9,{"$f":"IF(INDEX($W$33:$W$49,MATCH(B195,$X$33:$X$49,0),)=TRUE,1,5/0)","v":{"$error":"#DIV/0!"}},null,{"$f":"E41","v":"Low Pressure Irrigation Regulator"},null,null,null,null,null,null,null,"Return to Top"]
[null,9,{"$f":"IF(INDEX($W$33:$W$49,MATCH(B196,$X$33:$X$49,0),)=TRUE,1,5/0)","v":{"$error":"#DIV/0!"}},null,"Instructions:"]
[null,9,{"$f":"IF(INDEX($W$33:$W$49,MATCH(B197,$X$33:$X$49,0),)=TRUE,1,5/0)","v":{"$error":"#DIV/0!"}},null,"1. Report low pressure irrigation regulator(s) in the table below. Report unique configurations on separate rows."]
[null,9,{"$f":"IF(INDEX($W$33:$W$49,MATCH(B198,$X$33:$X$49,0),)=TRUE,1,5/0)","v":{"$error":"#DIV/0!"}},null,null,null,null,null,null,null,null,null,null,null,null,null,null,null,null,null,null,null,null,null,"This measure refers to existing pump pressure, but this is a new construction pathway. There is no default baseline assumption for pump pressure in the TRM."]
[null,9,{"$f":"IF(INDEX($W$33:$W$49,MATCH(B199,$X$33:$X$49,0),)=TRUE,1,5/0)","v":{"$error":"#DIV/0!"}},null,"Number of Irrigated Acres","Pump Pressure (PSI)","Flow Rate per Acre (GPM)","Irrigation Hours per Growing Season","Type of Motor","Motor Number of Poles","Nameplate Horsepower (HP)","Peak Coincident Demand Savings (kW)","Annual Electric Energy Savings (kWh)",null,null,null,null,null,null,null,null,null,"CF","motor efficiency","PSIbase",null,null,null,null,null,null,null,null,null,null,null,null,null,null,null,null,null,"Peak Coincident Demand Savings (kW)","Annual Electric Energy Savings (kWh)","Annual Fossil Fuel Energy Savings (MMBtu)",null,"Count","Quantity of unique measures"]
[null,9,{"$f":"IF(INDEX($W$33:$W$49,MATCH(B200,$X$33:$X$49,0),)=TRUE,1,5/0)","v":{"$error":"#DIV/0!"}},null,null,null,null,null,null,null,null,{"$f":"IFERROR(M200*W200,0)","v":0},{"$f":"IFERROR(((E200*(Y200-F200)*G200)/(1714*X200))*0.746*H200,0)","v":0},null,"Need baseline PSI",null,null,null,null,null,null,null,2.5999999999999999E-3,{"$f":"INDEX(IndoorAg_Motor_NEMA_C_Eff_Table,MATCH(K200,IndoorAg_Motor_NEMA_C_HP,0),MATCH(I200&J200,IndoorAg_Motor_Type_NEMA_C,0))/100","v":{"$error":"#N/A"}},null,null,null,null,null,null,null,null,null,null,null,null,null,null,null,null,null,null,{"$f":"L200","v":0},{"$f":"M200","v":0},0,null,{"$f":"IF(OR(AQ200<>0,AR200<>0,AS200<>0),1,0)","v":0},{"$f":"SUM(AU200:AU209)","v":0}]
[null,9,{"$f":"IF(INDEX($W$33:$W$49,MATCH(B201,$X$33:$X$49,0),)=TRUE,1,5/0)","v":{"$error":"#DIV/0!"}},null,null,null,null,null,null,null,null,{"$f":"IFERROR(M201*W201,0)","v":0},{"$f":"IFERROR(((E201*(Y201-F201)*G201)/(1714*X201))*0.746*H201,0)","v":0},null,null,null,null,null,null,null,null,null,2.5999999999999999E-3,{"$error":"#N/A"},null,null,null,null,null,null,null,null,null,null,null,null,null,null,null,null,null,null,{"$f":"L201","v":0},{"$f":"M201","v":0},0,null,{"$f":"IF(OR(AQ201<>0,AR201<>0,AS201<>0),1,0)","v":0}]
[null,9,{"$f":"IF(INDEX($W$33:$W$49,MATCH(B202,$X$33:$X$49,0),)=TRUE,1,5/0)","v":{"$error":"#DIV/0!"}},null,null,null,null,null,null,null,null,0,0,null,null,null,null,null,null,null,null,null,2.5999999999999999E-3,{"$error":"#N/A"},null,null,null,null,null,null,null,null,null,null,null,null,null,null,null,null,null,null,0,0,0,null,0]
[null,9,{"$f":"IF(INDEX($W$33:$W$49,MATCH(B203,$X$33:$X$49,0),)=TRUE,1,5/0)","v":{"$error":"#DIV/0!"}},null,null,null,null,null,null,null,null,0,0,null,null,null,null,null,null,null,null,null,2.5999999999999999E-3,{"$error":"#N/A"},null,null,null,null,null,null,null,null,null,null,null,null,null,null,null,null,null,null,0,0,0,null,0]
[null,9,{"$f":"IF(INDEX($W$33:$W$49,MATCH(B204,$X$33:$X$49,0),)=TRUE,1,5/0)","v":{"$error":"#DIV/0!"}},null,null,null,null,null,null,null,null,0,0,null,null,null,null,null,null,null,null,null,2.5999999999999999E-3,{"$error":"#N/A"},null,null,null,null,null,null,null,null,null,null,null,null,null,null,null,null,null,null,0,0,0,null,0]
[null,9,{"$f":"IF(INDEX($W$33:$W$49,MATCH(B205,$X$33:$X$49,0),)=TRUE,1,5/0)","v":{"$error":"#DIV/0!"}},null,null,null,null,null,null,null,null,0,0,null,null,null,null,null,null,null,null,null,2.5999999999999999E-3,{"$error":"#N/A"},null,null,null,null,null,null,null,null,null,null,null,null,null,null,null,null,null,null,0,0,0,null,0]
[null,9,{"$f":"IF(INDEX($W$33:$W$49,MATCH(B206,$X$33:$X$49,0),)=TRUE,1,5/0)","v":{"$error":"#DIV/0!"}},null,null,null,null,null,null,null,null,0,0,null,null,null,null,null,null,null,null,null,2.5999999999999999E-3,{"$error":"#N/A"},null,null,null,null,null,null,null,null,null,null,null,null,null,null,null,null,null,null,0,0,0,null,0]
[null,9,{"$f":"IF(INDEX($W$33:$W$49,MATCH(B207,$X$33:$X$49,0),)=TRUE,1,5/0)","v":{"$error":"#DIV/0!"}},null,null,null,null,null,null,null,null,0,0,null,null,null,null,null,null,null,null,null,2.5999999999999999E-3,{"$error":"#N/A"},null,null,null,null,null,null,null,null,null,null,null,null,null,null,null,null,null,null,0,0,0,null,0]
[null,9,{"$f":"IF(INDEX($W$33:$W$49,MATCH(B208,$X$33:$X$49,0),)=TRUE,1,5/0)","v":{"$error":"#DIV/0!"}},null,null,null,null,null,null,null,null,0,0,null,null,null,null,null,null,null,null,null,2.5999999999999999E-3,{"$error":"#N/A"},null,null,null,null,null,null,null,null,null,null,null,null,null,null,null,null,null,null,0,0,0,null,0]
[null,9,{"$f":"IF(INDEX($W$33:$W$49,MATCH(B209,$X$33:$X$49,0),)=TRUE,1,5/0)","v":{"$error":"#DIV/0!"}},null,null,null,null,null,null,null,null,0,0,null,null,null,null,null,null,null,null,null,2.5999999999999999E-3,{"$error":"#N/A"},null,null,null,null,null,null,null,null,null,null,null,null,null,null,null,null,null,null,0,0,0,null,0]
[null,9,{"$f":"IF(INDEX($W$33:$W$49,MATCH(B210,$X$33:$X$49,0),)=TRUE,1,5/0)","v":{"$error":"#DIV/0!"}},null,null,null,null,null,null,null,null,null,null,null,null,null,null,null,null,null,null,null,null,null,null,null,null,null,null,null,null,null,null,null,null,null,null,null,null,null,null,"Total",{"$f":"SUM(AQ200:AQ209)","v":0},{"$f":"SUM(AR200:AR209)","v":0},{"$f":"SUM(AS200:AS209)","v":0}]
[null,9,{"$f":"IF(INDEX($W$33:$W$49,MATCH(B211,$X$33:$X$49,0),)=TRUE,1,5/0)","v":{"$error":"#DIV/0!"}}]
[null,9,{"$f":"IF(INDEX($W$33:$W$49,MATCH(B212,$X$33:$X$49,0),)=TRUE,1,5/0)","v":{"$error":"#DIV/0!"}}]
[null,10,{"$f":"IF(INDEX($W$33:$W$49,MATCH(B213,$X$33:$X$49,0),)=TRUE,1,5/0)","v":{"$error":"#DIV/0!"}},null,{"$f":"E42","v":"Radiant Heater, Non-Modulating"},null,null,null,"Return to Top"]
[null,10,{"$f":"IF(INDEX($W$33:$W$49,MATCH(B214,$X$33:$X$49,0),)=TRUE,1,5/0)","v":{"$error":"#DIV/0!"}},null,"Instructions:"]
[null,10,{"$f":"IF(INDEX($W$33:$W$49,MATCH(B215,$X$33:$X$49,0),)=TRUE,1,5/0)","v":{"$error":"#DIV/0!"}},null,"1. Enter the non-modulating radiant heaters in the table below."]
[null,10,{"$f":"IF(INDEX($W$33:$W$49,MATCH(B216,$X$33:$X$49,0),)=TRUE,1,5/0)","v":{"$error":"#DIV/0!"}}]
[null,10,{"$f":"IF(INDEX($W$33:$W$49,MATCH(B217,$X$33:$X$49,0),)=TRUE,1,5/0)","v":{"$error":"#DIV/0!"}},null,"Radiant Heater Identifier (Optional)","Capacity of Radiant Infrared Heater (Btu/h)","Gross Radiant Coefficient (leave blank if unknown)","Quantity","Annual Fossil Fuel Energy Savings (MMBtu)",null,null,null,null,null,null,null,null,null,null,null,null,null,"EFLH heat","RSF","MMBtubase","MMBtuIR",null,null,null,null,null,null,null,null,null,null,null,null,null,null,null,null,"Peak Coincident Demand Savings (kW)","Annual Electric Energy Savings (kWh)","Annual Fossil Fuel Energy Savings (MMBtu)",null,"Count","Quantity of unique measures"]
[null,10,{"$f":"IF(INDEX($W$33:$W$49,MATCH(B218,$X$33:$X$49,0),)=TRUE,1,5/0)","v":{"$error":"#DIV/0!"}},null,null,null,null,null,{"$f":"H218*(Y218-Z218)","v":{"$error":"#N/A"}},null,null,null,null,null,null,null,null,null,null,null,null,null,{"$f":"IF(GI_Nearest_City=\"Newark\",3641,3741)","v":{"$error":"#N/A"}},{"$f":"IF(G218=\"\",0.85,IF(G218<0.67,0.85,0.7))","v":0.85},{"$f":"(F218/X218)*(W218/1000000)","v":{"$error":"#N/A"}},{"$f":"F218*(W218/1000000)","v":{"$error":"#N/A"}},null,null,null,null,null,null,null,null,null,null,null,null,null,null,null,null,0,0,{"$f":"I218","v":{"$error":"#N/A"}},null,{"$f":"IF(OR(AQ218<>0,AR218<>0,AS218<>0),1,0)","v":{"$error":"#N/A"}},{"$f":"SUM(AU218:AU227)","v":{"$error":"#N/A"}}]
[null,10,{"$f":"IF(INDEX($W$33:$W$49,MATCH(B219,$X$33:$X$49,0),)=TRUE,1,5/0)","v":{"$error":"#DIV/0!"}},null,null,null,null,null,{"$f":"H219*(Y219-Z219)","v":{"$error":"#N/A"}},null,null,null,null,null,null,null,null,null,null,null,null,null,{"$error":"#N/A"},0.85,{"$error":"#N/A"},{"$error":"#N/A"},null,null,null,null,null,null,null,null,null,null,null,null,null,null,null,null,0,0,{"$error":"#N/A"},null,{"$f":"IF(OR(AQ219<>0,AR219<>0,AS219<>0),1,0)","v":{"$error":"#N/A"}}]
[null,10,{"$f":"IF(INDEX($W$33:$W$49,MATCH(B220,$X$33:$X$49,0),)=TRUE,1,5/0)","v":{"$error":"#DIV/0!"}},null,null,null,null,null,{"$error":"#N/A"},null,null,null,null,null,null,null,null,null,null,null,null,null,{"$error":"#N/A"},0.85,{"$error":"#N/A"},{"$error":"#N/A"},null,null,null,null,null,null,null,null,null,null,null,null,null,null,null,null,0,0,{"$error":"#N/A"},null,{"$error":"#N/A"}]
[null,10,{"$f":"IF(INDEX($W$33:$W$49,MATCH(B221,$X$33:$X$49,0),)=TRUE,1,5/0)","v":{"$error":"#DIV/0!"}},null,null,null,null,null,{"$error":"#N/A"},null,null,null,null,null,null,null,null,null,null,null,null,null,{"$error":"#N/A"},0.85,{"$error":"#N/A"},{"$error":"#N/A"},null,null,null,null,null,null,null,null,null,null,null,null,null,null,null,null,0,0,{"$error":"#N/A"},null,{"$error":"#N/A"}]
[null,10,{"$f":"IF(INDEX($W$33:$W$49,MATCH(B222,$X$33:$X$49,0),)=TRUE,1,5/0)","v":{"$error":"#DIV/0!"}},null,null,null,null,null,{"$error":"#N/A"},null,null,null,null,null,null,null,null,null,null,null,null,null,{"$error":"#N/A"},0.85,{"$error":"#N/A"},{"$error":"#N/A"},null,null,null,null,null,null,null,null,null,null,null,null,null,null,null,null,0,0,{"$error":"#N/A"},null,{"$error":"#N/A"}]
[null,10,{"$f":"IF(INDEX($W$33:$W$49,MATCH(B223,$X$33:$X$49,0),)=TRUE,1,5/0)","v":{"$error":"#DIV/0!"}},null,null,null,null,null,{"$error":"#N/A"},null,null,null,null,null,null,null,null,null,null,null,null,null,{"$error":"#N/A"},0.85,{"$error":"#N/A"},{"$error":"#N/A"},null,null,null,null,null,null,null,null,null,null,null,null,null,null,null,null,0,0,{"$error":"#N/A"},null,{"$error":"#N/A"}]
[null,10,{"$f":"IF(INDEX($W$33:$W$49,MATCH(B224,$X$33:$X$49,0),)=TRUE,1,5/0)","v":{"$error":"#DIV/0!"}},null,null,null,null,null,{"$error":"#N/A"},null,null,null,null,null,null,null,null,null,null,null,null,null,{"$error":"#N/A"},0.85,{"$error":"#N/A"},{"$error":"#N/A"},null,null,null,null,null,null,null,null,null,null,null,null,null,null,null,null,0,0,{"$error":"#N/A"},null,{"$error":"#N/A"}]
[null,10,{"$f":"IF(INDEX($W$33:$W$49,MATCH(B225,$X$33:$X$49,0),)=TRUE,1,5/0)","v":{"$error":"#DIV/0!"}},null,null,null,null,null,{"$error":"#N/A"},null,null,null,null,null,null,null,null,null,null,null,null,null,{"$error":"#N/A"},0.85,{"$error":"#N/A"},{"$error":"#N/A"},null,null,null,null,null,null,null,null,null,null,null,null,null,null,null,null,0,0,{"$error":"#N/A"},null,{"$error":"#N/A"}]
[null,10,{"$f":"IF(INDEX($W$33:$W$49,MATCH(B226,$X$33:$X$49,0),)=TRUE,1,5/0)","v":{"$error":"#DIV/0!"}},null,null,null,null,null,{"$error":"#N/A"},null,null,null,null,null,null,null,null,null,null,null,null,null,{"$error":"#N/A"},0.85,{"$error":"#N/A"},{"$error":"#N/A"},null,null,null,null,null,null,null,null,null,null,null,null,null,null,null,null,0,0,{"$error":"#N/A"},null,{"$error":"#N/A"}]
[null,10,{"$f":"IF(INDEX($W$33:$W$49,MATCH(B227,$X$33:$X$49,0),)=TRUE,1,5/0)","v":{"$error":"#DIV/0!"}},null,null,null,null,null,{"$error":"#N/A"},null,null,null,null,null,null,null,null,null,null,null,null,null,{"$error":"#N/A"},0.85,{"$error":"#N/A"},{"$error":"#N/A"},null,null,null,null,null,null,null,null,null,null,null,null,null,null,null,null,0,0,{"$error":"#N/A"},null,{"$error":"#N/A"}]
[null,10,{"$f":"IF(INDEX($W$33:$W$49,MATCH(B228,$X$33:$X$49,0),)=TRUE,1,5/0)","v":{"$error":"#DIV/0!"}},null,null,null,null,null,null,null,null,null,null,null,null,null,null,null,null,null,null,null,null,null,null,null,null,null,null,null,null,null,null,null,null,null,null,null,null,null,null,"Total",{"$f":"SUM(AQ218:AQ227)","v":0},{"$f":"SUM(AR218:AR227)","v":0},{"$f":"SUM(AS218:AS227)","v":{"$error":"#N/A"}}]
[null,10,{"$f":"IF(INDEX($W$33:$W$49,MATCH(B229,$X$33:$X$49,0),)=TRUE,1,5/0)","v":{"$error":"#DIV/0!"}}]
[null,10,{"$f":"IF(INDEX($W$33:$W$49,MATCH(B230,$X$33:$X$49,0),)=TRUE,1,5/0)","v":{"$error":"#DIV/0!"}}]
[null,11,{"$f":"IF(INDEX($W$33:$W$49,MATCH(B231,$X$33:$X$49,0),)=TRUE,1,5/0)","v":{"$error":"#DIV/0!"}},null,{"$f":"E43","v":"Radiant Heater, Modulating"},null,null,null,null,"Return to Top"]
[null,11,{"$f":"IF(INDEX($W$33:$W$49,MATCH(B232,$X$33:$X$49,0),)=TRUE,1,5/0)","v":{"$error":"#DIV/0!"}},null,"Instructions:"]
[null,11,{"$f":"IF(INDEX($W$33:$W$49,MATCH(B233,$X$33:$X$49,0),)=TRUE,1,5/0)","v":{"$error":"#DIV/0!"}},null,"1. Enter the modulating radiant heaters in the table below."]
[null,11,{"$f":"IF(INDEX($W$33:$W$49,MATCH(B234,$X$33:$X$49,0),)=TRUE,1,5/0)","v":{"$error":"#DIV/0!"}}]
[null,11,{"$f":"IF(INDEX($W$33:$W$49,MATCH(B235,$X$33:$X$49,0),)=TRUE,1,5/0)","v":{"$error":"#DIV/0!"}},null,"Radiant Heater Identifier (Optional)","Heating Capacity of Radiant Heater (Btu/h)","Fuel Type","Heating Efficiency (AFUE)","Quantity","Annual Fossil Fuel Energy Savings (MMBtu)",null,null,null,null,null,null,null,null,null,null,null,null,"EFLH heat","Baseline efficiency","Savings Factor",null,null,null,null,null,null,null,null,null,null,null,null,null,null,null,null,null,"Peak Coincident Demand Savings (kW)","Annual Electric Energy Savings (kWh)","Annual Fossil Fuel Energy Savings (MMBtu)",null,"Count","Quantity of unique measures"]
[null,11,{"$f":"IF(INDEX($W$33:$W$49,MATCH(B236,$X$33:$X$49,0),)=TRUE,1,5/0)","v":{"$error":"#DIV/0!"}},null,null,null,null,null,null,{"$f":"IFERROR(I236*((F236*W236*Y236*((1/X236)-(1/H236)))/1000000),0)","v":0},null,null,null,null,null,null,null,null,null,null,null,null,{"$f":"IF(GI_Nearest_City=\"Newark\",3641,3741)","v":{"$error":"#N/A"}},{"$f":"SUMPRODUCT((INDEX(IndoorAg_Furnace_Eff_Table,,'Indoor Agriculture Support'!$H$37)),--(INDEX(IndoorAg_Furnace_Eff_Table,,'Indoor Agriculture Support'!$C$37)=G236),--(INDEX(IndoorAg_Furnace_Eff_Table,,'Indoor Agriculture Support'!$E$37)<=F236),--(INDEX(IndoorAg_Furnace_Eff_Table,,'Indoor Agriculture Support'!$F$37)>F236))","v":0},0.15,null,null,null,null,null,null,null,null,null,null,null,null,null,null,null,null,null,0,0,{"$f":"J236","v":0},null,{"$f":"IF(OR(AQ236<>0,AR236<>0,AS236<>0),1,0)","v":0},{"$f":"SUM(AU236:AU245)","v":0}]
[null,11,{"$f":"IF(INDEX($W$33:$W$49,MATCH(B237,$X$33:$X$49,0),)=TRUE,1,5/0)","v":{"$error":"#DIV/0!"}},null,null,null,null,null,null,0,null,null,null,null,null,null,null,null,null,null,null,null,{"$error":"#N/A"},{"$f":"SUMPRODUCT((INDEX(IndoorAg_Furnace_Eff_Table,,'Indoor Agriculture Support'!$H$37)),--(INDEX(IndoorAg_Furnace_Eff_Table,,'Indoor Agriculture Support'!$C$37)=G237),--(INDEX(IndoorAg_Furnace_Eff_Table,,'Indoor Agriculture Support'!$E$37)<=F237),--(INDEX(IndoorAg_Furnace_Eff_Table,,'Indoor Agriculture Support'!$F$37)>F237))","v":0},0.15,null,null,null,null,null,null,null,null,null,null,null,null,null,null,null,null,null,0,0,0,null,{"$f":"IF(OR(AQ237<>0,AR237<>0,AS237<>0),1,0)","v":0}]
[null,11,{"$f":"IF(INDEX($W$33:$W$49,MATCH(B238,$X$33:$X$49,0),)=TRUE,1,5/0)","v":{"$error":"#DIV/0!"}},null,null,null,null,null,null,0,null,null,null,null,null,null,null,null,null,null,null,null,{"$error":"#N/A"},{"$f":"SUMPRODUCT((INDEX(IndoorAg_Furnace_Eff_Table,,'Indoor Agriculture Support'!$H$37)),--(INDEX(IndoorAg_Furnace_Eff_Table,,'Indoor Agriculture Support'!$C$37)=G238),--(INDEX(IndoorAg_Furnace_Eff_Table,,'Indoor Agriculture Support'!$E$37)<=F238),--(INDEX(IndoorAg_Furnace_Eff_Table,,'Indoor Agriculture Support'!$F$37)>F238))","v":0},0.15,null,null,null,null,null,null,null,null,null,null,null,null,null,null,null,null,null,0,0,0,null,0]
[null,11,{"$f":"IF(INDEX($W$33:$W$49,MATCH(B239,$X$33:$X$49,0),)=TRUE,1,5/0)","v":{"$error":"#DIV/0!"}},null,null,null,null,null,null,0,null,null,null,null,null,null,null,null,null,null,null,null,{"$error":"#N/A"},{"$f":"SUMPRODUCT((INDEX(IndoorAg_Furnace_Eff_Table,,'Indoor Agriculture Support'!$H$37)),--(INDEX(IndoorAg_Furnace_Eff_Table,,'Indoor Agriculture Support'!$C$37)=G239),--(INDEX(IndoorAg_Furnace_Eff_Table,,'Indoor Agriculture Support'!$E$37)<=F239),--(INDEX(IndoorAg_Furnace_Eff_Table,,'Indoor Agriculture Support'!$F$37)>F239))","v":0},0.15,null,null,null,null,null,null,null,null,null,null,null,null,null,null,null,null,null,0,0,0,null,0]
[null,11,{"$f":"IF(INDEX($W$33:$W$49,MATCH(B240,$X$33:$X$49,0),)=TRUE,1,5/0)","v":{"$error":"#DIV/0!"}},null,null,null,null,null,null,0,null,null,null,null,null,null,null,null,null,null,null,null,{"$error":"#N/A"},{"$f":"SUMPRODUCT((INDEX(IndoorAg_Furnace_Eff_Table,,'Indoor Agriculture Support'!$H$37)),--(INDEX(IndoorAg_Furnace_Eff_Table,,'Indoor Agriculture Support'!$C$37)=G240),--(INDEX(IndoorAg_Furnace_Eff_Table,,'Indoor Agriculture Support'!$E$37)<=F240),--(INDEX(IndoorAg_Furnace_Eff_Table,,'Indoor Agriculture Support'!$F$37)>F240))","v":0},0.15,null,null,null,null,null,null,null,null,null,null,null,null,null,null,null,null,null,0,0,0,null,0]
[null,11,{"$f":"IF(INDEX($W$33:$W$49,MATCH(B241,$X$33:$X$49,0),)=TRUE,1,5/0)","v":{"$error":"#DIV/0!"}},null,null,null,null,null,null,0,null,null,null,null,null,null,null,null,null,null,null,null,{"$error":"#N/A"},{"$f":"SUMPRODUCT((INDEX(IndoorAg_Furnace_Eff_Table,,'Indoor Agriculture Support'!$H$37)),--(INDEX(IndoorAg_Furnace_Eff_Table,,'Indoor Agriculture Support'!$C$37)=G241),--(INDEX(IndoorAg_Furnace_Eff_Table,,'Indoor Agriculture Support'!$E$37)<=F241),--(INDEX(IndoorAg_Furnace_Eff_Table,,'Indoor Agriculture Support'!$F$37)>F241))","v":0},0.15,null,null,null,null,null,null,null,null,null,null,null,null,null,null,null,null,null,0,0,0,null,0]
[null,11,{"$f":"IF(INDEX($W$33:$W$49,MATCH(B242,$X$33:$X$49,0),)=TRUE,1,5/0)","v":{"$error":"#DIV/0!"}},null,null,null,null,null,null,0,null,null,null,null,null,null,null,null,null,null,null,null,{"$error":"#N/A"},{"$f":"SUMPRODUCT((INDEX(IndoorAg_Furnace_Eff_Table,,'Indoor Agriculture Support'!$H$37)),--(INDEX(IndoorAg_Furnace_Eff_Table,,'Indoor Agriculture Support'!$C$37)=G242),--(INDEX(IndoorAg_Furnace_Eff_Table,,'Indoor Agriculture Support'!$E$37)<=F242),--(INDEX(IndoorAg_Furnace_Eff_Table,,'Indoor Agriculture Support'!$F$37)>F242))","v":0},0.15,null,null,null,null,null,null,null,null,null,null,null,null,null,null,null,null,null,0,0,0,null,0]
[null,11,{"$f":"IF(INDEX($W$33:$W$49,MATCH(B243,$X$33:$X$49,0),)=TRUE,1,5/0)","v":{"$error":"#DIV/0!"}},null,null,null,null,null,null,0,null,null,null,null,null,null,null,null,null,null,null,null,{"$error":"#N/A"},{"$f":"SUMPRODUCT((INDEX(IndoorAg_Furnace_Eff_Table,,'Indoor Agriculture Support'!$H$37)),--(INDEX(IndoorAg_Furnace_Eff_Table,,'Indoor Agriculture Support'!$C$37)=G243),--(INDEX(IndoorAg_Furnace_Eff_Table,,'Indoor Agriculture Support'!$E$37)<=F243),--(INDEX(IndoorAg_Furnace_Eff_Table,,'Indoor Agriculture Support'!$F$37)>F243))","v":0},0.15,null,null,null,null,null,null,null,null,null,null,null,null,null,null,null,null,null,0,0,0,null,0]
[null,11,{"$f":"IF(INDEX($W$33:$W$49,MATCH(B244,$X$33:$X$49,0),)=TRUE,1,5/0)","v":{"$error":"#DIV/0!"}},null,null,null,null,null,null,0,null,null,null,null,null,null,null,null,null,null,null,null,{"$error":"#N/A"},{"$f":"SUMPRODUCT((INDEX(IndoorAg_Furnace_Eff_Table,,'Indoor Agriculture Support'!$H$37)),--(INDEX(IndoorAg_Furnace_Eff_Table,,'Indoor Agriculture Support'!$C$37)=G244),--(INDEX(IndoorAg_Furnace_Eff_Table,,'Indoor Agriculture Support'!$E$37)<=F244),--(INDEX(IndoorAg_Furnace_Eff_Table,,'Indoor Agriculture Support'!$F$37)>F244))","v":0},0.15,null,null,null,null,null,null,null,null,null,null,null,null,null,null,null,null,null,0,0,0,null,0]
[null,11,{"$f":"IF(INDEX($W$33:$W$49,MATCH(B245,$X$33:$X$49,0),)=TRUE,1,5/0)","v":{"$error":"#DIV/0!"}},null,null,null,null,null,null,0,null,null,null,null,null,null,null,null,null,null,null,null,{"$error":"#N/A"},{"$f":"SUMPRODUCT((INDEX(IndoorAg_Furnace_Eff_Table,,'Indoor Agriculture Support'!$H$37)),--(INDEX(IndoorAg_Furnace_Eff_Table,,'Indoor Agriculture Support'!$C$37)=G245),--(INDEX(IndoorAg_Furnace_Eff_Table,,'Indoor Agriculture Support'!$E$37)<=F245),--(INDEX(IndoorAg_Furnace_Eff_Table,,'Indoor Agriculture Support'!$F$37)>F245))","v":0},0.15,null,null,null,null,null,null,null,null,null,null,null,null,null,null,null,null,null,0,0,0,null,0]
[null,11,{"$f":"IF(INDEX($W$33:$W$49,MATCH(B246,$X$33:$X$49,0),)=TRUE,1,5/0)","v":{"$error":"#DIV/0!"}},null,null,null,null,null,null,null,null,null,null,null,null,null,null,null,null,null,null,null,null,null,null,null,null,null,null,null,null,null,null,null,null,null,null,null,null,null,null,"Total",{"$f":"SUM(AQ236:AQ245)","v":0},{"$f":"SUM(AR236:AR245)","v":0},{"$f":"SUM(AS236:AS245)","v":0}]
[null,11,{"$f":"IF(INDEX($W$33:$W$49,MATCH(B247,$X$33:$X$49,0),)=TRUE,1,5/0)","v":{"$error":"#DIV/0!"}}]
[null,11,{"$f":"IF(INDEX($W$33:$W$49,MATCH(B248,$X$33:$X$49,0),)=TRUE,1,5/0)","v":{"$error":"#DIV/0!"}}]
[null,12,{"$f":"IF(INDEX($W$33:$W$49,MATCH(B249,$X$33:$X$49,0),)=TRUE,1,5/0)","v":{"$error":"#DIV/0!"}},null,{"$f":"E44","v":"Intelligent Greenhouse Controller"},null,null,null,null,null,null,null,null,null,null,null,null,null,null,"Return to Top"]
[null,12,{"$f":"IF(INDEX($W$33:$W$49,MATCH(B250,$X$33:$X$49,0),)=TRUE,1,5/0)","v":{"$error":"#DIV/0!"}},null,"Instructions:"]
[null,12,{"$f":"IF(INDEX($W$33:$W$49,MATCH(B251,$X$33:$X$49,0),)=TRUE,1,5/0)","v":{"$error":"#DIV/0!"}},null,"1. Enter the intelligent greenhouse controller(s) in the tables below. Report unique configurations on separate rows."]
[null,12,{"$f":"IF(INDEX($W$33:$W$49,MATCH(B252,$X$33:$X$49,0),)=TRUE,1,5/0)","v":{"$error":"#DIV/0!"}}]
[null,12,{"$f":"IF(INDEX($W$33:$W$49,MATCH(B253,$X$33:$X$49,0),)=TRUE,1,5/0)","v":{"$error":"#DIV/0!"}},null,"Type of facility"]
[null,12,{"$f":"IF(INDEX($W$33:$W$49,MATCH(B254,$X$33:$X$49,0),)=TRUE,1,5/0)","v":{"$error":"#DIV/0!"}}]
[null,12,{"$f":"IF(INDEX($W$33:$W$49,MATCH(B255,$X$33:$X$49,0),)=TRUE,1,5/0)","v":{"$error":"#DIV/0!"}}]
[null,12,{"$f":"IF(INDEX($W$33:$W$49,MATCH(B256,$X$33:$X$49,0),)=TRUE,1,5/0)","v":{"$error":"#DIV/0!"}},null,"Controller Type","Lighting Type","Lit Area (ft²)","Lighting Power Density with controls (W/ft²)","Annual Hours of Lighting","HVAC System Type","Heating Capacity (Btu/h)","Electric Heating System Efficiency, COP (leave blank if inapplicable)","Gas Heating System Efficiency % (leave blank if unknown or inapplicable)","Cooling Capacity (Btu/h)","Cooling System Efficiency, SEER (leave blank if unknown)","Fan Horsepower (leave blank if unknown)","Annual Hours of Fan Operation (leave blank if unknown)","Peak Coincident Demand Savings (kW)","Annual Electric Energy Savings (kWh)","Annual Fossil Fuel Energy Savings (MMBtu)",null,null,"LPDbase","CFlighting","EIF","kWhlighting","EFLH heat","F electric heat","F gas heat","Sfheat","kWhheating","EFLH cool","Effcool","Sfcool","kWhcool","Effmotor","LF","EFLHfan","hp fan","kWhfan","Effgas",null,"Peak Coincident Demand Savings (kW)","Annual Electric Energy Savings (kWh)","Annual Fossil Fuel Energy Savings (MMBtu)",null,"Energy Savings","EUL",null,"Count","Quantity of unique measures"]
[null,12,{"$f":"IF(INDEX($W$33:$W$49,MATCH(B257,$X$33:$X$49,0),)=TRUE,1,5/0)","v":{"$error":"#DIV/0!"}},null,null,null,null,null,null,null,null,null,null,null,null,null,null,{"$f":"IFERROR(((W257-H257)/1000)*G257*X257,0)","v":0},{"$f":"IFERROR(AN257+Z257+AI257+AE257,0)","v":0},{"$f":"IFERROR((K257/(1000000*AO257))*AC257*AA257*AD257,0)","v":0},null,null,{"$f":"INDEX('Indoor Agriculture Support'!$C$159:$D$161,MATCH(F257,'Indoor Agriculture Support'!$B$159:$B$161,0),MATCH('Indoor Agriculture'!$G$253,'Indoor Agriculture Support'!$C$158:$D$158,0))","v":{"$error":"#N/A"}},0.67,0.17,{"$f":"((W257-H257)/1000)*G257*I257*(1+Y257)","v":{"$error":"#N/A"}},{"$f":"IF(GI_Nearest_City=\"Newark\",3641,3741)","v":{"$error":"#N/A"}},{"$f":"IF(ISNUMBER(SEARCH(\"Gas\",J257)),0,1)","v":1},{"$f":"IF(AB257=0,1,0)","v":0},{"$f":"INDEX('Indoor Agriculture Support'!$E$165:$E$169,MATCH(J257,'Indoor Agriculture Support'!$D$165:$D$169,0),)","v":{"$error":"#N/A"}},{"$f":"(K257/(3142*L257))*AB257*AA257*AD257","v":{"$error":"#DIV/0!"}},{"$f":"IF(GI_Nearest_City=\"Newark\",5130,5036)","v":{"$error":"#N/A"}},{"$f":"IF(O257=\"\",11.4,O257)","v":11.4},0.124,{"$f":"(N257/(1000*AG257))*AH257*AF257","v":{"$error":"#N/A"}},0.82499999999999996,0.75,{"$f":"IF(Q257=\"\",4380,Q257)","v":4380},{"$f":"IF(P257=\"\",1/15,P257)","v":6.6666666666666666E-2},{"$f":"((AM257*AK257*0.746)/AJ257)*AL257","v":198.02909090909094},{"$f":"IF(M257<>\"\",M257,IF(ISNUMBER(SEARCH(\"Furnace\",J257)),0.896,IF(ISNUMBER(SEARCH(\"Boiler\",J257)),0.855,0.803)))","v":0.80300000000000005},null,{"$f":"R257","v":0},{"$f":"S257","v":0},{"$f":"T257","v":0},null,{"$f":"AR257*Support_kBtu_per_kWh+AS257*1000","v":0},{"$f":"IFERROR(INDEX('Indoor Agriculture Support'!$C$151:$C$154,MATCH(E257,'Indoor Agriculture Support'!$B$151:$B$154,0),),0)","v":0},null,{"$f":"IF(OR(AQ257<>0,AR257<>0,AS257<>0),1,0)","v":0},{"$f":"SUM(AX257:AX266)","v":0}]
[null,12,{"$f":"IF(INDEX($W$33:$W$49,MATCH(B258,$X$33:$X$49,0),)=TRUE,1,5/0)","v":{"$error":"#DIV/0!"}},null,null,null,null,null,null,null,null,null,null,null,null,null,null,0,0,0,null,null,{"$f":"INDEX('Indoor Agriculture Support'!$C$159:$D$161,MATCH(F258,'Indoor Agriculture Support'!$B$159:$B$161,0),MATCH('Indoor Agriculture'!$G$253,'Indoor Agriculture Support'!$C$158:$D$158,0))","v":{"$error":"#N/A"}},0.67,0.17,{"$f":"((W258-H258)/1000)*G258*I258*(1+Y258)","v":{"$error":"#N/A"}},{"$error":"#N/A"},{"$f":"IF(ISNUMBER(SEARCH(\"Gas\",J258)),0,1)","v":1},{"$f":"IF(AB258=0,1,0)","v":0},{"$f":"INDEX('Indoor Agriculture Support'!$E$165:$E$169,MATCH(J258,'Indoor Agriculture Support'!$D$165:$D$169,0),)","v":{"$error":"#N/A"}},{"$f":"(K258/(3142*L258))*AB258*AA258*AD258","v":{"$error":"#DIV/0!"}},{"$error":"#N/A"},{"$f":"IF(O258=\"\",11.4,O258)","v":11.4},0.124,{"$f":"(N258/(1000*AG258))*AH258*AF258","v":{"$error":"#N/A"}},0.82499999999999996,0.75,4380,6.6666666666666666E-2,{"$f":"((AM258*AI258*0.746)/AH258)*AL258","v":{"$error":"#N/A"}},0.80300000000000005,null,{"$f":"R258","v":0},{"$f":"S258","v":0},{"$f":"T258","v":0},null,0,{"$f":"IFERROR(INDEX('Indoor Agriculture Support'!$C$151:$C$154,MATCH(E258,'Indoor Agriculture Support'!$B$151:$B$154,0),),0)","v":0},null,{"$f":"IF(OR(AQ258<>0,AR258<>0,AS258<>0),1,0)","v":0}]
[null,12,{"$f":"IF(INDEX($W$33:$W$49,MATCH(B259,$X$33:$X$49,0),)=TRUE,1,5/0)","v":{"$error":"#DIV/0!"}},null,null,null,null,null,null,null,null,null,null,null,null,null,null,0,0,0,null,null,{"$f":"INDEX('Indoor Agriculture Support'!$C$159:$D$161,MATCH(F259,'Indoor Agriculture Support'!$B$159:$B$161,0),MATCH('Indoor Agriculture'!$G$253,'Indoor Agriculture Support'!$C$158:$D$158,0))","v":{"$error":"#N/A"}},0.67,0.17,{"$error":"#N/A"},{"$error":"#N/A"},1,0,{"$f":"INDEX('Indoor Agriculture Support'!$E$165:$E$169,MATCH(J259,'Indoor Agriculture Support'!$D$165:$D$169,0),)","v":{"$error":"#N/A"}},{"$error":"#DIV/0!"},{"$error":"#N/A"},11.4,0.124,{"$error":"#N/A"},0.82499999999999996,0.75,4380,6.6666666666666666E-2,{"$error":"#N/A"},0.80300000000000005,null,0,0,0,null,0,{"$f":"IFERROR(INDEX('Indoor Agriculture Support'!$C$151:$C$154,MATCH(E259,'Indoor Agriculture Support'!$B$151:$B$154,0),),0)","v":0},null,0]
[null,12,{"$f":"IF(INDEX($W$33:$W$49,MATCH(B260,$X$33:$X$49,0),)=TRUE,1,5/0)","v":{"$error":"#DIV/0!"}},null,null,null,null,null,null,null,null,null,null,null,null,null,null,0,0,0,null,null,{"$f":"INDEX('Indoor Agriculture Support'!$C$159:$D$161,MATCH(F260,'Indoor Agriculture Support'!$B$159:$B$161,0),MATCH('Indoor Agriculture'!$G$253,'Indoor Agriculture Support'!$C$158:$D$158,0))","v":{"$error":"#N/A"}},0.67,0.17,{"$error":"#N/A"},{"$error":"#N/A"},1,0,{"$f":"INDEX('Indoor Agriculture Support'!$E$165:$E$169,MATCH(J260,'Indoor Agriculture Support'!$D$165:$D$169,0),)","v":{"$error":"#N/A"}},{"$error":"#DIV/0!"},{"$error":"#N/A"},11.4,0.124,{"$error":"#N/A"},0.82499999999999996,0.75,4380,6.6666666666666666E-2,{"$error":"#N/A"},0.80300000000000005,null,0,0,0,null,0,{"$f":"IFERROR(INDEX('Indoor Agriculture Support'!$C$151:$C$154,MATCH(E260,'Indoor Agriculture Support'!$B$151:$B$154,0),),0)","v":0},null,0]
[null,12,{"$f":"IF(INDEX($W$33:$W$49,MATCH(B261,$X$33:$X$49,0),)=TRUE,1,5/0)","v":{"$error":"#DIV/0!"}},null,null,null,null,null,null,null,null,null,null,null,null,null,null,0,0,0,null,null,{"$f":"INDEX('Indoor Agriculture Support'!$C$159:$D$161,MATCH(F261,'Indoor Agriculture Support'!$B$159:$B$161,0),MATCH('Indoor Agriculture'!$G$253,'Indoor Agriculture Support'!$C$158:$D$158,0))","v":{"$error":"#N/A"}},0.67,0.17,{"$error":"#N/A"},{"$error":"#N/A"},1,0,{"$f":"INDEX('Indoor Agriculture Support'!$E$165:$E$169,MATCH(J261,'Indoor Agriculture Support'!$D$165:$D$169,0),)","v":{"$error":"#N/A"}},{"$error":"#DIV/0!"},{"$error":"#N/A"},11.4,0.124,{"$error":"#N/A"},0.82499999999999996,0.75,4380,6.6666666666666666E-2,{"$error":"#N/A"},0.80300000000000005,null,0,0,0,null,0,{"$f":"IFERROR(INDEX('Indoor Agriculture Support'!$C$151:$C$154,MATCH(E261,'Indoor Agriculture Support'!$B$151:$B$154,0),),0)","v":0},null,0]
[null,12,{"$f":"IF(INDEX($W$33:$W$49,MATCH(B262,$X$33:$X$49,0),)=TRUE,1,5/0)","v":{"$error":"#DIV/0!"}},null,null,null,null,null,null,null,null,null,null,null,null,null,null,0,0,0,null,null,{"$f":"INDEX('Indoor Agriculture Support'!$C$159:$D$161,MATCH(F262,'Indoor Agriculture Support'!$B$159:$B$161,0),MATCH('Indoor Agriculture'!$G$253,'Indoor Agriculture Support'!$C$158:$D$158,0))","v":{"$error":"#N/A"}},0.67,0.17,{"$error":"#N/A"},{"$error":"#N/A"},1,0,{"$f":"INDEX('Indoor Agriculture Support'!$E$165:$E$169,MATCH(J262,'Indoor Agriculture Support'!$D$165:$D$169,0),)","v":{"$error":"#N/A"}},{"$error":"#DIV/0!"},{"$error":"#N/A"},11.4,0.124,{"$error":"#N/A"},0.82499999999999996,0.75,4380,6.6666666666666666E-2,{"$error":"#N/A"},0.80300000000000005,null,0,0,0,null,0,{"$f":"IFERROR(INDEX('Indoor Agriculture Support'!$C$151:$C$154,MATCH(E262,'Indoor Agriculture Support'!$B$151:$B$154,0),),0)","v":0},null,0]
[null,12,{"$f":"IF(INDEX($W$33:$W$49,MATCH(B263,$X$33:$X$49,0),)=TRUE,1,5/0)","v":{"$error":"#DIV/0!"}},null,null,null,null,null,null,null,null,null,null,null,null,null,null,0,0,0,null,null,{"$f":"INDEX('Indoor Agriculture Support'!$C$159:$D$161,MATCH(F263,'Indoor Agriculture Support'!$B$159:$B$161,0),MATCH('Indoor Agriculture'!$G$253,'Indoor Agriculture Support'!$C$158:$D$158,0))","v":{"$error":"#N/A"}},0.67,0.17,{"$error":"#N/A"},{"$error":"#N/A"},1,0,{"$f":"INDEX('Indoor Agriculture Support'!$E$165:$E$169,MATCH(J263,'Indoor Agriculture Support'!$D$165:$D$169,0),)","v":{"$error":"#N/A"}},{"$error":"#DIV/0!"},{"$error":"#N/A"},11.4,0.124,{"$error":"#N/A"},0.82499999999999996,0.75,4380,6.6666666666666666E-2,{"$error":"#N/A"},0.80300000000000005,null,0,0,0,null,0,{"$f":"IFERROR(INDEX('Indoor Agriculture Support'!$C$151:$C$154,MATCH(E263,'Indoor Agriculture Support'!$B$151:$B$154,0),),0)","v":0},null,0]
[null,12,{"$f":"IF(INDEX($W$33:$W$49,MATCH(B264,$X$33:$X$49,0),)=TRUE,1,5/0)","v":{"$error":"#DIV/0!"}},null,null,null,null,null,null,null,null,null,null,null,null,null,null,0,0,0,null,null,{"$f":"INDEX('Indoor Agriculture Support'!$C$159:$D$161,MATCH(F264,'Indoor Agriculture Support'!$B$159:$B$161,0),MATCH('Indoor Agriculture'!$G$253,'Indoor Agriculture Support'!$C$158:$D$158,0))","v":{"$error":"#N/A"}},0.67,0.17,{"$error":"#N/A"},{"$error":"#N/A"},1,0,{"$f":"INDEX('Indoor Agriculture Support'!$E$165:$E$169,MATCH(J264,'Indoor Agriculture Support'!$D$165:$D$169,0),)","v":{"$error":"#N/A"}},{"$error":"#DIV/0!"},{"$error":"#N/A"},11.4,0.124,{"$error":"#N/A"},0.82499999999999996,0.75,4380,6.6666666666666666E-2,{"$error":"#N/A"},0.80300000000000005,null,0,0,0,null,0,{"$f":"IFERROR(INDEX('Indoor Agriculture Support'!$C$151:$C$154,MATCH(E264,'Indoor Agriculture Support'!$B$151:$B$154,0),),0)","v":0},null,0]
[null,12,{"$f":"IF(INDEX($W$33:$W$49,MATCH(B265,$X$33:$X$49,0),)=TRUE,1,5/0)","v":{"$error":"#DIV/0!"}},null,null,null,null,null,null,null,null,null,null,null,null,null,null,0,0,0,null,null,{"$f":"INDEX('Indoor Agriculture Support'!$C$159:$D$161,MATCH(F265,'Indoor Agriculture Support'!$B$159:$B$161,0),MATCH('Indoor Agriculture'!$G$253,'Indoor Agriculture Support'!$C$158:$D$158,0))","v":{"$error":"#N/A"}},0.67,0.17,{"$error":"#N/A"},{"$error":"#N/A"},1,0,{"$f":"INDEX('Indoor Agriculture Support'!$E$165:$E$169,MATCH(J265,'Indoor Agriculture Support'!$D$165:$D$169,0),)","v":{"$error":"#N/A"}},{"$error":"#DIV/0!"},{"$error":"#N/A"},11.4,0.124,{"$error":"#N/A"},0.82499999999999996,0.75,4380,6.6666666666666666E-2,{"$error":"#N/A"},0.80300000000000005,null,0,0,0,null,0,{"$f":"IFERROR(INDEX('Indoor Agriculture Support'!$C$151:$C$154,MATCH(E265,'Indoor Agriculture Support'!$B$151:$B$154,0),),0)","v":0},null,0]
[null,12,{"$f":"IF(INDEX($W$33:$W$49,MATCH(B266,$X$33:$X$49,0),)=TRUE,1,5/0)","v":{"$error":"#DIV/0!"}},null,null,null,null,null,null,null,null,null,null,null,null,null,null,0,0,0,null,null,{"$f":"INDEX('Indoor Agriculture Support'!$C$159:$D$161,MATCH(F266,'Indoor Agriculture Support'!$B$159:$B$161,0),MATCH('Indoor Agriculture'!$G$253,'Indoor Agriculture Support'!$C$158:$D$158,0))","v":{"$error":"#N/A"}},0.67,0.17,{"$error":"#N/A"},{"$error":"#N/A"},1,0,{"$f":"INDEX('Indoor Agriculture Support'!$E$165:$E$169,MATCH(J266,'Indoor Agriculture Support'!$D$165:$D$169,0),)","v":{"$error":"#N/A"}},{"$error":"#DIV/0!"},{"$error":"#N/A"},11.4,0.124,{"$error":"#N/A"},0.82499999999999996,0.75,4380,6.6666666666666666E-2,{"$error":"#N/A"},0.80300000000000005,null,0,0,0,null,0,{"$f":"IFERROR(INDEX('Indoor Agriculture Support'!$C$151:$C$154,MATCH(E266,'Indoor Agriculture Support'!$B$151:$B$154,0),),0)","v":0},null,0]
[null,12,{"$f":"IF(INDEX($W$33:$W$49,MATCH(B267,$X$33:$X$49,0),)=TRUE,1,5/0)","v":{"$error":"#DIV/0!"}},null,null,null,null,null,null,null,null,null,null,null,null,null,null,null,null,null,null,null,null,null,null,null,null,null,null,null,null,null,null,null,null,null,null,null,null,null,null,"Total",{"$f":"SUM(AQ257:AQ266)","v":0},{"$f":"SUM(AR257:AR266)","v":0},{"$f":"SUM(AS257:AS266)","v":0},null,null,{"$f":"IFERROR(SUMPRODUCT(AU257:AU266,AV257:AV266)/SUM(AU257:AU266),0)","v":0},"<savings weighted average EUL for controllers"]
[null,12,{"$f":"IF(INDEX($W$33:$W$49,MATCH(B268,$X$33:$X$49,0),)=TRUE,1,5/0)","v":{"$error":"#DIV/0!"}}]
[null,12,{"$f":"IF(INDEX($W$33:$W$49,MATCH(B269,$X$33:$X$49,0),)=TRUE,1,5/0)","v":{"$error":"#DIV/0!"}}]
[null,13,{"$f":"IF(INDEX($W$33:$W$49,MATCH(B270,$X$33:$X$49,0),)=TRUE,1,5/0)","v":{"$error":"#DIV/0!"}},null,{"$f":"E45","v":"Energy Shade Screens"},null,"this measure references existing equipment but this is a new construction pathway",null,null,null,null,"Return to Top"]
[null,13,{"$f":"IF(INDEX($W$33:$W$49,MATCH(B271,$X$33:$X$49,0),)=TRUE,1,5/0)","v":{"$error":"#DIV/0!"}},null,"Instructions:"]
[null,13,{"$f":"IF(INDEX($W$33:$W$49,MATCH(B272,$X$33:$X$49,0),)=TRUE,1,5/0)","v":{"$error":"#DIV/0!"}},null,"1. Report energy shade screens in the table below. Report unique configurations/orientations on separate rows."]
[null,13,{"$f":"IF(INDEX($W$33:$W$49,MATCH(B273,$X$33:$X$49,0),)=TRUE,1,5/0)","v":{"$error":"#DIV/0!"}},null,null,null,null,null,null,null,null,null,null,null,null,null,null,null,null,null,null,null,null,"This is a NC program but the calculation depends on the existing window type."]
[null,13,{"$f":"IF(INDEX($W$33:$W$49,MATCH(B274,$X$33:$X$49,0),)=TRUE,1,5/0)","v":{"$error":"#DIV/0!"}},null,"Size of Window Film Applied (ft²)","Window Orientation","Window SHGC","Heating Fuel Type","HVAC System Type","Peak Coincident Demand Savings (kW)","Annual Electric Energy Savings (kWh)","Annual Fossil Fuel Energy Savings (MMBtu)",null,null,null,null,null,null,null,null,null,null,"SHG","HF,pre","HF","COP","Felecheat","Fgasheat",null,null,null,null,null,null,null,null,null,null,null,null,null,null,"Peak Coincident Demand Savings (kW)","Annual Electric Energy Savings (kWh)","Annual Fossil Fuel Energy Savings (MMBtu)",null,"Count","Quantity of unique measures"]
[null,13,{"$f":"IF(INDEX($W$33:$W$49,MATCH(B275,$X$33:$X$49,0),)=TRUE,1,5/0)","v":{"$error":"#DIV/0!"}},null,null,null,null,null,null,{"$f":"IFERROR((E275*Y275*(X275-G275))/(3412*Z275),0)","v":0},{"$f":"IFERROR((E275*W275*(X275-G275)*AA275)/(3412*Z275),0)","v":0},{"$f":"IFERROR((E275*W275*(X275-G275)*AB275)/(1000000*Z275),0)","v":0},null,null,null,null,null,null,null,null,null,null,{"$f":"INDEX('Indoor Agriculture Support'!$C$174:$C$181,MATCH(F275,'Indoor Agriculture Support'!$B$174:$B$181,0),)","v":{"$error":"#N/A"}},0.86,{"$f":"INDEX('Indoor Agriculture Support'!$D$174:$D$181,MATCH(F275,'Indoor Agriculture Support'!$B$174:$B$181,0),)","v":{"$error":"#N/A"}},{"$f":"INDEX('Indoor Agriculture Support'!$C$185:$F$185,,MATCH(I275,'Indoor Agriculture Support'!$C$184:$F$184,0))","v":{"$error":"#N/A"}},{"$f":"IF(H275=\"Electric\",1,0)","v":0},{"$f":"IF(AA275=0,1,0)","v":1},null,null,null,null,null,null,null,null,null,null,null,null,null,null,{"$f":"J275","v":0},{"$f":"K275","v":0},{"$f":"L275","v":0},null,{"$f":"IF(OR(AQ275<>0,AR275<>0,AS275<>0),1,0)","v":0},{"$f":"SUM(AU275:AU284)","v":0}]
[null,13,{"$f":"IF(INDEX($W$33:$W$49,MATCH(B276,$X$33:$X$49,0),)=TRUE,1,5/0)","v":{"$error":"#DIV/0!"}},null,null,null,null,null,null,{"$f":"IFERROR((E276*Y276*(X276-G276))/(3412*Z276),0)","v":0},{"$f":"IFERROR((E276*W276*(X276-G276)*AA276)/(3412*Z276),0)","v":0},{"$f":"IFERROR((E276*W276*(X276-G276)*AB276)/(1000000*Z276),0)","v":0},null,null,null,null,null,null,null,null,null,null,{"$f":"INDEX('Indoor Agriculture Support'!$C$174:$C$181,MATCH(F276,'Indoor Agriculture Support'!$B$174:$B$181,0),)","v":{"$error":"#N/A"}},null,{"$f":"INDEX('Indoor Agriculture Support'!$D$174:$D$181,MATCH(F276,'Indoor Agriculture Support'!$B$174:$B$181,0),)","v":{"$error":"#N/A"}},{"$f":"INDEX('Indoor Agriculture Support'!$C$185:$F$185,,MATCH(I276,'Indoor Agriculture Support'!$C$184:$F$184,0))","v":{"$error":"#N/A"}},{"$f":"IF(H276=\"Electric\",1,0)","v":0},{"$f":"IF(AA276=0,1,0)","v":1},null,null,null,null,null,null,null,null,null,null,null,null,null,null,{"$f":"J276","v":0},{"$f":"K276","v":0},{"$f":"L276","v":0},null,{"$f":"IF(OR(AQ276<>0,AR276<>0,AS276<>0),1,0)","v":0}]
[null,13,{"$f":"IF(INDEX($W$33:$W$49,MATCH(B277,$X$33:$X$49,0),)=TRUE,1,5/0)","v":{"$error":"#DIV/0!"}},null,null,null,null,null,null,0,0,0,null,null,null,null,null,null,null,null,null,null,{"$f":"INDEX('Indoor Agriculture Support'!$C$174:$C$181,MATCH(F277,'Indoor Agriculture Support'!$B$174:$B$181,0),)","v":{"$error":"#N/A"}},null,{"$f":"INDEX('Indoor Agriculture Support'!$D$174:$D$181,MATCH(F277,'Indoor Agriculture Support'!$B$174:$B$181,0),)","v":{"$error":"#N/A"}},{"$f":"INDEX('Indoor Agriculture Support'!$C$185:$F$185,,MATCH(I277,'Indoor Agriculture Support'!$C$184:$F$184,0))","v":{"$error":"#N/A"}},0,1,null,null,null,null,null,null,null,null,null,null,null,null,null,null,0,0,0,null,0]
[null,13,{"$f":"IF(INDEX($W$33:$W$49,MATCH(B278,$X$33:$X$49,0),)=TRUE,1,5/0)","v":{"$error":"#DIV/0!"}},null,null,null,null,null,null,0,0,0,null,null,null,null,null,null,null,null,null,null,{"$f":"INDEX('Indoor Agriculture Support'!$C$174:$C$181,MATCH(F278,'Indoor Agriculture Support'!$B$174:$B$181,0),)","v":{"$error":"#N/A"}},null,{"$f":"INDEX('Indoor Agriculture Support'!$D$174:$D$181,MATCH(F278,'Indoor Agriculture Support'!$B$174:$B$181,0),)","v":{"$error":"#N/A"}},{"$f":"INDEX('Indoor Agriculture Support'!$C$185:$F$185,,MATCH(I278,'Indoor Agriculture Support'!$C$184:$F$184,0))","v":{"$error":"#N/A"}},0,1,null,null,null,null,null,null,null,null,null,null,null,null,null,null,0,0,0,null,0]
[null,13,{"$f":"IF(INDEX($W$33:$W$49,MATCH(B279,$X$33:$X$49,0),)=TRUE,1,5/0)","v":{"$error":"#DIV/0!"}},null,null,null,null,null,null,0,0,0,null,null,null,null,null,null,null,null,null,null,{"$f":"INDEX('Indoor Agriculture Support'!$C$174:$C$181,MATCH(F279,'Indoor Agriculture Support'!$B$174:$B$181,0),)","v":{"$error":"#N/A"}},null,{"$f":"INDEX('Indoor Agriculture Support'!$D$174:$D$181,MATCH(F279,'Indoor Agriculture Support'!$B$174:$B$181,0),)","v":{"$error":"#N/A"}},{"$f":"INDEX('Indoor Agriculture Support'!$C$185:$F$185,,MATCH(I279,'Indoor Agriculture Support'!$C$184:$F$184,0))","v":{"$error":"#N/A"}},0,1,null,null,null,null,null,null,null,null,null,null,null,null,null,null,0,0,0,null,0]
[null,13,{"$f":"IF(INDEX($W$33:$W$49,MATCH(B280,$X$33:$X$49,0),)=TRUE,1,5/0)","v":{"$error":"#DIV/0!"}},null,null,null,null,null,null,0,0,0,null,null,null,null,null,null,null,null,null,null,{"$f":"INDEX('Indoor Agriculture Support'!$C$174:$C$181,MATCH(F280,'Indoor Agriculture Support'!$B$174:$B$181,0),)","v":{"$error":"#N/A"}},null,{"$f":"INDEX('Indoor Agriculture Support'!$D$174:$D$181,MATCH(F280,'Indoor Agriculture Support'!$B$174:$B$181,0),)","v":{"$error":"#N/A"}},{"$f":"INDEX('Indoor Agriculture Support'!$C$185:$F$185,,MATCH(I280,'Indoor Agriculture Support'!$C$184:$F$184,0))","v":{"$error":"#N/A"}},0,1,null,null,null,null,null,null,null,null,null,null,null,null,null,null,0,0,0,null,0]
[null,13,{"$f":"IF(INDEX($W$33:$W$49,MATCH(B281,$X$33:$X$49,0),)=TRUE,1,5/0)","v":{"$error":"#DIV/0!"}},null,null,null,null,null,null,0,0,0,null,null,null,null,null,null,null,null,null,null,{"$f":"INDEX('Indoor Agriculture Support'!$C$174:$C$181,MATCH(F281,'Indoor Agriculture Support'!$B$174:$B$181,0),)","v":{"$error":"#N/A"}},null,{"$f":"INDEX('Indoor Agriculture Support'!$D$174:$D$181,MATCH(F281,'Indoor Agriculture Support'!$B$174:$B$181,0),)","v":{"$error":"#N/A"}},{"$f":"INDEX('Indoor Agriculture Support'!$C$185:$F$185,,MATCH(I281,'Indoor Agriculture Support'!$C$184:$F$184,0))","v":{"$error":"#N/A"}},0,1,null,null,null,null,null,null,null,null,null,null,null,null,null,null,0,0,0,null,0]
[null,13,{"$f":"IF(INDEX($W$33:$W$49,MATCH(B282,$X$33:$X$49,0),)=TRUE,1,5/0)","v":{"$error":"#DIV/0!"}},null,null,null,null,null,null,0,0,0,null,null,null,null,null,null,null,null,null,null,{"$f":"INDEX('Indoor Agriculture Support'!$C$174:$C$181,MATCH(F282,'Indoor Agriculture Support'!$B$174:$B$181,0),)","v":{"$error":"#N/A"}},null,{"$f":"INDEX('Indoor Agriculture Support'!$D$174:$D$181,MATCH(F282,'Indoor Agriculture Support'!$B$174:$B$181,0),)","v":{"$error":"#N/A"}},{"$f":"INDEX('Indoor Agriculture Support'!$C$185:$F$185,,MATCH(I282,'Indoor Agriculture Support'!$C$184:$F$184,0))","v":{"$error":"#N/A"}},0,1,null,null,null,null,null,null,null,null,null,null,null,null,null,null,0,0,0,null,0]
[null,13,{"$f":"IF(INDEX($W$33:$W$49,MATCH(B283,$X$33:$X$49,0),)=TRUE,1,5/0)","v":{"$error":"#DIV/0!"}},null,null,null,null,null,null,0,0,0,null,null,null,null,null,null,null,null,null,null,{"$f":"INDEX('Indoor Agriculture Support'!$C$174:$C$181,MATCH(F283,'Indoor Agriculture Support'!$B$174:$B$181,0),)","v":{"$error":"#N/A"}},null,{"$f":"INDEX('Indoor Agriculture Support'!$D$174:$D$181,MATCH(F283,'Indoor Agriculture Support'!$B$174:$B$181,0),)","v":{"$error":"#N/A"}},{"$f":"INDEX('Indoor Agriculture Support'!$C$185:$F$185,,MATCH(I283,'Indoor Agriculture Support'!$C$184:$F$184,0))","v":{"$error":"#N/A"}},0,1,null,null,null,null,null,null,null,null,null,null,null,null,null,null,0,0,0,null,0]
[null,13,{"$f":"IF(INDEX($W$33:$W$49,MATCH(B284,$X$33:$X$49,0),)=TRUE,1,5/0)","v":{"$error":"#DIV/0!"}},null,null,null,null,null,null,0,0,0,null,null,null,null,null,null,null,null,null,null,{"$f":"INDEX('Indoor Agriculture Support'!$C$174:$C$181,MATCH(F284,'Indoor Agriculture Support'!$B$174:$B$181,0),)","v":{"$error":"#N/A"}},null,{"$f":"INDEX('Indoor Agriculture Support'!$D$174:$D$181,MATCH(F284,'Indoor Agriculture Support'!$B$174:$B$181,0),)","v":{"$error":"#N/A"}},{"$f":"INDEX('Indoor Agriculture Support'!$C$185:$F$185,,MATCH(I284,'Indoor Agriculture Support'!$C$184:$F$184,0))","v":{"$error":"#N/A"}},0,1,null,null,null,null,null,null,null,null,null,null,null,null,null,null,0,0,0,null,0]
[null,13,{"$f":"IF(INDEX($W$33:$W$49,MATCH(B285,$X$33:$X$49,0),)=TRUE,1,5/0)","v":{"$error":"#DIV/0!"}},null,null,null,null,null,null,null,null,null,null,null,null,null,null,null,null,null,null,null,null,null,null,null,null,null,null,null,null,null,null,null,null,null,null,null,null,null,null,"Total",{"$f":"SUM(AQ275:AQ284)","v":0},{"$f":"SUM(AR275:AR284)","v":0},{"$f":"SUM(AS275:AS284)","v":0}]
[null,13,{"$f":"IF(INDEX($W$33:$W$49,MATCH(B286,$X$33:$X$49,0),)=TRUE,1,5/0)","v":{"$error":"#DIV/0!"}}]
[null,13,{"$f":"IF(INDEX($W$33:$W$49,MATCH(B287,$X$33:$X$49,0),)=TRUE,1,5/0)","v":{"$error":"#DIV/0!"}}]
[null,14,{"$f":"IF(INDEX($W$33:$W$49,MATCH(B288,$X$33:$X$49,0),)=TRUE,1,5/0)","v":{"$error":"#DIV/0!"}},null,{"$f":"E46","v":"Cooling and Dehumidification Systems - Direct Expansion"},null,null,null,null,null,null,null,null,null,null,"Return to Top"]
[null,14,{"$f":"IF(INDEX($W$33:$W$49,MATCH(B289,$X$33:$X$49,0),)=TRUE,1,5/0)","v":{"$error":"#DIV/0!"}},null,"Instructions:",null,null,null,null,"DOAS ISMRE not included in calculations. TRM to be updated - can direct the partner to report as a custom measure if not covered in the TRM before tool release"]
[null,14,{"$f":"IF(INDEX($W$33:$W$49,MATCH(B290,$X$33:$X$49,0),)=TRUE,1,5/0)","v":{"$error":"#DIV/0!"}},null,"1. Enter the DX system(s) in the table below from left to right. Report unique configurations on separate rows."]
[null,14,{"$f":"IF(INDEX($W$33:$W$49,MATCH(B291,$X$33:$X$49,0),)=TRUE,1,5/0)","v":{"$error":"#DIV/0!"}}]
[null,14,{"$f":"IF(INDEX($W$33:$W$49,MATCH(B292,$X$33:$X$49,0),)=TRUE,1,5/0)","v":{"$error":"#DIV/0!"}},null,"Equipment Type",null,"Quantity","Nameplate Cooling Capacity (Btu/h)","Heating Section Type","Split or Packaged","ISMRE","Full Load Cooling Efficiency, EER","Part Load Cooling Efficiency","Part Load Cooling Efficiency Units","Peak Coincident Demand Savings (kW)","Annual Electric Energy Savings (kWh)",null,null,null,null,null,null,"EFLH cool","CF","Baseline efficiency r0w","Baseline part load efficiency","Baseline full load efficiency","Heating Section Type","Split or Packaged System",null,null,null,null,null,null,null,null,null,null,null,null,null,"Peak Coincident Demand Savings (kW)","Annual Electric Energy Savings (kWh)","Annual Fossil Fuel Energy Savings (MMBtu)",null,"Count","Quantity of unique measures"]
[null,14,{"$f":"IF(INDEX($W$33:$W$49,MATCH(B293,$X$33:$X$49,0),)=TRUE,1,5/0)","v":{"$error":"#DIV/0!"}},null,null,null,null,null,null,null,null,null,null,{"$f":"IF(OR(Y293=0,E293=\"Air-Cooled DOAS Unit\"),\"\",INDEX(IndoorAg_DX_Eff_Table,Y293,'Indoor Agriculture Support'!$H$209))","v":""},{"$f":"IFERROR(G293*((H293/1000)*((1/AA293)-(1/L293)))*X293,0)","v":0},{"$f":"IFERROR(G293*((H293/1000)*((1/Z293)-(1/M293)))*W293,0)","v":0},null,null,null,null,null,null,{"$f":"IF(GI_Nearest_City=\"Newark\",5130,5036)","v":{"$error":"#N/A"}},0.9,{"$f":"SUMPRODUCT('Indoor Agriculture Support'!$J$211:$J$221*--('Indoor Agriculture Support'!$B$211:$B$221=E293)*--('Indoor Agriculture Support'!$C$211:$C$221=AB293)*--('Indoor Agriculture Support'!$D$211:$D$221=AC293)*--('Indoor Agriculture Support'!$E$211:$E$221<=H293)*--('Indoor Agriculture Support'!$F$211:$F$221>H293))","v":0},{"$f":"IF(Y293=0,0,INDEX(IndoorAg_DX_Eff_Table,Y293,'Indoor Agriculture Support'!$G$209))","v":0},{"$f":"IF(Y293=0,0,INDEX(IndoorAg_DX_Eff_Table,Y293,'Indoor Agriculture Support'!$I$209))","v":0},{"$f":"IF(OR(E293=\"Air-Cooled DOAS Unit\",H293<65000),\"N/A\",I293)","v":"N/A"},{"$f":"IF(OR(E293=\"Air-Cooled DOAS Unit\",H293>=65000),\"N/A\",J293)","v":0},null,null,null,null,null,null,null,null,null,null,null,null,null,{"$f":"O293","v":0},{"$f":"P293","v":0},0,null,{"$f":"IF(OR(AQ293<>0,AR293<>0,AS293<>0),1,0)","v":0},{"$f":"SUM(AU293:AU302)","v":0}]
[null,14,{"$f":"IF(INDEX($W$33:$W$49,MATCH(B294,$X$33:$X$49,0),)=TRUE,1,5/0)","v":{"$error":"#DIV/0!"}},null,null,null,null,null,null,null,null,null,null,{"$f":"IF(OR(Y294=0,E294=\"Air-Cooled DOAS Unit\"),\"\",INDEX(IndoorAg_DX_Eff_Table,Y294,'Indoor Agriculture Support'!$H$209))","v":""},{"$f":"IFERROR(G294*((H294/1000)*((1/AA294)-(1/L294)))*X294,0)","v":0},{"$f":"IFERROR(G294*((H294/1000)*((1/Z294)-(1/M294)))*W294,0)","v":0},null,null,null,null,null,null,{"$error":"#N/A"},0.9,{"$f":"SUMPRODUCT('Indoor Agriculture Support'!$J$211:$J$221*--('Indoor Agriculture Support'!$B$211:$B$221=E294)*--('Indoor Agriculture Support'!$C$211:$C$221=AB294)*--('Indoor Agriculture Support'!$D$211:$D$221=AC294)*--('Indoor Agriculture Support'!$E$211:$E$221<=H294)*--('Indoor Agriculture Support'!$F$211:$F$221>H294))","v":0},{"$f":"IF(Y294=0,0,INDEX(IndoorAg_DX_Eff_Table,Y294,'Indoor Agriculture Support'!$G$209))","v":0},{"$f":"IF(Y294=0,0,INDEX(IndoorAg_DX_Eff_Table,Y294,'Indoor Agriculture Support'!$I$209))","v":0},"N/A",0,null,null,null,null,null,null,null,null,null,null,null,null,null,{"$f":"O294","v":0},{"$f":"P294","v":0},0,null,{"$f":"IF(OR(AQ294<>0,AR294<>0,AS294<>0),1,0)","v":0}]
[null,14,{"$f":"IF(INDEX($W$33:$W$49,MATCH(B295,$X$33:$X$49,0),)=TRUE,1,5/0)","v":{"$error":"#DIV/0!"}},null,null,null,null,null,null,null,null,null,null,{"$f":"IF(OR(Y295=0,E295=\"Air-Cooled DOAS Unit\"),\"\",INDEX(IndoorAg_DX_Eff_Table,Y295,'Indoor Agriculture Support'!$H$209))","v":""},0,0,null,null,null,null,null,null,{"$error":"#N/A"},0.9,{"$f":"SUMPRODUCT('Indoor Agriculture Support'!$J$211:$J$221*--('Indoor Agriculture Support'!$B$211:$B$221=E295)*--('Indoor Agriculture Support'!$C$211:$C$221=AB295)*--('Indoor Agriculture Support'!$D$211:$D$221=AC295)*--('Indoor Agriculture Support'!$E$211:$E$221<=H295)*--('Indoor Agriculture Support'!$F$211:$F$221>H295))","v":0},{"$f":"IF(Y295=0,0,INDEX(IndoorAg_DX_Eff_Table,Y295,'Indoor Agriculture Support'!$G$209))","v":0},{"$f":"IF(Y295=0,0,INDEX(IndoorAg_DX_Eff_Table,Y295,'Indoor Agriculture Support'!$I$209))","v":0},"N/A",0,null,null,null,null,null,null,null,null,null,null,null,null,null,0,0,0,null,0]
[null,14,{"$f":"IF(INDEX($W$33:$W$49,MATCH(B296,$X$33:$X$49,0),)=TRUE,1,5/0)","v":{"$error":"#DIV/0!"}},null,null,null,null,null,null,null,null,null,null,{"$f":"IF(OR(Y296=0,E296=\"Air-Cooled DOAS Unit\"),\"\",INDEX(IndoorAg_DX_Eff_Table,Y296,'Indoor Agriculture Support'!$H$209))","v":""},0,0,null,null,null,null,null,null,{"$error":"#N/A"},0.9,{"$f":"SUMPRODUCT('Indoor Agriculture Support'!$J$211:$J$221*--('Indoor Agriculture Support'!$B$211:$B$221=E296)*--('Indoor Agriculture Support'!$C$211:$C$221=AB296)*--('Indoor Agriculture Support'!$D$211:$D$221=AC296)*--('Indoor Agriculture Support'!$E$211:$E$221<=H296)*--('Indoor Agriculture Support'!$F$211:$F$221>H296))","v":0},{"$f":"IF(Y296=0,0,INDEX(IndoorAg_DX_Eff_Table,Y296,'Indoor Agriculture Support'!$G$209))","v":0},{"$f":"IF(Y296=0,0,INDEX(IndoorAg_DX_Eff_Table,Y296,'Indoor Agriculture Support'!$I$209))","v":0},"N/A",0,null,null,null,null,null,null,null,null,null,null,null,null,null,0,0,0,null,0]
[null,14,{"$f":"IF(INDEX($W$33:$W$49,MATCH(B297,$X$33:$X$49,0),)=TRUE,1,5/0)","v":{"$error":"#DIV/0!"}},null,null,null,null,null,null,null,null,null,null,{"$f":"IF(OR(Y297=0,E297=\"Air-Cooled DOAS Unit\"),\"\",INDEX(IndoorAg_DX_Eff_Table,Y297,'Indoor Agriculture Support'!$H$209))","v":""},0,0,null,null,null,null,null,null,{"$error":"#N/A"},0.9,{"$f":"SUMPRODUCT('Indoor Agriculture Support'!$J$211:$J$221*--('Indoor Agriculture Support'!$B$211:$B$221=E297)*--('Indoor Agriculture Support'!$C$211:$C$221=AB297)*--('Indoor Agriculture Support'!$D$211:$D$221=AC297)*--('Indoor Agriculture Support'!$E$211:$E$221<=H297)*--('Indoor Agriculture Support'!$F$211:$F$221>H297))","v":0},{"$f":"IF(Y297=0,0,INDEX(IndoorAg_DX_Eff_Table,Y297,'Indoor Agriculture Support'!$G$209))","v":0},{"$f":"IF(Y297=0,0,INDEX(IndoorAg_DX_Eff_Table,Y297,'Indoor Agriculture Support'!$I$209))","v":0},"N/A",0,null,null,null,null,null,null,null,null,null,null,null,null,null,0,0,0,null,0]
[null,14,{"$f":"IF(INDEX($W$33:$W$49,MATCH(B298,$X$33:$X$49,0),)=TRUE,1,5/0)","v":{"$error":"#DIV/0!"}},null,null,null,null,null,null,null,null,null,null,{"$f":"IF(OR(Y298=0,E298=\"Air-Cooled DOAS Unit\"),\"\",INDEX(IndoorAg_DX_Eff_Table,Y298,'Indoor Agriculture Support'!$H$209))","v":""},0,0,null,null,null,null,null,null,{"$error":"#N/A"},0.9,{"$f":"SUMPRODUCT('Indoor Agriculture Support'!$J$211:$J$221*--('Indoor Agriculture Support'!$B$211:$B$221=E298)*--('Indoor Agriculture Support'!$C$211:$C$221=AB298)*--('Indoor Agriculture Support'!$D$211:$D$221=AC298)*--('Indoor Agriculture Support'!$E$211:$E$221<=H298)*--('Indoor Agriculture Support'!$F$211:$F$221>H298))","v":0},{"$f":"IF(Y298=0,0,INDEX(IndoorAg_DX_Eff_Table,Y298,'Indoor Agriculture Support'!$G$209))","v":0},{"$f":"IF(Y298=0,0,INDEX(IndoorAg_DX_Eff_Table,Y298,'Indoor Agriculture Support'!$I$209))","v":0},"N/A",0,null,null,null,null,null,null,null,null,null,null,null,null,null,0,0,0,null,0]
[null,14,{"$f":"IF(INDEX($W$33:$W$49,MATCH(B299,$X$33:$X$49,0),)=TRUE,1,5/0)","v":{"$error":"#DIV/0!"}},null,null,null,null,null,null,null,null,null,null,{"$f":"IF(OR(Y299=0,E299=\"Air-Cooled DOAS Unit\"),\"\",INDEX(IndoorAg_DX_Eff_Table,Y299,'Indoor Agriculture Support'!$H$209))","v":""},0,0,null,null,null,null,null,null,{"$error":"#N/A"},0.9,{"$f":"SUMPRODUCT('Indoor Agriculture Support'!$J$211:$J$221*--('Indoor Agriculture Support'!$B$211:$B$221=E299)*--('Indoor Agriculture Support'!$C$211:$C$221=AB299)*--('Indoor Agriculture Support'!$D$211:$D$221=AC299)*--('Indoor Agriculture Support'!$E$211:$E$221<=H299)*--('Indoor Agriculture Support'!$F$211:$F$221>H299))","v":0},{"$f":"IF(Y299=0,0,INDEX(IndoorAg_DX_Eff_Table,Y299,'Indoor Agriculture Support'!$G$209))","v":0},{"$f":"IF(Y299=0,0,INDEX(IndoorAg_DX_Eff_Table,Y299,'Indoor Agriculture Support'!$I$209))","v":0},"N/A",0,null,null,null,null,null,null,null,null,null,null,null,null,null,0,0,0,null,0]
[null,14,{"$f":"IF(INDEX($W$33:$W$49,MATCH(B300,$X$33:$X$49,0),)=TRUE,1,5/0)","v":{"$error":"#DIV/0!"}},null,null,null,null,null,null,null,null,null,null,{"$f":"IF(OR(Y300=0,E300=\"Air-Cooled DOAS Unit\"),\"\",INDEX(IndoorAg_DX_Eff_Table,Y300,'Indoor Agriculture Support'!$H$209))","v":""},0,0,null,null,null,null,null,null,{"$error":"#N/A"},0.9,{"$f":"SUMPRODUCT('Indoor Agriculture Support'!$J$211:$J$221*--('Indoor Agriculture Support'!$B$211:$B$221=E300)*--('Indoor Agriculture Support'!$C$211:$C$221=AB300)*--('Indoor Agriculture Support'!$D$211:$D$221=AC300)*--('Indoor Agriculture Support'!$E$211:$E$221<=H300)*--('Indoor Agriculture Support'!$F$211:$F$221>H300))","v":0},{"$f":"IF(Y300=0,0,INDEX(IndoorAg_DX_Eff_Table,Y300,'Indoor Agriculture Support'!$G$209))","v":0},{"$f":"IF(Y300=0,0,INDEX(IndoorAg_DX_Eff_Table,Y300,'Indoor Agriculture Support'!$I$209))","v":0},"N/A",0,null,null,null,null,null,null,null,null,null,null,null,null,null,0,0,0,null,0]
[null,14,{"$f":"IF(INDEX($W$33:$W$49,MATCH(B301,$X$33:$X$49,0),)=TRUE,1,5/0)","v":{"$error":"#DIV/0!"}},null,null,null,null,null,null,null,null,null,null,{"$f":"IF(OR(Y301=0,E301=\"Air-Cooled DOAS Unit\"),\"\",INDEX(IndoorAg_DX_Eff_Table,Y301,'Indoor Agriculture Support'!$H$209))","v":""},0,0,null,null,null,null,null,null,{"$error":"#N/A"},0.9,{"$f":"SUMPRODUCT('Indoor Agriculture Support'!$J$211:$J$221*--('Indoor Agriculture Support'!$B$211:$B$221=E301)*--('Indoor Agriculture Support'!$C$211:$C$221=AB301)*--('Indoor Agriculture Support'!$D$211:$D$221=AC301)*--('Indoor Agriculture Support'!$E$211:$E$221<=H301)*--('Indoor Agriculture Support'!$F$211:$F$221>H301))","v":0},{"$f":"IF(Y301=0,0,INDEX(IndoorAg_DX_Eff_Table,Y301,'Indoor Agriculture Support'!$G$209))","v":0},{"$f":"IF(Y301=0,0,INDEX(IndoorAg_DX_Eff_Table,Y301,'Indoor Agriculture Support'!$I$209))","v":0},"N/A",0,null,null,null,null,null,null,null,null,null,null,null,null,null,0,0,0,null,0]
[null,14,{"$f":"IF(INDEX($W$33:$W$49,MATCH(B302,$X$33:$X$49,0),)=TRUE,1,5/0)","v":{"$error":"#DIV/0!"}},null,null,null,null,null,null,null,null,null,null,{"$f":"IF(OR(Y302=0,E302=\"Air-Cooled DOAS Unit\"),\"\",INDEX(IndoorAg_DX_Eff_Table,Y302,'Indoor Agriculture Support'!$H$209))","v":""},0,0,null,null,null,null,null,null,{"$error":"#N/A"},0.9,{"$f":"SUMPRODUCT('Indoor Agriculture Support'!$J$211:$J$221*--('Indoor Agriculture Support'!$B$211:$B$221=E302)*--('Indoor Agriculture Support'!$C$211:$C$221=AB302)*--('Indoor Agriculture Support'!$D$211:$D$221=AC302)*--('Indoor Agriculture Support'!$E$211:$E$221<=H302)*--('Indoor Agriculture Support'!$F$211:$F$221>H302))","v":0},{"$f":"IF(Y302=0,0,INDEX(IndoorAg_DX_Eff_Table,Y302,'Indoor Agriculture Support'!$G$209))","v":0},{"$f":"IF(Y302=0,0,INDEX(IndoorAg_DX_Eff_Table,Y302,'Indoor Agriculture Support'!$I$209))","v":0},"N/A",0,null,null,null,null,null,null,null,null,null,null,null,null,null,0,0,0,null,0]
[null,14,{"$f":"IF(INDEX($W$33:$W$49,MATCH(B303,$X$33:$X$49,0),)=TRUE,1,5/0)","v":{"$error":"#DIV/0!"}},null,null,null,null,null,null,null,null,null,null,null,null,null,null,null,null,null,null,null,null,null,null,null,null,null,null,null,null,null,null,null,null,null,null,null,null,null,null,"Total",{"$f":"SUM(AQ293:AQ302)","v":0},{"$f":"SUM(AR293:AR302)","v":0},{"$f":"SUM(AS293:AS302)","v":0}]
[null,14,{"$f":"IF(INDEX($W$33:$W$49,MATCH(B304,$X$33:$X$49,0),)=TRUE,1,5/0)","v":{"$error":"#DIV/0!"}}]
[null,14,{"$f":"IF(INDEX($W$33:$W$49,MATCH(B305,$X$33:$X$49,0),)=TRUE,1,5/0)","v":{"$error":"#DIV/0!"}}]
[null,15,{"$f":"IF(INDEX($W$33:$W$49,MATCH(B306,$X$33:$X$49,0),)=TRUE,1,5/0)","v":{"$error":"#DIV/0!"}},null,{"$f":"E47","v":"Cooling and Dehumidification Systems - Chilled Water"},null,null,null,null,null,null,"Return to Top"]
[null,15,{"$f":"IF(INDEX($W$33:$W$49,MATCH(B307,$X$33:$X$49,0),)=TRUE,1,5/0)","v":{"$error":"#DIV/0!"}},null,"Instructions:",null,null,null,null,"DOAS ISMRE not included in calculations. TRM to be updated - can direct the partner to report as a custom measure if not covered in the TRM before tool release"]
[null,15,{"$f":"IF(INDEX($W$33:$W$49,MATCH(B308,$X$33:$X$49,0),)=TRUE,1,5/0)","v":{"$error":"#DIV/0!"}},null,"1. Enter the chilled water systems in the table below from left to right. Report unique configurations on separate rows."]
[null,15,{"$f":"IF(INDEX($W$33:$W$49,MATCH(B309,$X$33:$X$49,0),)=TRUE,1,5/0)","v":{"$error":"#DIV/0!"}}]
[null,15,{"$f":"IF(INDEX($W$33:$W$49,MATCH(B310,$X$33:$X$49,0),)=TRUE,1,5/0)","v":{"$error":"#DIV/0!"}},null,"Unique Chiller Identifier (Optional)","Chilled Water System Type","Tons/unit","Full-Load Chiller Efficiency (kW/ton)","Integrated Part-Load Value (kW/ton)","Quantity","Peak Coincident Demand Savings (kW)","Annual Electric Energy Savings (kWh)",null,null,null,null,null,null,null,null,null,null,"EFLH cool","CF","FLbaseline","IPLVbaseline","Baseline efficiency row",null,null,null,null,null,null,null,null,null,null,null,null,null,null,null,"Peak Coincident Demand Savings (kW)","Annual Electric Energy Savings (kWh)","Annual Fossil Fuel Energy Savings (MMBtu)",null,"Count","Quantity of unique measures"]
[null,15,{"$f":"IF(INDEX($W$33:$W$49,MATCH(B311,$X$33:$X$49,0),)=TRUE,1,5/0)","v":{"$error":"#DIV/0!"}},null,null,null,null,null,null,null,{"$f":"J311*G311*(Y311-H311)*X311","v":0},{"$f":"J311*G311*(Z311-I311)*W311","v":{"$error":"#N/A"}},null,null,null,null,null,null,null,null,null,null,{"$f":"IF(GI_Nearest_City=\"Newark\",5130,5036)","v":{"$error":"#N/A"}},0.8,{"$f":"IF(AA311=0,0,INDEX(IndoorAg_ChilledWater_Eff,AA311,'Indoor Agriculture Support'!$F$225))","v":0},{"$f":"IF(AA311=0,0,INDEX(IndoorAg_ChilledWater_Eff,AA311,'Indoor Agriculture Support'!$G$225))","v":0},{"$f":"SUMPRODUCT('Indoor Agriculture Support'!$H$227:$H$234*--('Indoor Agriculture Support'!$B$227:$B$234=F311)*--('Indoor Agriculture Support'!$D$227:$D$234<=G311)*--('Indoor Agriculture Support'!$E$227:$E$234>G311))","v":0},null,null,null,null,null,null,null,null,null,null,null,null,null,null,null,{"$f":"K311","v":0},{"$f":"L311","v":{"$error":"#N/A"}},0,null,{"$f":"IF(OR(AQ311<>0,AR311<>0,AS311<>0),1,0)","v":{"$error":"#N/A"}},{"$f":"SUM(AU311:AU320)","v":{"$error":"#N/A"}}]
[null,15,{"$f":"IF(INDEX($W$33:$W$49,MATCH(B312,$X$33:$X$49,0),)=TRUE,1,5/0)","v":{"$error":"#DIV/0!"}},null,null,null,null,null,null,null,{"$f":"J312*G312*(Y312-H312)*X312","v":0},{"$f":"J312*G312*(Z312-I312)*W312","v":{"$error":"#N/A"}},null,null,null,null,null,null,null,null,null,null,{"$error":"#N/A"},0.8,{"$f":"IF(AA312=0,0,INDEX(IndoorAg_ChilledWater_Eff,AA312,'Indoor Agriculture Support'!$F$225))","v":0},{"$f":"IF(AA312=0,0,INDEX(IndoorAg_ChilledWater_Eff,AA312,'Indoor Agriculture Support'!$G$225))","v":0},{"$f":"SUMPRODUCT('Indoor Agriculture Support'!$H$227:$H$234*--('Indoor Agriculture Support'!$B$227:$B$234=F312)*--('Indoor Agriculture Support'!$D$227:$D$234<=G312)*--('Indoor Agriculture Support'!$E$227:$E$234>G312))","v":0},null,null,null,null,null,null,null,null,null,null,null,null,null,null,null,{"$f":"K312","v":0},{"$f":"L312","v":{"$error":"#N/A"}},0,null,{"$f":"IF(OR(AQ312<>0,AR312<>0,AS312<>0),1,0)","v":{"$error":"#N/A"}}]
[null,15,{"$f":"IF(INDEX($W$33:$W$49,MATCH(B313,$X$33:$X$49,0),)=TRUE,1,5/0)","v":{"$error":"#DIV/0!"}},null,null,null,null,null,null,null,0,{"$error":"#N/A"},null,null,null,null,null,null,null,null,null,null,{"$error":"#N/A"},0.8,{"$f":"IF(AA313=0,0,INDEX(IndoorAg_ChilledWater_Eff,AA313,'Indoor Agriculture Support'!$F$225))","v":0},{"$f":"IF(AA313=0,0,INDEX(IndoorAg_ChilledWater_Eff,AA313,'Indoor Agriculture Support'!$G$225))","v":0},{"$f":"SUMPRODUCT('Indoor Agriculture Support'!$H$227:$H$234*--('Indoor Agriculture Support'!$B$227:$B$234=F313)*--('Indoor Agriculture Support'!$D$227:$D$234<=G313)*--('Indoor Agriculture Support'!$E$227:$E$234>G313))","v":0},null,null,null,null,null,null,null,null,null,null,null,null,null,null,null,0,{"$error":"#N/A"},0,null,{"$error":"#N/A"}]
[null,15,{"$f":"IF(INDEX($W$33:$W$49,MATCH(B314,$X$33:$X$49,0),)=TRUE,1,5/0)","v":{"$error":"#DIV/0!"}},null,null,null,null,null,null,null,0,{"$error":"#N/A"},null,null,null,null,null,null,null,null,null,null,{"$error":"#N/A"},0.8,{"$f":"IF(AA314=0,0,INDEX(IndoorAg_ChilledWater_Eff,AA314,'Indoor Agriculture Support'!$F$225))","v":0},{"$f":"IF(AA314=0,0,INDEX(IndoorAg_ChilledWater_Eff,AA314,'Indoor Agriculture Support'!$G$225))","v":0},{"$f":"SUMPRODUCT('Indoor Agriculture Support'!$H$227:$H$234*--('Indoor Agriculture Support'!$B$227:$B$234=F314)*--('Indoor Agriculture Support'!$D$227:$D$234<=G314)*--('Indoor Agriculture Support'!$E$227:$E$234>G314))","v":0},null,null,null,null,null,null,null,null,null,null,null,null,null,null,null,0,{"$error":"#N/A"},0,null,{"$error":"#N/A"}]
[null,15,{"$f":"IF(INDEX($W$33:$W$49,MATCH(B315,$X$33:$X$49,0),)=TRUE,1,5/0)","v":{"$error":"#DIV/0!"}},null,null,null,null,null,null,null,0,{"$error":"#N/A"},null,null,null,null,null,null,null,null,null,null,{"$error":"#N/A"},0.8,{"$f":"IF(AA315=0,0,INDEX(IndoorAg_ChilledWater_Eff,AA315,'Indoor Agriculture Support'!$F$225))","v":0},{"$f":"IF(AA315=0,0,INDEX(IndoorAg_ChilledWater_Eff,AA315,'Indoor Agriculture Support'!$G$225))","v":0},{"$f":"SUMPRODUCT('Indoor Agriculture Support'!$H$227:$H$234*--('Indoor Agriculture Support'!$B$227:$B$234=F315)*--('Indoor Agriculture Support'!$D$227:$D$234<=G315)*--('Indoor Agriculture Support'!$E$227:$E$234>G315))","v":0},null,null,null,null,null,null,null,null,null,null,null,null,null,null,null,0,{"$error":"#N/A"},0,null,{"$error":"#N/A"}]
[null,15,{"$f":"IF(INDEX($W$33:$W$49,MATCH(B316,$X$33:$X$49,0),)=TRUE,1,5/0)","v":{"$error":"#DIV/0!"}},null,null,null,null,null,null,null,0,{"$error":"#N/A"},null,null,null,null,null,null,null,null,null,null,{"$error":"#N/A"},0.8,{"$f":"IF(AA316=0,0,INDEX(IndoorAg_ChilledWater_Eff,AA316,'Indoor Agriculture Support'!$F$225))","v":0},{"$f":"IF(AA316=0,0,INDEX(IndoorAg_ChilledWater_Eff,AA316,'Indoor Agriculture Support'!$G$225))","v":0},{"$f":"SUMPRODUCT('Indoor Agriculture Support'!$H$227:$H$234*--('Indoor Agriculture Support'!$B$227:$B$234=F316)*--('Indoor Agriculture Support'!$D$227:$D$234<=G316)*--('Indoor Agriculture Support'!$E$227:$E$234>G316))","v":0},null,null,null,null,null,null,null,null,null,null,null,null,null,null,null,0,{"$error":"#N/A"},0,null,{"$error":"#N/A"}]
[null,15,{"$f":"IF(INDEX($W$33:$W$49,MATCH(B317,$X$33:$X$49,0),)=TRUE,1,5/0)","v":{"$error":"#DIV/0!"}},null,null,null,null,null,null,null,0,{"$error":"#N/A"},null,null,null,null,null,null,null,null,null,null,{"$error":"#N/A"},0.8,{"$f":"IF(AA317=0,0,INDEX(IndoorAg_ChilledWater_Eff,AA317,'Indoor Agriculture Support'!$F$225))","v":0},{"$f":"IF(AA317=0,0,INDEX(IndoorAg_ChilledWater_Eff,AA317,'Indoor Agriculture Support'!$G$225))","v":0},{"$f":"SUMPRODUCT('Indoor Agriculture Support'!$H$227:$H$234*--('Indoor Agriculture Support'!$B$227:$B$234=F317)*--('Indoor Agriculture Support'!$D$227:$D$234<=G317)*--('Indoor Agriculture Support'!$E$227:$E$234>G317))","v":0},null,null,null,null,null,null,null,null,null,null,null,null,null,null,null,0,{"$error":"#N/A"},0,null,{"$error":"#N/A"}]
[null,15,{"$f":"IF(INDEX($W$33:$W$49,MATCH(B318,$X$33:$X$49,0),)=TRUE,1,5/0)","v":{"$error":"#DIV/0!"}},null,null,null,null,null,null,null,0,{"$error":"#N/A"},null,null,null,null,null,null,null,null,null,null,{"$error":"#N/A"},0.8,{"$f":"IF(AA318=0,0,INDEX(IndoorAg_ChilledWater_Eff,AA318,'Indoor Agriculture Support'!$F$225))","v":0},{"$f":"IF(AA318=0,0,INDEX(IndoorAg_ChilledWater_Eff,AA318,'Indoor Agriculture Support'!$G$225))","v":0},{"$f":"SUMPRODUCT('Indoor Agriculture Support'!$H$227:$H$234*--('Indoor Agriculture Support'!$B$227:$B$234=F318)*--('Indoor Agriculture Support'!$D$227:$D$234<=G318)*--('Indoor Agriculture Support'!$E$227:$E$234>G318))","v":0},null,null,null,null,null,null,null,null,null,null,null,null,null,null,null,0,{"$error":"#N/A"},0,null,{"$error":"#N/A"}]
[null,15,{"$f":"IF(INDEX($W$33:$W$49,MATCH(B319,$X$33:$X$49,0),)=TRUE,1,5/0)","v":{"$error":"#DIV/0!"}},null,null,null,null,null,null,null,0,{"$error":"#N/A"},null,null,null,null,null,null,null,null,null,null,{"$error":"#N/A"},0.8,{"$f":"IF(AA319=0,0,INDEX(IndoorAg_ChilledWater_Eff,AA319,'Indoor Agriculture Support'!$F$225))","v":0},{"$f":"IF(AA319=0,0,INDEX(IndoorAg_ChilledWater_Eff,AA319,'Indoor Agriculture Support'!$G$225))","v":0},{"$f":"SUMPRODUCT('Indoor Agriculture Support'!$H$227:$H$234*--('Indoor Agriculture Support'!$B$227:$B$234=F319)*--('Indoor Agriculture Support'!$D$227:$D$234<=G319)*--('Indoor Agriculture Support'!$E$227:$E$234>G319))","v":0},null,null,null,null,null,null,null,null,null,null,null,null,null,null,null,0,{"$error":"#N/A"},0,null,{"$error":"#N/A"}]
[null,15,{"$f":"IF(INDEX($W$33:$W$49,MATCH(B320,$X$33:$X$49,0),)=TRUE,1,5/0)","v":{"$error":"#DIV/0!"}},null,null,null,null,null,null,null,0,{"$error":"#N/A"},null,null,null,null,null,null,null,null,null,null,{"$error":"#N/A"},0.8,{"$f":"IF(AA320=0,0,INDEX(IndoorAg_ChilledWater_Eff,AA320,'Indoor Agriculture Support'!$F$225))","v":0},{"$f":"IF(AA320=0,0,INDEX(IndoorAg_ChilledWater_Eff,AA320,'Indoor Agriculture Support'!$G$225))","v":0},{"$f":"SUMPRODUCT('Indoor Agriculture Support'!$H$227:$H$234*--('Indoor Agriculture Support'!$B$227:$B$234=F320)*--('Indoor Agriculture Support'!$D$227:$D$234<=G320)*--('Indoor Agriculture Support'!$E$227:$E$234>G320))","v":0},null,null,null,null,null,null,null,null,null,null,null,null,null,null,null,0,{"$error":"#N/A"},0,null,{"$error":"#N/A"}]
[null,15,{"$f":"IF(INDEX($W$33:$W$49,MATCH(B321,$X$33:$X$49,0),)=TRUE,1,5/0)","v":{"$error":"#DIV/0!"}},null,null,null,null,null,null,null,null,null,null,null,null,null,null,null,null,null,null,null,null,null,null,null,null,null,null,null,null,null,null,null,null,null,null,null,null,null,null,"Total",{"$f":"SUM(AQ311:AQ320)","v":0},{"$f":"SUM(AR311:AR320)","v":{"$error":"#N/A"}},{"$f":"SUM(AS311:AS320)","v":0}]
[null,15,{"$f":"IF(INDEX($W$33:$W$49,MATCH(B322,$X$33:$X$49,0),)=TRUE,1,5/0)","v":{"$error":"#DIV/0!"}}]
[null,15,{"$f":"IF(INDEX($W$33:$W$49,MATCH(B323,$X$33:$X$49,0),)=TRUE,1,5/0)","v":{"$error":"#DIV/0!"}}]
[null,16,{"$f":"IF(INDEX($W$33:$W$49,MATCH(B324,$X$33:$X$49,0),)=TRUE,1,5/0)","v":{"$error":"#DIV/0!"}},null,{"$f":"E48","v":"Heating Systems"},null,null,null,null,null,null,null,"Return to Top"]
[null,16,{"$f":"IF(INDEX($W$33:$W$49,MATCH(B325,$X$33:$X$49,0),)=TRUE,1,5/0)","v":{"$error":"#DIV/0!"}},null,"Instructions:"]
[null,16,{"$f":"IF(INDEX($W$33:$W$49,MATCH(B326,$X$33:$X$49,0),)=TRUE,1,5/0)","v":{"$error":"#DIV/0!"}},null,"1. Enter the heating systems in the table below from left to right. Report unique configurations on separate rows."]
[null,16,{"$f":"IF(INDEX($W$33:$W$49,MATCH(B327,$X$33:$X$49,0),)=TRUE,1,5/0)","v":{"$error":"#DIV/0!"}}]
[null,16,{"$f":"IF(INDEX($W$33:$W$49,MATCH(B328,$X$33:$X$49,0),)=TRUE,1,5/0)","v":{"$error":"#DIV/0!"}},null,"Heating System Unique Identifier (Optional)","Equipment Type","Heating Capacity (Btu/h)","Cooling Capacity (Btu/h)","Equipment Efficiency","Efficiency Units","Peak Coincident Demand Savings (kW)","Annual Electric Energy Savings (kWh)","Annual Fossil Fuel Energy Savings (MMBtu)",null,null,null,null,null,null,null,null,null,"EFLH heat","CF","Felecheat","Fgasheat","Baseline efficiency row","Baseline efficiency","Baseline efficiency units","Capacity for lookup Btu/h",null,null,null,null,null,null,null,null,null,null,null,null,"Peak Coincident Demand Savings (kW)","Annual Electric Energy Savings (kWh)","Annual Fossil Fuel Energy Savings (MMBtu)",null,"Count","Quantity of unique measures"]
[null,16,{"$f":"IF(INDEX($W$33:$W$49,MATCH(B329,$X$33:$X$49,0),)=TRUE,1,5/0)","v":{"$error":"#DIV/0!"}},null,null,null,null,null,null,{"$f":"IF(AC329=0,\"\",AC329)","v":""},{"$f":"(L329/W329)*X329","v":{"$error":"#N/A"}},{"$f":"IFERROR(((G329/1000)*W329*((1/AB329)-(1/I329))*Y329)/3412,0)","v":0},{"$f":"IFERROR(((G329/1000)*W329*((1/AB329)-(1/I329))*Z329)/1000000,0)","v":0},null,null,null,null,null,null,null,null,null,{"$f":"IF(GI_Nearest_City=\"Newark\",3641,3741)","v":{"$error":"#N/A"}},0.8,{"$f":"IF(LEFT(F329,20)=\"Air Source Heat Pump\",1,0)","v":0},{"$f":"IF(Y329=0,1,0)","v":1},{"$f":"SUMPRODUCT('Indoor Agriculture Support'!$G$240:$G$249*--('Indoor Agriculture Support'!$B$240:$B$249=F329)*--('Indoor Agriculture Support'!$C$240:$C$249<=AD329)*--('Indoor Agriculture Support'!$D$240:$D$249>AD329))","v":0},{"$f":"IF(AA329=0,0,INDEX(IndoorAg_Heating_Eff_Table,AA329,'Indoor Agriculture Support'!$E$238))","v":0},{"$f":"IF(AA329=0,0,INDEX(IndoorAg_Heating_Eff_Table,AA329,'Indoor Agriculture Support'!$F$238))","v":0},{"$f":"IF(LEFT(F329,20)=\"Air Source Heat Pump\",H329,G329)","v":0},null,null,null,null,null,null,null,null,null,null,null,null,{"$f":"K329","v":{"$error":"#N/A"}},{"$f":"L329","v":0},0,null,{"$f":"IF(OR(AQ329<>0,AR329<>0,AS329<>0),1,0)","v":{"$error":"#N/A"}},{"$f":"SUM(AU329:AU338)","v":{"$error":"#N/A"}}]
[null,16,{"$f":"IF(INDEX($W$33:$W$49,MATCH(B330,$X$33:$X$49,0),)=TRUE,1,5/0)","v":{"$error":"#DIV/0!"}},null,null,null,null,null,null,{"$f":"IF(AC330=0,\"\",AC330)","v":""},{"$error":"#N/A"},{"$f":"IFERROR(((G330/1000)*W330*((1/AB330)-(1/I330))*Y330)/3412,0)","v":0},{"$f":"IFERROR(((G330/1000)*W330*((1/AB330)-(1/I330))*Z330)/1000000,0)","v":0},null,null,null,null,null,null,null,null,null,{"$error":"#N/A"},0.8,{"$f":"IF(LEFT(F330,20)=\"Air Source Heat Pump\",1,0)","v":0},{"$f":"IF(Y330=0,1,0)","v":1},{"$f":"SUMPRODUCT('Indoor Agriculture Support'!$G$240:$G$249*--('Indoor Agriculture Support'!$B$240:$B$249=F330)*--('Indoor Agriculture Support'!$C$240:$C$249<=AD330)*--('Indoor Agriculture Support'!$D$240:$D$249>AD330))","v":0},{"$f":"IF(AA330=0,0,INDEX(IndoorAg_Heating_Eff_Table,AA330,'Indoor Agriculture Support'!$E$238))","v":0},{"$f":"IF(AA330=0,0,INDEX(IndoorAg_Heating_Eff_Table,AA330,'Indoor Agriculture Support'!$F$238))","v":0},{"$f":"IF(LEFT(F330,20)=\"Air Source Heat Pump\",H330,G330)","v":0},null,null,null,null,null,null,null,null,null,null,null,null,{"$f":"K330","v":{"$error":"#N/A"}},{"$f":"L330","v":0},{"$f":"M330","v":0},null,{"$f":"IF(OR(AQ330<>0,AR330<>0,AS330<>0),1,0)","v":{"$error":"#N/A"}}]
[null,16,{"$f":"IF(INDEX($W$33:$W$49,MATCH(B331,$X$33:$X$49,0),)=TRUE,1,5/0)","v":{"$error":"#DIV/0!"}},null,null,null,null,null,null,"",{"$error":"#N/A"},0,0,null,null,null,null,null,null,null,null,null,{"$error":"#N/A"},0.8,0,1,{"$f":"SUMPRODUCT('Indoor Agriculture Support'!$G$240:$G$249*--('Indoor Agriculture Support'!$B$240:$B$249=F331)*--('Indoor Agriculture Support'!$C$240:$C$249<=AD331)*--('Indoor Agriculture Support'!$D$240:$D$249>AD331))","v":0},{"$f":"IF(AA331=0,0,INDEX(IndoorAg_Heating_Eff_Table,AA331,'Indoor Agriculture Support'!$E$238))","v":0},{"$f":"IF(AA331=0,0,INDEX(IndoorAg_Heating_Eff_Table,AA331,'Indoor Agriculture Support'!$F$238))","v":0},0,null,null,null,null,null,null,null,null,null,null,null,null,{"$error":"#N/A"},0,0,null,{"$error":"#N/A"}]
[null,16,{"$f":"IF(INDEX($W$33:$W$49,MATCH(B332,$X$33:$X$49,0),)=TRUE,1,5/0)","v":{"$error":"#DIV/0!"}},null,null,null,null,null,null,"",{"$error":"#N/A"},0,0,null,null,null,null,null,null,null,null,null,{"$error":"#N/A"},0.8,0,1,{"$f":"SUMPRODUCT('Indoor Agriculture Support'!$G$240:$G$249*--('Indoor Agriculture Support'!$B$240:$B$249=F332)*--('Indoor Agriculture Support'!$C$240:$C$249<=AD332)*--('Indoor Agriculture Support'!$D$240:$D$249>AD332))","v":0},{"$f":"IF(AA332=0,0,INDEX(IndoorAg_Heating_Eff_Table,AA332,'Indoor Agriculture Support'!$E$238))","v":0},{"$f":"IF(AA332=0,0,INDEX(IndoorAg_Heating_Eff_Table,AA332,'Indoor Agriculture Support'!$F$238))","v":0},0,null,null,null,null,null,null,null,null,null,null,null,null,{"$error":"#N/A"},0,0,null,{"$error":"#N/A"}]
[null,16,{"$f":"IF(INDEX($W$33:$W$49,MATCH(B333,$X$33:$X$49,0),)=TRUE,1,5/0)","v":{"$error":"#DIV/0!"}},null,null,null,null,null,null,"",{"$error":"#N/A"},0,0,null,null,null,null,null,null,null,null,null,{"$error":"#N/A"},0.8,0,1,{"$f":"SUMPRODUCT('Indoor Agriculture Support'!$G$240:$G$249*--('Indoor Agriculture Support'!$B$240:$B$249=F333)*--('Indoor Agriculture Support'!$C$240:$C$249<=AD333)*--('Indoor Agriculture Support'!$D$240:$D$249>AD333))","v":0},{"$f":"IF(AA333=0,0,INDEX(IndoorAg_Heating_Eff_Table,AA333,'Indoor Agriculture Support'!$E$238))","v":0},{"$f":"IF(AA333=0,0,INDEX(IndoorAg_Heating_Eff_Table,AA333,'Indoor Agriculture Support'!$F$238))","v":0},0,null,null,null,null,null,null,null,null,null,null,null,null,{"$error":"#N/A"},0,0,null,{"$error":"#N/A"}]
[null,16,{"$f":"IF(INDEX($W$33:$W$49,MATCH(B334,$X$33:$X$49,0),)=TRUE,1,5/0)","v":{"$error":"#DIV/0!"}},null,null,null,null,null,null,"",{"$error":"#N/A"},0,0,null,null,null,null,null,null,null,null,null,{"$error":"#N/A"},0.8,0,1,{"$f":"SUMPRODUCT('Indoor Agriculture Support'!$G$240:$G$249*--('Indoor Agriculture Support'!$B$240:$B$249=F334)*--('Indoor Agriculture Support'!$C$240:$C$249<=AD334)*--('Indoor Agriculture Support'!$D$240:$D$249>AD334))","v":0},{"$f":"IF(AA334=0,0,INDEX(IndoorAg_Heating_Eff_Table,AA334,'Indoor Agriculture Support'!$E$238))","v":0},{"$f":"IF(AA334=0,0,INDEX(IndoorAg_Heating_Eff_Table,AA334,'Indoor Agriculture Support'!$F$238))","v":0},0,null,null,null,null,null,null,null,null,null,null,null,null,{"$error":"#N/A"},0,0,null,{"$error":"#N/A"}]
[null,16,{"$f":"IF(INDEX($W$33:$W$49,MATCH(B335,$X$33:$X$49,0),)=TRUE,1,5/0)","v":{"$error":"#DIV/0!"}},null,null,null,null,null,null,"",{"$error":"#N/A"},0,0,null,null,null,null,null,null,null,null,null,{"$error":"#N/A"},0.8,0,1,{"$f":"SUMPRODUCT('Indoor Agriculture Support'!$G$240:$G$249*--('Indoor Agriculture Support'!$B$240:$B$249=F335)*--('Indoor Agriculture Support'!$C$240:$C$249<=AD335)*--('Indoor Agriculture Support'!$D$240:$D$249>AD335))","v":0},{"$f":"IF(AA335=0,0,INDEX(IndoorAg_Heating_Eff_Table,AA335,'Indoor Agriculture Support'!$E$238))","v":0},{"$f":"IF(AA335=0,0,INDEX(IndoorAg_Heating_Eff_Table,AA335,'Indoor Agriculture Support'!$F$238))","v":0},0,null,null,null,null,null,null,null,null,null,null,null,null,{"$error":"#N/A"},0,0,null,{"$error":"#N/A"}]
[null,16,{"$f":"IF(INDEX($W$33:$W$49,MATCH(B336,$X$33:$X$49,0),)=TRUE,1,5/0)","v":{"$error":"#DIV/0!"}},null,null,null,null,null,null,"",{"$error":"#N/A"},0,0,null,null,null,null,null,null,null,null,null,{"$error":"#N/A"},0.8,0,1,{"$f":"SUMPRODUCT('Indoor Agriculture Support'!$G$240:$G$249*--('Indoor Agriculture Support'!$B$240:$B$249=F336)*--('Indoor Agriculture Support'!$C$240:$C$249<=AD336)*--('Indoor Agriculture Support'!$D$240:$D$249>AD336))","v":0},{"$f":"IF(AA336=0,0,INDEX(IndoorAg_Heating_Eff_Table,AA336,'Indoor Agriculture Support'!$E$238))","v":0},{"$f":"IF(AA336=0,0,INDEX(IndoorAg_Heating_Eff_Table,AA336,'Indoor Agriculture Support'!$F$238))","v":0},0,null,null,null,null,null,null,null,null,null,null,null,null,{"$error":"#N/A"},0,0,null,{"$error":"#N/A"}]
[null,16,{"$f":"IF(INDEX($W$33:$W$49,MATCH(B337,$X$33:$X$49,0),)=TRUE,1,5/0)","v":{"$error":"#DIV/0!"}},null,null,null,null,null,null,"",{"$error":"#N/A"},0,0,null,null,null,null,null,null,null,null,null,{"$error":"#N/A"},0.8,0,1,{"$f":"SUMPRODUCT('Indoor Agriculture Support'!$G$240:$G$249*--('Indoor Agriculture Support'!$B$240:$B$249=F337)*--('Indoor Agriculture Support'!$C$240:$C$249<=AD337)*--('Indoor Agriculture Support'!$D$240:$D$249>AD337))","v":0},{"$f":"IF(AA337=0,0,INDEX(IndoorAg_Heating_Eff_Table,AA337,'Indoor Agriculture Support'!$E$238))","v":0},{"$f":"IF(AA337=0,0,INDEX(IndoorAg_Heating_Eff_Table,AA337,'Indoor Agriculture Support'!$F$238))","v":0},0,null,null,null,null,null,null,null,null,null,null,null,null,{"$error":"#N/A"},0,0,null,{"$error":"#N/A"}]
[null,16,{"$f":"IF(INDEX($W$33:$W$49,MATCH(B338,$X$33:$X$49,0),)=TRUE,1,5/0)","v":{"$error":"#DIV/0!"}},null,null,null,null,null,null,"",{"$error":"#N/A"},0,0,null,null,null,null,null,null,null,null,null,{"$error":"#N/A"},0.8,0,1,{"$f":"SUMPRODUCT('Indoor Agriculture Support'!$G$240:$G$249*--('Indoor Agriculture Support'!$B$240:$B$249=F338)*--('Indoor Agriculture Support'!$C$240:$C$249<=AD338)*--('Indoor Agriculture Support'!$D$240:$D$249>AD338))","v":0},{"$f":"IF(AA338=0,0,INDEX(IndoorAg_Heating_Eff_Table,AA338,'Indoor Agriculture Support'!$E$238))","v":0},{"$f":"IF(AA338=0,0,INDEX(IndoorAg_Heating_Eff_Table,AA338,'Indoor Agriculture Support'!$F$238))","v":0},0,null,null,null,null,null,null,null,null,null,null,null,null,{"$error":"#N/A"},0,0,null,{"$error":"#N/A"}]
[null,16,{"$f":"IF(INDEX($W$33:$W$49,MATCH(B339,$X$33:$X$49,0),)=TRUE,1,5/0)","v":{"$error":"#DIV/0!"}},null,null,null,null,null,null,null,null,null,null,null,null,null,null,null,null,null,null,null,null,null,null,null,null,null,null,null,null,null,null,null,null,null,null,null,null,null,null,"Total",{"$f":"SUM(AQ329:AQ338)","v":{"$error":"#N/A"}},{"$f":"SUM(AR329:AR338)","v":0},{"$f":"SUM(AS329:AS338)","v":0}]
[null,16,{"$f":"IF(INDEX($W$33:$W$49,MATCH(B340,$X$33:$X$49,0),)=TRUE,1,5/0)","v":{"$error":"#DIV/0!"}}]
[null,16,{"$f":"IF(INDEX($W$33:$W$49,MATCH(B341,$X$33:$X$49,0),)=TRUE,1,5/0)","v":{"$error":"#DIV/0!"}}]
[null,17,{"$f":"IF(INDEX($W$33:$W$49,MATCH(B342,$X$33:$X$49,0),)=TRUE,1,5/0)","v":{"$error":"#DIV/0!"}},null,{"$f":"E49","v":"Indoor Agriculture - Custom"},null,null,null,null,null,null,"Return to Top"]
[null,17,{"$f":"IF(INDEX($W$33:$W$49,MATCH(B343,$X$33:$X$49,0),)=TRUE,1,5/0)","v":{"$error":"#DIV/0!"}},null,"Instructions:"]
[null,17,{"$f":"IF(INDEX($W$33:$W$49,MATCH(B344,$X$33:$X$49,0),)=TRUE,1,5/0)","v":{"$error":"#DIV/0!"}},null,"1. Report custom indoor agriculture measures in the table below. Custom measure calculations shall be included in the submittal package to support the entries below.",null,null,null,null,null,null,null,null,null,null,null,null,null,null,null,null,null,null,null,null,"Blue cells indicate that there is a unique formula"]
[null,17,{"$f":"IF(INDEX($W$33:$W$49,MATCH(B345,$X$33:$X$49,0),)=TRUE,1,5/0)","v":{"$error":"#DIV/0!"}}]
[null,17,{"$f":"IF(INDEX($W$33:$W$49,MATCH(B346,$X$33:$X$49,0),)=TRUE,1,5/0)","v":{"$error":"#DIV/0!"}},null,"Measure Description",null,null,"Quantity","Effective Useful Life (years)","Peak Coincident Demand Savings (kW)","Annual Electric Energy Savings (kWh)","Annual Fossil Fuel Energy Savings (MMBtu)",null,null,null,null,null,null,null,null,null,null,"Count","Count for measure","Measure Name","Measure Name if present","Measure Savings kBtu","Measure description","Measure Quantity","Measure effective useful life","Measure Combined","Energy Credits Measure Name & Description List No Spaces","Filtered Measure Name","Filtered Measure Description","Filtered Measure Quantity","Filtered Measure Savings (kBtu)","Filtered Measure EUL"]
[1,17,{"$f":"IF(INDEX($W$33:$W$49,MATCH(B347,$X$33:$X$49,0),)=TRUE,1,5/0)","v":{"$error":"#DIV/0!"}},null,null,null,null,null,null,null,null,null,null,null,null,null,null,null,null,null,null,null,1,1,{"$f":"E33","v":"LED Grow Lights"},{"$f":"IF(W33=TRUE,Y347,\"\")","v":""},{"$f":"IF(Z347=\"\",\"\",ROUND(Z33*Support_kBtu_per_kWh+AA33*1000,4))","v":""},null,{"$f":"$AV$56","v":0},{"$f":"IF(Z347=\"\",\"\",INDEX(Measures_Table,MATCH(Z347,INDEX(Measures_Table,,'Measures Support'!$C$1),0),'Measures Support'!$G$1))","v":""},{"$f":"IF(Z347=\"\",\"\",Z347&\"_\"&AA347&\"$\"&AB347&\"@\"&AC347&\"+\"&AD347&\">\"&X347)","v":""},{"$f":"IFERROR(INDEX($AE$347:$AE$382, MATCH(0, IF($AE$347:$AE$382<>\"\", COUNTIF($AF346:AF$346, $AE$347:$AE$382), \"\"), 0)), \"\")","v":""},{"$f":"IFERROR(LEFT(AF347,FIND(\"_\",AF347)-1),\"\")","v":""},{"$f":"IFERROR(MID(AF347, SEARCH(\"$\", AF347) + 1, SEARCH(\"@\", AF347) - SEARCH(\"$\", AF347) - 1),\"\")","v":""},{"$f":"IF(AF347=\"\",\"\",_xlfn.NUMBERVALUE(IFERROR(MID(AF347, SEARCH(\"@\", AF347) + 1, SEARCH(\"+\", AF347) - SEARCH(\"@\", AF347) - 1),\"\")))","v":""},{"$f":"IFERROR(VALUE(MID(AF347, SEARCH(\"_\", AF347) + 1, SEARCH(\"$\", AF347) - SEARCH(\"_\", AF347) - 1)),0)","v":0},{"$f":"IF(AF347=\"\",\"\",_xlfn.NUMBERVALUE(IFERROR(MID(AF347, SEARCH(\"+\", AF347) + 1, SEARCH(\">\", AF347) - SEARCH(\"+\", AF347) - 1),\"\")))","v":""}]
[2,17,{"$f":"IF(INDEX($W$33:$W$49,MATCH(B348,$X$33:$X$49,0),)=TRUE,1,5/0)","v":{"$error":"#DIV/0!"}},null,null,null,null,null,null,null,null,null,null,null,null,null,null,null,null,null,null,null,2,1,"Dehumidifiers",{"$f":"IF(W34=TRUE,Y348,\"\")","v":""},"",null,{"$f":"$AV$74","v":0},{"$f":"IF(Z348=\"\",\"\",INDEX(Measures_Table,MATCH(Z348,INDEX(Measures_Table,,'Measures Support'!$C$1),0),'Measures Support'!$G$1))","v":""},{"$f":"IF(Z348=\"\",\"\",Z348&\"_\"&AA348&\"$\"&AB348&\"@\"&AC348&\"+\"&AD348&\">\"&X348)","v":""},{"$f":"IFERROR(INDEX($AE$347:$AE$382, MATCH(0, IF($AE$347:$AE$382<>\"\", COUNTIF($AF$346:AF347, $AE$347:$AE$382), \"\"), 0)), \"\")","v":""},{"$f":"IFERROR(LEFT(AF348,FIND(\"_\",AF348)-1),\"\")","v":""},"","",{"$f":"IFERROR(VALUE(MID(AF348, SEARCH(\"_\", AF348) + 1, SEARCH(\"$\", AF348) - SEARCH(\"_\", AF348) - 1)),0)","v":0},{"$f":"IF(AF348=\"\",\"\",_xlfn.NUMBERVALUE(IFERROR(MID(AF348, SEARCH(\"+\", AF348) + 1, SEARCH(\">\", AF348) - SEARCH(\"+\", AF348) - 1),\"\")))","v":""}]
[3,17,{"$f":"IF(INDEX($W$33:$W$49,MATCH(B349,$X$33:$X$49,0),)=TRUE,1,5/0)","v":{"$error":"#DIV/0!"}},null,null,null,null,null,null,null,null,null,null,null,null,null,null,null,null,null,null,null,3,1,"Irrigation Pump VFD","","",null,{"$f":"$AV$92","v":0},{"$f":"IF(Z349=\"\",\"\",INDEX(Measures_Table,MATCH(Z349,INDEX(Measures_Table,,'Measures Support'!$C$1),0),'Measures Support'!$G$1))","v":""},"",{"$f":"IFERROR(INDEX($AE$347:$AE$382, MATCH(0, IF($AE$347:$AE$382<>\"\", COUNTIF($AF$346:AF348, $AE$347:$AE$382), \"\"), 0)), \"\")","v":""},"","","",0,""]
[4,17,{"$f":"IF(INDEX($W$33:$W$49,MATCH(B350,$X$33:$X$49,0),)=TRUE,1,5/0)","v":{"$error":"#DIV/0!"}},null,null,null,null,null,null,null,null,null,null,null,null,null,null,null,null,null,null,null,4,1,"Condensing Unit Heater","","",null,{"$f":"$AV$110","v":0},{"$f":"IF(Z350=\"\",\"\",INDEX(Measures_Table,MATCH(Z350,INDEX(Measures_Table,,'Measures Support'!$C$1),0),'Measures Support'!$G$1))","v":""},"",{"$f":"IFERROR(INDEX($AE$347:$AE$382, MATCH(0, IF($AE$347:$AE$382<>\"\", COUNTIF($AF$346:AF349, $AE$347:$AE$382), \"\"), 0)), \"\")","v":""},"","","",0,""]
[5,17,{"$f":"IF(INDEX($W$33:$W$49,MATCH(B351,$X$33:$X$49,0),)=TRUE,1,5/0)","v":{"$error":"#DIV/0!"}},null,null,null,null,null,null,null,null,null,null,null,null,null,null,null,null,null,null,null,5,1,"Destratification Fans","","",null,{"$f":"$AV$128","v":0},{"$f":"IF(Z351=\"\",\"\",INDEX(Measures_Table,MATCH(Z351,INDEX(Measures_Table,,'Measures Support'!$C$1),0),'Measures Support'!$G$1))","v":""},"",{"$f":"IFERROR(INDEX($AE$347:$AE$382, MATCH(0, IF($AE$347:$AE$382<>\"\", COUNTIF($AF$346:AF350, $AE$347:$AE$382), \"\"), 0)), \"\")","v":""},"","","",0,""]
[6,17,{"$f":"IF(INDEX($W$33:$W$49,MATCH(B352,$X$33:$X$49,0),)=TRUE,1,5/0)","v":{"$error":"#DIV/0!"}},null,null,null,null,null,null,null,null,null,null,null,null,null,null,null,null,null,null,null,6,1,"IR Polyethylene Greenhouse Cover","","",null,{"$f":"$AV$146","v":0},{"$f":"IF(Z352=\"\",\"\",INDEX(Measures_Table,MATCH(Z352,INDEX(Measures_Table,,'Measures Support'!$C$1),0),'Measures Support'!$G$1))","v":""},"",{"$f":"IFERROR(INDEX($AE$347:$AE$382, MATCH(0, IF($AE$347:$AE$382<>\"\", COUNTIF($AF$346:AF351, $AE$347:$AE$382), \"\"), 0)), \"\")","v":""},"","","",0,""]
[7,17,{"$f":"IF(INDEX($W$33:$W$49,MATCH(B353,$X$33:$X$49,0),)=TRUE,1,5/0)","v":{"$error":"#DIV/0!"}},null,null,null,null,null,null,null,null,null,null,null,null,null,null,null,null,null,null,null,7,1,"Thermal Curtains","","",null,{"$f":"$AV$164","v":0},{"$f":"IF(Z353=\"\",\"\",INDEX(Measures_Table,MATCH(Z353,INDEX(Measures_Table,,'Measures Support'!$C$1),0),'Measures Support'!$G$1))","v":""},"",{"$f":"IFERROR(INDEX($AE$347:$AE$382, MATCH(0, IF($AE$347:$AE$382<>\"\", COUNTIF($AF$346:AF352, $AE$347:$AE$382), \"\"), 0)), \"\")","v":""},"","","",0,""]
[8,17,{"$f":"IF(INDEX($W$33:$W$49,MATCH(B354,$X$33:$X$49,0),)=TRUE,1,5/0)","v":{"$error":"#DIV/0!"}},null,null,null,null,null,null,null,null,null,null,null,null,null,null,null,null,null,null,null,8,1,"Pipe Insulation","","",null,{"$f":"$AV$182","v":0},{"$f":"IF(Z354=\"\",\"\",INDEX(Measures_Table,MATCH(Z354,INDEX(Measures_Table,,'Measures Support'!$C$1),0),'Measures Support'!$G$1))","v":""},"",{"$f":"IFERROR(INDEX($AE$347:$AE$382, MATCH(0, IF($AE$347:$AE$382<>\"\", COUNTIF($AF$346:AF353, $AE$347:$AE$382), \"\"), 0)), \"\")","v":""},"","","",0,""]
[9,17,{"$f":"IF(INDEX($W$33:$W$49,MATCH(B355,$X$33:$X$49,0),)=TRUE,1,5/0)","v":{"$error":"#DIV/0!"}},null,null,null,null,null,null,null,null,null,null,null,null,null,null,null,null,null,null,null,9,1,"Low Pressure Irrigation Regulator","","",null,{"$f":"$AV$200","v":0},{"$f":"IF(Z355=\"\",\"\",INDEX(Measures_Table,MATCH(Z355,INDEX(Measures_Table,,'Measures Support'!$C$1),0),'Measures Support'!$G$1))","v":""},"",{"$f":"IFERROR(INDEX($AE$347:$AE$382, MATCH(0, IF($AE$347:$AE$382<>\"\", COUNTIF($AF$346:AF354, $AE$347:$AE$382), \"\"), 0)), \"\")","v":""},"","","",0,""]
[10,17,{"$f":"IF(INDEX($W$33:$W$49,MATCH(B356,$X$33:$X$49,0),)=TRUE,1,5/0)","v":{"$error":"#DIV/0!"}},null,null,null,null,null,null,null,null,null,null,null,null,null,null,null,null,null,null,null,10,1,"Radiant Heater, Non-Modulating","","",null,{"$f":"$AV$218","v":{"$error":"#N/A"}},{"$f":"IF(Z356=\"\",\"\",INDEX(Measures_Table,MATCH(Z356,INDEX(Measures_Table,,'Measures Support'!$C$1),0),'Measures Support'!$G$1))","v":""},"",{"$f":"IFERROR(INDEX($AE$347:$AE$382, MATCH(0, IF($AE$347:$AE$382<>\"\", COUNTIF($AF$346:AF355, $AE$347:$AE$382), \"\"), 0)), \"\")","v":""},"","","",0,""]
[11,17,{"$f":"IF(INDEX($W$33:$W$49,MATCH(B357,$X$33:$X$49,0),)=TRUE,1,5/0)","v":{"$error":"#DIV/0!"}},null,null,null,null,null,null,null,null,null,null,null,null,null,null,null,null,null,null,null,11,1,"Radiant Heater, Modulating","","",null,{"$f":"$AV$236","v":0},{"$f":"IF(Z357=\"\",\"\",INDEX(Measures_Table,MATCH(Z357,INDEX(Measures_Table,,'Measures Support'!$C$1),0),'Measures Support'!$G$1))","v":""},"",{"$f":"IFERROR(INDEX($AE$347:$AE$382, MATCH(0, IF($AE$347:$AE$382<>\"\", COUNTIF($AF$346:AF356, $AE$347:$AE$382), \"\"), 0)), \"\")","v":""},"","","",0,""]
[12,17,{"$f":"IF(INDEX($W$33:$W$49,MATCH(B358,$X$33:$X$49,0),)=TRUE,1,5/0)","v":{"$error":"#DIV/0!"}},null,null,null,null,null,null,null,null,null,null,null,null,null,null,null,null,null,null,null,12,1,"Intelligent Greenhouse Controller","","",null,{"$f":"$AY$257","v":0},{"$f":"IF(Z358=\"\",\"\",$AV$267)","v":""},"",{"$f":"IFERROR(INDEX($AE$347:$AE$382, MATCH(0, IF($AE$347:$AE$382<>\"\", COUNTIF($AF$346:AF357, $AE$347:$AE$382), \"\"), 0)), \"\")","v":""},"","","",0,""]
[13,17,{"$f":"IF(INDEX($W$33:$W$49,MATCH(B359,$X$33:$X$49,0),)=TRUE,1,5/0)","v":{"$error":"#DIV/0!"}},null,null,null,null,null,null,null,null,null,null,null,null,null,null,null,null,null,null,null,13,1,"Energy Shade Screens","","",null,{"$f":"$AV$275","v":0},{"$f":"IF(Z359=\"\",\"\",INDEX(Measures_Table,MATCH(Z359,INDEX(Measures_Table,,'Measures Support'!$C$1),0),'Measures Support'!$G$1))","v":""},"",{"$f":"IFERROR(INDEX($AE$347:$AE$382, MATCH(0, IF($AE$347:$AE$382<>\"\", COUNTIF($AF$346:AF358, $AE$347:$AE$382), \"\"), 0)), \"\")","v":""},"","","",0,""]
[14,17,{"$f":"IF(INDEX($W$33:$W$49,MATCH(B360,$X$33:$X$49,0),)=TRUE,1,5/0)","v":{"$error":"#DIV/0!"}},null,null,null,null,null,null,null,null,null,null,null,null,null,null,null,null,null,null,null,14,1,"Cooling and Dehumidification Systems - Direct Expansion","","",null,{"$f":"$AV$293","v":0},{"$f":"IF(Z360=\"\",\"\",INDEX(Measures_Table,MATCH(Z360,INDEX(Measures_Table,,'Measures Support'!$C$1),0),'Measures Support'!$G$1))","v":""},"",{"$f":"IFERROR(INDEX($AE$347:$AE$382, MATCH(0, IF($AE$347:$AE$382<>\"\", COUNTIF($AF$346:AF359, $AE$347:$AE$382), \"\"), 0)), \"\")","v":""},"","","",0,""]
[15,17,{"$f":"IF(INDEX($W$33:$W$49,MATCH(B361,$X$33:$X$49,0),)=TRUE,1,5/0)","v":{"$error":"#DIV/0!"}},null,null,null,null,null,null,null,null,null,null,null,null,null,null,null,null,null,null,null,15,1,"Cooling and Dehumidification Systems - Chilled Water","","",null,{"$f":"$AV$311","v":{"$error":"#N/A"}},{"$f":"IF(Z361=\"\",\"\",INDEX(Measures_Table,MATCH(Z361,INDEX(Measures_Table,,'Measures Support'!$C$1),0),'Measures Support'!$G$1))","v":""},"",{"$f":"IFERROR(INDEX($AE$347:$AE$382, MATCH(0, IF($AE$347:$AE$382<>\"\", COUNTIF($AF$346:AF360, $AE$347:$AE$382), \"\"), 0)), \"\")","v":""},"","","",0,""]
[16,17,{"$f":"IF(INDEX($W$33:$W$49,MATCH(B362,$X$33:$X$49,0),)=TRUE,1,5/0)","v":{"$error":"#DIV/0!"}},null,null,null,null,null,null,null,null,null,null,null,null,null,null,null,null,null,null,null,16,1,"Heating Systems","","",null,{"$f":"$AV$329","v":{"$error":"#N/A"}},{"$f":"IF(Z362=\"\",\"\",INDEX(Measures_Table,MATCH(Z362,INDEX(Measures_Table,,'Measures Support'!$C$1),0),'Measures Support'!$G$1))","v":""},"",{"$f":"IFERROR(INDEX($AE$347:$AE$382, MATCH(0, IF($AE$347:$AE$382<>\"\", COUNTIF($AF$346:AF361, $AE$347:$AE$382), \"\"), 0)), \"\")","v":""},"","","",0,""]
[17,17,{"$f":"IF(INDEX($W$33:$W$49,MATCH(B363,$X$33:$X$49,0),)=TRUE,1,5/0)","v":{"$error":"#DIV/0!"}},null,null,null,null,null,null,null,null,null,null,null,null,null,null,null,null,null,null,null,17,1,{"$f":"$E$49","v":"Indoor Agriculture - Custom"},{"$f":"IF(AND($W$49=TRUE,E347<>\"\"),Y363,\"\")","v":""},{"$f":"IF(Z363=\"\",\"\",ROUND(K347*Support_kBtu_per_kWh+L347*1000,4))","v":""},{"$f":"IF(Z363=\"\",\"\",E347)","v":""},{"$f":"IF(Z363=\"\",\"\",H347)","v":""},{"$f":"IF(AA363=\"\",\"\",I347)","v":""},"",{"$f":"IFERROR(INDEX($AE$347:$AE$382, MATCH(0, IF($AE$347:$AE$382<>\"\", COUNTIF($AF$346:AF362, $AE$347:$AE$382), \"\"), 0)), \"\")","v":""},"","","",0,""]
[18,17,{"$f":"IF(INDEX($W$33:$W$49,MATCH(B364,$X$33:$X$49,0),)=TRUE,1,5/0)","v":{"$error":"#DIV/0!"}},null,null,null,null,null,null,null,null,null,null,null,null,null,null,null,null,null,null,null,17,2,{"$f":"$E$49","v":"Indoor Agriculture - Custom"},{"$f":"IF(AND($W$49=TRUE,E348<>\"\"),Y364,\"\")","v":""},"",{"$f":"IF(Z364=\"\",\"\",E348)","v":""},{"$f":"IF(Z364=\"\",\"\",H348)","v":""},"","",{"$f":"IFERROR(INDEX($AE$347:$AE$382, MATCH(0, IF($AE$347:$AE$382<>\"\", COUNTIF($AF$346:AF363, $AE$347:$AE$382), \"\"), 0)), \"\")","v":""},"","","",0,""]
[19,17,{"$f":"IF(INDEX($W$33:$W$49,MATCH(B365,$X$33:$X$49,0),)=TRUE,1,5/0)","v":{"$error":"#DIV/0!"}},null,null,null,null,null,null,null,null,null,null,null,null,null,null,null,null,null,null,null,17,3,"Indoor Agriculture - Custom","","","","","","",{"$f":"IFERROR(INDEX($AE$347:$AE$382, MATCH(0, IF($AE$347:$AE$382<>\"\", COUNTIF($AF$346:AF364, $AE$347:$AE$382), \"\"), 0)), \"\")","v":""},"","","",0,""]
[20,17,{"$f":"IF(INDEX($W$33:$W$49,MATCH(B366,$X$33:$X$49,0),)=TRUE,1,5/0)","v":{"$error":"#DIV/0!"}},null,null,null,null,null,null,null,null,null,null,null,null,null,null,null,null,null,null,null,17,4,"Indoor Agriculture - Custom","","","","","","",{"$f":"IFERROR(INDEX($AE$347:$AE$382, MATCH(0, IF($AE$347:$AE$382<>\"\", COUNTIF($AF$346:AF365, $AE$347:$AE$382), \"\"), 0)), \"\")","v":""},"","","",0,""]
[null,17,{"$f":"IF(INDEX($W$33:$W$49,MATCH(B367,$X$33:$X$49,0),)=TRUE,1,5/0)","v":{"$error":"#DIV/0!"}},null,null,null,null,null,null,null,null,null,null,null,null,null,null,null,null,null,null,null,17,5,"Indoor Agriculture - Custom","","","","","","",{"$f":"IFERROR(INDEX($AE$347:$AE$382, MATCH(0, IF($AE$347:$AE$382<>\"\", COUNTIF($AF$346:AF366, $AE$347:$AE$382), \"\"), 0)), \"\")","v":""},"","","",0,""]
[null,null,null,null,null,null,null,null,null,null,null,null,null,null,null,null,null,null,null,null,null,null,17,6,"Indoor Agriculture - Custom","","","","","","",{"$f":"IFERROR(INDEX($AE$347:$AE$382, MATCH(0, IF($AE$347:$AE$382<>\"\", COUNTIF($AF$346:AF367, $AE$347:$AE$382), \"\"), 0)), \"\")","v":""},"","","",0,""]
[null,null,null,null,null,null,null,null,null,null,null,null,null,null,null,null,null,null,null,null,null,null,17,7,"Indoor Agriculture - Custom","","","","","","",{"$f":"IFERROR(INDEX($AE$347:$AE$382, MATCH(0, IF($AE$347:$AE$382<>\"\", COUNTIF($AF$346:AF368, $AE$347:$AE$382), \"\"), 0)), \"\")","v":""},"","","",0,""]
[null,null,null,null,null,null,null,null,null,null,null,null,null,null,null,null,null,null,null,null,null,null,17,8,"Indoor Agriculture - Custom","","","","","","",{"$f":"IFERROR(INDEX($AE$347:$AE$382, MATCH(0, IF($AE$347:$AE$382<>\"\", COUNTIF($AF$346:AF369, $AE$347:$AE$382), \"\"), 0)), \"\")","v":""},"","","",0,""]
[null,null,null,null,null,null,null,null,null,null,null,null,null,null,null,null,null,null,null,null,null,null,17,9,"Indoor Agriculture - Custom","","","","","","",{"$f":"IFERROR(INDEX($AE$347:$AE$382, MATCH(0, IF($AE$347:$AE$382<>\"\", COUNTIF($AF$346:AF370, $AE$347:$AE$382), \"\"), 0)), \"\")","v":""},"","","",0,""]
[null,null,null,null,null,null,null,null,null,null,null,null,null,null,null,null,null,null,null,null,null,null,17,10,"Indoor Agriculture - Custom","","","","","","",{"$f":"IFERROR(INDEX($AE$347:$AE$382, MATCH(0, IF($AE$347:$AE$382<>\"\", COUNTIF($AF$346:AF371, $AE$347:$AE$382), \"\"), 0)), \"\")","v":""},"","","",0,""]
[null,null,null,null,null,null,null,null,null,null,null,null,null,null,null,null,null,null,null,null,null,null,17,11,"Indoor Agriculture - Custom","","","","","","",{"$f":"IFERROR(INDEX($AE$347:$AE$382, MATCH(0, IF($AE$347:$AE$382<>\"\", COUNTIF($AF$346:AF372, $AE$347:$AE$382), \"\"), 0)), \"\")","v":""},"","","",0,""]
[null,null,null,null,null,null,null,null,null,null,null,null,null,null,null,null,null,null,null,null,null,null,17,12,"Indoor Agriculture - Custom","","","","","","",{"$f":"IFERROR(INDEX($AE$347:$AE$382, MATCH(0, IF($AE$347:$AE$382<>\"\", COUNTIF($AF$346:AF373, $AE$347:$AE$382), \"\"), 0)), \"\")","v":""},"","","",0,""]
[null,null,null,null,null,null,null,null,null,null,null,null,null,null,null,null,null,null,null,null,null,null,17,13,"Indoor Agriculture - Custom","","","","","","",{"$f":"IFERROR(INDEX($AE$347:$AE$382, MATCH(0, IF($AE$347:$AE$382<>\"\", COUNTIF($AF$346:AF374, $AE$347:$AE$382), \"\"), 0)), \"\")","v":""},"","","",0,""]
[null,null,null,null,null,null,null,null,null,null,null,null,null,null,null,null,null,null,null,null,null,null,17,14,"Indoor Agriculture - Custom","","","","","","",{"$f":"IFERROR(INDEX($AE$347:$AE$382, MATCH(0, IF($AE$347:$AE$382<>\"\", COUNTIF($AF$346:AF375, $AE$347:$AE$382), \"\"), 0)), \"\")","v":""},"","","",0,""]
[null,null,null,null,null,null,null,null,null,null,null,null,null,null,null,null,null,null,null,null,null,null,17,15,"Indoor Agriculture - Custom","","","","","","",{"$f":"IFERROR(INDEX($AE$347:$AE$382, MATCH(0, IF($AE$347:$AE$382<>\"\", COUNTIF($AF$346:AF376, $AE$347:$AE$382), \"\"), 0)), \"\")","v":""},"","","",0,""]
[null,null,null,null,null,null,null,null,null,null,null,null,null,null,null,null,null,null,null,null,null,null,17,16,"Indoor Agriculture - Custom","","","","","","",{"$f":"IFERROR(INDEX($AE$347:$AE$382, MATCH(0, IF($AE$347:$AE$382<>\"\", COUNTIF($AF$346:AF377, $AE$347:$AE$382), \"\"), 0)), \"\")","v":""},"","","",0,""]
[null,null,null,null,null,null,null,null,null,null,null,null,null,null,null,null,null,null,null,null,null,null,17,17,"Indoor Agriculture - Custom","","","","","","",{"$f":"IFERROR(INDEX($AE$347:$AE$382, MATCH(0, IF($AE$347:$AE$382<>\"\", COUNTIF($AF$346:AF378, $AE$347:$AE$382), \"\"), 0)), \"\")","v":""},"","","",0,""]
[null,null,null,null,null,null,null,null,null,null,null,null,null,null,null,null,null,null,null,null,null,null,17,18,"Indoor Agriculture - Custom","","","","","","",{"$f":"IFERROR(INDEX($AE$347:$AE$382, MATCH(0, IF($AE$347:$AE$382<>\"\", COUNTIF($AF$346:AF379, $AE$347:$AE$382), \"\"), 0)), \"\")","v":""},"","","",0,""]
[null,null,null,null,null,null,null,null,null,null,null,null,null,null,null,null,null,null,null,null,null,null,17,19,"Indoor Agriculture - Custom","","","","","","",{"$f":"IFERROR(INDEX($AE$347:$AE$382, MATCH(0, IF($AE$347:$AE$382<>\"\", COUNTIF($AF$346:AF380, $AE$347:$AE$382), \"\"), 0)), \"\")","v":""},"","","",0,""]
[null,null,null,null,null,null,null,null,null,null,null,null,null,null,null,null,null,null,null,null,null,null,17,20,"Indoor Agriculture - Custom","","","","","","",{"$f":"IFERROR(INDEX($AE$347:$AE$382, MATCH(0, IF($AE$347:$AE$382<>\"\", COUNTIF($AF$346:AF381, $AE$347:$AE$382), \"\"), 0)), \"\")","v":""},"","","",0,""]

{"sheet":"Indoor Agriculture Support","index":7,"n_rows":249,"n_cols":16,"rows_kept":249,"cut":false,"hidden":true,"merged":[[188,2,188,6],[78,1,79,1],[78,2,78,8],[113,2,113,7],[113,8,113,13],[112,2,112,13],[112,1,114,1],[93,1,95,1],[94,2,94,4],[94,5,94,6],[93,2,93,8],[94,7,94,8],[171,1,172,1],[171,2,172,2],[171,3,172,3],[156,1,157,1],[156,2,156,3],[11,1,15,1],[11,2,11,7],[14,2,14,7],[45,1,49,1],[48,2,48,7],[45,2,45,4],[45,5,45,7],[46,2,46,7]]}
[null,null,null,null,1,2]
[null,"Dehumidifier Type","2.7 ISCOP",null,"System "," Energy Savings per ft2 SSQE, SSQEE (kWh/ft2)"]
[null,"Portable dehumidifier < 25 pints/day",1.3,null,"Electric Resistance",0.91]
[null,"Portable dehumidifier 25 to 50 pints/day ",1.6,null,"Heat Pump Heating",0.53]
[null,"Portable dehumidifier > 50 pints/day",2.8,null,"Ground Source Heat Pump Heating",0.29499999999999998]
[null,"Stand-alone dehumidifier < 8 ft³",1.77,null,"Air Handler Heating (fan)",1.7999999999999999E-2]
[null,"Stand-alone dehumidifier > 8 ft³",2.41,null,"Cooling",8.0000000000000002E-3]
[null,"Unknown",{"$f":"AVERAGE(C3:C7)","v":1.9760000000000002}]
[]
[null,"Baseline Motor Efficiencies for NEMA Design C Motors"]
[null,"Lookup",{"$f":"C14&C13","v":"Enclosed4"},{"$f":"D14&D13","v":"Open4"},"Enclosed6","Open6","Enclosed8","Open8"]
[null,"Motor HP","Motor Nominal Full – Load Efficiencies (percent)"]
[null,null,4,4,6,6,8,8]
[null,null,"Enclosed","Open","Enclosed","Open","Enclosed","Open"]
[null,null,"Speed (RPM)"]
[null,null,1800,1800,1200,1200,900,900]
[null,1,85.5,85.5,82.5,82.5,75.5,75.5]
[null,1.5,86.5,86.5,87.5,86.5,78.5,77]
[null,2,86.5,86.5,88.5,87.5,84,86.5]
[null,3,89.5,89.5,89.5,88.5,85.5,87.5]
[null,5,89.5,89.5,89.5,89.5,86.5,88.5]
[null,7.5,91.7,91,91,90.2,86.5,89.5]
[null,10,91.7,91.7,91,91.7,89.5,90.2]
[null,15,92.4,93,91.7,91.7,89.5,90.2]
[null,20,93,93,91.7,92.4,90.2,91]
[null,25,93.6,93.6,93,93,90.2,91]
[null,30,93.6,94.1,93,93.6,91.7,91.7]
[null,40,94.1,94.1,94.1,94.1,92.4,92.4]
[null,50,94.5,94.5,94.1,94.1,92.4,92.4]
[null,60,95,95,94.5,94.5,92.4,93]
[null,75,95.4,95,94.5,94.5,93.6,94.1]
[null,100,95.4,95.4,95,95,93.6,94.1]
[null,125,95.4,95.4,95,95,94.1,94.1]
[null,150,95.8,95.8,95.8,95.4,94.1,94.1]
[null,200,96.2,95.8,95.8,95.4,94.5,94.1]
[]
[null,1,2,3,4,5,6,7]
[null,"Equipment Type","Fuel Type","Size Category (Input)","Minimum Capacity","Maximum Capacity","Subcategory or Rating Condition","Minimum Efficiency"]
[null,"Warm-air furnace","Gas","<225,000 BTU/h",0,225000,"Maimum Capacity",0.95]
[null,"Warm-air furnace","Gas","≥225,000 BTU/h",225000,100000000,"Maimum Capacity",0.8]
[null,"Warm-air furnace","Oil","<225,000 BTU/h",0,225000,"Maimum Capacity",0.85]
[null,"Warm-air furnace","Oil","≥225,000 BTU/h",225000,100000000,"Maimum Capacity",0.81]
[]
[null,"NEMA Premium Efficiency Motors Default Efficiencies"]
[null,"Lookup",{"$f":"$C$46&C48","v":"Open Drip Proof (ODP)6"},{"$f":"$C$46&D48","v":"Open Drip Proof (ODP)4"},"Open Drip Proof (ODP)2",{"$f":"$F$46&F48","v":"Totally Enclosed Fan-Cooled6"},{"$f":"$F$46&G48","v":"Totally Enclosed Fan-Cooled4"},"Totally Enclosed Fan-Cooled2"]
[null,"Size HP","Open Drip Proof (ODP)",null,null,"Totally Enclosed Fan-Cooled",null,null,null,{"$f":"C46","v":"Open Drip Proof (ODP)"},{"$f":"F46","v":"Totally Enclosed Fan-Cooled"}]
[null,null,"# of Poles"]
[null,null,6,4,2,6,4,2]
[null,null,"Speed (RPM)"]
[null,null,1200,1800,3600,1200,1800,3600]
[null,1,0.82499999999999996,0.85499999999999998,0.77,0.82499999999999996,0.85499999999999998,0.77]
[null,1.5,0.86499999999999999,0.86499999999999999,0.84,0.875,0.86499999999999999,0.84]
[null,2,0.875,0.86499999999999999,0.85499999999999998,0.88500000000000001,0.86499999999999999,0.85499999999999998]
[null,3,0.88500000000000001,0.89500000000000002,0.85499999999999998,0.89500000000000002,0.89500000000000002,0.86499999999999999]
[null,5,0.89500000000000002,0.89500000000000002,0.86499999999999999,0.89500000000000002,0.89500000000000002,0.88500000000000001]
[null,7.5,0.90200000000000002,0.91,0.88500000000000001,0.91,0.91700000000000004,0.89500000000000002]
[null,10,0.91700000000000004,0.91700000000000004,0.89500000000000002,0.91,0.91700000000000004,0.90200000000000002]
[null,15,0.91700000000000004,0.93,0.90200000000000002,0.91700000000000004,0.92400000000000004,0.91]
[null,20,0.92400000000000004,0.93600000000000005,0.91,0.91700000000000004,0.93,0.91]
[null,25,0.93,0.93600000000000005,0.91700000000000004,0.93,0.93600000000000005,0.91700000000000004]
[null,30,0.93600000000000005,0.94099999999999995,0.91700000000000004,0.93,0.93600000000000005,0.92400000000000004]
[null,40,0.94099999999999995,0.94099999999999995,0.92400000000000004,0.94099999999999995,0.94099999999999995,0.93]
[null,50,0.94099999999999995,0.94499999999999995,0.93,0.94099999999999995,0.94499999999999995,0.93600000000000005]
[null,70,0.94499999999999995,0.95,0.93600000000000005,0.94499999999999995,0.95,0.93600000000000005]
[null,75,0.94499999999999995,0.95,0.93600000000000005,0.94499999999999995,0.95399999999999996,0.94099999999999995]
[null,100,0.95,0.95399999999999996,0.93600000000000005,0.95,0.95399999999999996,0.95]
[null,125,0.95,0.95399999999999996,0.94099999999999995,0.95,0.95399999999999996,0.95]
[null,150,0.95399999999999996,0.95799999999999996,0.94099999999999995,0.95799999999999996,0.95799999999999996,0.95399999999999996]
[null,200,0.95399999999999996,0.95799999999999996,0.95,0.95799999999999996,0.96199999999999997,0.95799999999999996]
[null,250,0.95399999999999996,0.95799999999999996,0.95,0.95799999999999996,0.96199999999999997,0.95799999999999996]
[null,300,0.95399999999999996,0.95799999999999996,0.95399999999999996,0.95799999999999996,0.96199999999999997,0.95799999999999996]
[null,350,0.95399999999999996,0.95799999999999996,0.95399999999999996,0.95799999999999996,0.96199999999999997,0.95799999999999996]
[null,400,0.95799999999999996,0.95799999999999996,0.95799999999999996,0.95799999999999996,0.96199999999999997,0.95799999999999996]
[null,450,0.96199999999999997,0.96199999999999997,0.95799999999999996,0.95799999999999996,0.96199999999999997,0.95799999999999996]
[null,500,0.96199999999999997,0.96199999999999997,0.95799999999999996,0.95799999999999996,0.96199999999999997,0.95799999999999996]
[]
[null,"VFD Part Load Efficiency"]
[null,"Load %",{"$f":"C80/100","v":1.6E-2},{"$f":"D80/100","v":0.125},0.25,0.42,0.5,0.75,1]
[null,"HP","Load, Percent of Drive Related Power Output"]
[null,null,1.6,12.5,25,42,50,75,100]
[null,5,35,80,88,91,92,94,95]
[null,10,41,83,90,93,94,95,96]
[null,20,47,86,93,94,95,96,97]
[null,30,50,88,93,95,95,96,97]
[null,50,46,86,92,95,95,96,97]
[null,60,51,87,92,95,95,96,97]
[null,75,47,86,93,95,96,97,97]
[null,100,55,89,94,95,96,97,97]
[null,200,61,81,95,96,96,97,97]
[]
[]
[null,"Lookup",{"$f":"C93&C96","v":"CopperDomestic Hot Water"},{"$f":"D93&D96","v":"CopperHot Water Heat"},"CopperSteam Heat","SteelHot Water Heat","SteelSteam Heat","CPVC/PEXDomestic Hot Water","CPVC/PEXHot Water Heat"]
[null,"-","Copper","Copper","Copper","Steel","Steel","CPVC/PEX","CPVC/PEX"]
[null,"Pipe Diam","(UA/L)baseline",null,null,null,null,null,null,null,"Type of Piping Material",null,"System Type"]
[null,null,"Bare Copper Piping",null,null,"Bare Steel Piping",null,"Bare CPVC/PEX Piping",null,null,"Copper",null,"Domestic Hot Water"]
[null,null,"Domestic Hot Water","Hot Water Heat","Steam Heat","Hot Water Heat","Steam Heat","Domestic Hot Water","Hot Water Heat",null,"Steel",null,"Hot Water Heat"]
[null,0.5,0.44,0.48,0.53,0.53,0.59,0.39,0.41,null,"CPVC/PEX",null,"Steam Heat"]
[null,0.75,0.54,0.57999999999999996,0.64,0.65,0.72,0.48,0.5]
[null,1,0.65,0.7,0.78,0.79,0.88,0.56000000000000005,0.57999999999999996]
[null,1.25,0.8,0.86,0.96,0.97,1.0900000000000001,0.69,0.72]
[null,1.5,0.9,0.97,1.0900000000000001,1.1000000000000001,1.23,0.78,0.81]
[null,2,1.1000000000000001,1.19,1.33,1.34,1.51,0.95,0.98]
[null,2.5,1.31,1.42,1.58,1.6,1.8,1.07,1.1100000000000001]
[null,3,1.57,1.7,1.9,1.92,2.16,1.23,1.27]
[null,3.5,1.77,1.92,2.15,2.1800000000000002,2.4500000000000002,1.38,1.42]
[null,4,1.98,2.14,2.4,2.4300000000000002,2.73,1.52,1.57]
[null,5,2.41,2.61,2.92,2.97,3.34]
[null,6,2.84,3.07,3.45,3.5,3.94]
[null,8,3.64,3.94,4.42,4.5,5.0599999999999996]
[]
[null,"Lookup",{"$f":"C112&C115","v":"Fiberglass0.5 in"},{"$f":"D112&D115","v":"Fiberglass1 in"},"Fiberglass1.5 in","Fiberglass2 in","Fiberglass2.5 in","Fiberglass3 in","Rigid Foam/Cellular Glass0.5 in","Rigid Foam/Cellular Glass1 in","Rigid Foam/Cellular Glass1.5 in","Rigid Foam/Cellular Glass2 in","Rigid Foam/Cellular Glass2.5 in","Rigid Foam/Cellular Glass3 in"]
[null,null,"Fiberglass","Fiberglass","Fiberglass","Fiberglass","Fiberglass","Fiberglass","Rigid Foam/Cellular Glass","Rigid Foam/Cellular Glass","Rigid Foam/Cellular Glass","Rigid Foam/Cellular Glass","Rigid Foam/Cellular Glass","Rigid Foam/Cellular Glass"]
[null,"Pipe Diam","(UA/L)ee",null,null,null,null,null,null,null,null,null,null,null,null,"Insulation Type "]
[null,null,"Fiberglass",null,null,null,null,null,"Rigid Foam/Cellular Glass",null,null,null,null,null,null,"Fiberglass"]
[null,null,"0.5 in","1 in","1.5 in","2 in","2.5 in","3 in","0.5 in","1 in","1.5 in","2 in","2.5 in","3 in",null,"Rigid Foam/Cellular Glass"]
[null,0.5,0.12,0.09,0.08,7.0000000000000007E-2,0.06,0.06,0.16,0.12,0.1,0.09,0.09,0.08]
[null,0.75,0.14000000000000001,0.1,0.09,0.08,7.0000000000000007E-2,7.0000000000000007E-2,0.18,0.14000000000000001,0.12,0.11,0.1,0.09]
[null,1,0.16,0.12,0.1,0.09,0.08,7.0000000000000007E-2,0.21,0.16,0.13,0.12,0.11,0.1]
[null,1.25,0.19,0.14000000000000001,0.11,0.1,0.09,0.08,0.24,0.18,0.15,0.13,0.12,0.11]
[null,1.5,0.21,0.15,0.12,0.1,0.09,0.09,0.27,0.2,0.16,0.14000000000000001,0.13,0.12]
[null,2,0.25,0.17,0.14000000000000001,0.12,0.11,0.1,0.32,0.23,0.19,0.16,0.15,0.13]
[null,2.5,0.28999999999999998,0.2,0.16,0.13,0.12,0.11,0.37,0.26,0.21,0.18,0.16,0.15]
[null,3,0.34,0.23,0.18,0.15,0.13,0.12,0.43,0.3,0.24,0.21,0.18,0.17]
[null,3.5,0.38,0.26,0.2,0.17,0.15,0.13,0.47,0.33,0.27,0.23,0.2,0.18]
[null,4,0.42,0.28000000000000003,0.22,0.18,0.16,0.14000000000000001,0.52,0.36,0.28999999999999998,0.25,0.22,0.2]
[null,5,0.51,0.33,0.26,0.21,0.18,0.16,0.63,0.43,0.34,0.28999999999999998,0.25,0.23]
[null,6,0.59,0.38,0.28999999999999998,0.24,0.21,0.19,0.73,0.5,0.39,0.33,0.28000000000000003,0.25]
[null,8,0.75,0.48,0.36,0.3,0.26,0.23,0.91,0.62,0.48,0.4,0.35,0.31]
[]
[]
[null,1,2,3,4,5,6,7,8]
[null,"System Type","Size Range","Concat","Fuel Type","Min Capacity","Max Capacity","ECCCNYS Minimum Efficiency for Climate Zones 4, 5, and 6","Rating Type",null,"Equipment Type Copper","Equipment Type Steel","Equipment Type CPVC/PEX","Size Range"]
[1,"Boiler, Hot Water, Gas Fired","< 300 kBTU/h",{"$f":"B133&C133","v":"Boiler, Hot Water, Gas Fired< 300 kBTU/h"},"Gas",0,300,0.82,"AFUE",null,"DHW - Electric","Boiler, Hot Water, Gas Fired","DHW - Electric","< 300 kBTU/h"]
[2,"Boiler, Hot Water, Gas Fired","≥ 300 kBTU/h and ≤ 2,500 kBTU/h",{"$f":"B134&C134","v":"Boiler, Hot Water, Gas Fired≥ 300 kBTU/h and ≤ 2,500 kBTU/h"},"Gas",300,2500,0.8,"Et",null,"DHW - Fossil Fuel","Boiler, Hot Water, Oil Fired","DHW - Fossil Fuel","≥ 300 kBTU/h and ≤ 2,500 kBTU/h"]
[3,"Boiler, Hot Water, Gas Fired","> 2,500 kBTU/h","Boiler, Hot Water, Gas Fired> 2,500 kBTU/h","Gas",0,2500,0.82,"Ec",null,"DHW - Unknown","Boiler, Steam, All Except Natural Draft, Gas Fired","DHW - Unknown","> 2,500 kBTU/h"]
[4,"Boiler, Hot Water, Oil Fired","< 300 kBTU/h","Boiler, Hot Water, Oil Fired< 300 kBTU/h","Oil Fired",0,300,0.84,"AFUE",null,"Boiler, Hot Water, Gas Fired","Boiler, Steam, Natural Draft, Gas Fired","Boiler, Hot Water, Gas Fired"]
[5,"Boiler, Hot Water, Oil Fired","≥ 300 kBTU/h and ≤ 2,500 kBTU/h","Boiler, Hot Water, Oil Fired≥ 300 kBTU/h and ≤ 2,500 kBTU/h","Oil Fired",300,2500,0.82,"Et",null,"Boiler, Hot Water, Oil Fired","Boiler, Steam, Oil Fired","Boiler, Hot Water, Oil Fired"]
[6,"Boiler, Hot Water, Oil Fired","> 2,500 kBTU/h","Boiler, Hot Water, Oil Fired> 2,500 kBTU/h","Oil Fired",0,2500,0.84,"Ec",null,"Boiler, Steam, All Except Natural Draft, Gas Fired"]
[7,"Boiler, Steam, All Except Natural Draft, Gas Fired","< 300 kBTU/h","Boiler, Steam, All Except Natural Draft, Gas Fired< 300 kBTU/h","Gas Fired",0,300,0.8,"AFUE",null,"Boiler, Steam, Natural Draft, Gas Fired"]
[8,"Boiler, Steam, All Except Natural Draft, Gas Fired","≥ 300 kBTU/h and ≤ 2,500 kBTU/h","Boiler, Steam, All Except Natural Draft, Gas Fired≥ 300 kBTU/h and ≤ 2,500 kBTU/h","Gas Fired",300,2500,0.79,"Et",null,"Boiler, Steam, Oil Fired"]
[9,"Boiler, Steam, All Except Natural Draft, Gas Fired","> 2,500 kBTU/h","Boiler, Steam, All Except Natural Draft, Gas Fired> 2,500 kBTU/h","Gas Fired",0,2500,0.79,"Et"]
[10,"Boiler, Steam, Natural Draft, Gas Fired","< 300 kBTU/h","Boiler, Steam, Natural Draft, Gas Fired< 300 kBTU/h","Gas Fired",0,300,0.8,"AFUE"]
[11,"Boiler, Steam, Natural Draft, Gas Fired","≥ 300 kBTU/h and ≤ 2,500 kBTU/h","Boiler, Steam, Natural Draft, Gas Fired≥ 300 kBTU/h and ≤ 2,500 kBTU/h","Gas Fired",300,2500,0.77,"Et"]
[12,"Boiler, Steam, Natural Draft, Gas Fired","> 2,500 kBTU/h","Boiler, Steam, Natural Draft, Gas Fired> 2,500 kBTU/h","Gas Fired",0,2500,0.77,"Et"]
[13,"Boiler, Steam, Oil Fired","< 300 kBTU/h","Boiler, Steam, Oil Fired< 300 kBTU/h","Oil Fired",0,300,0.82,"AFUE"]
[14,"Boiler, Steam, Oil Fired","≥ 300 kBTU/h and ≤ 2,500 kBTU/h","Boiler, Steam, Oil Fired≥ 300 kBTU/h and ≤ 2,500 kBTU/h","Oil Fired",300,2500,0.81,"Et"]
[15,"Boiler, Steam, Oil Fired","> 2,500 kBTU/h","Boiler, Steam, Oil Fired> 2,500 kBTU/h","Oil Fired",0,2500,0.81,"Et"]
[]
[]
[null,"Intelligent Greehouse Controller Type","EULs",null,null,"HVAC System Type","System"]
[null,"Home Energy Monitor",7.5,null,null,"Boiler",0.85499999999999998]
[null,"Smart Plus",5,null,null,"Furnace",0.89600000000000002]
[null,"Connected LEDs",15,null,null,"Central AC – Heating",0.80300000000000005]
[null,"Smart Hub with Entry/Motion Sensor",10]
[]
[]
[null,"Light Type","Type of Facility"]
[null,null,"Glass Greenhouse","Opaque Grow House"]
[null,"LED",7,35]
[null,"HSP/MH",11,56]
[null,"Florescent","N/A",5]
[]
[]
[null,"System Type","Fuel","Lookup","Factor Value"]
[null,"Furnace","Electric Resistance",{"$f":"B165&\" - \" &C165","v":"Furnace - Electric Resistance"},0.14199999999999999]
[null,"Furnace","Gas",{"$f":"B166&\" - \" &C166","v":"Furnace - Gas"},4.5999999999999999E-2]
[null,"Boiler","Electric Resistance","Boiler - Electric Resistance",0.14199999999999999]
[null,"Boiler","Gas","Boiler - Gas",0.05]
[null,"ASHP","Electric Resistance","ASHP - Electric Resistance",0.12]
[]
[]
[null,"Orientation","Solar Heat Gain (SHG) (Btu/ft2-year)","Peak Hour Solar Heat Gain (HF) (Btu/ft2-hour)"]
[]
[null,"North",58661,13]
[null,"North-East",160704,36]
[null,"East",305192,70]
[null,"South-East",334184,76]
[null,"South",196057,45]
[null,"South-West",80873,18]
[null,"West",50213,11]
[null,"North-West",50318,11]
[]
[]
[null,"Applicable Construction Code","AC/HP","PTAC/PTHP","Air-cooled Chiller","Water-cooled Chiller"]
[null,"2015 IECC",3.8,3.1,2.8,5.5]
[]
[]
[null,"teff Destratification fans"]
[null,null,"Balance point temperature"]
[1,"Weather station/city",45,50,55,60,65]
[{"$f":"A190+1","v":2},"Rockford",3810,4226,4880,5571,6436]
[{"$f":"A191+1","v":3},"Chicago",3593,3986,4603,5254,6070]
[4,"Springfield",3038,3370,3891,4442,5131]
[5,"Belleville",2243,2488,2873,3280,3789]
[6,"Marion",2271,2519,2909,3320,3836]
[7,"NJ NCP",{"$f":"C191","v":3810},{"$f":"D191","v":4226},4880,5571,6436]
[]
[]
[null,"Heat Pump Efficiencies - Destratification Fans"]
[null,1,2,3,4]
[null,"Cooling Cap Min","Cooling Cap Max","Row Number","Effective COP"]
[null,0,65000,1,2.4]
[null,65000,135000,2,3.3]
[null,135000,240000,3,3.2]
[null,240000,760000,4,3.2]
[]
[]
[null,"DX cooling and dehumidification efficiency"]
[null,1,2,3,4,5,6,7,8,9]
[null,"System Type","Heating Section Type","Packaged or Split","Min Capacity","Max Capacity","Baseline Part Load Efficiency ","Part Load Rating Type","Baseline Full Load Efficiency EER","Row"]
[null,"Air-Cooled Air Conditioner","N/A","Split System",0,65000,13.4,"SEER",11.4,1]
[null,"Air-Cooled Air Conditioner","N/A","Single Package",0,65000,13.4,"SEER",11.4,2]
[null,"Air-Cooled Air Conditioner","Electric Resistance (or None)","N/A",65000,135000,12.9,"IEER",11.2,3]
[null,"Air-Cooled Air Conditioner","All Other","N/A",65000,135000,12.7,"IEER",11,4]
[null,"Air-Cooled Air Conditioner","Electric Resistance (or None)","N/A",135000,240000,12.4,"IEER",11,5]
[null,"Air-Cooled Air Conditioner","All Other","N/A",135000,240000,12.2,"IEER",10.8,6]
[null,"Air-Cooled Air Conditioner","Electric Resistance (or None)","N/A",240000,760000,11.6,"IEER",10,7]
[null,"Air-Cooled Air Conditioner","All Other","N/A",240000,760000,11.4,"IEER",9.8000000000000007,8]
[null,"Air-Cooled Air Conditioner","Electric Resistance (or None)","N/A",760000,10000000000000,11.2,"IEER",9.6999999999999993,9]
[null,"Air-Cooled Air Conditioner","All Other","N/A",760000,10000000000000,11,"IEER",9.5,10]
[null,"Air-Cooled DOAS Unit","N/A","N/A",0,1000000000,4,"ISMRE",0,11]
[]
[]
[null,"Cooling and Dehumidification Systems - Chilled Water"]
[null,1,2,3,4,5,6,7,null,"System Type Options"]
[null,"System Type","Capacities","Cap Low","Cap High","FL Eff","PL Eff","Row",null,"Air-cooled Chiller"]
[null,"Air-cooled Chiller","<150 tons",0,150,{"$f":"12/10.1","v":1.1881188118811881},{"$f":"12/13.7","v":0.87591240875912413},1,null,"Water-cooled Chiller"]
[null,"Air-cooled Chiller",">=150 tons",150,100000000000000,{"$f":"12/10.1","v":1.1881188118811881},{"$f":"12/14","v":0.8571428571428571},2,null,"Absorption Double Effect"]
[null,"Water-cooled Chiller","<75 tons",0,75,0.75,0.6,3]
[null,"Water-cooled Chiller",">=75 tons and <150 tons",75,150,0.72,0.56000000000000005,4]
[null,"Water-cooled Chiller",">=150 tons and <300 tons",150,300,0.66,0.54,5]
[null,"Water-cooled Chiller",">=300 tons and <600 tons",300,600,0.61,0.52,6]
[null,"Water-cooled Chiller",">=600 tons",600,1E+21,0.56000000000000005,0.5,7]
[null,"Absorption Double Effect","All",0,1E+17,{"$f":"12/(1*3.412)","v":3.5169988276670576},{"$f":"12/(1*3.412)","v":3.5169988276670576},8]
[]
[]
[null,"Heating System"]
[null,1,2,3,4,5,6,null,"System Type Options"]
[null,"Equipment type","Min Capacity","Max Capacity","Minimum Efficiency","Efficiency Units","Row",null,"Gas-fired Furnace"]
[null,"Gas-fired Furnace",0,1000000000000,0.81,"Et",1,null,"Gas-fired Hot Water Boiler"]
[null,"Gas-fired Hot Water Boiler",0,300000,0.82,"AFUE",2,null,"Air Source Heat Pump ≤ 65,000 Btu/h - Split System"]
[null,"Gas-fired Hot Water Boiler",300000,2500000,0.8,"Et",3,null,"Air Source Heat Pump ≤ 65,000 Btu/h - Single Package"]
[null,"Gas-fired Hot Water Boiler",2500000,1000000000000,0.82,"Ec",4,null,"Air Source Heat Pump ≥ 65,000 Btu/h"]
[null,"Air Source Heat Pump ≤ 65,000 Btu/h - Split System",0,65000,12.5,"HSPF",5,null,"DOAS Unit, Air Source Heat Pump"]
[null,"Air Source Heat Pump ≤ 65,000 Btu/h - Single Package",0,65000,6.7,"HSPF",6]
[null,"Air Source Heat Pump ≥ 65,000 Btu/h",65000,135000,3.4,"COP (47°F db/43°F wb OA)",7]
[null,"Air Source Heat Pump ≥ 65,000 Btu/h",135000,240000,3.3,"COP (47°F db/43°F wb OA)",8]
[null,"Air Source Heat Pump ≥ 65,000 Btu/h",240000,1000000000000,3.4,"COP (47°F db/43°F wb OA)",9]
[null,"DOAS Unit, Air Source Heat Pump",0,1000000000000,2.7,"ISCOP",10]

{"sheet":"Industrial","index":8,"n_rows":76,"n_cols":29,"rows_kept":76,"cut":false,"hidden":true,"merged":[[22,4,22,13],[66,4,66,8],[25,4,25,8],[75,4,75,10],[61,4,61,8],[62,4,62,8],[63,4,63,8],[64,4,64,8],[65,4,65,8],[73,4,73,8],[74,4,74,8],[67,4,67,8],[68,4,68,8],[69,4,69,8],[70,4,70,8],[71,4,71,8],[72,4,72,8],[60,4,60,8],[41,4,41,8],[42,4,42,8],[43,4,43,8],[44,4,44,8],[45,4,45,8],[46,4,46,8],[47,4,47,8],[48,4,48,8],[54,4,54,8],[55,4,55,8],[53,4,53,8],[56,4,56,8],[57,4,57,8],[58,4,58,8],[59,4,59,8],[26,4,26,8],[27,4,27,8],[28,4,28,8],[29,4,29,8],[30,4,30,8],[49,4,49,8],[50,4,50,8],[51,4,51,8],[52,4,52,8],[40,4,40,8],[24,4,24,8],[36,4,36,8],[37,4,37,8],[38,4,38,8],[39,4,39,8],[31,4,31,8],[32,4,32,8],[33,4,33,8],[34,4,34,8],[35,4,35,8],[6,4,6,13],[12,4,12,13],[16,12,16,13],[17,12,17,13],[18,12,18,13],[14,4,14,13],[7,4,7,13]]}
[]
[null,null,null,null,"New Jersey Clean Energy Program"]
[null,null,null,null,"New Construction Program"]
[null,null,null,null,"BASIC: Industrial",null,null,null,null,null,null,null,null,{"$f":"Version","v":"V1.0"}]
[]
[null,null,null,null,"Table of Contents"]
[null,null,null,null,{"$f":"Industrial_Baseline_Header","v":"Industrial Baseline"}]
[null,null,null,null,{"$f":"E21","v":"Industrial Custom Measures\n"}]
[]
[null,null,{"$f":"5/0","v":{"$error":"#DIV/0!"}}]
[null,null,null,null,"This sheet is for reporting the baseline energy consumption and demand, and energy efficiency measures and associated savings included in the project scope."]
[]
[null,null,null,null,"Industrial Baseline"]
[null,null,null,null,"Instructions:\n"]
[null,null,null,null,"1. If available, report the whole-building baseline values in the fields below. \n2. Otherwise, report the impacted end use baselines from which measure savings were calculated below. If multiple measure use the same baseline, only account for that baseline once."]
[null,null,null,null,null,null,null,null,null,null,null,null,null,null,null,null,null,null,null,null,null,null,null,null,null,null,null,"Unhide Rows 11-20",false]
[null,null,null,null,"Baseline Electric Consumption (kWh)",null,null,null,null,null,null,null,null,null,null,null,null,null,null,null,null,null,null,null,null,null,null,"Unhide Rows 21-30",false]
[null,null,null,null,"Baseline Fuel Consumption (MMBtu)",null,null,null,null,null,null,null,null,null,null,null,null,null,null,null,null,null,null,null,null,null,null,"Unhide Rows 31-40",false]
[null,null,null,null,"Baseline Peak Coincident Demand (kW)",null,null,null,null,null,null,null,null,null,null,null,null,null,null,null,null,null,null,null,null,null,null,"Unhide Rows 41-50",false]
[]
[null,null,null,null,"Industrial Custom Measures\n"]
[null,null,null,null,"Instructions:\n"]
[null,null,null,null,"1. Report the custom measures in the table below.\n2. If needed, unhide or hide 10 rows at a time (minimum 10; maximum 50) using the buttons below the table."]
[]
[null,null,null,null,"Measure Description",null,null,null,null,"Quantity","Effective Useful Life (years)","Peak Coincident Demand Savings (kW)","Annual Electric Energy Savings (kWh)","Annual Fossil Fuel Energy Savings (MMBtu)",null,null,null,null,null,null,null,null,null,null,null,null,null,"Total kBtu Savings"]
[1,null,null,null,null,null,null,null,null,null,null,null,null,null,null,null,null,null,null,null,null,null,null,null,null,null,null,{"$f":"M26*Support_kBtu_per_kWh+N26/1000","v":0}]
[2,null,null,null,null,null,null,null,null,null,null,null,null,null,null,null,null,null,null,null,null,null,null,null,null,null,null,0]
[3,null,null,null,null,null,null,null,null,null,null,null,null,null,null,null,null,null,null,null,null,null,null,null,null,null,null,0]
[4,null,null,null,null,null,null,null,null,null,null,null,null,null,null,null,null,null,null,null,null,null,null,null,null,null,null,0]
[5,null,null,null,null,null,null,null,null,null,null,null,null,null,null,null,null,null,null,null,null,null,null,null,null,null,null,0]
[6,null,null,null,null,null,null,null,null,null,null,null,null,null,null,null,null,null,null,null,null,null,null,null,null,null,null,0]
[7,null,null,null,null,null,null,null,null,null,null,null,null,null,null,null,null,null,null,null,null,null,null,null,null,null,null,0]
[8,null,null,null,null,null,null,null,null,null,null,null,null,null,null,null,null,null,null,null,null,null,null,null,null,null,null,0]
[9,null,null,null,null,null,null,null,null,null,null,null,null,null,null,null,null,null,null,null,null,null,null,null,null,null,null,0]
[10,null,null,null,null,null,null,null,null,null,null,null,null,null,null,null,null,null,null,null,null,null,null,null,null,null,null,0]
[11,null,{"$f":"IF($AC$16=FALSE,5/0,1)","v":{"$error":"#DIV/0!"}},null,null,null,null,null,null,null,null,null,null,null,null,null,null,null,null,null,null,null,null,null,null,null,null,0]
[12,null,{"$error":"#DIV/0!"},null,null,null,null,null,null,null,null,null,null,null,null,null,null,null,null,null,null,null,null,null,null,null,null,0]
[13,null,{"$error":"#DIV/0!"},null,null,null,null,null,null,null,null,null,null,null,null,null,null,null,null,null,null,null,null,null,null,null,null,0]
[14,null,{"$error":"#DIV/0!"},null,null,null,null,null,null,null,null,null,null,null,null,null,null,null,null,null,null,null,null,null,null,null,null,0]
[15,null,{"$error":"#DIV/0!"},null,null,null,null,null,null,null,null,null,null,null,null,null,null,null,null,null,null,null,null,null,null,null,null,0]
[16,null,{"$error":"#DIV/0!"},null,null,null,null,null,null,null,null,null,null,null,null,null,null,null,null,null,null,null,null,null,null,null,null,0]
[17,null,{"$error":"#DIV/0!"},null,null,null,null,null,null,null,null,null,null,null,null,null,null,null,null,null,null,null,null,null,null,null,null,0]
[18,null,{"$error":"#DIV/0!"},null,null,null,null,null,null,null,null,null,null,null,null,null,null,null,null,null,null,null,null,null,null,null,null,0]
[19,null,{"$error":"#DIV/0!"},null,null,null,null,null,null,null,null,null,null,null,null,null,null,null,null,null,null,null,null,null,null,null,null,0]
[20,null,{"$error":"#DIV/0!"},null,null,null,null,null,null,null,null,null,null,null,null,null,null,null,null,null,null,null,null,null,null,null,null,0]
[21,null,{"$f":"IF($AC$17=FALSE,5/0,1)","v":{"$error":"#DIV/0!"}},null,null,null,null,null,null,null,null,null,null,null,null,null,null,null,null,null,null,null,null,null,null,null,null,0]
[22,null,{"$error":"#DIV/0!"},null,null,null,null,null,null,null,null,null,null,null,null,null,null,null,null,null,null,null,null,null,null,null,null,0]
[23,null,{"$error":"#DIV/0!"},null,null,null,null,null,null,null,null,null,null,null,null,null,null,null,null,null,null,null,null,null,null,null,null,0]
[24,null,{"$error":"#DIV/0!"},null,null,null,null,null,null,null,null,null,null,null,null,null,null,null,null,null,null,null,null,null,null,null,null,0]
[25,null,{"$error":"#DIV/0!"},null,null,null,null,null,null,null,null,null,null,null,null,null,null,null,null,null,null,null,null,null,null,null,null,0]
[26,null,{"$error":"#DIV/0!"},null,null,null,null,null,null,null,null,null,null,null,null,null,null,null,null,null,null,null,null,null,null,null,null,0]
[27,null,{"$error":"#DIV/0!"},null,null,null,null,null,null,null,null,null,null,null,null,null,null,null,null,null,null,null,null,null,null,null,null,0]
[28,null,{"$error":"#DIV/0!"},null,null,null,null,null,null,null,null,null,null,null,null,null,null,null,null,null,null,null,null,null,null,null,null,0]
[29,null,{"$error":"#DIV/0!"},null,null,null,null,null,null,null,null,null,null,null,null,null,null,null,null,null,null,null,null,null,null,null,null,0]
[30,null,{"$error":"#DIV/0!"},null,null,null,null,null,null,null,null,null,null,null,null,null,null,null,null,null,null,null,null,null,null,null,null,0]
[31,null,{"$f":"IF($AC$18=FALSE,5/0,1)","v":{"$error":"#DIV/0!"}},null,null,null,null,null,null,null,null,null,null,null,null,null,null,null,null,null,null,null,null,null,null,null,null,0]
[32,null,{"$error":"#DIV/0!"},null,null,null,null,null,null,null,null,null,null,null,null,null,null,null,null,null,null,null,null,null,null,null,null,0]
[33,null,{"$error":"#DIV/0!"},null,null,null,null,null,null,null,null,null,null,null,null,null,null,null,null,null,null,null,null,null,null,null,null,{"$f":"M58*Support_kBtu_per_kWh+N58/1000","v":0}]
[34,null,{"$error":"#DIV/0!"},null,null,null,null,null,null,null,null,null,null,null,null,null,null,null,null,null,null,null,null,null,null,null,null,0]
[35,null,{"$error":"#DIV/0!"},null,null,null,null,null,null,null,null,null,null,null,null,null,null,null,null,null,null,null,null,null,null,null,null,0]
[36,null,{"$error":"#DIV/0!"},null,null,null,null,null,null,null,null,null,null,null,null,null,null,null,null,null,null,null,null,null,null,null,null,0]
[37,null,{"$error":"#DIV/0!"},null,null,null,null,null,null,null,null,null,null,null,null,null,null,null,null,null,null,null,null,null,null,null,null,0]
[38,null,{"$error":"#DIV/0!"},null,null,null,null,null,null,null,null,null,null,null,null,null,null,null,null,null,null,null,null,null,null,null,null,0]
[39,null,{"$error":"#DIV/0!"},null,null,null,null,null,null,null,null,null,null,null,null,null,null,null,null,null,null,null,null,null,null,null,null,0]
[40,null,{"$error":"#DIV/0!"},null,null,null,null,null,null,null,null,null,null,null,null,null,null,null,null,null,null,null,null,null,null,null,null,0]
[41,null,{"$f":"IF($AC$19=FALSE,5/0,1)","v":{"$error":"#DIV/0!"}},null,null,null,null,null,null,null,null,null,null,null,null,null,null,null,null,null,null,null,null,null,null,null,null,0]
[42,null,{"$error":"#DIV/0!"},null,null,null,null,null,null,null,null,null,null,null,null,null,null,null,null,null,null,null,null,null,null,null,null,0]
[43,null,{"$error":"#DIV/0!"},null,null,null,null,null,null,null,null,null,null,null,null,null,null,null,null,null,null,null,null,null,null,null,null,0]
[44,null,{"$error":"#DIV/0!"},null,null,null,null,null,null,null,null,null,null,null,null,null,null,null,null,null,null,null,null,null,null,null,null,0]
[45,null,{"$error":"#DIV/0!"},null,null,null,null,null,null,null,null,null,null,null,null,null,null,null,null,null,null,null,null,null,null,null,null,0]
[46,null,{"$error":"#DIV/0!"},null,null,null,null,null,null,null,null,null,null,null,null,null,null,null,null,null,null,null,null,null,null,null,null,0]
[47,null,{"$error":"#DIV/0!"},null,null,null,null,null,null,null,null,null,null,null,null,null,null,null,null,null,null,null,null,null,null,null,null,0]
[48,null,{"$error":"#DIV/0!"},null,null,null,null,null,null,null,null,null,null,null,null,null,null,null,null,null,null,null,null,null,null,null,null,0]
[49,null,{"$error":"#DIV/0!"},null,null,null,null,null,null,null,null,null,null,null,null,null,null,null,null,null,null,null,null,null,null,null,null,0]
[50,null,{"$error":"#DIV/0!"},null,null,null,null,null,null,null,null,null,null,null,null,null,null,null,null,null,null,null,null,null,null,null,null,0]
[null,null,null,null,"Totals:",null,null,null,null,null,null,{"$f":"SUM(L26:L75)","v":0},{"$f":"SUM(M26:M75)","v":0},0]

{"sheet":"Sketchbox Calculators","index":9,"n_rows":371,"n_cols":27,"rows_kept":371,"cut":false,"hidden":true,"merged":[[299,4,299,8],[15,4,15,12],[68,4,68,5],[67,4,67,5],[61,4,61,5],[65,4,65,5],[66,4,66,5],[62,4,62,5],[64,4,64,6],[55,4,55,5],[59,4,59,5],[60,4,60,5],[56,4,56,5],[58,4,58,6],[54,4,54,5],[28,4,28,5],[5,4,5,12],[11,4,11,12],[12,4,12,12],[13,4,13,12],[43,4,43,5],[27,8,27,19],[28,14,28,19],[37,4,37,5],[38,4,38,5],[39,4,39,5],[36,4,36,5],[42,4,42,5],[71,4,71,8],[24,4,24,8],[35,4,35,6],[41,4,41,6],[29,4,29,5],[30,4,30,5],[31,4,31,5],[32,4,32,5],[33,4,33,5],[47,4,47,8],[44,4,44,5],[50,4,50,6],[50,8,50,19],[51,4,51,5],[52,4,52,5],[51,14,51,19],[53,4,53,5],[6,4,6,12],[7,4,7,12],[9,4,9,12],[25,4,25,19],[27,4,27,6],[19,4,19,7],[14,4,14,12],[10,4,10,12],[20,4,20,7],[21,4,21,7],[22,4,22,7],[29,14,31,19],[52,14,54,19],[19,9,19,10],[19,11,19,12],[194,4,194,5],[214,4,214,6],[124,5,124,11],[123,5,123,11],[142,4,142,6],[152,4,152,6],[181,4,181,8],[176,5,176,6],[179,5,179,6],[131,4,131,6],[156,4,156,8],[125,5,125,11],[126,5,126,11],[127,5,127,11],[198,4,198,11],[83,4,83,5],[120,4,120,8],[114,5,114,6],[192,4,192,5],[193,4,193,5],[308,5,308,8],[75,8,75,10],[75,4,75,6],[76,4,76,5],[77,4,77,5],[78,4,78,5],[79,4,79,5],[197,4,197,8],[201,4,201,5],[201,6,201,8],[201,9,201,11],[113,5,113,6],[90,4,90,8],[80,4,80,5],[81,4,81,5],[82,4,82,5]]}
[]
[null,null,null,null,"New Jersey Clean Energy Program"]
[null,null,null,null,"New Construction Program"]
[null,null,null,null,"BASIC: Sketchbox Calculators",null,null,null,null,null,null,null,{"$f":"Version","v":"V1.0"}]
[]
[null,null,null,null,"Table of Contents"]
[null,null,null,null,{"$f":"E20","v":"Instructions for Calculating Sketchbox Model Inputs"}]
[null,null,null,null,{"$f":"SB_Calculators_Table1_Header","v":"Building Geometry Calculator - Aspect Ratio Input"}]
[null,null,null,null,{"$f":"SB_Calculators_Table1b_Header","v":"Building Geometry Calculator - Exterior Wall Area Input"}]
[null,null,null,null,{"$f":"SB_Calculators_Table2_Header","v":"Energy Recovery Ventilator Effectiveness Calculator"}]
[null,null,null,null,{"$f":"SB_Calculators_Table3_Header","v":"Interior Lighting"}]
[null,null,null,null,{"$f":"SB_Calculators_Table4_Header","v":"Exterior Lighting - Baseline"}]
[null,null,null,null,{"$f":"SB_Calculators_Table5_Header","v":"Exterior Lighting - Proposed"}]
[null,null,null,null,{"$f":"SB_Calculators_Table6_Header","v":"Exterior Lighting - Time Clock"}]
[null,null,null,null,{"$f":"SB_Calculators_Table7_Header","v":"Weighted Average Efficiency Calculator"}]
[null,null,null,null,{"$f":"SB_Calculators_LowFlow_Header","v":"Low Flow Fixture Calculator"}]
[]
[null,null,null,null,"This sheet contains various calculators to determine Sketchbox model inputs."]
[]
[null,null,null,null,"Instructions for Calculating Sketchbox Model Inputs",null,null,null,null,"Shell Name from Sketchbox"]
[null,null,null,null,"1. Fill in gray cells with information from design documents to calculate Sketchbox model inputs."]
[null,null,null,null,"2. Sketchbox model inputs can be found in green cells."]
[null,null,null,null,"3. The Sketchbox calculators should be filled out for each shell. When multiple shells are modeled, the calculations should be performed for each shell by unhiding additional calculator tabs using the \"Add Shell\" button to the right. When multiple shells are modeled and multiple calculators tabs are used, enter the shell name from Sketchbox in the field to the right."]
[]
[null,null,null,null,"Building Geometry Calculator - Aspect Ratio Input"]
[null,null,null,null,"Based on the aspect ratio of building (if known). Calculates the perimeter zone depth for the model. Reference figures 1-3 for building orientation scenarios."]
[]
[null,null,null,null,"Inputs",null,null,null,"Window-to-Wall Ratio"]
[null,null,null,null,"Parameter","Units","Value",null,null,"East","North","West","South","Overall","Notes"]
[null,null,null,null,"Building Gross Floor Area (ft²)",null,null,null,"Window Area (ft²)",null,null,null,null,{"$f":"M30+L30+K30+J30","v":0},"Input the total façade window area for each orientation"]
[null,null,null,null,"Corridor Area (ft²)",null,null,null,"Wall Area (ft²)",{"$f":"G39*G34*G33","v":0},{"$f":"G38*G34*G33","v":0},{"$f":"G39*G34*G33","v":0},{"$f":"G38*G34*G33","v":0},{"$f":"M31+L31+K31+J31","v":0}]
[null,null,null,null,"Aspect Ratio (East-West/North-South)",null,null,null,"WWR",{"$f":"IFERROR(J30/J31,\"\")","v":""},{"$f":"IFERROR(K30/K31,\"\")","v":""},{"$f":"IFERROR(L30/L31,\"\")","v":""},{"$f":"IFERROR(M30/M31,\"\")","v":""},{"$f":"IFERROR(N30/N31,\"\")","v":""}]
[null,null,null,null,"Number of Floors"]
[null,null,null,null,"Floor-to-floor Height (ft)"]
[]
[null,null,null,null,"Calculations"]
[null,null,null,null,"Parameter","Units","Value"]
[null,null,null,null,"Length (NS), calculated (ft)",null,{"$f":"IFERROR(SQRT(G30/G32),0)","v":0},null,null,null,null,"`"]
[null,null,null,null,"Width (EW), calculated (ft)",null,{"$f":"SQRT(G30*G32)","v":0}]
[null,null,null,null,"Perimeter (ft)",null,{"$f":"2*G38+2*G39","v":0}]
[]
[null,null,null,null,"Calculated Outputs"]
[null,null,null,null,"Parameter",null,"Value"]
[null,null,null,null,"Building Area (ft²)",null,{"$f":"G33*G30","v":0}]
[null,null,null,null,"Perimeter Zone Depth (ft)*",null,{"$f":"((2*G38+2*G39)-SQRT(((2*G38+2*G39)^2)-4*4*(G30-G31)))/(2*4)","v":0}]
[null,null,null,null,"*Creates core zone the size of corridor area"]
[]
[null,null,null,null,"Building Geometry Calculator - Exterior Wall Area Input"]
[null,null,null,null,"For when there is a specified exterior wall area. Can be used for buildings with a non-rectangular shape, so the model has same amount outer exposure as building’s actual shape."]
[]
[null,null,null,null,"Inputs",null,null,null,"Window-to-Wall Ratio"]
[null,null,null,null,"Parameter","Units","Value",null,null,"East","North","West","South","Overall","Notes"]
[null,null,null,null,"Building Gross Floor Area (ft²)",null,null,null,"Window Area (ft²)",null,null,null,null,{"$f":"M53+L53+K53+J53","v":0},"Input the total façade window area for each orientation"]
[null,null,null,null,"Corridor Area (ft²)",null,null,null,"Wall Area (ft²)",{"$f":"IF(G69<1,G62*G57*G56,G63*G57*G56)","v":0},{"$f":"IF(G69<1,G63*G57*G56,G62*G57*G56)","v":0},{"$f":"IF(G69<1,G62*G57*G56,G63*G57*G56)","v":0},{"$f":"IF(G69<1,G63*G57*G56,G62*G57*G56)","v":0},{"$f":"M54+L54+K54+J54","v":0}]
[null,null,null,null,"Exterior Wall Area (ft²)",null,null,null,"WWR",{"$f":"IFERROR(J53/J54,\"\")","v":""},{"$f":"IFERROR(K53/K54,\"\")","v":""},"","",{"$f":"IFERROR(N53/N54,\"\")","v":""}]
[null,null,null,null,"Number of Floors"]
[null,null,null,null,"Floor-to-floor Height (typ.) (ft)"]
[]
[null,null,null,null,"Calculations"]
[null,null,null,null,"Parameter","Units","Value"]
[null,null,null,null,"x (ft)",null,{"$f":"IFERROR((G55/G56/G57/2-SQRT(((G55/G56/G57/2)^2)-4*G53/G56))/2,0)","v":0},null,null,null,null,"`"]
[null,null,null,null,"Short Side (ft)",null,{"$f":"IFERROR(MIN(G61, G55/G56/G57/2-G61),0)","v":0}]
[null,null,null,null,"Long Side (ft)",null,{"$f":"IFERROR(MAX(G61, G55/G56/G57/2-G61),0)","v":0}]
[]
[null,null,null,null,"Calculated Outputs"]
[null,null,null,null,"Parameter",null,"Value"]
[null,null,null,null,"Building Area (ft²)",null,{"$f":"G53","v":0}]
[null,null,null,null,"Perimeter Zone Depth (ft)*",null,{"$f":"IFERROR(((2*G62+2*G63)-SQRT(((2*G62+2*G63)^2)-4*4*(G53-G54)/G56))/(2*4),\"\")","v":""}]
[null,null,null,null,"Aspect Ratio (East-West/North-South)",null,{"$f":"IFERROR(G63/G62,\"\")","v":""}]
[null,null,null,null,"*Creates core zone the size of corridor area"]
[]
[null,null,{"$f":"5/0","v":{"$error":"#DIV/0!"}},null,"Energy Recovery Ventilator Effectiveness Calculator"]
[null,null,{"$f":"5/0","v":{"$error":"#DIV/0!"}}]
[null,null,{"$error":"#DIV/0!"},null,"Atmospheric pressure [psi]",14.7,"** Default is 14.7 psi; atmospheric pressure at sea level."]
[null,null,{"$error":"#DIV/0!"}]
[null,null,{"$error":"#DIV/0!"},null,"Summer",null,null,null,"Winter"]
[null,null,{"$error":"#DIV/0!"},null,"Outdoor air dry bulb temperature [F]",null,null,null,"Outdoor air dry bulb temperature [F]"]
[null,null,{"$error":"#DIV/0!"},null,"Outdoor air wet bulb temperature [F]",null,null,null,"Outdoor air wet bulb temperature [F]"]
[null,null,{"$error":"#DIV/0!"},null,"Return air dry bulb temperature [F]",null,null,null,"Return air dry bulb temperature [F]"]
[null,null,{"$error":"#DIV/0!"},null,"Return air wet bulb temperature [F]",null,null,null,"Return air wet bulb temperature [F]"]
[null,null,{"$error":"#DIV/0!"},null,"Supply air dry bulb temperature [F]",null,null,null,"Supply air dry bulb temperature [F]"]
[null,null,{"$error":"#DIV/0!"},null,"Supply air wet bulb temperature [F]",null,null,null,"Supply air wet bulb temperature [F]"]
[null,null,{"$error":"#DIV/0!"},null,"Sensible effectiveness (summer)",null,{"$f":"IFERROR(+(G77-G81)/(G77-G79),\"\")","v":""},null,"Sensible effectiveness (winter)",null,{"$f":"IFERROR(+(K77-K81)/(K77-K79),\"\")","v":""}]
[null,null,{"$error":"#DIV/0!"},null,"Latent effectiveness (summer)",null,{"$f":"IFERROR((psych($F$74,G77,G78,1,4)-psych($F$74,G81,G82,1,4))/(psych($F$74,G77,G78,1,4)-psych($F$74,G79,G80,1,4)),\"\")","v":""},null,"Latent effectiveness (winter)",null,{"$f":"IFERROR((psych($F$74,K77,K78,1,4)-psych($F$74,K81,K82,1,4))/(psych($F$74,K77,K78,1,4)-psych($F$74,K79,K80,1,4)),\"\")","v":""}]
[null,null,{"$error":"#DIV/0!"}]
[null,null,{"$error":"#DIV/0!"},null,"Definitions:"]
[null,null,{"$error":"#DIV/0!"},null,"Outdoor air: air entering the ERV directly from outdoors"]
[null,null,{"$error":"#DIV/0!"},null,"Return air: air entering the ERV directly from the building (this is sometimes called exhaust air)."]
[null,null,{"$error":"#DIV/0!"},null,"Supply air: air leaving the ERV to go to the cooling and/or heating coil"]
[null,null,{"$error":"#DIV/0!"}]
[null,null,null,null,"Interior Lighting"]
[null,null,null,null,"Use for calculating the lighting power density using fixture information and counts. Enter unique combinations of spaces and fixture types on separate rows."]
[]
[null,null,null,null,"Building Type","Building Area (ft²)",null,null,null,null,null,null,null,null,null,null,null,null,null,null,null,null,null,null,null,null,"Code"]
[null,null,null,null,null,null,null,null,null,null,null,null,null,null,null,null,null,null,null,null,null,null,null,null,null,null,"ASHRAE 90.1-2019"]
[]
[null,null,null,null,"Proposed Lighting System"]
[null,null,null,null,"Location","Fixture ID","# Fixtures","Fixture Watts","Total kW"]
[null,null,null,null,null,null,null,null,{"$f":"H99*G99 / 1000","v":0}]
[null,null,null,null,null,null,null,null,{"$f":"H100*G100 / 1000","v":0}]
[null,null,null,null,null,null,null,null,{"$f":"H101*G101 / 1000","v":0}]
[null,null,null,null,null,null,null,null,0]
[null,null,null,null,null,null,null,null,0]
[null,null,null,null,null,null,null,null,0]
[null,null,null,null,null,null,null,null,0]
[null,null,null,null,null,null,null,null,0]
[null,null,null,null,null,null,null,null,0]
[null,null,null,null,null,null,null,null,0]
[null,null,null,null,null,null,null,null,0]
[null,null,null,null,null,null,null,null,0]
[null,null,null,null,null,"Total:",{"$f":"SUM(G99:G110)","v":0},"Total:",{"$f":"SUM(I99:I110)","v":0}]
[]
[null,null,null,null,"Baseline Lighting Attributes"]
[null,null,null,null,{"$f":"IFERROR(INDEX('Sketchbox - Int Light. Lookup'!B4:K36,MATCH('Sketchbox Calculators'!$E$95,LightingBuildingType),MATCH('Sketchbox Calculators'!$AA$95,'Sketchbox - Int Light. Lookup'!B3:K3,0)),0)","v":0},"Baseline Lighting Power Density [W/ft²]"]
[null,null,null,null,{"$f":"(E114/1000)*F95","v":0},"Baseline Total Lighting kW"]
[]
[null,null,null,null,"Proposed Lighting Attributes"]
[null,null,null,null,{"$f":"IFERROR((I111*1000)/F95,0)","v":0},"Proposed Lighting Power Density [W/ft²]"]
[null,null,null,null,{"$f":"I111","v":0},"Proposed Total Lighting kW"]
[]
[null,null,null,null,"Exterior Lighting - Baseline"]
[null,null,null,null,"Use to calculate the exterior lighting baseline based on the exterior areas with installed lighting in the design."]
[]
[null,null,null,null,"Exterior Lighting Zone","Description"]
[null,null,null,null,"Zone 1","Developed areas of national parks, state parks, forest land, and rural areas"]
[null,null,null,null,"Zone 2","Areas predominantly consisting of residential zoning, neighborhood business districts, light industrial with limited nighttime use and residential mixed use areas",null,null,null,null,null,null,null,null,null,null,null,null,null,null,null,null,null,null,null,null,"Code"]
[null,null,null,null,"Zone 3","All other areas",null,null,null,null,null,null,null,null,null,null,null,null,null,null,null,null,null,null,null,null,"ASHRAE 90.1-2019"]
[null,null,null,null,"Zone 4","High activity commercial districts in major metropolitan areas as designated by the local jurisdiction"]
[]
[null,null,null,null,"Select Zone"]
[]
[null,null,null,null,"Baseline Allowances"]
[null,null,null,null,"Base Allowance",{"$f":"IFERROR(INDEX('Sketchbox - Ext Light. Lookup'!$B$4:$Y$13,MATCH('Sketchbox Calculators'!E133,'Sketchbox - Ext Light. Lookup'!$A$4:$A$13,0),SUM(MATCH($AA$127,'Sketchbox - Ext Light. Lookup'!$B$2:$Y$2,0),_xlfn.IFS($F$130=\"Zone 4\",3,$F$130=\"Zone 3\",2,$F$130=\"Zone 2\",1,$F$130=\"Zone 1\",0))),\"\")","v":""},"W"]
[null,null,null,null,"Parking areas and drives",{"$f":"IFERROR(INDEX('Sketchbox - Ext Light. Lookup'!$B$4:$Y$13,MATCH('Sketchbox Calculators'!E134,'Sketchbox - Ext Light. Lookup'!$A$4:$A$13,0),SUM(MATCH($AA$127,'Sketchbox - Ext Light. Lookup'!$B$2:$Y$2,0),_xlfn.IFS($F$130=\"Zone 4\",3,$F$130=\"Zone 3\",2,$F$130=\"Zone 2\",1,$F$130=\"Zone 1\",0))),\"\")","v":""},"W/ft^2"]
[null,null,null,null,"Walkways, <10' wide",{"$f":"IFERROR(INDEX('Sketchbox - Ext Light. Lookup'!$B$4:$Y$13,MATCH('Sketchbox Calculators'!E135,'Sketchbox - Ext Light. Lookup'!$A$4:$A$13,0),SUM(MATCH($AA$127,'Sketchbox - Ext Light. Lookup'!$B$2:$Y$2,0),_xlfn.IFS($F$130=\"Zone 4\",3,$F$130=\"Zone 3\",2,$F$130=\"Zone 2\",1,$F$130=\"Zone 1\",0))),\"\")","v":""},"W/linear foot"]
[null,null,null,null,"Walkways, >10' wide",{"$f":"IFERROR(INDEX('Sketchbox - Ext Light. Lookup'!$B$4:$Y$13,MATCH('Sketchbox Calculators'!E136,'Sketchbox - Ext Light. Lookup'!$A$4:$A$13,0),SUM(MATCH($AA$127,'Sketchbox - Ext Light. Lookup'!$B$2:$Y$2,0),_xlfn.IFS($F$130=\"Zone 4\",3,$F$130=\"Zone 3\",2,$F$130=\"Zone 2\",1,$F$130=\"Zone 1\",0))),\"\")","v":""},"W/ft^2"]
[null,null,null,null,"Stairways",{"$f":"IFERROR(INDEX('Sketchbox - Ext Light. Lookup'!$B$4:$Y$13,MATCH('Sketchbox Calculators'!E137,'Sketchbox - Ext Light. Lookup'!$A$4:$A$13,0),SUM(MATCH($AA$127,'Sketchbox - Ext Light. Lookup'!$B$2:$Y$2,0),_xlfn.IFS($F$130=\"Zone 4\",3,$F$130=\"Zone 3\",2,$F$130=\"Zone 2\",1,$F$130=\"Zone 1\",0))),\"\")","v":""},"W/ft^2"]
[null,null,null,null,"Pedestrian Tunnels",{"$f":"IFERROR(INDEX('Sketchbox - Ext Light. Lookup'!$B$4:$Y$13,MATCH('Sketchbox Calculators'!E138,'Sketchbox - Ext Light. Lookup'!$A$4:$A$13,0),SUM(MATCH($AA$127,'Sketchbox - Ext Light. Lookup'!$B$2:$Y$2,0),_xlfn.IFS($F$130=\"Zone 4\",3,$F$130=\"Zone 3\",2,$F$130=\"Zone 2\",1,$F$130=\"Zone 1\",0))),\"\")","v":""},"W/ft^2"]
[null,null,null,null,"Landscaping",{"$f":"IFERROR(INDEX('Sketchbox - Ext Light. Lookup'!$B$4:$Y$13,MATCH('Sketchbox Calculators'!E139,'Sketchbox - Ext Light. Lookup'!$A$4:$A$13,0),SUM(MATCH($AA$127,'Sketchbox - Ext Light. Lookup'!$B$2:$Y$2,0),_xlfn.IFS($F$130=\"Zone 4\",3,$F$130=\"Zone 3\",2,$F$130=\"Zone 2\",1,$F$130=\"Zone 1\",0))),\"\")","v":""},"W/ft^2"]
[null,null,null,null,"Pedestrian and Vehicle Doors",{"$f":"IFERROR(INDEX('Sketchbox - Ext Light. Lookup'!$B$4:$Y$13,MATCH('Sketchbox Calculators'!E140,'Sketchbox - Ext Light. Lookup'!$A$4:$A$13,0),SUM(MATCH($AA$127,'Sketchbox - Ext Light. Lookup'!$B$2:$Y$2,0),_xlfn.IFS($F$130=\"Zone 4\",3,$F$130=\"Zone 3\",2,$F$130=\"Zone 2\",1,$F$130=\"Zone 1\",0))),\"\")","v":""},"W/linear foot of door width"]
[null,null,null,null,"Entry canopy",{"$f":"IFERROR(INDEX('Sketchbox - Ext Light. Lookup'!$B$4:$Y$13,MATCH('Sketchbox Calculators'!E141,'Sketchbox - Ext Light. Lookup'!$A$4:$A$13,0),SUM(MATCH($AA$127,'Sketchbox - Ext Light. Lookup'!$B$2:$Y$2,0),_xlfn.IFS($F$130=\"Zone 4\",3,$F$130=\"Zone 3\",2,$F$130=\"Zone 2\",1,$F$130=\"Zone 1\",0))),\"\")","v":""},"W/ft^2"]
[null,null,null,null,"Loading docks",{"$f":"IFERROR(INDEX('Sketchbox - Ext Light. Lookup'!$B$4:$Y$13,MATCH('Sketchbox Calculators'!E142,'Sketchbox - Ext Light. Lookup'!$A$4:$A$13,0),SUM(MATCH($AA$127,'Sketchbox - Ext Light. Lookup'!$B$2:$Y$2,0),_xlfn.IFS($F$130=\"Zone 4\",3,$F$130=\"Zone 3\",2,$F$130=\"Zone 2\",1,$F$130=\"Zone 1\",0))),\"\")","v":""},"W/ft^2"]
[]
[null,null,null,null,"Parking areas and drives",null,"ft^2"]
[null,null,null,null,"Walkways, <10' wide",null,"linear foot"]
[null,null,null,null,"Walkways, >10' wide",null,"ft^2"]
[null,null,null,null,"Stairways",null,"ft^2"]
[null,null,null,null,"Pedestrian Tunnels",null,"ft^2"]
[null,null,null,null,"Landscaping",null,"ft^2"]
[null,null,null,null,"Pedestrian and Vehicle Doors",null,"linear foot of door width"]
[null,null,null,null,"Entry canopy",null,"ft^2"]
[null,null,null,null,"Loading docks",null,"ft^2"]
[]
[null,null,null,null,"Total Exterior Lighting Power",{"$f":"IFERROR((F133+F134*F144+F135*F145+F136*F146+F137*F147+F138*F148+F139*F149+F140*F150+F141*F151+F142*F152)/1000,0)","v":0},"kW"]
[]
[]
[null,null,null,null,"Exterior Lighting - Proposed"]
[null,null,null,null,"Use for calculating the proposed exterior lighting power using fixture information and counts."]
[]
[null,null,null,null,"Proposed Lighting System"]
[null,null,null,null,"Location","Fixture ID","# Fixtures","Fixture Watts","Total kW"]
[null,null,null,null,null,null,null,null,{"$f":"H162*G162 / 1000","v":0}]
[null,null,null,null,null,null,null,null,{"$f":"H163*G163 / 1000","v":0}]
[null,null,null,null,null,null,null,null,{"$f":"H164*G164 / 1000","v":0}]
[null,null,null,null,null,null,null,null,0]
[null,null,null,null,null,null,null,null,0]
[null,null,null,null,null,null,null,null,0]
[null,null,null,null,null,null,null,null,0]
[null,null,null,null,null,null,null,null,0]
[null,null,null,null,null,null,null,null,0]
[null,null,null,null,null,null,null,null,0]
[null,null,null,null,null,null,null,null,0]
[null,null,null,null,null,null,null,null,0]
[null,null,null,null,null,"Total:",{"$f":"SUM(G162:G173)","v":0},"Total:",{"$f":"SUM(I162:I173)","v":0}]
[]
[null,null,{"$f":"5/0","v":{"$error":"#DIV/0!"}},null,"Baseline Lighting Attributes"]
[null,null,{"$f":"5/0","v":{"$error":"#DIV/0!"}},null,{"$f":"F154","v":0},"Baseline Total Lighting kW"]
[null,null,{"$f":"5/0","v":{"$error":"#DIV/0!"}}]
[null,null,null,null,"Proposed Lighting Attributes"]
[null,null,null,null,{"$f":"I174","v":0},"Proposed Total Lighting kW"]
[]
[null,null,{"$f":"5/0","v":{"$error":"#DIV/0!"}},null,"Exterior Lighting - Time Clock"]
[null,null,{"$f":"5/0","v":{"$error":"#DIV/0!"}}]
[null,null,{"$error":"#DIV/0!"},null,"Calculator Inputs"]
[null,null,{"$error":"#DIV/0!"},null,null,"Baseline","Proposed"]
[null,null,{"$error":"#DIV/0!"},null,"Exterior lighting kW",{"$f":"E177","v":0},{"$f":"E180","v":0}]
[null,null,{"$error":"#DIV/0!"},null,"Timeclock start time",null,null,"enter using 24 hour clock, should not be before 18 (6pm)"]
[null,null,{"$error":"#DIV/0!"},null,"Timeclock End time",null,null,"enter using 24 hour clock, should not be after 6 (am)"]
[null,null,{"$error":"#DIV/0!"},null,"% kW reduction"]
[null,null,{"$error":"#DIV/0!"},null,null,"**if operation is 24/7 both timeclock start and end times should be the same"]
[null,null,{"$error":"#DIV/0!"}]
[null,null,{"$error":"#DIV/0!"},null,"Model Inputs"]
[null,null,{"$error":"#DIV/0!"},null,"Baseline kW with Baseline Controls",null,{"$f":"G292","v":0}]
[null,null,{"$error":"#DIV/0!"},null,"Proposed kW with Baseline Controls",null,{"$f":"K292","v":0}]
[null,null,{"$error":"#DIV/0!"},null,"Proposed kW with Proposed Controls",null,{"$f":"O292","v":0}]
[null,null,{"$error":"#DIV/0!"}]
[]
[null,null,null,null,"Weighted Average Efficiency Calculator"]
[null,null,null,null,"Enter the HVAC equipment information. Ensure output capacities are used and only one efficiency ratings are used  (do not input both EER and SEER ratings in one table, convert to the rating used in the model)."]
[null,null,null,null,"Enter the weighted average efficiencies in the model."]
[]
[null,null,null,null,null,null,"Heating",null,null,"Cooling"]
[null,null,null,null,"Tag","Quantity","Heating Capacity (Btu/h)","Baseline Efficiency (COP)","Proposed Efficiency (COP)","Cooling Capacity (Btu/h)","Baseline Efficiency (EER)","Proposed Efficiency (EER)"]
[]
[]
[]
[]
[]
[]
[]
[]
[]
[]
[]
[null,null,null,null,"Weighted average efficiencies:",null,null,{"$f":"IFERROR(SUMPRODUCT(F204:F214,G204:G214)/SUMPRODUCT(F204:F214,G204:G214,(H204:H214<>0)/(H204:H214+(H204:H214=0))),\"\")","v":""},{"$f":"IFERROR(SUMPRODUCT(F204:F214,G204:G214)/SUMPRODUCT(F204:F214,G204:G214,(I204:I214<>0)/(I204:I214+(I204:I214=0))),\"\")","v":""},"-",{"$f":"IFERROR(SUMPRODUCT(F204:F214,J204:J214)/SUMPRODUCT(F204:F214,J204:J214,(K204:K214<>0)/(K204:K214+(K204:K214=0))),\"\")","v":""},{"$f":"IFERROR(SUMPRODUCT(F204:F214,J204:J214)/SUMPRODUCT(F204:F214,J204:J214,(L204:L214<>0)/(L204:L214+(L204:L214=0))),\"\")","v":""}]
[]
[null,null,{"$f":"5/0","v":{"$error":"#DIV/0!"}},null,"The common approach to calculate a weighted average is to multiply the size/score/capacity by weight for each entry, sum this total, and divide by the total of the weights."]
[null,null,{"$f":"5/0","v":{"$error":"#DIV/0!"}},null,"Applying this to heat pumps with a known capacity (in cfm or Btu/h) and COP/HSPF, it would seem we should multiply and subtotal capacity * COP, then divide by the total capacity."]
[null,null,{"$error":"#DIV/0!"},null,"However when working with heat pumps we are typically given the output rating and need to calculate the input (consumption): Consumption = Output / COP"]
[null,null,{"$error":"#DIV/0!"},null,"This is because COP, like any efficiency value, is output/input, the ratio of output power to input power."]
[null,null,{"$error":"#DIV/0!"},null,"See proof below for the method used in the weighted average calculation."]
[null,null,{"$error":"#DIV/0!"}]
[null,null,{"$error":"#DIV/0!"}]
[null,null,{"$error":"#DIV/0!"}]
[null,null,{"$error":"#DIV/0!"}]
[null,null,{"$error":"#DIV/0!"}]
[null,null,{"$error":"#DIV/0!"}]
[null,null,{"$error":"#DIV/0!"}]
[null,null,{"$error":"#DIV/0!"}]
[null,null,{"$error":"#DIV/0!"}]
[null,null,{"$error":"#DIV/0!"}]
[null,null,{"$error":"#DIV/0!"}]
[null,null,{"$error":"#DIV/0!"}]
[null,null,{"$error":"#DIV/0!"}]
[null,null,{"$error":"#DIV/0!"}]
[null,null,{"$error":"#DIV/0!"}]
[null,null,{"$error":"#DIV/0!"}]
[null,null,{"$error":"#DIV/0!"}]
[null,null,{"$error":"#DIV/0!"}]
[null,null,{"$error":"#DIV/0!"}]
[null,null,{"$error":"#DIV/0!"}]
[null,null,{"$error":"#DIV/0!"}]
[null,null,{"$error":"#DIV/0!"}]
[null,null,{"$error":"#DIV/0!"}]
[null,null,{"$error":"#DIV/0!"}]
[null,null,{"$error":"#DIV/0!"}]
[null,null,{"$error":"#DIV/0!"}]
[null,null,{"$error":"#DIV/0!"}]
[null,null,{"$error":"#DIV/0!"}]
[null,null,{"$error":"#DIV/0!"}]
[null,null,{"$error":"#DIV/0!"}]
[null,null,{"$error":"#DIV/0!"}]
[null,null,{"$error":"#DIV/0!"}]
[null,null,{"$error":"#DIV/0!"}]
[null,null,{"$error":"#DIV/0!"}]
[null,null,{"$error":"#DIV/0!"}]
[null,null,{"$error":"#DIV/0!"}]
[null,null,{"$error":"#DIV/0!"}]
[null,null,{"$error":"#DIV/0!"}]
[null,null,{"$error":"#DIV/0!"}]
[null,null,{"$error":"#DIV/0!"}]
[null,null,{"$error":"#DIV/0!"}]
[null,null,{"$error":"#DIV/0!"},null," Calculation for Exterior Lighting:"]
[null,null,{"$error":"#DIV/0!"}]
[null,null,{"$error":"#DIV/0!"},null,"baseline"]
[null,null,{"$error":"#DIV/0!"},null,null,"Controlled hours/day",{"$f":"IF(F187=F188, 0, IF(F188=24,F188-F187,24-(MAX(F187,F188)-MIN(F187,F188))))","v":0}]
[null,null,{"$error":"#DIV/0!"},null,null,"Controlled hr/yr",{"$f":"G266*365.25","v":0}]
[null,null,{"$error":"#DIV/0!"},null,null,"Non-controlled hours/yr",{"$f":"12*365.25-G267","v":4383}]
[null,null,{"$error":"#DIV/0!"},null,"proposed"]
[null,null,{"$error":"#DIV/0!"},null,null,"Controlled hr/day",{"$f":"IF(AND(ISBLANK(G187),ISBLANK(G188)),G266,IF(G188=24,G188-G187,24-(MAX(G187,G188)-MIN(G187,G188))))","v":0}]
[null,null,{"$error":"#DIV/0!"},null,null,"Controlled hr/yr",{"$f":"G270*365.25","v":0}]
[null,null,{"$error":"#DIV/0!"},null,null,"Non-controlled hours/yr",{"$f":"12*365.25-G271","v":4383}]
[null,null,{"$error":"#DIV/0!"}]
[null,null,{"$error":"#DIV/0!"},null,"Baseline kW and Baseline Controls",null,null,null,"Proposed kW and Baseline Controls",null,null,null,"Proposed kW and Proposed Controls"]
[null,null,{"$error":"#DIV/0!"}]
[null,null,{"$error":"#DIV/0!"},null,null,"kW to control",{"$f":"F186","v":0},null,null,"kW to control",{"$f":"G186","v":0},null,null,"kW to control",{"$f":"G186","v":0}]
[null,null,{"$error":"#DIV/0!"},null,null,"controlled hours/yr",{"$f":"G267","v":0},null,null,"controlled hours/yr",{"$f":"G267","v":0},null,null,"controlled hours/yr",{"$f":"G271","v":0}]
[null,null,{"$error":"#DIV/0!"},null,null,"non-controlled hours/yr",{"$f":"G268","v":4383},null,null,"non-controlled hours/yr",{"$f":"G268","v":4383},null,null,"non-controlled hours/yr",{"$f":"G272","v":4383}]
[null,null,{"$error":"#DIV/0!"}]
[null,null,{"$error":"#DIV/0!"},null,null,"controlled hours",null,null,null,"controlled hours",null,null,null,"controlled hours"]
[null,null,{"$error":"#DIV/0!"},null,null,"% kW reduction",{"$f":"F189","v":0},null,null,"% kW reduction",{"$f":"F189","v":0},null,null,"% kW reduction",{"$f":"G189","v":0}]
[null,null,{"$f":"5/0","v":{"$error":"#DIV/0!"}},null,null,"Controlled kW",{"$f":"G276*(1-G281)","v":0},null,null,"Controlled kW",{"$f":"K276*(1-K281)","v":0},null,null,"Controlled kW",{"$f":"O276*(1-O281)","v":0}]
[null,null,{"$error":"#DIV/0!"},null,null,"kWh/year",{"$f":"G282*G277","v":0},null,null,"kWh/year",{"$f":"K282*K277","v":0},null,null,"kWh/year",{"$f":"O282*O277","v":0}]
[null,null,{"$error":"#DIV/0!"}]
[null,null,{"$error":"#DIV/0!"},null,null,"non-controlled hours",null,null,null,"non-controlled hours",null,null,null,"non-controlled hours"]
[null,null,{"$error":"#DIV/0!"},null,null,"% kW reduction",0,null,null,"% kW reduction",0,null,null,"% kW reduction",0]
[null,null,{"$error":"#DIV/0!"},null,null,"Non-controlled kW",{"$f":"G276*(1-G286)","v":0},null,null,"Non-controlled kW",{"$f":"K276*(1-K286)","v":0},null,null,"Non-controlled kW",{"$f":"O276*(1-O286)","v":0}]
[null,null,{"$error":"#DIV/0!"},null,null,"kWh/year",{"$f":"G287*G278","v":0},null,null,"kWh/year",{"$f":"K287*K278","v":0},null,null,"kWh/year",{"$f":"O287*O278","v":0}]
[null,null,{"$error":"#DIV/0!"}]
[null,null,{"$error":"#DIV/0!"}]
[null,null,{"$error":"#DIV/0!"},null,null,"total kWh/year",{"$f":"G288+G283","v":0},null,null,"total kWh/year",{"$f":"K288+K283","v":0},null,null,"total kWh/year",{"$f":"O288+O283","v":0}]
[null,null,{"$error":"#DIV/0!"},null,null,"kW",{"$f":"G291/(G278+G277)","v":0},null,null,"kW",{"$f":"K291/(K278+K277)","v":0},null,null,"kW",{"$f":"O291/(O278+O277)","v":0}]
[null,null,{"$error":"#DIV/0!"}]
[null,null,{"$error":"#DIV/0!"}]
[null,null,{"$error":"#DIV/0!"}]
[null,null,{"$error":"#DIV/0!"}]
[null,null,{"$error":"#DIV/0!"},null,null,null,null,null,null,"kwh savings",{"$f":"G291-K291","v":0},null,null,"kwh savings",{"$f":"K291-O291","v":0}]
[null,null,{"$error":"#DIV/0!"}]
[]
[null,null,null,null,"Low Flow Fixture Calculator"]
[null,null,null,null,"Enter the proposed design information in the gray fields below."]
[null,null,null,null,"Enter the baseline DHW demand (BTU/hr-person) on the Baseline tab in Sketchbox."]
[null,null,null,null,"Enter the proposed DHW demand (BTU/hr-person) on the Measures tab in Sketchbox."]
[]
[null,null,null,null,"Non-residential building type"]
[null,null,null,null,"Shell area (ft²)"]
[null,null,null,null,"Occupant density (ft²/person)\n     From Sketchbox Baseline tab"]
[]
[null,null,{"$f":"5/0","v":{"$error":"#DIV/0!"}},null,null,"Non-residential"]
[null,null,null,null,"Fixture type","Bathroom sinks (public)","Bathroom sinks (private)","Kitchen sinks","Showers"]
[null,null,{"$f":"5/0","v":{"$error":"#DIV/0!"}},null,"Baseline flow rate (GPM)",0.5,1.5,1.8,2]
[null,null,null,null,"Proposed flow rate (GPM)"]
[null,null,null,null,"Quantity of fixtures"]
[null,null,null,null,"Total operating hours"]
[]
[null,null,null,null,"DHW demand (BTU/hr-person)"]
[null,null,null,null,{"$f":"$K$357","v":0},"Baseline"]
[null,null,null,null,{"$f":"$K$358","v":0},"Proposed"]
[]
[]
[null,null,{"$f":"5/0","v":{"$error":"#DIV/0!"}},null,"Calculations"]
[null,null,{"$f":"5/0","v":{"$error":"#DIV/0!"}},null,"Occupied days/year",{"$f":"INDEX($S$332:$S$352,MATCH($F$305,$R$332:$R$352,0),)","v":{"$error":"#N/A"}},{"$f":"INDEX($S$332:$S$352,MATCH($F$305,$R$332:$R$352,0),)","v":{"$error":"#N/A"}},{"$f":"INDEX($S$332:$S$352,MATCH($F$305,$R$332:$R$352,0),)","v":{"$error":"#N/A"}},{"$f":"INDEX($S$332:$S$352,MATCH($F$305,$R$332:$R$352,0),)","v":{"$error":"#N/A"}}]
[null,null,{"$f":"5/0","v":{"$error":"#DIV/0!"}},null,"Fixture supply temp (°F)",86,86,93,105]
[null,null,{"$f":"5/0","v":{"$error":"#DIV/0!"}},null,"% hot water",{"$f":"(F323-$V$325)/($V$326-$V$325)","v":0.34666666666666668},{"$f":"(G323-$V$325)/($V$326-$V$325)","v":0.34666666666666668},{"$f":"(H323-$V$325)/($V$326-$V$325)","v":0.44},{"$f":"(I323-$V$325)/($V$326-$V$325)","v":0.6},null,null,null,null,null,null,null,null,"Constants",null,null,"DHW characteristics"]
[null,null,{"$error":"#DIV/0!"},null,"DHW flow rate (gpm)",null,null,null,null,null,null,null,null,null,null,null,null,"Specific weight of water (lb/gal)",8.33,null,"Cold Water Supply Temp [1]",60," to eQuest"]
[null,null,{"$error":"#DIV/0!"},null,"Baseline",{"$f":"F311*F$324","v":0.17333333333333334},0.52,0.79200000000000004,1.2,null,null,null,null,null,null,null,null,"Heat capacity of water (Btu/lb-F)",1,null,"Hot Water Supply Temp",135," to eQuest"]
[null,null,{"$error":"#DIV/0!"},null,"Proposed",0,0,0,0,null,null,null,null,null,null,null,null,"Btu to therm conversion (Btu/therm)",100000,null,"Water heater type","Natural gas"]
[null,null,{"$error":"#DIV/0!"},null,"People/showerhead",null,null,null,null,null,null,null,null,null,null,null,null,"Btu to kWh conversion (Btu/kWh)",3412,null,"Water heater thermal efficiency",0.8," to eQuest"]
[null,null,{"$error":"#DIV/0!"},null,"Showers/person/day",null,null,null,null,null,null,null,null,null,null,null,null,null,null,null,"HIR",{"$f":"1/V328","v":1.25}]
[null,null,{"$error":"#DIV/0!"},null,"Minutes/shower",null,null,null,null,null,null,null,null,null,null,null,null,"Building Type Lookup",null,null,"Occupant density (sf/person)",{"$f":"F307","v":0}," from Sketchbox"]
[null,null,{"$error":"#DIV/0!"},null,"Total usage/day/pers (minutes)",30,30,30,20,null,null,null,null,null,null,null,null,"Building Type","Days/year",null,"Building area (sf)",{"$f":"F306","v":0}," from Sketchbox"]
[null,null,{"$error":"#DIV/0!"},null,"Total people per household",1,1,1,1,null,null,null,null,null,null,null,null,"Assembly",355,null,"Number of occupants (# of people)",{"$f":"V331/V330","v":{"$error":"#DIV/0!"}}]
[null,null,{"$error":"#DIV/0!"},null,"Throttling factor",null,null,null,null,null,null,null,null,null,null,null,null,"Auto",355]
[null,null,{"$error":"#DIV/0!"},null,"Baseline",0.83,0.83,0.83,0.9,null,null,null,null,null,null,null,null,"Big Box",355]
[null,null,{"$error":"#DIV/0!"},null,"Proposed",0.95,0.95,0.95,0.9,null,null,null,null,null,null,null,null,"Community College",284]
[null,null,{"$error":"#DIV/0!"},null,"Drain factor",1,1,1,1,null,null,null,null,null,null,null,null,"Dormitory",355]
[null,null,{"$error":"#DIV/0!"},null,"Gallons/faucet/day",null,null,null,null,null,null,null,null,null,null,null,null,"Fast Food",355]
[null,null,{"$error":"#DIV/0!"},null,"Baseline",{"$f":"F326*F$331*F$332*F334*F$336","v":4.3159999999999998},12.948,19.720800000000001,21.6,null,null,null,null,null,null,null,null,"Full Service Restaurant",303]
[null,null,{"$error":"#DIV/0!"},null,"Proposed",0,0,0,0,null,null,null,null,null,null,null,null,"Grocery",365]
[null,null,{"$error":"#DIV/0!"},null,"Savings",{"$f":"F338-F339","v":4.3159999999999998},{"$f":"G338-G339","v":12.948},{"$f":"H338-H339","v":19.720800000000001},21.6,null,null,null,null,null,null,null,null,"Hospital",365]
[null,null,{"$error":"#DIV/0!"},null,"Gallons/faucet/year",null,null,null,null,null,null,null,null,null,null,null,null,"Hotel",365]
[null,null,{"$error":"#DIV/0!"},null,"Baseline",{"$f":"F338*F$322","v":{"$error":"#N/A"}},{"$error":"#N/A"},{"$error":"#N/A"},{"$error":"#N/A"},null,null,null,null,null,null,null,null,"Large Office",303]
[null,null,{"$error":"#DIV/0!"},null,"Proposed",{"$error":"#N/A"},{"$error":"#N/A"},{"$error":"#N/A"},{"$error":"#N/A"},null,null,null,null,null,null,null,null,"Light Industrial",251]
[null,null,{"$error":"#DIV/0!"},null,"Savings",{"$f":"F342-F343","v":{"$error":"#N/A"}},{"$f":"G342-G343","v":{"$error":"#N/A"}},{"$error":"#N/A"},{"$error":"#N/A"},null,null,null,null,null,null,null,null,"Motel",365]
[null,null,{"$error":"#DIV/0!"},null,"Total gallons/year",null,null,null,null,null,null,null,null,null,null,null,null,"Multi-story Retail",355]
[null,null,{"$error":"#DIV/0!"},null,"Baseline",{"$f":"F342*F$313","v":{"$error":"#N/A"}},{"$error":"#N/A"},{"$error":"#N/A"},{"$error":"#N/A"},null,{"$f":"SUM(F346:I346)","v":{"$error":"#N/A"}},null,null,null,null,null,null,"Primary School",218]
[null,null,{"$error":"#DIV/0!"},null,"Proposed",{"$error":"#N/A"},{"$error":"#N/A"},{"$error":"#N/A"},{"$error":"#N/A"},null,{"$f":"SUM(F347:I347)","v":{"$error":"#N/A"}},null,null,null,null,null,null,"Religious ",355]
[null,null,{"$error":"#DIV/0!"},null,"Savings",{"$f":"F346-F347","v":{"$error":"#N/A"}},{"$f":"G346-G347","v":{"$error":"#N/A"}},{"$f":"H346-H347","v":{"$error":"#N/A"}},{"$error":"#N/A"},null,{"$f":"SUM(F348:I348)","v":{"$error":"#N/A"}},null,null,null,null,null,null,"Secondary School",218]
[null,null,{"$error":"#DIV/0!"},null,"Total Btu/year",null,null,null,null,null,null,null,null,null,null,null,null,"Small Office",303]
[null,null,{"$error":"#DIV/0!"},null,"Baseline",{"$f":"F346*$S$325*$S$326*($V$326-$V$325)","v":{"$error":"#N/A"}},{"$error":"#N/A"},{"$error":"#N/A"},{"$error":"#N/A"},null,{"$f":"SUM(F350:I350)","v":{"$error":"#N/A"}},null,null,null,null,null,null,"Small Retail",355]
[null,null,{"$error":"#DIV/0!"},null,"Proposed",{"$error":"#N/A"},{"$error":"#N/A"},{"$error":"#N/A"},{"$error":"#N/A"},null,{"$f":"SUM(F351:I351)","v":{"$error":"#N/A"}},null,null,null,null,null,null,"University",284]
[null,null,{"$error":"#DIV/0!"},null,"Savings",{"$f":"F350-F351","v":{"$error":"#N/A"}},{"$f":"G350-G351","v":{"$error":"#N/A"}},{"$f":"H350-H351","v":{"$error":"#N/A"}},{"$error":"#N/A"},null,{"$f":"SUM(F352:I352)","v":{"$error":"#N/A"}},null,null,null,null,null,null,"Warehouse",251]
[null,null,{"$error":"#DIV/0!"}]
[null,null,{"$error":"#DIV/0!"},null,"Results",{"$f":"F305","v":0},null,null,null,null,"Total"]
[null,null,{"$error":"#DIV/0!"}]
[null,null,{"$error":"#DIV/0!"},null,"DHW demand (BTU/hr-person)"]
[null,null,{"$error":"#DIV/0!"},null,"Baseline",{"$f":"IFERROR(F350/F$314/$V$332/F$322,\"\")","v":""},"","","",null,{"$f":"SUM(F357:I357)","v":0},"to Sketchbox"]
[null,null,{"$error":"#DIV/0!"},null,"Proposed","","","","",null,{"$f":"SUM(F358:I358)","v":0},"to Sketchbox"]
[null,null,{"$error":"#DIV/0!"},null,"Savings",{"$f":"IFERROR(F357-F358,\"\")","v":""},{"$f":"IFERROR(G357-G358,\"\")","v":""},"","",null,{"$f":"K357-K358","v":0}]
[null,null,{"$error":"#DIV/0!"}]
[null,null,{"$error":"#DIV/0!"},null,"Color coding"]
[null,null,{"$error":"#DIV/0!"},null,null,"Input"]
[null,null,{"$error":"#DIV/0!"},null,null,"Adjustable constant"]
[null,null,{"$error":"#DIV/0!"},null,null,"Fixed constant"]
[null,null,{"$error":"#DIV/0!"},null,null,"Calculation"]
[null,null,{"$error":"#DIV/0!"},null,null,"Result"]
[null,null,{"$error":"#DIV/0!"}]
[null,null,{"$f":"5/0","v":{"$error":"#DIV/0!"}},null,"Sources"]
[null,null,{"$error":"#DIV/0!"},null,null,null,"[1] PY4 New Jersey TRM RESIDENTIAL Section 2.7.7: Faucet Aerators and Showerheads"]
[null,null,{"$error":"#DIV/0!"},null,null,null,"[2] PY4 New Jersey TRM COMMERCIAL Section 3.11.4: Faucet Aerators and Showerheads"]
[null,null,{"$error":"#DIV/0!"},null,null,null,"[3] ENERGY STAR MFHR Performance Path Calculator v1.5, \"DHW Demand\""]

{"sheet":"Sketchbox - Int Light. Lookup","index":10,"n_rows":36,"n_cols":12,"rows_kept":36,"cut":false,"hidden":true,"merged":[[1,0,1,10]]}
[]
["Interlior Lighting Power Allowances (W/ft^2)"]
["Building Area Type","IECC 2021 - Other","IECC 2021 - Lighting (15%)","IECC 2021 - Lighting (10%)","IECC 2018 - Other","IECC 2018 - Lighting","IECC 2015 - Other","IECC 2015 - Lighting","ASHRAE 90.1-2019","ASHRAE 90.1-2016","ASHRAE 90.1-2013","DDFs"]
["Automotive Facility",0.75,{"$f":"B4*0.85","v":0.63749999999999996},{"$f":"B4*0.9","v":0.67500000000000004},0.71,{"$f":"E4*0.9","v":0.63900000000000001},0.8,{"$f":"G4*0.9","v":0.72000000000000008},0.75,0.71,0.8,0.92]
["Convention/Conference Center",0.64,{"$f":"B5*0.85","v":0.54400000000000004},{"$f":"B5*0.9","v":0.57600000000000007},0.76,{"$f":"E5*0.9","v":0.68400000000000005},1.01,{"$f":"G5*0.9","v":0.90900000000000003},0.64,0.76,1.01,0.67]
["Courthouse",0.79,0.67149999999999999,0.71100000000000008,0.9,0.81,1.01,0.90900000000000003,0.79,0.9,1.01,0.81]
["Dining: Bar Lounge/Leisure",0.8,0.68,0.72000000000000008,0.9,0.81,1.01,0.90900000000000003,0.8,0.9,1.01,0.68]
["Dining: Cafeteria/Fast Food",0.76,0.64600000000000002,0.68400000000000005,0.79,0.71100000000000008,0.9,0.81,0.76,0.79,0.9,0.68]
["Dining: Family",0.71,0.60349999999999993,0.63900000000000001,0.78,0.70200000000000007,0.95,0.85499999999999998,0.71,0.78,0.95,0.68]
["Dormitory",0.53,0.45050000000000001,0.47700000000000004,0.61,0.54900000000000004,0.56999999999999995,0.51300000000000001,0.53,0.61,0.56999999999999995,0.68]
["Exercise Center",0.72,0.61199999999999999,0.64800000000000002,0.65,0.58500000000000008,0.84,0.75600000000000001,0.72,0.65,0.84,0.76]
["Fire Station",0.56000000000000005,0.47600000000000003,0.50400000000000011,0.53,0.47700000000000004,0.67,0.60300000000000009,0.56000000000000005,0.53,0.67100000000000004,0.81]
["Gymnasium",0.76,0.64600000000000002,0.68400000000000005,0.68,0.6120000000000001,0.94,0.84599999999999997,0.76,0.68,0.94,0.76]
["Healthcare Clinic",0.81,0.6885,0.72900000000000009,0.82,0.73799999999999999,0.9,0.81,0.81,0.82,0.9,0.74]
["Hospital",0.96,0.81599999999999995,0.86399999999999999,1.05,0.94500000000000006,1.05,0.94500000000000006,0.96,1.05,1.05,0.74]
["Hotel",0.56000000000000005,0.47600000000000003,0.50400000000000011,0.75,0.67500000000000004,0.87,0.78300000000000003,0.56000000000000005,0.75,0.87,0.67]
["Library",0.83,0.7054999999999999,0.747,0.78,0.70200000000000007,1.19,1.071,0.83,0.78,1.19,0.76]
["Manufacturing Facility",0.82,0.69699999999999995,0.73799999999999999,0.9,0.81,1.17,1.0529999999999999,0.82,0.9,1.17,{"$f":"(0.92+0.99)/2","v":0.95500000000000007}]
["Motel",0.56000000000000005,0.47600000000000003,0.50400000000000011,0.75,0.67500000000000004,0.87,0.78300000000000003,0.56000000000000005,0.75,0.87,0.67]
["Motion Picture Theatre",0.44,0.374,0.39600000000000002,0.83,0.747,0.76,0.68400000000000005,0.44,0.83,0.76,0.76]
["Multifamily",0.45,0.38250000000000001,0.40500000000000003,0.68,0.6120000000000001,0.51,0.45900000000000002,0.45,0.68,0.51,0.68]
["Musem",0.55000000000000004,0.46750000000000003,0.49500000000000005,1.06,0.95400000000000007,1.02,0.91800000000000004,0.55000000000000004,1.06,1.02,0.76]
["Office",0.64,0.54400000000000004,0.57600000000000007,0.79,0.71100000000000008,0.82,0.73799999999999999,0.64,0.79,0.82,0.81]
["Parking Garage",0.18,0.153,0.16200000000000001,0.15,0.13500000000000001,0.21,0.189,0.18,0.15,0.21,0.76]
["Penitentiary/Correctional",0.69,0.58649999999999991,0.621,0.75,0.67500000000000004,0.81,0.72900000000000009,0.69,0.75,0.81,0.76]
["Police Station",0.66,0.56100000000000005,0.59400000000000008,0.8,0.72000000000000008,0.87,0.78300000000000003,0.66,0.8,0.87,0.81]
["Post Office",0.65,0.55249999999999999,0.58500000000000008,0.67,0.60300000000000009,0.87,0.78300000000000003,0.65,0.67,0.87,0.76]
["Religious Building",0.67,0.56950000000000001,0.60300000000000009,0.94,0.84599999999999997,1,0.9,0.67,0.94,1,0.76]
["Retail",0.84,0.71399999999999997,0.75600000000000001,1.06,0.95400000000000007,1.26,1.1340000000000001,0.84,1.06,1.26,0.88]
["School/University",0.72,0.61199999999999999,0.64800000000000002,0.81,0.72900000000000009,0.87,0.78300000000000003,0.72,0.81,0.87,{"$f":"(0.42+0.68)/2","v":0.55000000000000004}]
["Sports Arena",0.76,0.64600000000000002,0.68400000000000005,0.87,0.78300000000000003,0.91,0.81900000000000006,0.76,0.87,0.91,0.76]
["Performing Arts Theater",0.84,0.71399999999999997,0.75600000000000001,1.18,1.0620000000000001,1.39,1.2509999999999999,0.84,1.18,1.39,0.76]
["Town Hall",0.69,0.58649999999999991,0.621,0.8,0.72000000000000008,0.89,0.80100000000000005,0.69,0.8,0.89,0.76]
["Transportation",0.5,0.42499999999999999,0.45,0.61,0.54900000000000004,0.7,0.63,0.5,0.61,0.7,0.76]
["Warehouse",0.45,0.38250000000000001,0.40500000000000003,0.48,0.432,0.66,0.59400000000000008,0.45,0.48,0.66,0.84]
["Workshop",0.91,0.77349999999999997,0.81900000000000006,0.9,0.81,1.19,1.071,0.91,0.9,1.19,0.92]

{"sheet":"Sketchbox - Ext Light. Lookup","index":11,"n_rows":13,"n_cols":25,"rows_kept":13,"cut":false,"hidden":true,"merged":[[0,0,0,24],[1,1,1,4],[1,5,1,8],[1,9,1,12],[1,13,1,16],[1,17,1,20],[1,21,1,24]]}
["Exterior Lighting Allowances"]
["Code","IECC 2021",null,null,null,"IECC 2018",null,null,null,"IECC 2015",null,null,null,"ASHRAE 90.1-2019",null,null,null,"ASHRAE 90.1-2016",null,null,null,"ASHRAE 90.1-2013"]
["Zone",1,2,3,4,1,2,3,4,1,2,3,4,1,2,3,4,1,2,3,4,1,2,3,4]
["Base Allowance",350,400,500,900,350,400,500,900,500,600,750,1300,350,400,500,900,350,400,500,900,500,600,750,1300]
["Parking areas and drives",0.03,0.04,0.06,0.08,0.03,0.04,0.06,0.08,0.04,0.06,0.1,0.13,0.03,0.04,0.06,0.08,0.03,0.04,0.06,0.08,0.04,0.06,0.1,0.13]
["Walkways, <10' wide",0.5,0.5,0.6,0.7,0.5,0.5,0.6,0.7,0.7,0.7,0.8,1,0.5,0.5,0.6,0.7,0.5,0.5,0.6,0.7,0.7,0.7,0.8,1]
["Walkways, >10' wide",0.1,0.1,0.11,0.14000000000000001,0.1,0.1,0.11,0.14000000000000001,0.14000000000000001,0.14000000000000001,0.16,0.2,0.1,0.1,0.11,0.14000000000000001,0.1,0.1,0.11,0.14000000000000001,0.14000000000000001,0.14000000000000001,0.16,0.2]
["Stairways",0.6,0.7,0.7,0.7,0.6,0.7,0.7,0.7,0.75,1,1,1,0.6,0.7,0.7,0.7,0.6,0.7,0.7,0.7,0.75,1,1,1]
["Pedestrian Tunnels",0.12,0.12,0.14000000000000001,0.21,0.12,0.12,0.14000000000000001,0.21,0.15,0.15,0.2,0.3,0.12,0.12,0.14000000000000001,0.21,0.12,0.12,0.14000000000000001,0.21,0.15,0.15,0.2,0.3]
["Landscaping",0.03,0.04,0.04,0.04,0.03,0.04,0.04,0.04,0,0,0,0,0.03,0.04,0.04,0.04,0.03,0.04,0.04,0.04,0.04,0.05,0.05,0.05]
["Pedestrian and Vehicle Doors",14,14,21,21,14,14,21,21,20,20,30,30,14,14,21,21,14,14,21,21,20,20,30,30]
["Entry canopy",0.02,0.25,0.4,0.4,0.02,0.25,0.4,0.4,0.25,0.25,0.4,0.4,0.2,0.2,0.2,0.2,0.2,0.25,0.4,0.4,0.25,0.25,0.4,0.4]
["Loading docks",0.35,0.35,0.35,0.35,0.35,0.35,0.35,0.35,0,0,0,0,0.35,0.35,0.35,0.35,0.35,0.35,0.35,0.35,0.5,0.5,0.5,0.5]

{"sheet":"Streamlined Pathway","index":12,"n_rows":90,"n_cols":29,"rows_kept":90,"cut":false,"hidden":true,"merged":[[36,4,36,6],[21,4,21,6],[22,4,22,6],[23,4,23,6],[24,4,24,6],[30,4,30,6],[31,4,31,6],[25,4,25,6],[26,4,26,6],[27,4,27,6],[28,4,28,6],[29,4,29,6],[6,4,6,12],[7,4,7,12],[8,4,8,12],[12,4,12,6],[19,4,19,6],[15,4,15,10]]}
[]
[null,null,null,null,"New Jersey Clean Energy Program"]
[null,null,null,null,"New Construction Program"]
[null,null,null,null,"BASIC: Streamlined Pathway",null,null,null,null,null,null,null,{"$f":"Version","v":"V1.0"}]
[]
[null,null,null,null,"Table of Contents"]
[null,null,null,null,{"$f":"Streamlined_Instructions_Header","v":"Instructions for Streamlined Pathway Projects"}]
[null,null,null,null,{"$f":"Streamlined_Table1_Header","v":"Table 1: Sketchbox Performance Summary"}]
[null,null,null,null,{"$f":"Streamlined_Table2_Header","v":"Table 2: Sketchbox Measures"}]
[]
[null,null,null,null,"This sheet is for transferring results from Sketchbox."]
[]
[null,null,null,null,"Instructions for Streamlined Pathway Projects"]
[null,null,null,null,"1. Create the energy model in Sketchbox following the NCP Tech Guide."]
[null,null,null,null,"2. Save the modeling results in Excel by going to Results > Download Results."]
[null,null,null,null,"3. Copy and paste data from the xlsx file that was downloaded from Sketchbox into Table 1 and Table 2 below.\n    a. Table 1: Copy cells B4:E14 on the \"Summary\" tab of the xlsx. Paste as Values in cell H23 in Table 1.\n    b. Table 2: Copy all used rows (excluding the header but including the baseline row) from columns A:K on the \"Results Table\" tab of \n        the xlsx. Paste as Values in cell E40 in Table 2."]
[null,null,null,null,"4. Manually assign Sketchbox measures to Program measures on the \"Energy Efficiency Measures\" tab."]
[]
[]
[null,null,null,null,"Table 1: Sketchbox Performance Summary"]
[]
[null,null,null,null,"",null,null,"Baseline","Proposed","Absolute Savings","Relative Savings"]
[null,null,null,null,"Annual Energy Cost ($)"]
[null,null,null,null,"Annual Electric Consumption (kWh)"]
[null,null,null,null,"Annual Natural Gas Consumption (therm)"]
[]
[null,null,null,null,"Peak Electric Demand (kW)"]
[null,null,null,null,"Peak Cooling Load (kBTU/hr)"]
[null,null,null,null,"Peak Heating Load (kBTU/hr)"]
[null,null,null,null,null,null,null,null,null,null,null,null,null,null,null,null,null,null,null,null,null,null,null,null,null,null,"Pathway Outcome",{"$f":"IF(VALUE(K31)>=0.05,\"Pass\",\"In Progress\")","v":"In Progress"}]
[null,null,null,null,"Site EUI (kBtu/ft²)",null,null,null,null,null,null,null,null,null,null,null,null,null,null,null,null,null,null,null,null,null,"Outcome Note",{"$f":"\"To qualify for incentives, Sketchbox must calculate that the ECMs will achieve site energy savings at least 5% above code. According to Sketchbox results, this project is achieving \"&K31&\" site energy savings above code.\"","v":"To qualify for incentives, Sketchbox must calculate that the ECMs will achieve site energy savings at least 5% above code. According to Sketchbox results, this project is achieving  site energy savings above code."}]
[null,null,null,null,"Source EUI (kBtu/ft²)"]
[null,null,null,null,"CO2 Equivalent (kg of CO2e)"]
[]
[]
[]
[null,null,null,null,"Table 2: Sketchbox Measures"]
[]
[null,null,null,null,"Measure","Peak Cooling (kBTU/hr)","Peak Heating (kBTU/hr)","Peak Electric Demand (kW)","Annual Electric Consumption (kWh)","Annual Natural Gas Consumption (therm)","Annual Energy Cost ($)","Annual Water Consumption (gal/yr)","ECM Baseline Value","ECM Proposed Value","ECM Value Units",null,null,null,null,null,null,null,null,null,null,null,"Elec Measure Savings (kBtu)","Gas Measure Savings (kBtu)","Total site energy measure savings (kBtu)"]
[1,null,null,null,null,null,null,null,null,null,null,null,null,null,null,null,null,null,null,null,null,null,null,null,null,null,0,0,{"$f":"AA40+AB40","v":0}]
[2,null,null,null,null,null,null,null,null,null,null,null,null,null,null,null,null,null,null,null,null,null,null,null,null,null,{"$f":"IF(I41=0,0,($I$40-I41)*3.412)","v":0},{"$f":"IF(J41=0,0,($J$40-J41)*100)","v":0},{"$f":"AA41+AB41","v":0}]
[3,null,null,null,null,null,null,null,null,null,null,null,null,null,null,null,null,null,null,null,null,null,null,null,null,null,{"$f":"IF(I42=0,0,($I$40-I42)*3.412)","v":0},{"$f":"IF(J42=0,0,($J$40-J42)*100)","v":0},0]
[4,null,null,null,null,null,null,null,null,null,null,null,null,null,null,null,null,null,null,null,null,null,null,null,null,null,0,0,0]
[5,null,null,null,null,null,null,null,null,null,null,null,null,null,null,null,null,null,null,null,null,null,null,null,null,null,0,0,0]
[6,null,null,null,null,null,null,null,null,null,null,null,null,null,null,null,null,null,null,null,null,null,null,null,null,null,0,0,0]
[7,null,null,null,null,null,null,null,null,null,null,null,null,null,null,null,null,null,null,null,null,null,null,null,null,null,0,0,0]
[8,null,null,null,null,null,null,null,null,null,null,null,null,null,null,null,null,null,null,null,null,null,null,null,null,null,0,0,0]
[9,null,null,null,null,null,null,null,null,null,null,null,null,null,null,null,null,null,null,null,null,null,null,null,null,null,0,0,0]
[10,null,null,null,null,null,null,null,null,null,null,null,null,null,null,null,null,null,null,null,null,null,null,null,null,null,0,0,0]
[11,null,null,null,null,null,null,null,null,null,null,null,null,null,null,null,null,null,null,null,null,null,null,null,null,null,0,0,0]
[12,null,null,null,null,null,null,null,null,null,null,null,null,null,null,null,null,null,null,null,null,null,null,null,null,null,0,0,0]
[13,null,null,null,null,null,null,null,null,null,null,null,null,null,null,null,null,null,null,null,null,null,null,null,null,null,0,0,0]
[14,null,null,null,null,null,null,null,null,null,null,null,null,null,null,null,null,null,null,null,null,null,null,null,null,null,0,0,0]
[15,null,null,null,null,null,null,null,null,null,null,null,null,null,null,null,null,null,null,null,null,null,null,null,null,null,0,0,0]
[16,null,null,null,null,null,null,null,null,null,null,null,null,null,null,null,null,null,null,null,null,null,null,null,null,null,0,0,0]
[17,null,null,null,null,null,null,null,null,null,null,null,null,null,null,null,null,null,null,null,null,null,null,null,null,null,0,0,0]
[18,null,null,null,null,null,null,null,null,null,null,null,null,null,null,null,null,null,null,null,null,null,null,null,null,null,0,0,0]
[19,null,null,null,null,null,null,null,null,null,null,null,null,null,null,null,null,null,null,null,null,null,null,null,null,null,0,0,0]
[20,null,null,null,null,null,null,null,null,null,null,null,null,null,null,null,null,null,null,null,null,null,null,null,null,null,0,0,0]
[21,null,null,null,null,null,null,null,null,null,null,null,null,null,null,null,null,null,null,null,null,null,null,null,null,null,0,0,0]
[22,null,null,null,null,null,null,null,null,null,null,null,null,null,null,null,null,null,null,null,null,null,null,null,null,null,0,0,0]
[23,null,null,null,null,null,null,null,null,null,null,null,null,null,null,null,null,null,null,null,null,null,null,null,null,null,0,0,0]
[24,null,null,null,null,null,null,null,null,null,null,null,null,null,null,null,null,null,null,null,null,null,null,null,null,null,0,0,0]
[25,null,null,null,null,null,null,null,null,null,null,null,null,null,null,null,null,null,null,null,null,null,null,null,null,null,0,0,0]
[26,null,null,null,null,null,null,null,null,null,null,null,null,null,null,null,null,null,null,null,null,null,null,null,null,null,0,0,0]
[27,null,null,null,null,null,null,null,null,null,null,null,null,null,null,null,null,null,null,null,null,null,null,null,null,null,0,0,0]
[28,null,null,null,null,null,null,null,null,null,null,null,null,null,null,null,null,null,null,null,null,null,null,null,null,null,0,0,0]
[29,null,null,null,null,null,null,null,null,null,null,null,null,null,null,null,null,null,null,null,null,null,null,null,null,null,0,0,0]
[30,null,null,null,null,null,null,null,null,null,null,null,null,null,null,null,null,null,null,null,null,null,null,null,null,null,0,0,0]
[31,null,null,null,null,null,null,null,null,null,null,null,null,null,null,null,null,null,null,null,null,null,null,null,null,null,0,0,0]
[32,null,null,null,null,null,null,null,null,null,null,null,null,null,null,null,null,null,null,null,null,null,null,null,null,null,0,0,0]
[33,null,null,null,null,null,null,null,null,null,null,null,null,null,null,null,null,null,null,null,null,null,null,null,null,null,0,0,0]
[34,null,null,null,null,null,null,null,null,null,null,null,null,null,null,null,null,null,null,null,null,null,null,null,null,null,0,0,0]
[35,null,null,null,null,null,null,null,null,null,null,null,null,null,null,null,null,null,null,null,null,null,null,null,null,null,0,0,0]
[36,null,null,null,null,null,null,null,null,null,null,null,null,null,null,null,null,null,null,null,null,null,null,null,null,null,0,0,0]
[37,null,null,null,null,null,null,null,null,null,null,null,null,null,null,null,null,null,null,null,null,null,null,null,null,null,0,0,0]
[38,null,null,null,null,null,null,null,null,null,null,null,null,null,null,null,null,null,null,null,null,null,null,null,null,null,0,0,0]
[39,null,null,null,null,null,null,null,null,null,null,null,null,null,null,null,null,null,null,null,null,null,null,null,null,null,0,0,0]
[40,null,null,null,null,null,null,null,null,null,null,null,null,null,null,null,null,null,null,null,null,null,null,null,null,null,0,0,0]
[41,null,null,null,null,null,null,null,null,null,null,null,null,null,null,null,null,null,null,null,null,null,null,null,null,null,0,0,0]
[42,null,null,null,null,null,null,null,null,null,null,null,null,null,null,null,null,null,null,null,null,null,null,null,null,null,0,0,0]
[43,null,null,null,null,null,null,null,null,null,null,null,null,null,null,null,null,null,null,null,null,null,null,null,null,null,0,0,0]
[44,null,null,null,null,null,null,null,null,null,null,null,null,null,null,null,null,null,null,null,null,null,null,null,null,null,0,0,0]
[45,null,null,null,null,null,null,null,null,null,null,null,null,null,null,null,null,null,null,null,null,null,null,null,null,null,0,0,0]
[46,null,null,null,null,null,null,null,null,null,null,null,null,null,null,null,null,null,null,null,null,null,null,null,null,null,0,0,0]
[47,null,null,null,null,null,null,null,null,null,null,null,null,null,null,null,null,null,null,null,null,null,null,null,null,null,0,0,0]
[48,null,null,null,null,null,null,null,null,null,null,null,null,null,null,null,null,null,null,null,null,null,null,null,null,null,0,0,0]
[49,null,null,null,null,null,null,null,null,null,null,null,null,null,null,null,null,null,null,null,null,null,null,null,null,null,0,0,0]
[50,null,null,null,null,null,null,null,null,null,null,null,null,null,null,null,null,null,null,null,null,null,null,null,null,null,0,0,0]
[51,null,null,null,null,null,null,null,null,null,null,null,null,null,null,null,null,null,null,null,null,null,null,null,null,null,0,0,0]

{"sheet":"Streamlined Import","index":13,"n_rows":0,"n_cols":0,"rows_kept":0,"cut":false,"hidden":true,"merged":[]}

{"sheet":"High-Performance Pathway","index":14,"n_rows":237,"n_cols":31,"rows_kept":237,"cut":false,"hidden":true,"merged":[[12,10,12,12],[166,4,166,9],[167,4,167,9],[168,4,168,9],[171,4,171,9],[170,4,170,9],[148,4,148,10],[161,5,161,6],[161,7,161,8],[161,9,161,10],[153,5,153,6],[158,5,158,6],[158,7,158,8],[158,9,158,10],[159,5,159,6],[160,5,160,6],[159,7,159,8],[160,7,160,8],[159,9,159,10],[160,9,160,10],[154,5,154,6],[23,4,23,12],[31,4,31,12],[100,4,100,9],[75,14,75,16],[130,4,130,5],[131,4,131,5],[132,4,132,5],[123,4,123,5],[124,4,124,5],[128,4,128,5],[129,4,129,5],[121,4,121,5],[122,4,122,5],[85,4,85,5],[86,4,86,5],[94,4,94,5],[75,6,75,9],[75,10,75,13],[87,4,87,5],[88,4,88,5],[89,4,89,5],[90,4,90,5],[91,4,91,5],[77,4,77,5],[225,5,225,6],[225,7,225,8],[134,4,134,5],[135,4,135,5],[136,4,136,5],[137,4,137,5],[119,4,119,5],[120,4,120,5],[214,5,214,6],[214,7,214,8],[185,6,185,7],[175,6,175,7],[176,6,176,7],[177,6,177,7],[178,6,178,7],[184,6,184,7],[179,6,179,7],[180,6,180,7],[181,6,181,7],[182,6,182,7],[183,6,183,7],[234,9,234,10],[235,5,235,6],[235,7,235,8],[235,9,235,10],[232,5,232,6],[232,7,232,8],[232,9,232,10],[233,5,233,6],[233,7,233,8],[233,9,233,10],[234,5,234,6],[234,7,234,8],[225,9,225,10],[222,5,222,6],[222,7,222,8],[222,9,222,10],[223,5,223,6],[223,7,223,8],[223,9,223,10],[7,4,7,12],[8,4,8,12],[9,4,9,12],[10,4,10,12],[224,5,224,6],[224,7,224,8],[224,9,224,10],[144,4,144,10],[25,4,25,12],[75,4,76,5],[92,4,92,5],[93,4,93,5],[125,4,125,5],[126,4,126,5],[127,4,127,5],[138,4,138,5],[133,4,133,5],[214,9,214,10],[215,5,215,6],[215,7,215,8],[215,9,215,10],[212,5,212,6],[212,7,212,8],[212,9,212,10],[213,5,213,6],[213,7,213,8],[213,9,213,10],[212,20,212,24],[200,4,200,5],[201,4,201,5],[202,4,202,5],[203,4,203,5],[204,4,204,5],[205,4,205,5],[206,4,206,5],[189,4,189,8],[197,4,197,5],[198,4,198,5],[199,4,199,5],[207,4,207,5],[190,9,190,11],[192,4,192,5],[193,4,193,5],[194,4,194,5],[195,4,195,5],[196,4,196,5],[190,6,190,8],[190,4,191,5],[19,4,19,5],[18,4,18,5],[68,4,68,5],[69,4,69,5],[59,4,59,5],[60,4,60,5],[61,4,61,5],[62,4,62,5],[63,4,63,5],[64,4,64,5],[65,4,65,5],[66,4,66,5],[67,4,67,5],[51,4,51,5],[52,4,52,5],[53,4,53,5],[54,4,54,5],[55,4,55,5],[56,4,56,5],[35,5,35,6],[57,4,57,5],[58,4,58,5],[30,4,30,12],[35,4,36,4],[35,11,36,11],[169,4,169,9],[78,4,78,5],[79,4,79,5],[80,4,80,5],[81,4,81,5],[82,4,82,5],[83,4,83,5],[84,4,84,5],[35,7,35,8],[35,9,36,9],[35,10,36,10]]}
[null,null,null,null,null,null,null,null,null,null,null,null,null,null,null,null,null,null,null,null,"Internal note: The cell below is used to preset the delimiter for the Appendix G and ERI import functionality."]
[null,null,null,null,"New Jersey Clean Energy Program",null,null,null,null,null,null,null,null,null,null,null,null,null,null,null,"Delimiter_preset",null,null,null,null,"90.1-2019 Appendix G","ERI","PHIUS","PHI","Project"]
[null,null,null,null,"New Construction Program",null,null,null,null,null,null,null,null,null,null,null,null,null,null,null,null,null,null,null,"Total Baseline kWh",{"$f":"W77","v":0},{"$f":"F160","v":0},{"$f":"INDEX(V221:X221,,MATCH(GI_PHIUS_Type,$V$220:$X$220,0))","v":{"$error":"#N/A"}},{"$f":"F234","v":0},{"$f":"INDEX(Z3:AC3,,MATCH(HP_Methodology,$Z$2:$AC$2,0))","v":{"$error":"#N/A"}}]
[null,null,null,null,"BASIC: High-Performance Pathway",null,null,null,null,null,null,null,{"$f":"Version","v":"V1.0"},null,null,null,null,null,null,null,null,null,null,null,"Total Proposed kWh",{"$f":"W78","v":0},{"$f":"F161","v":0},{"$f":"INDEX(V222:X222,,MATCH(GI_PHIUS_Type,$V$220:$X$220,0))","v":{"$error":"#N/A"}},{"$f":"F235","v":0},{"$f":"INDEX(Z4:AC4,,MATCH(HP_Methodology,$Z$2:$AC$2,0))","v":{"$error":"#N/A"}}]
[null,null,null,null,null,null,null,null,null,null,null,null,null,null,null,null,null,null,null,null,null,null,null,null,"Total Baseline MMBtu",{"$f":"W79","v":0},{"$f":"H160","v":0},{"$f":"INDEX(V223:X223,,MATCH(GI_PHIUS_Type,$V$220:$X$220,0))","v":{"$error":"#N/A"}},{"$f":"H234","v":0},{"$f":"INDEX(Z5:AC5,,MATCH(HP_Methodology,$Z$2:$AC$2,0))","v":{"$error":"#N/A"}}]
[null,null,{"$f":"5/0","v":{"$error":"#DIV/0!"}},null,null,null,null,null,null,null,null,null,null,null,null,null,null,null,null,null,null,null,null,null,"Total Proposed MMBtu",0,{"$f":"H161","v":0},{"$f":"INDEX(V224:X224,,MATCH(GI_PHIUS_Type,$V$220:$X$220,0))","v":{"$error":"#N/A"}},{"$f":"H235","v":0},{"$f":"INDEX(Z6:AC6,,MATCH(HP_Methodology,$Z$2:$AC$2,0))","v":{"$error":"#N/A"}}]
[null,null,null,null,"Table of Contents",null,null,null,null,null,null,null,null,null,null,null,null,null,null,null,null,null,null,null,"Baseline kW",{"$f":"Z121","v":0},{"$f":"J160","v":0},{"$f":"INDEX(V225:X225,,MATCH(GI_PHIUS_Type,$V$220:$X$220,0))","v":{"$error":"#N/A"}},{"$f":"J234","v":0},{"$f":"INDEX(Z7:AC7,,MATCH(HP_Methodology,$Z$2:$AC$2,0))","v":{"$error":"#N/A"}}]
[null,null,{"$f":"IF($U$13='HP Pathway Support'!$AW$3,1,5/0)","v":{"$error":"#DIV/0!"}},null,{"$f":"HP_AppG_Header","v":"90.1-2019 Appendix G Projects"},null,null,null,null,null,null,null,null,null,null,null,null,null,null,null,null,null,null,null,"Proposed kW",{"$f":"Z122","v":0},{"$f":"J161","v":0},{"$f":"INDEX(V226:X226,,MATCH(GI_PHIUS_Type,$V$220:$X$220,0))","v":{"$error":"#N/A"}},{"$f":"J235","v":0},{"$f":"INDEX(Z8:AC8,,MATCH(HP_Methodology,$Z$2:$AC$2,0))","v":{"$error":"#N/A"}}]
[null,null,{"$f":"IF($U$13='HP Pathway Support'!$AW$5,1,5/0)","v":{"$error":"#DIV/0!"}},null,{"$f":"HP_ERI_Header","v":"ERI Projects"}]
[null,null,{"$f":"IF($U$13='HP Pathway Support'!$AW$10,1,5/0)","v":{"$error":"#DIV/0!"}},null,{"$f":"HP_PHIUS_Header","v":"PHIUS Projects"}]
[null,null,{"$f":"IF($U$13='HP Pathway Support'!$AW$13,1,5/0)","v":{"$error":"#DIV/0!"}},null,{"$f":"HP_PHI_Header","v":"PHI Projects"}]
[null,null,null,null,null,null,null,null,null,null,null,null,null,null,null,null,null,null,null,null,"Methodology"]
[null,null,null,null,"High-Performance Pathway Approach",null,null,null,null,null,{"$f":"IF(GI_HP_Approach=0,\"\",GI_HP_Approach)","v":""},null,null,null,null,null,null,null,null,null,{"$f":"IFERROR(INDEX(HP_Approach_Table,MATCH($K$13,INDEX(HP_Approach_Table,,'HP Pathway Support'!$AV$1),0),'HP Pathway Support'!$AW$1),\"\")","v":""}]
[]
[null,null,{"$f":"IF(GI_HP_Approach=\"LEED v4.1\",1,5/0)","v":{"$error":"#DIV/0!"}},null,"LEED EAc2: Optimize Energy Performance Points"]
[null,null,{"$error":"#DIV/0!"},null,"Instructions:"]
[null,null,{"$error":"#DIV/0!"},null,"1. Enter the LEED 4.1 Rating System and number of LEED points earned for EAc2: Optimize Energy Performance in the table below."]
[null,null,{"$error":"#DIV/0!"}]
[null,null,{"$error":"#DIV/0!"},null,"Rating System",null,"Points Earned","Points Required","Outcome"]
[null,null,{"$error":"#DIV/0!"},null,null,null,null,{"$f":"IFERROR(INDEX(HP_LEED_Points,MATCH(E20,INDEX(HP_LEED_Points,,'HP Pathway Support'!$DZ$2),0),'HP Pathway Support'!$EA$2),\"-\")","v":"-"},{"$f":"IF(G20=\"\",\"In Progress\",IF(G20>=H20,\"Pass\",\"Fail\"))","v":"In Progress"}]
[null,null,{"$error":"#DIV/0!"}]
[null,null,{"$f":"IF($U$13='HP Pathway Support'!$AW$3,1,5/0)","v":{"$error":"#DIV/0!"}},null,"90.1-2019 Appendix G Projects"]
[null,null,{"$f":"IF($U$13='HP Pathway Support'!$AW$3,1,5/0)","v":{"$error":"#DIV/0!"}},null,"Instructions:"]
[null,null,{"$f":"IF($U$13='HP Pathway Support'!$AW$3,1,5/0)","v":{"$error":"#DIV/0!"}},null,"1. Fill out the DOE/PNNL Performance-based Compliance Form. Reminders for Compliance Form inputs:\n     a. Select \"Other\" as the Code/Beyond Code Program on the General Information tab. If that option is unavailable, select \"Default - Selected Version of 90.1\"\n     b. Select ASHRAE-90.1-2019 as the version of 90.1 on the General Information tab.\n     c. Select either climate zone 4A or 5A on the General Information tab, depending on the project's location.\n     d. If exceptional calculations are applicable, fill out the Exceptional Calculations tab in the Compliance Form."]
[null,null,{"$f":"IF($U$13='HP Pathway Support'!$AW$3,1,5/0)","v":{"$error":"#DIV/0!"}},null,"2. Generate a CSV file from the Compliance Form by going to Dashboard > Click \"Export Data\""]
[null,null,{"$f":"IF($U$13='HP Pathway Support'!$AW$3,1,5/0)","v":{"$error":"#DIV/0!"}},null,"3. Import data from the Compliance Form. Import data \"assisted\" or \"manually\" per the following instructions:\n     a. Assisted import: import data from the CSV file using the \"Import Data - Assisted\" button below and navigate to the generated CSV. Importing data this way will overwrite \n         previously imported data. This is the recommended import method.\n     b. Manual import: press the \"Import Data - Manual\" button below to unhide the destination sheet. Manually copy and paste data from the CSV file to the \"HP Import\" tab by \n         doing the following:\n              1. In the CSV: select a blank cell and press Ctrl + A then Ctrl + C\n              2. On the \"HP Import\" tab: Select cell A1 then right click and select Paste Values. Do not move, delete, or insert rows or columns.\n     c. If needed, the imported data can be cleared by clicking the \"Clear Import\" button.",null,null,null,null,null,null,null,null,null,null,null,null,null,null,null,null,"Renewable Energy?",{"$f":"HP_Renewable_Energy","v":"No"}]
[null,null,{"$f":"IF($U$13='HP Pathway Support'!$AW$3,1,5/0)","v":{"$error":"#DIV/0!"}},null,null,null,null,null,null,null,null,null,null,null,null,null,null,null,null,null,null,"Exceptional Calculations?",{"$f":"HP_Exceptional_Calcs","v":"No"}]
[null,null,{"$f":"IF($U$13='HP Pathway Support'!$AW$3,1,5/0)","v":{"$error":"#DIV/0!"}},null,null,null,null,null,null,"Time of last import",null,null,null,null," "]
[null,null,{"$f":"IF($U$13='HP Pathway Support'!$AW$3,1,5/0)","v":{"$error":"#DIV/0!"}}]
[null,null,{"$f":"IF($U$13='HP Pathway Support'!$AW$3,1,5/0)","v":{"$error":"#DIV/0!"}},null,"4. If applicable, report the renewable energy/exceptional calculations savings on the \"HP App G Perf by End Use & Fuel\" tab."]
[null,null,{"$f":"IF($U$13='HP Pathway Support'!$AW$3,1,5/0)","v":{"$error":"#DIV/0!"}},null,"5. Report hourly demand on the \"Hourly Input\" tab. This will populate Table 3 below. \n    a. Projects using eQuest can report hourly demand on the \"Hrly eQuest Results\" tab and then follow instructions on the \"Hrly eQuest Results\" tab to transfer results."]
[null,null,{"$f":"IF($U$13='HP Pathway Support'!$AW$3,1,5/0)","v":{"$error":"#DIV/0!"}},null,"6. Report the measures in the project by manually entering measure information on the \"Energy Efficiency Measures\" tab."]
[null,null,{"$f":"IF($U$13='HP Pathway Support'!$AW$3,1,5/0)","v":{"$error":"#DIV/0!"}}]
[null,null,{"$f":"IF($U$13='HP Pathway Support'!$AW$3,1,5/0)","v":{"$error":"#DIV/0!"}},null,"Building Area Summary"]
[null,null,{"$f":"5/0","v":{"$error":"#DIV/0!"}}]
[null,null,{"$f":"IF($U$13='HP Pathway Support'!$AW$3,1,5/0)","v":{"$error":"#DIV/0!"}},null,"Building Area Type(s)","Conditioned Floor Area, ft²",null,"Semi-Heated and Unconditioned Floor Area, ft²",null,"Total New Construction (NC) Floor Area, ft²","Total Renovation Floor Area, ft²","Total NC + Renovation Floor Area, ft²"]
[null,null,{"$f":"IF($U$13='HP Pathway Support'!$AW$3,1,5/0)","v":{"$error":"#DIV/0!"}},null,null,"New Construction","Renovation","New Construction","Renovation"]
[1,null,{"$f":"IF($U$13='HP Pathway Support'!$AW$3,IF(E38<>0,1,5/0),5/0)","v":{"$error":"#DIV/0!"}},null,{"$f":"'HP Import'!A2","v":0},{"$f":"'HP Import'!B2","v":0},{"$f":"'HP Import'!C2","v":0},{"$f":"'HP Import'!D2","v":0},{"$f":"'HP Import'!E2","v":0},{"$f":"F38+H38","v":0},{"$f":"G38+I38","v":0},{"$f":"J38+K38","v":0}]
[2,null,{"$f":"IF($U$13='HP Pathway Support'!$AW$3,IF(E39<>0,1,5/0),5/0)","v":{"$error":"#DIV/0!"}},null,{"$f":"'HP Import'!A3","v":0},{"$f":"'HP Import'!B3","v":0},{"$f":"'HP Import'!C3","v":0},{"$f":"'HP Import'!D3","v":0},{"$f":"'HP Import'!E3","v":0},{"$f":"F39+H39","v":0},{"$f":"G39+I39","v":0},{"$f":"J39+K39","v":0}]
[3,null,{"$f":"IF($U$13='HP Pathway Support'!$AW$3,IF(E40<>0,1,5/0),5/0)","v":{"$error":"#DIV/0!"}},null,{"$f":"'HP Import'!A4","v":0},{"$f":"'HP Import'!B4","v":0},{"$f":"'HP Import'!C4","v":0},{"$f":"'HP Import'!D4","v":0},{"$f":"'HP Import'!E4","v":0},0,0,0]
[4,null,{"$f":"IF($U$13='HP Pathway Support'!$AW$3,IF(E41<>0,1,5/0),5/0)","v":{"$error":"#DIV/0!"}},null,{"$f":"'HP Import'!A5","v":0},{"$f":"'HP Import'!B5","v":0},{"$f":"'HP Import'!C5","v":0},{"$f":"'HP Import'!D5","v":0},{"$f":"'HP Import'!E5","v":0},0,0,0]
[5,null,{"$f":"IF($U$13='HP Pathway Support'!$AW$3,IF(E42<>0,1,5/0),5/0)","v":{"$error":"#DIV/0!"}},null,{"$f":"'HP Import'!A6","v":0},{"$f":"'HP Import'!B6","v":0},{"$f":"'HP Import'!C6","v":0},{"$f":"'HP Import'!D6","v":0},{"$f":"'HP Import'!E6","v":0},0,0,0]
[6,null,{"$f":"IF($U$13='HP Pathway Support'!$AW$3,IF(E43<>0,1,5/0),5/0)","v":{"$error":"#DIV/0!"}},null,{"$f":"'HP Import'!A7","v":0},{"$f":"'HP Import'!B7","v":0},{"$f":"'HP Import'!C7","v":0},{"$f":"'HP Import'!D7","v":0},{"$f":"'HP Import'!E7","v":0},0,0,0]
[7,null,{"$f":"IF($U$13='HP Pathway Support'!$AW$3,IF(E44<>0,1,5/0),5/0)","v":{"$error":"#DIV/0!"}},null,{"$f":"'HP Import'!A8","v":0},{"$f":"'HP Import'!B8","v":0},{"$f":"'HP Import'!C8","v":0},{"$f":"'HP Import'!D8","v":0},{"$f":"'HP Import'!E8","v":0},0,0,0]
[8,null,{"$f":"IF($U$13='HP Pathway Support'!$AW$3,IF(E45<>0,1,5/0),5/0)","v":{"$error":"#DIV/0!"}},null,{"$f":"'HP Import'!A9","v":0},{"$f":"'HP Import'!B9","v":0},{"$f":"'HP Import'!C9","v":0},{"$f":"'HP Import'!D9","v":0},{"$f":"'HP Import'!E9","v":0},0,0,0]
[9,null,{"$f":"IF($U$13='HP Pathway Support'!$AW$3,IF(E46<>0,1,5/0),5/0)","v":{"$error":"#DIV/0!"}},null,{"$f":"'HP Import'!A10","v":0},{"$f":"'HP Import'!B10","v":0},{"$f":"'HP Import'!C10","v":0},{"$f":"'HP Import'!D10","v":0},{"$f":"'HP Import'!E10","v":0},0,0,0]
[10,null,{"$f":"IF($U$13='HP Pathway Support'!$AW$3,IF(E47<>0,1,5/0),5/0)","v":{"$error":"#DIV/0!"}},null,{"$f":"'HP Import'!A11","v":0},{"$f":"'HP Import'!B11","v":0},{"$f":"'HP Import'!C11","v":0},{"$f":"'HP Import'!D11","v":0},{"$f":"'HP Import'!E11","v":0},0,0,0]
[null,null,{"$f":"IF($U$13='HP Pathway Support'!$AW$3,1,5/0)","v":{"$error":"#DIV/0!"}}]
[null,null,{"$f":"IF($U$13='HP Pathway Support'!$AW$3,1,5/0)","v":{"$error":"#DIV/0!"}}]
[null,null,{"$f":"IF($U$13='HP Pathway Support'!$AW$3,1,5/0)","v":{"$error":"#DIV/0!"}},null,"End Use Performance Factor Summary"]
[null,null,{"$f":"5/0","v":{"$error":"#DIV/0!"}},null,null,null,1,2,3,4,5,6,7,8,9,10]
[null,null,{"$f":"IF($U$13='HP Pathway Support'!$AW$3,1,5/0)","v":{"$error":"#DIV/0!"}},null,"End Use",null,{"$f":"IF(INDEX($E$38:$E$47,G51,)=0,\"\",INDEX($E$38:$E$47,G51,)&\" EUPF\")","v":""},{"$f":"IF(INDEX($E$38:$E$47,H51,)=0,\"\",INDEX($E$38:$E$47,H51,)&\" EUPF\")","v":""},{"$f":"IF(INDEX($E$38:$E$47,I51,)=0,\"\",INDEX($E$38:$E$47,I51,)&\" EUPF\")","v":""},{"$f":"IF(INDEX($E$38:$E$47,J51,)=0,\"\",INDEX($E$38:$E$47,J51,)&\" EUPF\")","v":""},{"$f":"IF(INDEX($E$38:$E$47,K51,)=0,\"\",INDEX($E$38:$E$47,K51,)&\" EUPF\")","v":""},{"$f":"IF(INDEX($E$38:$E$47,L51,)=0,\"\",INDEX($E$38:$E$47,L51,)&\" EUPF\")","v":""},{"$f":"IF(INDEX($E$38:$E$47,M51,)=0,\"\",INDEX($E$38:$E$47,M51,)&\" EUPF\")","v":""},{"$f":"IF(INDEX($E$38:$E$47,N51,)=0,\"\",INDEX($E$38:$E$47,N51,)&\" EUPF\")","v":""},{"$f":"IF(INDEX($E$38:$E$47,O51,)=0,\"\",INDEX($E$38:$E$47,O51,)&\" EUPF\")","v":""},{"$f":"IF(INDEX($E$38:$E$47,P51,)=0,\"\",INDEX($E$38:$E$47,P51,)&\" EUPF\")","v":""},"Area-weighted average EUPF"]
[null,null,{"$f":"IF($U$13='HP Pathway Support'!$AW$3,1,5/0)","v":{"$error":"#DIV/0!"}},null,"Interior lighting",null,{"$f":"IF('HP App G Perf by End Use & Fuel'!AI74=0,\"\",'HP App G Perf by End Use & Fuel'!AI74)","v":""},{"$f":"IF('HP App G Perf by End Use & Fuel'!AJ74=0,\"\",'HP App G Perf by End Use & Fuel'!AJ74)","v":""},{"$f":"IF('HP App G Perf by End Use & Fuel'!AK74=0,\"\",'HP App G Perf by End Use & Fuel'!AK74)","v":""},{"$f":"IF('HP App G Perf by End Use & Fuel'!AL74=0,\"\",'HP App G Perf by End Use & Fuel'!AL74)","v":""},{"$f":"IF('HP App G Perf by End Use & Fuel'!AM74=0,\"\",'HP App G Perf by End Use & Fuel'!AM74)","v":""},{"$f":"IF('HP App G Perf by End Use & Fuel'!AN74=0,\"\",'HP App G Perf by End Use & Fuel'!AN74)","v":""},{"$f":"IF('HP App G Perf by End Use & Fuel'!AO74=0,\"\",'HP App G Perf by End Use & Fuel'!AO74)","v":""},{"$f":"IF('HP App G Perf by End Use & Fuel'!AP74=0,\"\",'HP App G Perf by End Use & Fuel'!AP74)","v":""},{"$f":"IF('HP App G Perf by End Use & Fuel'!AQ74=0,\"\",'HP App G Perf by End Use & Fuel'!AQ74)","v":""},{"$f":"IF('HP App G Perf by End Use & Fuel'!AR74=0,\"\",'HP App G Perf by End Use & Fuel'!AR74)","v":""},{"$f":"'HP App G Perf by End Use & Fuel'!AH74","v":0}]
[null,null,{"$f":"IF($U$13='HP Pathway Support'!$AW$3,1,5/0)","v":{"$error":"#DIV/0!"}},null,"Interior lighting (unregulated)",null,{"$f":"IF('HP App G Perf by End Use & Fuel'!AI75=0,\"\",'HP App G Perf by End Use & Fuel'!AI75)","v":""},{"$f":"IF('HP App G Perf by End Use & Fuel'!AJ75=0,\"\",'HP App G Perf by End Use & Fuel'!AJ75)","v":""},{"$f":"IF('HP App G Perf by End Use & Fuel'!AK75=0,\"\",'HP App G Perf by End Use & Fuel'!AK75)","v":""},{"$f":"IF('HP App G Perf by End Use & Fuel'!AL75=0,\"\",'HP App G Perf by End Use & Fuel'!AL75)","v":""},{"$f":"IF('HP App G Perf by End Use & Fuel'!AM75=0,\"\",'HP App G Perf by End Use & Fuel'!AM75)","v":""},{"$f":"IF('HP App G Perf by End Use & Fuel'!AN75=0,\"\",'HP App G Perf by End Use & Fuel'!AN75)","v":""},{"$f":"IF('HP App G Perf by End Use & Fuel'!AO75=0,\"\",'HP App G Perf by End Use & Fuel'!AO75)","v":""},{"$f":"IF('HP App G Perf by End Use & Fuel'!AP75=0,\"\",'HP App G Perf by End Use & Fuel'!AP75)","v":""},{"$f":"IF('HP App G Perf by End Use & Fuel'!AQ75=0,\"\",'HP App G Perf by End Use & Fuel'!AQ75)","v":""},{"$f":"IF('HP App G Perf by End Use & Fuel'!AR75=0,\"\",'HP App G Perf by End Use & Fuel'!AR75)","v":""},{"$f":"'HP App G Perf by End Use & Fuel'!AH75","v":0}]
[null,null,{"$f":"IF($U$13='HP Pathway Support'!$AW$3,1,5/0)","v":{"$error":"#DIV/0!"}},null,"Exterior lighting",null,{"$f":"IF('HP App G Perf by End Use & Fuel'!AI76=0,\"\",'HP App G Perf by End Use & Fuel'!AI76)","v":""},{"$f":"IF('HP App G Perf by End Use & Fuel'!AJ76=0,\"\",'HP App G Perf by End Use & Fuel'!AJ76)","v":""},{"$f":"IF('HP App G Perf by End Use & Fuel'!AK76=0,\"\",'HP App G Perf by End Use & Fuel'!AK76)","v":""},{"$f":"IF('HP App G Perf by End Use & Fuel'!AL76=0,\"\",'HP App G Perf by End Use & Fuel'!AL76)","v":""},{"$f":"IF('HP App G Perf by End Use & Fuel'!AM76=0,\"\",'HP App G Perf by End Use & Fuel'!AM76)","v":""},{"$f":"IF('HP App G Perf by End Use & Fuel'!AN76=0,\"\",'HP App G Perf by End Use & Fuel'!AN76)","v":""},{"$f":"IF('HP App G Perf by End Use & Fuel'!AO76=0,\"\",'HP App G Perf by End Use & Fuel'!AO76)","v":""},{"$f":"IF('HP App G Perf by End Use & Fuel'!AP76=0,\"\",'HP App G Perf by End Use & Fuel'!AP76)","v":""},{"$f":"IF('HP App G Perf by End Use & Fuel'!AQ76=0,\"\",'HP App G Perf by End Use & Fuel'!AQ76)","v":""},{"$f":"IF('HP App G Perf by End Use & Fuel'!AR76=0,\"\",'HP App G Perf by End Use & Fuel'!AR76)","v":""},{"$f":"'HP App G Perf by End Use & Fuel'!AH76","v":0}]
[null,null,{"$f":"IF($U$13='HP Pathway Support'!$AW$3,1,5/0)","v":{"$error":"#DIV/0!"}},null,"Space heating",null,{"$f":"IF('HP App G Perf by End Use & Fuel'!AI77=0,\"\",'HP App G Perf by End Use & Fuel'!AI77)","v":""},{"$f":"IF('HP App G Perf by End Use & Fuel'!AJ77=0,\"\",'HP App G Perf by End Use & Fuel'!AJ77)","v":""},{"$f":"IF('HP App G Perf by End Use & Fuel'!AK77=0,\"\",'HP App G Perf by End Use & Fuel'!AK77)","v":""},{"$f":"IF('HP App G Perf by End Use & Fuel'!AL77=0,\"\",'HP App G Perf by End Use & Fuel'!AL77)","v":""},{"$f":"IF('HP App G Perf by End Use & Fuel'!AM77=0,\"\",'HP App G Perf by End Use & Fuel'!AM77)","v":""},{"$f":"IF('HP App G Perf by End Use & Fuel'!AN77=0,\"\",'HP App G Perf by End Use & Fuel'!AN77)","v":""},{"$f":"IF('HP App G Perf by End Use & Fuel'!AO77=0,\"\",'HP App G Perf by End Use & Fuel'!AO77)","v":""},{"$f":"IF('HP App G Perf by End Use & Fuel'!AP77=0,\"\",'HP App G Perf by End Use & Fuel'!AP77)","v":""},{"$f":"IF('HP App G Perf by End Use & Fuel'!AQ77=0,\"\",'HP App G Perf by End Use & Fuel'!AQ77)","v":""},{"$f":"IF('HP App G Perf by End Use & Fuel'!AR77=0,\"\",'HP App G Perf by End Use & Fuel'!AR77)","v":""},{"$f":"'HP App G Perf by End Use & Fuel'!AH77","v":0}]
[null,null,{"$f":"IF($U$13='HP Pathway Support'!$AW$3,1,5/0)","v":{"$error":"#DIV/0!"}},null,"Heat pump supplemental heater",null,{"$f":"IF('HP App G Perf by End Use & Fuel'!AI78=0,\"\",'HP App G Perf by End Use & Fuel'!AI78)","v":""},{"$f":"IF('HP App G Perf by End Use & Fuel'!AJ78=0,\"\",'HP App G Perf by End Use & Fuel'!AJ78)","v":""},{"$f":"IF('HP App G Perf by End Use & Fuel'!AK78=0,\"\",'HP App G Perf by End Use & Fuel'!AK78)","v":""},{"$f":"IF('HP App G Perf by End Use & Fuel'!AL78=0,\"\",'HP App G Perf by End Use & Fuel'!AL78)","v":""},{"$f":"IF('HP App G Perf by End Use & Fuel'!AM78=0,\"\",'HP App G Perf by End Use & Fuel'!AM78)","v":""},{"$f":"IF('HP App G Perf by End Use & Fuel'!AN78=0,\"\",'HP App G Perf by End Use & Fuel'!AN78)","v":""},{"$f":"IF('HP App G Perf by End Use & Fuel'!AO78=0,\"\",'HP App G Perf by End Use & Fuel'!AO78)","v":""},{"$f":"IF('HP App G Perf by End Use & Fuel'!AP78=0,\"\",'HP App G Perf by End Use & Fuel'!AP78)","v":""},{"$f":"IF('HP App G Perf by End Use & Fuel'!AQ78=0,\"\",'HP App G Perf by End Use & Fuel'!AQ78)","v":""},{"$f":"IF('HP App G Perf by End Use & Fuel'!AR78=0,\"\",'HP App G Perf by End Use & Fuel'!AR78)","v":""},{"$f":"'HP App G Perf by End Use & Fuel'!AH78","v":0}]
[null,null,{"$f":"IF($U$13='HP Pathway Support'!$AW$3,1,5/0)","v":{"$error":"#DIV/0!"}},null,"Space cooling",null,{"$f":"IF('HP App G Perf by End Use & Fuel'!AI79=0,\"\",'HP App G Perf by End Use & Fuel'!AI79)","v":""},{"$f":"IF('HP App G Perf by End Use & Fuel'!AJ79=0,\"\",'HP App G Perf by End Use & Fuel'!AJ79)","v":""},{"$f":"IF('HP App G Perf by End Use & Fuel'!AK79=0,\"\",'HP App G Perf by End Use & Fuel'!AK79)","v":""},{"$f":"IF('HP App G Perf by End Use & Fuel'!AL79=0,\"\",'HP App G Perf by End Use & Fuel'!AL79)","v":""},{"$f":"IF('HP App G Perf by End Use & Fuel'!AM79=0,\"\",'HP App G Perf by End Use & Fuel'!AM79)","v":""},{"$f":"IF('HP App G Perf by End Use & Fuel'!AN79=0,\"\",'HP App G Perf by End Use & Fuel'!AN79)","v":""},{"$f":"IF('HP App G Perf by End Use & Fuel'!AO79=0,\"\",'HP App G Perf by End Use & Fuel'!AO79)","v":""},{"$f":"IF('HP App G Perf by End Use & Fuel'!AP79=0,\"\",'HP App G Perf by End Use & Fuel'!AP79)","v":""},{"$f":"IF('HP App G Perf by End Use & Fuel'!AQ79=0,\"\",'HP App G Perf by End Use & Fuel'!AQ79)","v":""},{"$f":"IF('HP App G Perf by End Use & Fuel'!AR79=0,\"\",'HP App G Perf by End Use & Fuel'!AR79)","v":""},{"$f":"'HP App G Perf by End Use & Fuel'!AH79","v":0}]
[null,null,{"$f":"IF($U$13='HP Pathway Support'!$AW$3,1,5/0)","v":{"$error":"#DIV/0!"}},null,"Pumps",null,{"$f":"IF('HP App G Perf by End Use & Fuel'!AI80=0,\"\",'HP App G Perf by End Use & Fuel'!AI80)","v":""},{"$f":"IF('HP App G Perf by End Use & Fuel'!AJ80=0,\"\",'HP App G Perf by End Use & Fuel'!AJ80)","v":""},{"$f":"IF('HP App G Perf by End Use & Fuel'!AK80=0,\"\",'HP App G Perf by End Use & Fuel'!AK80)","v":""},{"$f":"IF('HP App G Perf by End Use & Fuel'!AL80=0,\"\",'HP App G Perf by End Use & Fuel'!AL80)","v":""},{"$f":"IF('HP App G Perf by End Use & Fuel'!AM80=0,\"\",'HP App G Perf by End Use & Fuel'!AM80)","v":""},{"$f":"IF('HP App G Perf by End Use & Fuel'!AN80=0,\"\",'HP App G Perf by End Use & Fuel'!AN80)","v":""},{"$f":"IF('HP App G Perf by End Use & Fuel'!AO80=0,\"\",'HP App G Perf by End Use & Fuel'!AO80)","v":""},{"$f":"IF('HP App G Perf by End Use & Fuel'!AP80=0,\"\",'HP App G Perf by End Use & Fuel'!AP80)","v":""},{"$f":"IF('HP App G Perf by End Use & Fuel'!AQ80=0,\"\",'HP App G Perf by End Use & Fuel'!AQ80)","v":""},{"$f":"IF('HP App G Perf by End Use & Fuel'!AR80=0,\"\",'HP App G Perf by End Use & Fuel'!AR80)","v":""},{"$f":"'HP App G Perf by End Use & Fuel'!AH80","v":0}]
[null,null,{"$f":"IF($U$13='HP Pathway Support'!$AW$3,1,5/0)","v":{"$error":"#DIV/0!"}},null,"Heat rejection",null,{"$f":"IF('HP App G Perf by End Use & Fuel'!AI81=0,\"\",'HP App G Perf by End Use & Fuel'!AI81)","v":""},{"$f":"IF('HP App G Perf by End Use & Fuel'!AJ81=0,\"\",'HP App G Perf by End Use & Fuel'!AJ81)","v":""},{"$f":"IF('HP App G Perf by End Use & Fuel'!AK81=0,\"\",'HP App G Perf by End Use & Fuel'!AK81)","v":""},{"$f":"IF('HP App G Perf by End Use & Fuel'!AL81=0,\"\",'HP App G Perf by End Use & Fuel'!AL81)","v":""},{"$f":"IF('HP App G Perf by End Use & Fuel'!AM81=0,\"\",'HP App G Perf by End Use & Fuel'!AM81)","v":""},{"$f":"IF('HP App G Perf by End Use & Fuel'!AN81=0,\"\",'HP App G Perf by End Use & Fuel'!AN81)","v":""},{"$f":"IF('HP App G Perf by End Use & Fuel'!AO81=0,\"\",'HP App G Perf by End Use & Fuel'!AO81)","v":""},{"$f":"IF('HP App G Perf by End Use & Fuel'!AP81=0,\"\",'HP App G Perf by End Use & Fuel'!AP81)","v":""},{"$f":"IF('HP App G Perf by End Use & Fuel'!AQ81=0,\"\",'HP App G Perf by End Use & Fuel'!AQ81)","v":""},{"$f":"IF('HP App G Perf by End Use & Fuel'!AR81=0,\"\",'HP App G Perf by End Use & Fuel'!AR81)","v":""},{"$f":"'HP App G Perf by End Use & Fuel'!AH81","v":0}]
[null,null,{"$f":"IF($U$13='HP Pathway Support'!$AW$3,1,5/0)","v":{"$error":"#DIV/0!"}},null,"Fans - interior ventilation",null,{"$f":"IF('HP App G Perf by End Use & Fuel'!AI82=0,\"\",'HP App G Perf by End Use & Fuel'!AI82)","v":""},{"$f":"IF('HP App G Perf by End Use & Fuel'!AJ82=0,\"\",'HP App G Perf by End Use & Fuel'!AJ82)","v":""},{"$f":"IF('HP App G Perf by End Use & Fuel'!AK82=0,\"\",'HP App G Perf by End Use & Fuel'!AK82)","v":""},{"$f":"IF('HP App G Perf by End Use & Fuel'!AL82=0,\"\",'HP App G Perf by End Use & Fuel'!AL82)","v":""},{"$f":"IF('HP App G Perf by End Use & Fuel'!AM82=0,\"\",'HP App G Perf by End Use & Fuel'!AM82)","v":""},{"$f":"IF('HP App G Perf by End Use & Fuel'!AN82=0,\"\",'HP App G Perf by End Use & Fuel'!AN82)","v":""},{"$f":"IF('HP App G Perf by End Use & Fuel'!AO82=0,\"\",'HP App G Perf by End Use & Fuel'!AO82)","v":""},{"$f":"IF('HP App G Perf by End Use & Fuel'!AP82=0,\"\",'HP App G Perf by End Use & Fuel'!AP82)","v":""},{"$f":"IF('HP App G Perf by End Use & Fuel'!AQ82=0,\"\",'HP App G Perf by End Use & Fuel'!AQ82)","v":""},{"$f":"IF('HP App G Perf by End Use & Fuel'!AR82=0,\"\",'HP App G Perf by End Use & Fuel'!AR82)","v":""},{"$f":"'HP App G Perf by End Use & Fuel'!AH82","v":0}]
[null,null,{"$f":"IF($U$13='HP Pathway Support'!$AW$3,1,5/0)","v":{"$error":"#DIV/0!"}},null,"Fans - parking garage",null,{"$f":"IF('HP App G Perf by End Use & Fuel'!AI83=0,\"\",'HP App G Perf by End Use & Fuel'!AI83)","v":""},{"$f":"IF('HP App G Perf by End Use & Fuel'!AJ83=0,\"\",'HP App G Perf by End Use & Fuel'!AJ83)","v":""},{"$f":"IF('HP App G Perf by End Use & Fuel'!AK83=0,\"\",'HP App G Perf by End Use & Fuel'!AK83)","v":""},{"$f":"IF('HP App G Perf by End Use & Fuel'!AL83=0,\"\",'HP App G Perf by End Use & Fuel'!AL83)","v":""},{"$f":"IF('HP App G Perf by End Use & Fuel'!AM83=0,\"\",'HP App G Perf by End Use & Fuel'!AM83)","v":""},{"$f":"IF('HP App G Perf by End Use & Fuel'!AN83=0,\"\",'HP App G Perf by End Use & Fuel'!AN83)","v":""},{"$f":"IF('HP App G Perf by End Use & Fuel'!AO83=0,\"\",'HP App G Perf by End Use & Fuel'!AO83)","v":""},{"$f":"IF('HP App G Perf by End Use & Fuel'!AP83=0,\"\",'HP App G Perf by End Use & Fuel'!AP83)","v":""},{"$f":"IF('HP App G Perf by End Use & Fuel'!AQ83=0,\"\",'HP App G Perf by End Use & Fuel'!AQ83)","v":""},{"$f":"IF('HP App G Perf by End Use & Fuel'!AR83=0,\"\",'HP App G Perf by End Use & Fuel'!AR83)","v":""},{"$f":"'HP App G Perf by End Use & Fuel'!AH83","v":0}]
[null,null,{"$f":"IF($U$13='HP Pathway Support'!$AW$3,1,5/0)","v":{"$error":"#DIV/0!"}},null,"Service water heating",null,{"$f":"IF('HP App G Perf by End Use & Fuel'!AI84=0,\"\",'HP App G Perf by End Use & Fuel'!AI84)","v":""},{"$f":"IF('HP App G Perf by End Use & Fuel'!AJ84=0,\"\",'HP App G Perf by End Use & Fuel'!AJ84)","v":""},{"$f":"IF('HP App G Perf by End Use & Fuel'!AK84=0,\"\",'HP App G Perf by End Use & Fuel'!AK84)","v":""},{"$f":"IF('HP App G Perf by End Use & Fuel'!AL84=0,\"\",'HP App G Perf by End Use & Fuel'!AL84)","v":""},{"$f":"IF('HP App G Perf by End Use & Fuel'!AM84=0,\"\",'HP App G Perf by End Use & Fuel'!AM84)","v":""},{"$f":"IF('HP App G Perf by End Use & Fuel'!AN84=0,\"\",'HP App G Perf by End Use & Fuel'!AN84)","v":""},{"$f":"IF('HP App G Perf by End Use & Fuel'!AO84=0,\"\",'HP App G Perf by End Use & Fuel'!AO84)","v":""},{"$f":"IF('HP App G Perf by End Use & Fuel'!AP84=0,\"\",'HP App G Perf by End Use & Fuel'!AP84)","v":""},{"$f":"IF('HP App G Perf by End Use & Fuel'!AQ84=0,\"\",'HP App G Perf by End Use & Fuel'!AQ84)","v":""},{"$f":"IF('HP App G Perf by End Use & Fuel'!AR84=0,\"\",'HP App G Perf by End Use & Fuel'!AR84)","v":""},{"$f":"'HP App G Perf by End Use & Fuel'!AH84","v":0}]
[null,null,{"$f":"IF($U$13='HP Pathway Support'!$AW$3,1,5/0)","v":{"$error":"#DIV/0!"}},null,"Misc equipment",null,{"$f":"IF('HP App G Perf by End Use & Fuel'!AI85=0,\"\",'HP App G Perf by End Use & Fuel'!AI85)","v":""},{"$f":"IF('HP App G Perf by End Use & Fuel'!AJ85=0,\"\",'HP App G Perf by End Use & Fuel'!AJ85)","v":""},{"$f":"IF('HP App G Perf by End Use & Fuel'!AK85=0,\"\",'HP App G Perf by End Use & Fuel'!AK85)","v":""},{"$f":"IF('HP App G Perf by End Use & Fuel'!AL85=0,\"\",'HP App G Perf by End Use & Fuel'!AL85)","v":""},{"$f":"IF('HP App G Perf by End Use & Fuel'!AM85=0,\"\",'HP App G Perf by End Use & Fuel'!AM85)","v":""},{"$f":"IF('HP App G Perf by End Use & Fuel'!AN85=0,\"\",'HP App G Perf by End Use & Fuel'!AN85)","v":""},{"$f":"IF('HP App G Perf by End Use & Fuel'!AO85=0,\"\",'HP App G Perf by End Use & Fuel'!AO85)","v":""},{"$f":"IF('HP App G Perf by End Use & Fuel'!AP85=0,\"\",'HP App G Perf by End Use & Fuel'!AP85)","v":""},{"$f":"IF('HP App G Perf by End Use & Fuel'!AQ85=0,\"\",'HP App G Perf by End Use & Fuel'!AQ85)","v":""},{"$f":"IF('HP App G Perf by End Use & Fuel'!AR85=0,\"\",'HP App G Perf by End Use & Fuel'!AR85)","v":""},{"$f":"'HP App G Perf by End Use & Fuel'!AH85","v":0}]
[null,null,{"$f":"IF($U$13='HP Pathway Support'!$AW$3,1,5/0)","v":{"$error":"#DIV/0!"}},null,"Industrial process",null,{"$f":"IF('HP App G Perf by End Use & Fuel'!AI86=0,\"\",'HP App G Perf by End Use & Fuel'!AI86)","v":""},{"$f":"IF('HP App G Perf by End Use & Fuel'!AJ86=0,\"\",'HP App G Perf by End Use & Fuel'!AJ86)","v":""},{"$f":"IF('HP App G Perf by End Use & Fuel'!AK86=0,\"\",'HP App G Perf by End Use & Fuel'!AK86)","v":""},{"$f":"IF('HP App G Perf by End Use & Fuel'!AL86=0,\"\",'HP App G Perf by End Use & Fuel'!AL86)","v":""},{"$f":"IF('HP App G Perf by End Use & Fuel'!AM86=0,\"\",'HP App G Perf by End Use & Fuel'!AM86)","v":""},{"$f":"IF('HP App G Perf by End Use & Fuel'!AN86=0,\"\",'HP App G Perf by End Use & Fuel'!AN86)","v":""},{"$f":"IF('HP App G Perf by End Use & Fuel'!AO86=0,\"\",'HP App G Perf by End Use & Fuel'!AO86)","v":""},{"$f":"IF('HP App G Perf by End Use & Fuel'!AP86=0,\"\",'HP App G Perf by End Use & Fuel'!AP86)","v":""},{"$f":"IF('HP App G Perf by End Use & Fuel'!AQ86=0,\"\",'HP App G Perf by End Use & Fuel'!AQ86)","v":""},{"$f":"IF('HP App G Perf by End Use & Fuel'!AR86=0,\"\",'HP App G Perf by End Use & Fuel'!AR86)","v":""},{"$f":"'HP App G Perf by End Use & Fuel'!AH86","v":0}]
[null,null,{"$f":"IF($U$13='HP Pathway Support'!$AW$3,1,5/0)","v":{"$error":"#DIV/0!"}},null,"Refrigeration equipment (regulated)",null,{"$f":"IF('HP App G Perf by End Use & Fuel'!AI87=0,\"\",'HP App G Perf by End Use & Fuel'!AI87)","v":""},{"$f":"IF('HP App G Perf by End Use & Fuel'!AJ87=0,\"\",'HP App G Perf by End Use & Fuel'!AJ87)","v":""},{"$f":"IF('HP App G Perf by End Use & Fuel'!AK87=0,\"\",'HP App G Perf by End Use & Fuel'!AK87)","v":""},{"$f":"IF('HP App G Perf by End Use & Fuel'!AL87=0,\"\",'HP App G Perf by End Use & Fuel'!AL87)","v":""},{"$f":"IF('HP App G Perf by End Use & Fuel'!AM87=0,\"\",'HP App G Perf by End Use & Fuel'!AM87)","v":""},{"$f":"IF('HP App G Perf by End Use & Fuel'!AN87=0,\"\",'HP App G Perf by End Use & Fuel'!AN87)","v":""},{"$f":"IF('HP App G Perf by End Use & Fuel'!AO87=0,\"\",'HP App G Perf by End Use & Fuel'!AO87)","v":""},{"$f":"IF('HP App G Perf by End Use & Fuel'!AP87=0,\"\",'HP App G Perf by End Use & Fuel'!AP87)","v":""},{"$f":"IF('HP App G Perf by End Use & Fuel'!AQ87=0,\"\",'HP App G Perf by End Use & Fuel'!AQ87)","v":""},{"$f":"IF('HP App G Perf by End Use & Fuel'!AR87=0,\"\",'HP App G Perf by End Use & Fuel'!AR87)","v":""},{"$f":"'HP App G Perf by End Use & Fuel'!AH87","v":0}]
[null,null,{"$f":"IF($U$13='HP Pathway Support'!$AW$3,1,5/0)","v":{"$error":"#DIV/0!"}},null,"Refrigeration equipment (unregulated)",null,{"$f":"IF('HP App G Perf by End Use & Fuel'!AI88=0,\"\",'HP App G Perf by End Use & Fuel'!AI88)","v":""},{"$f":"IF('HP App G Perf by End Use & Fuel'!AJ88=0,\"\",'HP App G Perf by End Use & Fuel'!AJ88)","v":""},{"$f":"IF('HP App G Perf by End Use & Fuel'!AK88=0,\"\",'HP App G Perf by End Use & Fuel'!AK88)","v":""},{"$f":"IF('HP App G Perf by End Use & Fuel'!AL88=0,\"\",'HP App G Perf by End Use & Fuel'!AL88)","v":""},{"$f":"IF('HP App G Perf by End Use & Fuel'!AM88=0,\"\",'HP App G Perf by End Use & Fuel'!AM88)","v":""},{"$f":"IF('HP App G Perf by End Use & Fuel'!AN88=0,\"\",'HP App G Perf by End Use & Fuel'!AN88)","v":""},{"$f":"IF('HP App G Perf by End Use & Fuel'!AO88=0,\"\",'HP App G Perf by End Use & Fuel'!AO88)","v":""},{"$f":"IF('HP App G Perf by End Use & Fuel'!AP88=0,\"\",'HP App G Perf by End Use & Fuel'!AP88)","v":""},{"$f":"IF('HP App G Perf by End Use & Fuel'!AQ88=0,\"\",'HP App G Perf by End Use & Fuel'!AQ88)","v":""},{"$f":"IF('HP App G Perf by End Use & Fuel'!AR88=0,\"\",'HP App G Perf by End Use & Fuel'!AR88)","v":""},{"$f":"'HP App G Perf by End Use & Fuel'!AH88","v":0}]
[null,null,{"$f":"IF($U$13='HP Pathway Support'!$AW$3,1,5/0)","v":{"$error":"#DIV/0!"}},null,"Elevators and escalators",null,{"$f":"IF('HP App G Perf by End Use & Fuel'!AI89=0,\"\",'HP App G Perf by End Use & Fuel'!AI89)","v":""},{"$f":"IF('HP App G Perf by End Use & Fuel'!AJ89=0,\"\",'HP App G Perf by End Use & Fuel'!AJ89)","v":""},{"$f":"IF('HP App G Perf by End Use & Fuel'!AK89=0,\"\",'HP App G Perf by End Use & Fuel'!AK89)","v":""},{"$f":"IF('HP App G Perf by End Use & Fuel'!AL89=0,\"\",'HP App G Perf by End Use & Fuel'!AL89)","v":""},{"$f":"IF('HP App G Perf by End Use & Fuel'!AM89=0,\"\",'HP App G Perf by End Use & Fuel'!AM89)","v":""},{"$f":"IF('HP App G Perf by End Use & Fuel'!AN89=0,\"\",'HP App G Perf by End Use & Fuel'!AN89)","v":""},{"$f":"IF('HP App G Perf by End Use & Fuel'!AO89=0,\"\",'HP App G Perf by End Use & Fuel'!AO89)","v":""},{"$f":"IF('HP App G Perf by End Use & Fuel'!AP89=0,\"\",'HP App G Perf by End Use & Fuel'!AP89)","v":""},{"$f":"IF('HP App G Perf by End Use & Fuel'!AQ89=0,\"\",'HP App G Perf by End Use & Fuel'!AQ89)","v":""},{"$f":"IF('HP App G Perf by End Use & Fuel'!AR89=0,\"\",'HP App G Perf by End Use & Fuel'!AR89)","v":""},{"$f":"'HP App G Perf by End Use & Fuel'!AH89","v":0}]
[null,null,{"$f":"IF($U$13='HP Pathway Support'!$AW$3,1,5/0)","v":{"$error":"#DIV/0!"}},null,"Other regulated",null,{"$f":"IF('HP App G Perf by End Use & Fuel'!AI90=0,\"\",'HP App G Perf by End Use & Fuel'!AI90)","v":""},{"$f":"IF('HP App G Perf by End Use & Fuel'!AJ90=0,\"\",'HP App G Perf by End Use & Fuel'!AJ90)","v":""},{"$f":"IF('HP App G Perf by End Use & Fuel'!AK90=0,\"\",'HP App G Perf by End Use & Fuel'!AK90)","v":""},{"$f":"IF('HP App G Perf by End Use & Fuel'!AL90=0,\"\",'HP App G Perf by End Use & Fuel'!AL90)","v":""},{"$f":"IF('HP App G Perf by End Use & Fuel'!AM90=0,\"\",'HP App G Perf by End Use & Fuel'!AM90)","v":""},{"$f":"IF('HP App G Perf by End Use & Fuel'!AN90=0,\"\",'HP App G Perf by End Use & Fuel'!AN90)","v":""},{"$f":"IF('HP App G Perf by End Use & Fuel'!AO90=0,\"\",'HP App G Perf by End Use & Fuel'!AO90)","v":""},{"$f":"IF('HP App G Perf by End Use & Fuel'!AP90=0,\"\",'HP App G Perf by End Use & Fuel'!AP90)","v":""},{"$f":"IF('HP App G Perf by End Use & Fuel'!AQ90=0,\"\",'HP App G Perf by End Use & Fuel'!AQ90)","v":""},{"$f":"IF('HP App G Perf by End Use & Fuel'!AR90=0,\"\",'HP App G Perf by End Use & Fuel'!AR90)","v":""},{"$f":"'HP App G Perf by End Use & Fuel'!AH90","v":0}]
[null,null,{"$f":"IF($U$13='HP Pathway Support'!$AW$3,1,5/0)","v":{"$error":"#DIV/0!"}},null,"Other unregulated",null,{"$f":"IF('HP App G Perf by End Use & Fuel'!AI91=0,\"\",'HP App G Perf by End Use & Fuel'!AI91)","v":""},{"$f":"IF('HP App G Perf by End Use & Fuel'!AJ91=0,\"\",'HP App G Perf by End Use & Fuel'!AJ91)","v":""},{"$f":"IF('HP App G Perf by End Use & Fuel'!AK91=0,\"\",'HP App G Perf by End Use & Fuel'!AK91)","v":""},{"$f":"IF('HP App G Perf by End Use & Fuel'!AL91=0,\"\",'HP App G Perf by End Use & Fuel'!AL91)","v":""},{"$f":"IF('HP App G Perf by End Use & Fuel'!AM91=0,\"\",'HP App G Perf by End Use & Fuel'!AM91)","v":""},{"$f":"IF('HP App G Perf by End Use & Fuel'!AN91=0,\"\",'HP App G Perf by End Use & Fuel'!AN91)","v":""},{"$f":"IF('HP App G Perf by End Use & Fuel'!AO91=0,\"\",'HP App G Perf by End Use & Fuel'!AO91)","v":""},{"$f":"IF('HP App G Perf by End Use & Fuel'!AP91=0,\"\",'HP App G Perf by End Use & Fuel'!AP91)","v":""},{"$f":"IF('HP App G Perf by End Use & Fuel'!AQ91=0,\"\",'HP App G Perf by End Use & Fuel'!AQ91)","v":""},{"$f":"IF('HP App G Perf by End Use & Fuel'!AR91=0,\"\",'HP App G Perf by End Use & Fuel'!AR91)","v":""},{"$f":"'HP App G Perf by End Use & Fuel'!AH91","v":0}]
[null,null,{"$f":"IF($U$13='HP Pathway Support'!$AW$3,1,5/0)","v":{"$error":"#DIV/0!"}}]
[null,null,{"$f":"IF($U$13='HP Pathway Support'!$AW$3,1,5/0)","v":{"$error":"#DIV/0!"}}]
[null,null,{"$f":"IF($U$13='HP Pathway Support'!$AW$3,1,5/0)","v":{"$error":"#DIV/0!"}},null,"Table 1: Energy Consumption by End Use and Fuel Type"]
[null,null,{"$f":"5/0","v":{"$error":"#DIV/0!"}}]
[null,null,{"$f":"5/0","v":{"$error":"#DIV/0!"}},null,null,null,1,2,3,4,1,2,3,4]
[null,null,{"$f":"IF($U$13='HP Pathway Support'!$AW$3,1,5/0)","v":{"$error":"#DIV/0!"}},null,"End Use",null,"Electricity",null,null,null,"Fossil Fuel",null,null,null,"Total Energy"]
[null,null,{"$f":"IF($U$13='HP Pathway Support'!$AW$3,1,5/0)","v":{"$error":"#DIV/0!"}},null,null,null,"ASHRAE 90.1-2019 ~2004 Baseline Electric Site Energy (kWh)","ASHRAE 90.1-2019 Adjusted Baseline Electric Site Energy (kWh)","Proposed Electric Site Energy (kWh)","Electric Site Energy Savings (kWh)","ASHRAE 90.1-2019 ~2004 Baseline Fossil Fuel Site Energy (MMBtu)","ASHRAE 90.1-2019 Adjusted Baseline Fossil Fuel Site Energy (MMBtu)","Proposed Fossil Fuel Site Energy (MMBtu)","Fossil Fuel Site Energy Savings (MMBtu)","Total ASHRAE 90.1-2019 Adjusted Baseline Site Energy (MMBtu)","Total Proposed Site Energy (MMBtu)","Total Site Energy Savings Compared to 90.1-2019 Baseline (MMBtu)",null,null,null,null,"Total Baseline kWh",{"$f":"SUM(H78:H95)","v":0}]
[null,null,{"$f":"IF($U$13='HP Pathway Support'!$AW$3,1,5/0)","v":{"$error":"#DIV/0!"}},null,{"$f":"'HP App G Perf by End Use & Fuel'!E163","v":"Interior lighting"},null,{"$f":"SUMIFS('HP App G Perf by End Use & Fuel'!$F163:$Y163,'HP App G Perf by End Use & Fuel'!$F$161:$Y$161,$G$76,'HP App G Perf by End Use & Fuel'!$F$160:$Y$160,G$75)*1000/Support_kBtu_per_kWh","v":0},{"$f":"SUMIFS('HP App G Perf by End Use & Fuel'!$F163:$Y163,'HP App G Perf by End Use & Fuel'!$F$161:$Y$161,$G$76,'HP App G Perf by End Use & Fuel'!$F$160:$Y$160,H$75)*1000/Support_kBtu_per_kWh","v":0},{"$f":"SUMIFS('HP App G Perf by End Use & Fuel'!$F163:$Y163,'HP App G Perf by End Use & Fuel'!$F$161:$Y$161,$G$76,'HP App G Perf by End Use & Fuel'!$F$160:$Y$160,I$75)*1000/Support_kBtu_per_kWh","v":0},{"$f":"SUMIFS('HP App G Perf by End Use & Fuel'!$F163:$Y163,'HP App G Perf by End Use & Fuel'!$F$161:$Y$161,$G$76,'HP App G Perf by End Use & Fuel'!$F$160:$Y$160,J$75)*1000/Support_kBtu_per_kWh","v":0},{"$f":"SUMIFS('HP App G Perf by End Use & Fuel'!$F163:$Y163,'HP App G Perf by End Use & Fuel'!$F$161:$Y$161,\"<>Electricity\",'HP App G Perf by End Use & Fuel'!$F$160:$Y$160,K$75)","v":0},{"$f":"SUMIFS('HP App G Perf by End Use & Fuel'!$F163:$Y163,'HP App G Perf by End Use & Fuel'!$F$161:$Y$161,\"<>Electricity\",'HP App G Perf by End Use & Fuel'!$F$160:$Y$160,L$75)","v":0},{"$f":"SUMIFS('HP App G Perf by End Use & Fuel'!$F163:$Y163,'HP App G Perf by End Use & Fuel'!$F$161:$Y$161,\"<>Electricity\",'HP App G Perf by End Use & Fuel'!$F$160:$Y$160,M$75)","v":0},{"$f":"SUMIFS('HP App G Perf by End Use & Fuel'!$F163:$Y163,'HP App G Perf by End Use & Fuel'!$F$161:$Y$161,\"<>Electricity\",'HP App G Perf by End Use & Fuel'!$F$160:$Y$160,N$75)","v":0},{"$f":"L78+(H78*Support_kBtu_per_kWh/1000)","v":0},{"$f":"M78+(I78*Support_kBtu_per_kWh/1000)","v":0},{"$f":"O78-P78","v":0},null,null,null,null,"Total Proposed kWh",{"$f":"SUM(I78:I95)","v":0}]
[null,null,{"$f":"IF($U$13='HP Pathway Support'!$AW$3,1,5/0)","v":{"$error":"#DIV/0!"}},null,{"$f":"'HP App G Perf by End Use & Fuel'!E164","v":"Interior lighting (unregulated)"},null,{"$f":"SUMIFS('HP App G Perf by End Use & Fuel'!$F164:$Y164,'HP App G Perf by End Use & Fuel'!$F$161:$Y$161,$G$76,'HP App G Perf by End Use & Fuel'!$F$160:$Y$160,G$75)*1000/Support_kBtu_per_kWh","v":0},{"$f":"SUMIFS('HP App G Perf by End Use & Fuel'!$F164:$Y164,'HP App G Perf by End Use & Fuel'!$F$161:$Y$161,$G$76,'HP App G Perf by End Use & Fuel'!$F$160:$Y$160,H$75)*1000/Support_kBtu_per_kWh","v":0},{"$f":"SUMIFS('HP App G Perf by End Use & Fuel'!$F164:$Y164,'HP App G Perf by End Use & Fuel'!$F$161:$Y$161,$G$76,'HP App G Perf by End Use & Fuel'!$F$160:$Y$160,I$75)*1000/Support_kBtu_per_kWh","v":0},{"$f":"SUMIFS('HP App G Perf by End Use & Fuel'!$F164:$Y164,'HP App G Perf by End Use & Fuel'!$F$161:$Y$161,$G$76,'HP App G Perf by End Use & Fuel'!$F$160:$Y$160,J$75)*1000/Support_kBtu_per_kWh","v":0},{"$f":"SUMIFS('HP App G Perf by End Use & Fuel'!$F164:$Y164,'HP App G Perf by End Use & Fuel'!$F$161:$Y$161,\"<>Electricity\",'HP App G Perf by End Use & Fuel'!$F$160:$Y$160,K$75)","v":0},{"$f":"SUMIFS('HP App G Perf by End Use & Fuel'!$F164:$Y164,'HP App G Perf by End Use & Fuel'!$F$161:$Y$161,\"<>Electricity\",'HP App G Perf by End Use & Fuel'!$F$160:$Y$160,L$75)","v":0},{"$f":"SUMIFS('HP App G Perf by End Use & Fuel'!$F164:$Y164,'HP App G Perf by End Use & Fuel'!$F$161:$Y$161,\"<>Electricity\",'HP App G Perf by End Use & Fuel'!$F$160:$Y$160,M$75)","v":0},{"$f":"SUMIFS('HP App G Perf by End Use & Fuel'!$F164:$Y164,'HP App G Perf by End Use & Fuel'!$F$161:$Y$161,\"<>Electricity\",'HP App G Perf by End Use & Fuel'!$F$160:$Y$160,N$75)","v":0},0,0,0,null,null,null,null,"Total Baseline MMBtu",{"$f":"SUM(L78:L95)","v":0}]
[null,null,{"$f":"IF($U$13='HP Pathway Support'!$AW$3,1,5/0)","v":{"$error":"#DIV/0!"}},null,{"$f":"'HP App G Perf by End Use & Fuel'!E165","v":"Exterior lighting"},null,{"$f":"SUMIFS('HP App G Perf by End Use & Fuel'!$F165:$Y165,'HP App G Perf by End Use & Fuel'!$F$161:$Y$161,$G$76,'HP App G Perf by End Use & Fuel'!$F$160:$Y$160,G$75)*1000/Support_kBtu_per_kWh","v":0},{"$f":"SUMIFS('HP App G Perf by End Use & Fuel'!$F165:$Y165,'HP App G Perf by End Use & Fuel'!$F$161:$Y$161,$G$76,'HP App G Perf by End Use & Fuel'!$F$160:$Y$160,H$75)*1000/Support_kBtu_per_kWh","v":0},{"$f":"SUMIFS('HP App G Perf by End Use & Fuel'!$F165:$Y165,'HP App G Perf by End Use & Fuel'!$F$161:$Y$161,$G$76,'HP App G Perf by End Use & Fuel'!$F$160:$Y$160,I$75)*1000/Support_kBtu_per_kWh","v":0},{"$f":"SUMIFS('HP App G Perf by End Use & Fuel'!$F165:$Y165,'HP App G Perf by End Use & Fuel'!$F$161:$Y$161,$G$76,'HP App G Perf by End Use & Fuel'!$F$160:$Y$160,J$75)*1000/Support_kBtu_per_kWh","v":0},{"$f":"SUMIFS('HP App G Perf by End Use & Fuel'!$F165:$Y165,'HP App G Perf by End Use & Fuel'!$F$161:$Y$161,\"<>Electricity\",'HP App G Perf by End Use & Fuel'!$F$160:$Y$160,K$75)","v":0},{"$f":"SUMIFS('HP App G Perf by End Use & Fuel'!$F165:$Y165,'HP App G Perf by End Use & Fuel'!$F$161:$Y$161,\"<>Electricity\",'HP App G Perf by End Use & Fuel'!$F$160:$Y$160,L$75)","v":0},{"$f":"SUMIFS('HP App G Perf by End Use & Fuel'!$F165:$Y165,'HP App G Perf by End Use & Fuel'!$F$161:$Y$161,\"<>Electricity\",'HP App G Perf by End Use & Fuel'!$F$160:$Y$160,M$75)","v":0},{"$f":"SUMIFS('HP App G Perf by End Use & Fuel'!$F165:$Y165,'HP App G Perf by End Use & Fuel'!$F$161:$Y$161,\"<>Electricity\",'HP App G Perf by End Use & Fuel'!$F$160:$Y$160,N$75)","v":0},0,0,0,null,null,null,null,"Total Proposed MMBtu",{"$f":"SUM(M78:M95)","v":0}]
[null,null,{"$f":"IF($U$13='HP Pathway Support'!$AW$3,1,5/0)","v":{"$error":"#DIV/0!"}},null,{"$f":"'HP App G Perf by End Use & Fuel'!E166","v":"Space heating"},null,{"$f":"SUMIFS('HP App G Perf by End Use & Fuel'!$F166:$Y166,'HP App G Perf by End Use & Fuel'!$F$161:$Y$161,$G$76,'HP App G Perf by End Use & Fuel'!$F$160:$Y$160,G$75)*1000/Support_kBtu_per_kWh","v":0},{"$f":"SUMIFS('HP App G Perf by End Use & Fuel'!$F166:$Y166,'HP App G Perf by End Use & Fuel'!$F$161:$Y$161,$G$76,'HP App G Perf by End Use & Fuel'!$F$160:$Y$160,H$75)*1000/Support_kBtu_per_kWh","v":0},{"$f":"SUMIFS('HP App G Perf by End Use & Fuel'!$F166:$Y166,'HP App G Perf by End Use & Fuel'!$F$161:$Y$161,$G$76,'HP App G Perf by End Use & Fuel'!$F$160:$Y$160,I$75)*1000/Support_kBtu_per_kWh","v":0},{"$f":"SUMIFS('HP App G Perf by End Use & Fuel'!$F166:$Y166,'HP App G Perf by End Use & Fuel'!$F$161:$Y$161,$G$76,'HP App G Perf by End Use & Fuel'!$F$160:$Y$160,J$75)*1000/Support_kBtu_per_kWh","v":0},{"$f":"SUMIFS('HP App G Perf by End Use & Fuel'!$F166:$Y166,'HP App G Perf by End Use & Fuel'!$F$161:$Y$161,\"<>Electricity\",'HP App G Perf by End Use & Fuel'!$F$160:$Y$160,K$75)","v":0},{"$f":"SUMIFS('HP App G Perf by End Use & Fuel'!$F166:$Y166,'HP App G Perf by End Use & Fuel'!$F$161:$Y$161,\"<>Electricity\",'HP App G Perf by End Use & Fuel'!$F$160:$Y$160,L$75)","v":0},{"$f":"SUMIFS('HP App G Perf by End Use & Fuel'!$F166:$Y166,'HP App G Perf by End Use & Fuel'!$F$161:$Y$161,\"<>Electricity\",'HP App G Perf by End Use & Fuel'!$F$160:$Y$160,M$75)","v":0},{"$f":"SUMIFS('HP App G Perf by End Use & Fuel'!$F166:$Y166,'HP App G Perf by End Use & Fuel'!$F$161:$Y$161,\"<>Electricity\",'HP App G Perf by End Use & Fuel'!$F$160:$Y$160,N$75)","v":0},0,0,0]
[null,null,{"$f":"IF($U$13='HP Pathway Support'!$AW$3,1,5/0)","v":{"$error":"#DIV/0!"}},null,{"$f":"'HP App G Perf by End Use & Fuel'!E167","v":"Heat pump supplemental heater"},null,{"$f":"SUMIFS('HP App G Perf by End Use & Fuel'!$F167:$Y167,'HP App G Perf by End Use & Fuel'!$F$161:$Y$161,$G$76,'HP App G Perf by End Use & Fuel'!$F$160:$Y$160,G$75)*1000/Support_kBtu_per_kWh","v":0},{"$f":"SUMIFS('HP App G Perf by End Use & Fuel'!$F167:$Y167,'HP App G Perf by End Use & Fuel'!$F$161:$Y$161,$G$76,'HP App G Perf by End Use & Fuel'!$F$160:$Y$160,H$75)*1000/Support_kBtu_per_kWh","v":0},{"$f":"SUMIFS('HP App G Perf by End Use & Fuel'!$F167:$Y167,'HP App G Perf by End Use & Fuel'!$F$161:$Y$161,$G$76,'HP App G Perf by End Use & Fuel'!$F$160:$Y$160,I$75)*1000/Support_kBtu_per_kWh","v":0},{"$f":"SUMIFS('HP App G Perf by End Use & Fuel'!$F167:$Y167,'HP App G Perf by End Use & Fuel'!$F$161:$Y$161,$G$76,'HP App G Perf by End Use & Fuel'!$F$160:$Y$160,J$75)*1000/Support_kBtu_per_kWh","v":0},{"$f":"SUMIFS('HP App G Perf by End Use & Fuel'!$F167:$Y167,'HP App G Perf by End Use & Fuel'!$F$161:$Y$161,\"<>Electricity\",'HP App G Perf by End Use & Fuel'!$F$160:$Y$160,K$75)","v":0},{"$f":"SUMIFS('HP App G Perf by End Use & Fuel'!$F167:$Y167,'HP App G Perf by End Use & Fuel'!$F$161:$Y$161,\"<>Electricity\",'HP App G Perf by End Use & Fuel'!$F$160:$Y$160,L$75)","v":0},{"$f":"SUMIFS('HP App G Perf by End Use & Fuel'!$F167:$Y167,'HP App G Perf by End Use & Fuel'!$F$161:$Y$161,\"<>Electricity\",'HP App G Perf by End Use & Fuel'!$F$160:$Y$160,M$75)","v":0},{"$f":"SUMIFS('HP App G Perf by End Use & Fuel'!$F167:$Y167,'HP App G Perf by End Use & Fuel'!$F$161:$Y$161,\"<>Electricity\",'HP App G Perf by End Use & Fuel'!$F$160:$Y$160,N$75)","v":0},0,0,0]
[null,null,{"$f":"IF($U$13='HP Pathway Support'!$AW$3,1,5/0)","v":{"$error":"#DIV/0!"}},null,{"$f":"'HP App G Perf by End Use & Fuel'!E168","v":"Space cooling"},null,{"$f":"SUMIFS('HP App G Perf by End Use & Fuel'!$F168:$Y168,'HP App G Perf by End Use & Fuel'!$F$161:$Y$161,$G$76,'HP App G Perf by End Use & Fuel'!$F$160:$Y$160,G$75)*1000/Support_kBtu_per_kWh","v":0},{"$f":"SUMIFS('HP App G Perf by End Use & Fuel'!$F168:$Y168,'HP App G Perf by End Use & Fuel'!$F$161:$Y$161,$G$76,'HP App G Perf by End Use & Fuel'!$F$160:$Y$160,H$75)*1000/Support_kBtu_per_kWh","v":0},{"$f":"SUMIFS('HP App G Perf by End Use & Fuel'!$F168:$Y168,'HP App G Perf by End Use & Fuel'!$F$161:$Y$161,$G$76,'HP App G Perf by End Use & Fuel'!$F$160:$Y$160,I$75)*1000/Support_kBtu_per_kWh","v":0},{"$f":"SUMIFS('HP App G Perf by End Use & Fuel'!$F168:$Y168,'HP App G Perf by End Use & Fuel'!$F$161:$Y$161,$G$76,'HP App G Perf by End Use & Fuel'!$F$160:$Y$160,J$75)*1000/Support_kBtu_per_kWh","v":0},{"$f":"SUMIFS('HP App G Perf by End Use & Fuel'!$F168:$Y168,'HP App G Perf by End Use & Fuel'!$F$161:$Y$161,\"<>Electricity\",'HP App G Perf by End Use & Fuel'!$F$160:$Y$160,K$75)","v":0},{"$f":"SUMIFS('HP App G Perf by End Use & Fuel'!$F168:$Y168,'HP App G Perf by End Use & Fuel'!$F$161:$Y$161,\"<>Electricity\",'HP App G Perf by End Use & Fuel'!$F$160:$Y$160,L$75)","v":0},{"$f":"SUMIFS('HP App G Perf by End Use & Fuel'!$F168:$Y168,'HP App G Perf by End Use & Fuel'!$F$161:$Y$161,\"<>Electricity\",'HP App G Perf by End Use & Fuel'!$F$160:$Y$160,M$75)","v":0},{"$f":"SUMIFS('HP App G Perf by End Use & Fuel'!$F168:$Y168,'HP App G Perf by End Use & Fuel'!$F$161:$Y$161,\"<>Electricity\",'HP App G Perf by End Use & Fuel'!$F$160:$Y$160,N$75)","v":0},0,0,0]
[null,null,{"$f":"IF($U$13='HP Pathway Support'!$AW$3,1,5/0)","v":{"$error":"#DIV/0!"}},null,{"$f":"'HP App G Perf by End Use & Fuel'!E169","v":"Pumps"},null,{"$f":"SUMIFS('HP App G Perf by End Use & Fuel'!$F169:$Y169,'HP App G Perf by End Use & Fuel'!$F$161:$Y$161,$G$76,'HP App G Perf by End Use & Fuel'!$F$160:$Y$160,G$75)*1000/Support_kBtu_per_kWh","v":0},{"$f":"SUMIFS('HP App G Perf by End Use & Fuel'!$F169:$Y169,'HP App G Perf by End Use & Fuel'!$F$161:$Y$161,$G$76,'HP App G Perf by End Use & Fuel'!$F$160:$Y$160,H$75)*1000/Support_kBtu_per_kWh","v":0},{"$f":"SUMIFS('HP App G Perf by End Use & Fuel'!$F169:$Y169,'HP App G Perf by End Use & Fuel'!$F$161:$Y$161,$G$76,'HP App G Perf by End Use & Fuel'!$F$160:$Y$160,I$75)*1000/Support_kBtu_per_kWh","v":0},{"$f":"SUMIFS('HP App G Perf by End Use & Fuel'!$F169:$Y169,'HP App G Perf by End Use & Fuel'!$F$161:$Y$161,$G$76,'HP App G Perf by End Use & Fuel'!$F$160:$Y$160,J$75)*1000/Support_kBtu_per_kWh","v":0},{"$f":"SUMIFS('HP App G Perf by End Use & Fuel'!$F169:$Y169,'HP App G Perf by End Use & Fuel'!$F$161:$Y$161,\"<>Electricity\",'HP App G Perf by End Use & Fuel'!$F$160:$Y$160,K$75)","v":0},{"$f":"SUMIFS('HP App G Perf by End Use & Fuel'!$F169:$Y169,'HP App G Perf by End Use & Fuel'!$F$161:$Y$161,\"<>Electricity\",'HP App G Perf by End Use & Fuel'!$F$160:$Y$160,L$75)","v":0},{"$f":"SUMIFS('HP App G Perf by End Use & Fuel'!$F169:$Y169,'HP App G Perf by End Use & Fuel'!$F$161:$Y$161,\"<>Electricity\",'HP App G Perf by End Use & Fuel'!$F$160:$Y$160,M$75)","v":0},{"$f":"SUMIFS('HP App G Perf by End Use & Fuel'!$F169:$Y169,'HP App G Perf by End Use & Fuel'!$F$161:$Y$161,\"<>Electricity\",'HP App G Perf by End Use & Fuel'!$F$160:$Y$160,N$75)","v":0},0,0,0]
[null,null,{"$f":"IF($U$13='HP Pathway Support'!$AW$3,1,5/0)","v":{"$error":"#DIV/0!"}},null,{"$f":"'HP App G Perf by End Use & Fuel'!E170","v":"Heat rejection"},null,{"$f":"SUMIFS('HP App G Perf by End Use & Fuel'!$F170:$Y170,'HP App G Perf by End Use & Fuel'!$F$161:$Y$161,$G$76,'HP App G Perf by End Use & Fuel'!$F$160:$Y$160,G$75)*1000/Support_kBtu_per_kWh","v":0},{"$f":"SUMIFS('HP App G Perf by End Use & Fuel'!$F170:$Y170,'HP App G Perf by End Use & Fuel'!$F$161:$Y$161,$G$76,'HP App G Perf by End Use & Fuel'!$F$160:$Y$160,H$75)*1000/Support_kBtu_per_kWh","v":0},{"$f":"SUMIFS('HP App G Perf by End Use & Fuel'!$F170:$Y170,'HP App G Perf by End Use & Fuel'!$F$161:$Y$161,$G$76,'HP App G Perf by End Use & Fuel'!$F$160:$Y$160,I$75)*1000/Support_kBtu_per_kWh","v":0},{"$f":"SUMIFS('HP App G Perf by End Use & Fuel'!$F170:$Y170,'HP App G Perf by End Use & Fuel'!$F$161:$Y$161,$G$76,'HP App G Perf by End Use & Fuel'!$F$160:$Y$160,J$75)*1000/Support_kBtu_per_kWh","v":0},{"$f":"SUMIFS('HP App G Perf by End Use & Fuel'!$F170:$Y170,'HP App G Perf by End Use & Fuel'!$F$161:$Y$161,\"<>Electricity\",'HP App G Perf by End Use & Fuel'!$F$160:$Y$160,K$75)","v":0},{"$f":"SUMIFS('HP App G Perf by End Use & Fuel'!$F170:$Y170,'HP App G Perf by End Use & Fuel'!$F$161:$Y$161,\"<>Electricity\",'HP App G Perf by End Use & Fuel'!$F$160:$Y$160,L$75)","v":0},{"$f":"SUMIFS('HP App G Perf by End Use & Fuel'!$F170:$Y170,'HP App G Perf by End Use & Fuel'!$F$161:$Y$161,\"<>Electricity\",'HP App G Perf by End Use & Fuel'!$F$160:$Y$160,M$75)","v":0},{"$f":"SUMIFS('HP App G Perf by End Use & Fuel'!$F170:$Y170,'HP App G Perf by End Use & Fuel'!$F$161:$Y$161,\"<>Electricity\",'HP App G Perf by End Use & Fuel'!$F$160:$Y$160,N$75)","v":0},0,0,0]
[null,null,{"$f":"IF($U$13='HP Pathway Support'!$AW$3,1,5/0)","v":{"$error":"#DIV/0!"}},null,{"$f":"'HP App G Perf by End Use & Fuel'!E171","v":"Fans - interior ventilation"},null,{"$f":"SUMIFS('HP App G Perf by End Use & Fuel'!$F171:$Y171,'HP App G Perf by End Use & Fuel'!$F$161:$Y$161,$G$76,'HP App G Perf by End Use & Fuel'!$F$160:$Y$160,G$75)*1000/Support_kBtu_per_kWh","v":0},{"$f":"SUMIFS('HP App G Perf by End Use & Fuel'!$F171:$Y171,'HP App G Perf by End Use & Fuel'!$F$161:$Y$161,$G$76,'HP App G Perf by End Use & Fuel'!$F$160:$Y$160,H$75)*1000/Support_kBtu_per_kWh","v":0},{"$f":"SUMIFS('HP App G Perf by End Use & Fuel'!$F171:$Y171,'HP App G Perf by End Use & Fuel'!$F$161:$Y$161,$G$76,'HP App G Perf by End Use & Fuel'!$F$160:$Y$160,I$75)*1000/Support_kBtu_per_kWh","v":0},{"$f":"SUMIFS('HP App G Perf by End Use & Fuel'!$F171:$Y171,'HP App G Perf by End Use & Fuel'!$F$161:$Y$161,$G$76,'HP App G Perf by End Use & Fuel'!$F$160:$Y$160,J$75)*1000/Support_kBtu_per_kWh","v":0},{"$f":"SUMIFS('HP App G Perf by End Use & Fuel'!$F171:$Y171,'HP App G Perf by End Use & Fuel'!$F$161:$Y$161,\"<>Electricity\",'HP App G Perf by End Use & Fuel'!$F$160:$Y$160,K$75)","v":0},{"$f":"SUMIFS('HP App G Perf by End Use & Fuel'!$F171:$Y171,'HP App G Perf by End Use & Fuel'!$F$161:$Y$161,\"<>Electricity\",'HP App G Perf by End Use & Fuel'!$F$160:$Y$160,L$75)","v":0},{"$f":"SUMIFS('HP App G Perf by End Use & Fuel'!$F171:$Y171,'HP App G Perf by End Use & Fuel'!$F$161:$Y$161,\"<>Electricity\",'HP App G Perf by End Use & Fuel'!$F$160:$Y$160,M$75)","v":0},{"$f":"SUMIFS('HP App G Perf by End Use & Fuel'!$F171:$Y171,'HP App G Perf by End Use & Fuel'!$F$161:$Y$161,\"<>Electricity\",'HP App G Perf by End Use & Fuel'!$F$160:$Y$160,N$75)","v":0},0,0,0]
[null,null,{"$f":"IF($U$13='HP Pathway Support'!$AW$3,1,5/0)","v":{"$error":"#DIV/0!"}},null,{"$f":"'HP App G Perf by End Use & Fuel'!E172","v":"Fans - parking garage"},null,{"$f":"SUMIFS('HP App G Perf by End Use & Fuel'!$F172:$Y172,'HP App G Perf by End Use & Fuel'!$F$161:$Y$161,$G$76,'HP App G Perf by End Use & Fuel'!$F$160:$Y$160,G$75)*1000/Support_kBtu_per_kWh","v":0},{"$f":"SUMIFS('HP App G Perf by End Use & Fuel'!$F172:$Y172,'HP App G Perf by End Use & Fuel'!$F$161:$Y$161,$G$76,'HP App G Perf by End Use & Fuel'!$F$160:$Y$160,H$75)*1000/Support_kBtu_per_kWh","v":0},{"$f":"SUMIFS('HP App G Perf by End Use & Fuel'!$F172:$Y172,'HP App G Perf by End Use & Fuel'!$F$161:$Y$161,$G$76,'HP App G Perf by End Use & Fuel'!$F$160:$Y$160,I$75)*1000/Support_kBtu_per_kWh","v":0},{"$f":"SUMIFS('HP App G Perf by End Use & Fuel'!$F172:$Y172,'HP App G Perf by End Use & Fuel'!$F$161:$Y$161,$G$76,'HP App G Perf by End Use & Fuel'!$F$160:$Y$160,J$75)*1000/Support_kBtu_per_kWh","v":0},{"$f":"SUMIFS('HP App G Perf by End Use & Fuel'!$F172:$Y172,'HP App G Perf by End Use & Fuel'!$F$161:$Y$161,\"<>Electricity\",'HP App G Perf by End Use & Fuel'!$F$160:$Y$160,K$75)","v":0},{"$f":"SUMIFS('HP App G Perf by End Use & Fuel'!$F172:$Y172,'HP App G Perf by End Use & Fuel'!$F$161:$Y$161,\"<>Electricity\",'HP App G Perf by End Use & Fuel'!$F$160:$Y$160,L$75)","v":0},{"$f":"SUMIFS('HP App G Perf by End Use & Fuel'!$F172:$Y172,'HP App G Perf by End Use & Fuel'!$F$161:$Y$161,\"<>Electricity\",'HP App G Perf by End Use & Fuel'!$F$160:$Y$160,M$75)","v":0},{"$f":"SUMIFS('HP App G Perf by End Use & Fuel'!$F172:$Y172,'HP App G Perf by End Use & Fuel'!$F$161:$Y$161,\"<>Electricity\",'HP App G Perf by End Use & Fuel'!$F$160:$Y$160,N$75)","v":0},0,0,0]
[null,null,{"$f":"IF($U$13='HP Pathway Support'!$AW$3,1,5/0)","v":{"$error":"#DIV/0!"}},null,{"$f":"'HP App G Perf by End Use & Fuel'!E173","v":"Service water heating"},null,{"$f":"SUMIFS('HP App G Perf by End Use & Fuel'!$F173:$Y173,'HP App G Perf by End Use & Fuel'!$F$161:$Y$161,$G$76,'HP App G Perf by End Use & Fuel'!$F$160:$Y$160,G$75)*1000/Support_kBtu_per_kWh","v":0},{"$f":"SUMIFS('HP App G Perf by End Use & Fuel'!$F173:$Y173,'HP App G Perf by End Use & Fuel'!$F$161:$Y$161,$G$76,'HP App G Perf by End Use & Fuel'!$F$160:$Y$160,H$75)*1000/Support_kBtu_per_kWh","v":0},{"$f":"SUMIFS('HP App G Perf by End Use & Fuel'!$F173:$Y173,'HP App G Perf by End Use & Fuel'!$F$161:$Y$161,$G$76,'HP App G Perf by End Use & Fuel'!$F$160:$Y$160,I$75)*1000/Support_kBtu_per_kWh","v":0},{"$f":"SUMIFS('HP App G Perf by End Use & Fuel'!$F173:$Y173,'HP App G Perf by End Use & Fuel'!$F$161:$Y$161,$G$76,'HP App G Perf by End Use & Fuel'!$F$160:$Y$160,J$75)*1000/Support_kBtu_per_kWh","v":0},{"$f":"SUMIFS('HP App G Perf by End Use & Fuel'!$F173:$Y173,'HP App G Perf by End Use & Fuel'!$F$161:$Y$161,\"<>Electricity\",'HP App G Perf by End Use & Fuel'!$F$160:$Y$160,K$75)","v":0},{"$f":"SUMIFS('HP App G Perf by End Use & Fuel'!$F173:$Y173,'HP App G Perf by End Use & Fuel'!$F$161:$Y$161,\"<>Electricity\",'HP App G Perf by End Use & Fuel'!$F$160:$Y$160,L$75)","v":0},{"$f":"SUMIFS('HP App G Perf by End Use & Fuel'!$F173:$Y173,'HP App G Perf by End Use & Fuel'!$F$161:$Y$161,\"<>Electricity\",'HP App G Perf by End Use & Fuel'!$F$160:$Y$160,M$75)","v":0},{"$f":"SUMIFS('HP App G Perf by End Use & Fuel'!$F173:$Y173,'HP App G Perf by End Use & Fuel'!$F$161:$Y$161,\"<>Electricity\",'HP App G Perf by End Use & Fuel'!$F$160:$Y$160,N$75)","v":0},0,0,0]
[null,null,{"$f":"IF($U$13='HP Pathway Support'!$AW$3,1,5/0)","v":{"$error":"#DIV/0!"}},null,{"$f":"'HP App G Perf by End Use & Fuel'!E174","v":"Misc equipment"},null,{"$f":"SUMIFS('HP App G Perf by End Use & Fuel'!$F174:$Y174,'HP App G Perf by End Use & Fuel'!$F$161:$Y$161,$G$76,'HP App G Perf by End Use & Fuel'!$F$160:$Y$160,G$75)*1000/Support_kBtu_per_kWh","v":0},{"$f":"SUMIFS('HP App G Perf by End Use & Fuel'!$F174:$Y174,'HP App G Perf by End Use & Fuel'!$F$161:$Y$161,$G$76,'HP App G Perf by End Use & Fuel'!$F$160:$Y$160,H$75)*1000/Support_kBtu_per_kWh","v":0},{"$f":"SUMIFS('HP App G Perf by End Use & Fuel'!$F174:$Y174,'HP App G Perf by End Use & Fuel'!$F$161:$Y$161,$G$76,'HP App G Perf by End Use & Fuel'!$F$160:$Y$160,I$75)*1000/Support_kBtu_per_kWh","v":0},{"$f":"SUMIFS('HP App G Perf by End Use & Fuel'!$F174:$Y174,'HP App G Perf by End Use & Fuel'!$F$161:$Y$161,$G$76,'HP App G Perf by End Use & Fuel'!$F$160:$Y$160,J$75)*1000/Support_kBtu_per_kWh","v":0},{"$f":"SUMIFS('HP App G Perf by End Use & Fuel'!$F174:$Y174,'HP App G Perf by End Use & Fuel'!$F$161:$Y$161,\"<>Electricity\",'HP App G Perf by End Use & Fuel'!$F$160:$Y$160,K$75)","v":0},{"$f":"SUMIFS('HP App G Perf by End Use & Fuel'!$F174:$Y174,'HP App G Perf by End Use & Fuel'!$F$161:$Y$161,\"<>Electricity\",'HP App G Perf by End Use & Fuel'!$F$160:$Y$160,L$75)","v":0},{"$f":"SUMIFS('HP App G Perf by End Use & Fuel'!$F174:$Y174,'HP App G Perf by End Use & Fuel'!$F$161:$Y$161,\"<>Electricity\",'HP App G Perf by End Use & Fuel'!$F$160:$Y$160,M$75)","v":0},{"$f":"SUMIFS('HP App G Perf by End Use & Fuel'!$F174:$Y174,'HP App G Perf by End Use & Fuel'!$F$161:$Y$161,\"<>Electricity\",'HP App G Perf by End Use & Fuel'!$F$160:$Y$160,N$75)","v":0},0,0,0]
[null,null,{"$f":"IF($U$13='HP Pathway Support'!$AW$3,1,5/0)","v":{"$error":"#DIV/0!"}},null,{"$f":"'HP App G Perf by End Use & Fuel'!E175","v":"Industrial process"},null,{"$f":"SUMIFS('HP App G Perf by End Use & Fuel'!$F175:$Y175,'HP App G Perf by End Use & Fuel'!$F$161:$Y$161,$G$76,'HP App G Perf by End Use & Fuel'!$F$160:$Y$160,G$75)*1000/Support_kBtu_per_kWh","v":0},{"$f":"SUMIFS('HP App G Perf by End Use & Fuel'!$F175:$Y175,'HP App G Perf by End Use & Fuel'!$F$161:$Y$161,$G$76,'HP App G Perf by End Use & Fuel'!$F$160:$Y$160,H$75)*1000/Support_kBtu_per_kWh","v":0},{"$f":"SUMIFS('HP App G Perf by End Use & Fuel'!$F175:$Y175,'HP App G Perf by End Use & Fuel'!$F$161:$Y$161,$G$76,'HP App G Perf by End Use & Fuel'!$F$160:$Y$160,I$75)*1000/Support_kBtu_per_kWh","v":0},{"$f":"SUMIFS('HP App G Perf by End Use & Fuel'!$F175:$Y175,'HP App G Perf by End Use & Fuel'!$F$161:$Y$161,$G$76,'HP App G Perf by End Use & Fuel'!$F$160:$Y$160,J$75)*1000/Support_kBtu_per_kWh","v":0},{"$f":"SUMIFS('HP App G Perf by End Use & Fuel'!$F175:$Y175,'HP App G Perf by End Use & Fuel'!$F$161:$Y$161,\"<>Electricity\",'HP App G Perf by End Use & Fuel'!$F$160:$Y$160,K$75)","v":0},{"$f":"SUMIFS('HP App G Perf by End Use & Fuel'!$F175:$Y175,'HP App G Perf by End Use & Fuel'!$F$161:$Y$161,\"<>Electricity\",'HP App G Perf by End Use & Fuel'!$F$160:$Y$160,L$75)","v":0},{"$f":"SUMIFS('HP App G Perf by End Use & Fuel'!$F175:$Y175,'HP App G Perf by End Use & Fuel'!$F$161:$Y$161,\"<>Electricity\",'HP App G Perf by End Use & Fuel'!$F$160:$Y$160,M$75)","v":0},{"$f":"SUMIFS('HP App G Perf by End Use & Fuel'!$F175:$Y175,'HP App G Perf by End Use & Fuel'!$F$161:$Y$161,\"<>Electricity\",'HP App G Perf by End Use & Fuel'!$F$160:$Y$160,N$75)","v":0},0,0,0]
[null,null,{"$f":"IF($U$13='HP Pathway Support'!$AW$3,1,5/0)","v":{"$error":"#DIV/0!"}},null,{"$f":"'HP App G Perf by End Use & Fuel'!E176","v":"Refrigeration equipment (regulated)"},null,{"$f":"SUMIFS('HP App G Perf by End Use & Fuel'!$F176:$Y176,'HP App G Perf by End Use & Fuel'!$F$161:$Y$161,$G$76,'HP App G Perf by End Use & Fuel'!$F$160:$Y$160,G$75)*1000/Support_kBtu_per_kWh","v":0},{"$f":"SUMIFS('HP App G Perf by End Use & Fuel'!$F176:$Y176,'HP App G Perf by End Use & Fuel'!$F$161:$Y$161,$G$76,'HP App G Perf by End Use & Fuel'!$F$160:$Y$160,H$75)*1000/Support_kBtu_per_kWh","v":0},{"$f":"SUMIFS('HP App G Perf by End Use & Fuel'!$F176:$Y176,'HP App G Perf by End Use & Fuel'!$F$161:$Y$161,$G$76,'HP App G Perf by End Use & Fuel'!$F$160:$Y$160,I$75)*1000/Support_kBtu_per_kWh","v":0},{"$f":"SUMIFS('HP App G Perf by End Use & Fuel'!$F176:$Y176,'HP App G Perf by End Use & Fuel'!$F$161:$Y$161,$G$76,'HP App G Perf by End Use & Fuel'!$F$160:$Y$160,J$75)*1000/Support_kBtu_per_kWh","v":0},{"$f":"SUMIFS('HP App G Perf by End Use & Fuel'!$F176:$Y176,'HP App G Perf by End Use & Fuel'!$F$161:$Y$161,\"<>Electricity\",'HP App G Perf by End Use & Fuel'!$F$160:$Y$160,K$75)","v":0},{"$f":"SUMIFS('HP App G Perf by End Use & Fuel'!$F176:$Y176,'HP App G Perf by End Use & Fuel'!$F$161:$Y$161,\"<>Electricity\",'HP App G Perf by End Use & Fuel'!$F$160:$Y$160,L$75)","v":0},{"$f":"SUMIFS('HP App G Perf by End Use & Fuel'!$F176:$Y176,'HP App G Perf by End Use & Fuel'!$F$161:$Y$161,\"<>Electricity\",'HP App G Perf by End Use & Fuel'!$F$160:$Y$160,M$75)","v":0},{"$f":"SUMIFS('HP App G Perf by End Use & Fuel'!$F176:$Y176,'HP App G Perf by End Use & Fuel'!$F$161:$Y$161,\"<>Electricity\",'HP App G Perf by End Use & Fuel'!$F$160:$Y$160,N$75)","v":0},0,0,0]
[null,null,{"$f":"IF($U$13='HP Pathway Support'!$AW$3,1,5/0)","v":{"$error":"#DIV/0!"}},null,{"$f":"'HP App G Perf by End Use & Fuel'!E177","v":"Refrigeration equipment (unregulated)"},null,{"$f":"SUMIFS('HP App G Perf by End Use & Fuel'!$F177:$Y177,'HP App G Perf by End Use & Fuel'!$F$161:$Y$161,$G$76,'HP App G Perf by End Use & Fuel'!$F$160:$Y$160,G$75)*1000/Support_kBtu_per_kWh","v":0},{"$f":"SUMIFS('HP App G Perf by End Use & Fuel'!$F177:$Y177,'HP App G Perf by End Use & Fuel'!$F$161:$Y$161,$G$76,'HP App G Perf by End Use & Fuel'!$F$160:$Y$160,H$75)*1000/Support_kBtu_per_kWh","v":0},{"$f":"SUMIFS('HP App G Perf by End Use & Fuel'!$F177:$Y177,'HP App G Perf by End Use & Fuel'!$F$161:$Y$161,$G$76,'HP App G Perf by End Use & Fuel'!$F$160:$Y$160,I$75)*1000/Support_kBtu_per_kWh","v":0},{"$f":"SUMIFS('HP App G Perf by End Use & Fuel'!$F177:$Y177,'HP App G Perf by End Use & Fuel'!$F$161:$Y$161,$G$76,'HP App G Perf by End Use & Fuel'!$F$160:$Y$160,J$75)*1000/Support_kBtu_per_kWh","v":0},{"$f":"SUMIFS('HP App G Perf by End Use & Fuel'!$F177:$Y177,'HP App G Perf by End Use & Fuel'!$F$161:$Y$161,\"<>Electricity\",'HP App G Perf by End Use & Fuel'!$F$160:$Y$160,K$75)","v":0},{"$f":"SUMIFS('HP App G Perf by End Use & Fuel'!$F177:$Y177,'HP App G Perf by End Use & Fuel'!$F$161:$Y$161,\"<>Electricity\",'HP App G Perf by End Use & Fuel'!$F$160:$Y$160,L$75)","v":0},{"$f":"SUMIFS('HP App G Perf by End Use & Fuel'!$F177:$Y177,'HP App G Perf by End Use & Fuel'!$F$161:$Y$161,\"<>Electricity\",'HP App G Perf by End Use & Fuel'!$F$160:$Y$160,M$75)","v":0},{"$f":"SUMIFS('HP App G Perf by End Use & Fuel'!$F177:$Y177,'HP App G Perf by End Use & Fuel'!$F$161:$Y$161,\"<>Electricity\",'HP App G Perf by End Use & Fuel'!$F$160:$Y$160,N$75)","v":0},0,0,0]
[null,null,{"$f":"IF($U$13='HP Pathway Support'!$AW$3,1,5/0)","v":{"$error":"#DIV/0!"}},null,{"$f":"'HP App G Perf by End Use & Fuel'!E178","v":"Elevators and escalators"},null,{"$f":"SUMIFS('HP App G Perf by End Use & Fuel'!$F178:$Y178,'HP App G Perf by End Use & Fuel'!$F$161:$Y$161,$G$76,'HP App G Perf by End Use & Fuel'!$F$160:$Y$160,G$75)*1000/Support_kBtu_per_kWh","v":0},{"$f":"SUMIFS('HP App G Perf by End Use & Fuel'!$F178:$Y178,'HP App G Perf by End Use & Fuel'!$F$161:$Y$161,$G$76,'HP App G Perf by End Use & Fuel'!$F$160:$Y$160,H$75)*1000/Support_kBtu_per_kWh","v":0},{"$f":"SUMIFS('HP App G Perf by End Use & Fuel'!$F178:$Y178,'HP App G Perf by End Use & Fuel'!$F$161:$Y$161,$G$76,'HP App G Perf by End Use & Fuel'!$F$160:$Y$160,I$75)*1000/Support_kBtu_per_kWh","v":0},{"$f":"SUMIFS('HP App G Perf by End Use & Fuel'!$F178:$Y178,'HP App G Perf by End Use & Fuel'!$F$161:$Y$161,$G$76,'HP App G Perf by End Use & Fuel'!$F$160:$Y$160,J$75)*1000/Support_kBtu_per_kWh","v":0},{"$f":"SUMIFS('HP App G Perf by End Use & Fuel'!$F178:$Y178,'HP App G Perf by End Use & Fuel'!$F$161:$Y$161,\"<>Electricity\",'HP App G Perf by End Use & Fuel'!$F$160:$Y$160,K$75)","v":0},{"$f":"SUMIFS('HP App G Perf by End Use & Fuel'!$F178:$Y178,'HP App G Perf by End Use & Fuel'!$F$161:$Y$161,\"<>Electricity\",'HP App G Perf by End Use & Fuel'!$F$160:$Y$160,L$75)","v":0},{"$f":"SUMIFS('HP App G Perf by End Use & Fuel'!$F178:$Y178,'HP App G Perf by End Use & Fuel'!$F$161:$Y$161,\"<>Electricity\",'HP App G Perf by End Use & Fuel'!$F$160:$Y$160,M$75)","v":0},{"$f":"SUMIFS('HP App G Perf by End Use & Fuel'!$F178:$Y178,'HP App G Perf by End Use & Fuel'!$F$161:$Y$161,\"<>Electricity\",'HP App G Perf by End Use & Fuel'!$F$160:$Y$160,N$75)","v":0},0,0,0]
[null,null,{"$f":"IF($U$13='HP Pathway Support'!$AW$3,1,5/0)","v":{"$error":"#DIV/0!"}},null,{"$f":"'HP App G Perf by End Use & Fuel'!E179","v":"Other regulated"},null,{"$f":"SUMIFS('HP App G Perf by End Use & Fuel'!$F179:$Y179,'HP App G Perf by End Use & Fuel'!$F$161:$Y$161,$G$76,'HP App G Perf by End Use & Fuel'!$F$160:$Y$160,G$75)*1000/Support_kBtu_per_kWh","v":0},{"$f":"SUMIFS('HP App G Perf by End Use & Fuel'!$F179:$Y179,'HP App G Perf by End Use & Fuel'!$F$161:$Y$161,$G$76,'HP App G Perf by End Use & Fuel'!$F$160:$Y$160,H$75)*1000/Support_kBtu_per_kWh","v":0},{"$f":"SUMIFS('HP App G Perf by End Use & Fuel'!$F179:$Y179,'HP App G Perf by End Use & Fuel'!$F$161:$Y$161,$G$76,'HP App G Perf by End Use & Fuel'!$F$160:$Y$160,I$75)*1000/Support_kBtu_per_kWh","v":0},{"$f":"SUMIFS('HP App G Perf by End Use & Fuel'!$F179:$Y179,'HP App G Perf by End Use & Fuel'!$F$161:$Y$161,$G$76,'HP App G Perf by End Use & Fuel'!$F$160:$Y$160,J$75)*1000/Support_kBtu_per_kWh","v":0},{"$f":"SUMIFS('HP App G Perf by End Use & Fuel'!$F179:$Y179,'HP App G Perf by End Use & Fuel'!$F$161:$Y$161,\"<>Electricity\",'HP App G Perf by End Use & Fuel'!$F$160:$Y$160,K$75)","v":0},{"$f":"SUMIFS('HP App G Perf by End Use & Fuel'!$F179:$Y179,'HP App G Perf by End Use & Fuel'!$F$161:$Y$161,\"<>Electricity\",'HP App G Perf by End Use & Fuel'!$F$160:$Y$160,L$75)","v":0},{"$f":"SUMIFS('HP App G Perf by End Use & Fuel'!$F179:$Y179,'HP App G Perf by End Use & Fuel'!$F$161:$Y$161,\"<>Electricity\",'HP App G Perf by End Use & Fuel'!$F$160:$Y$160,M$75)","v":0},{"$f":"SUMIFS('HP App G Perf by End Use & Fuel'!$F179:$Y179,'HP App G Perf by End Use & Fuel'!$F$161:$Y$161,\"<>Electricity\",'HP App G Perf by End Use & Fuel'!$F$160:$Y$160,N$75)","v":0},0,0,0]
[null,null,{"$f":"IF($U$13='HP Pathway Support'!$AW$3,1,5/0)","v":{"$error":"#DIV/0!"}},null,{"$f":"'HP App G Perf by End Use & Fuel'!E180","v":"Other unregulated"},null,{"$f":"SUMIFS('HP App G Perf by End Use & Fuel'!$F180:$Y180,'HP App G Perf by End Use & Fuel'!$F$161:$Y$161,$G$76,'HP App G Perf by End Use & Fuel'!$F$160:$Y$160,G$75)*1000/Support_kBtu_per_kWh","v":0},{"$f":"SUMIFS('HP App G Perf by End Use & Fuel'!$F180:$Y180,'HP App G Perf by End Use & Fuel'!$F$161:$Y$161,$G$76,'HP App G Perf by End Use & Fuel'!$F$160:$Y$160,H$75)*1000/Support_kBtu_per_kWh","v":0},{"$f":"SUMIFS('HP App G Perf by End Use & Fuel'!$F180:$Y180,'HP App G Perf by End Use & Fuel'!$F$161:$Y$161,$G$76,'HP App G Perf by End Use & Fuel'!$F$160:$Y$160,I$75)*1000/Support_kBtu_per_kWh","v":0},{"$f":"SUMIFS('HP App G Perf by End Use & Fuel'!$F180:$Y180,'HP App G Perf by End Use & Fuel'!$F$161:$Y$161,$G$76,'HP App G Perf by End Use & Fuel'!$F$160:$Y$160,J$75)*1000/Support_kBtu_per_kWh","v":0},{"$f":"SUMIFS('HP App G Perf by End Use & Fuel'!$F180:$Y180,'HP App G Perf by End Use & Fuel'!$F$161:$Y$161,\"<>Electricity\",'HP App G Perf by End Use & Fuel'!$F$160:$Y$160,K$75)","v":0},{"$f":"SUMIFS('HP App G Perf by End Use & Fuel'!$F180:$Y180,'HP App G Perf by End Use & Fuel'!$F$161:$Y$161,\"<>Electricity\",'HP App G Perf by End Use & Fuel'!$F$160:$Y$160,L$75)","v":0},{"$f":"SUMIFS('HP App G Perf by End Use & Fuel'!$F180:$Y180,'HP App G Perf by End Use & Fuel'!$F$161:$Y$161,\"<>Electricity\",'HP App G Perf by End Use & Fuel'!$F$160:$Y$160,M$75)","v":0},{"$f":"SUMIFS('HP App G Perf by End Use & Fuel'!$F180:$Y180,'HP App G Perf by End Use & Fuel'!$F$161:$Y$161,\"<>Electricity\",'HP App G Perf by End Use & Fuel'!$F$160:$Y$160,N$75)","v":0},0,0,0]
[null,null,{"$f":"IF($U$13='HP Pathway Support'!$AW$3,1,5/0)","v":{"$error":"#DIV/0!"}}]
[null,null,{"$f":"5/0","v":{"$error":"#DIV/0!"}}]
[null,null,{"$f":"IF($U$13='HP Pathway Support'!$AW$3,1,5/0)","v":{"$error":"#DIV/0!"}}]
[null,null,{"$f":"IF($U$13='HP Pathway Support'!$AW$3,IF(GI_HP_Approach=\"Non-Proxy\",1,5/0),5/0)","v":{"$error":"#DIV/0!"}},null,"Table 2: Performance Calculation"]
[null,null,{"$f":"5/0","v":{"$error":"#DIV/0!"}}]
[null,null,{"$f":"IF($U$13='HP Pathway Support'!$AW$3,IF(GI_HP_Approach=\"Non-Proxy\",1,5/0),5/0)","v":{"$error":"#DIV/0!"}},null,"Parameter",null,null,null,null,null,"Symbol","Site Energy\nMMBtu"]
[null,null,{"$f":"IF($U$13='HP Pathway Support'!$AW$3,IF(GI_HP_Approach=\"Non-Proxy\",1,5/0),5/0)","v":{"$error":"#DIV/0!"}},null,"Proposed building performance before site-generated renewable energy and exceptional calculations",null,null,null,null,null,"PBP nre_nec",{"$f":"IFERROR(SUM('HP Pathway Support'!$BS$4:$BS$34)*0.001,0)","v":0}]
[null,null,{"$f":"IF($U$13='HP Pathway Support'!$AW$3,IF(GI_HP_Approach=\"Non-Proxy\",1,5/0),5/0)","v":{"$error":"#DIV/0!"}},null,"On-site renewable savings from Compliance Form",null,null,null,null,null,"-",{"$f":"IFERROR(MIN(L106*V111,U114),0)","v":0},{"$f":"IF(V116=1, \"The contribution of renewable energy toward compliance was reduced to 5% of the baseline building performance, as required in 90.1 Section 4.2.1.\",\"\")","v":""}]
[null,null,{"$f":"IF($U$13='HP Pathway Support'!$AW$3,IF(GI_HP_Approach=\"Non-Proxy\",1,5/0),5/0)","v":{"$error":"#DIV/0!"}},null,"Exceptional calculations savings excluding on-site renewable energy from Compliance Form",null,null,null,null,null,"-",{"$f":"IFERROR(IF(U115=0,0,IF(L102>=L106,0,MIN(U115,AB117))),0)","v":0},{"$f":"IF(V117=1, \"The contribution of exceptional calculations toward savings was reduced as required in 90.1.\",\"\")","v":""}]
[null,null,{"$f":"IF($U$13='HP Pathway Support'!$AW$3,IF(GI_HP_Approach=\"Non-Proxy\",1,5/0),5/0)","v":{"$error":"#DIV/0!"}},null,"Proposed building performance including on-site renewable energy and exceptional calculations",null,null,null,null,null,"PBP",{"$f":"MAX(0,L102-L103-L104)","v":0}]
[null,null,{"$f":"IF($U$13='HP Pathway Support'!$AW$3,IF(GI_HP_Approach=\"Non-Proxy\",1,5/0),5/0)","v":{"$error":"#DIV/0!"}},null,"Baseline building performance",null,null,null,null,null,"BBP",{"$f":"IFERROR(SUM('HP Pathway Support'!$BR$4:$BR$34)*0.001,0)","v":0}]
[null,null,{"$f":"IF($U$13='HP Pathway Support'!$AW$3,IF(GI_HP_Approach=\"Non-Proxy\",1,5/0),5/0)","v":{"$error":"#DIV/0!"}},null,"Adjusted baseline building performance using the SEEUPF method to ASHRAE 90.1-2019",null,null,null,null,null,"BBPAdj",{"$f":"SUM(O78:O95)","v":0}]
[null,null,{"$f":"IF($U$13='HP Pathway Support'!$AW$3,IF(GI_HP_Approach=\"Non-Proxy\",1,5/0),5/0)","v":{"$error":"#DIV/0!"}},null,"Performance Energy Index Target",null,null,null,null,null,"PEIt",{"$f":"IFERROR(L107/L106,0)","v":0}]
[null,null,{"$f":"IF($U$13='HP Pathway Support'!$AW$3,IF(GI_HP_Approach=\"Non-Proxy\",1,5/0),5/0)","v":{"$error":"#DIV/0!"}},null,"Performance energy index without on-site renewable energy and exceptional calculations",null,null,null,null,null,"PEInre_nec",{"$f":"IFERROR(L102/L106,0)","v":0}]
[null,null,{"$f":"IF($U$13='HP Pathway Support'!$AW$3,IF(GI_HP_Approach=\"Non-Proxy\",1,5/0),5/0)","v":{"$error":"#DIV/0!"}},null,"Performance energy index including exceptional calculations",null,null,null,null,null,"PEIec",{"$f":"IFERROR((L102-L104)/L106,0)","v":0},null,null,null,null,null,null,null,null,null,"Site Energy"]
[null,null,{"$f":"IF($U$13='HP Pathway Support'!$AW$3,IF(GI_HP_Approach=\"Non-Proxy\",1,5/0),5/0)","v":{"$error":"#DIV/0!"}},null,"Performance energy index including exceptional calculations and on-site renewable energy",null,null,null,null,null,"PEI",{"$f":"IFERROR(L105/L106,0)","v":0},null,null,null,null,null,null,null,null,null,0.05,"Renewable energy cap, set equal to None if no cap"]
[null,null,{"$f":"IF($U$13='HP Pathway Support'!$AW$3,IF(GI_HP_Approach=\"Non-Proxy\",1,5/0),5/0)","v":{"$error":"#DIV/0!"}},null,"% improvement target beyond ASHRAE 90.1-2019",null,null,null,null,null,"-",0.05,null,null,null,null,null,null,null,null,null,0.5,"Exceptional calc cap, set equal to None if no cap"]
[null,null,{"$f":"IF($U$13='HP Pathway Support'!$AW$3,IF(GI_HP_Approach=\"Non-Proxy\",1,5/0),5/0)","v":{"$error":"#DIV/0!"}},null,"% improvement beyond ASHRAE 90.1-2019, excluding on-site renewable energy and exceptional calculations",null,null,null,null,null,"-",{"$f":"IFERROR((L108-L109)/L108,\"-\")","v":"-"},null,null,null,null,null,null,null,null,"Site Energy\nMMBtu","Site Energy Cap Applies?",null,null,null,null,"EC helper 1",{"$f":"V112*L106","v":0},null,null,"Site Energy Savings"]
[null,null,{"$f":"IF($U$13='HP Pathway Support'!$AW$3,IF(GI_HP_Approach=\"Non-Proxy\",1,5/0),5/0)","v":{"$error":"#DIV/0!"}},null,"% improvement beyond ASHRAE 90.1-2019, inclusive of on-site renewable energy and exceptional calculations",null,null,null,null,null,"-",{"$f":"IFERROR((L108-L111)/L108,\"-\")","v":"-"},null,null,null,null,null,null,null,null,{"$f":"'HP Import'!$AV$16","v":0},{"$f":"IF(L107*V111<(U114),1,0)","v":0},"explicitly modeled in sim tool",null,null,null,"EC helper 2",{"$f":"V112*L102","v":0},null,null,{"$f":"IF(L114=\"-\",0,L114)","v":0}]
[null,null,{"$f":"IF($U$13='HP Pathway Support'!$AW$3,IF(GI_HP_Approach=\"Non-Proxy\",1,5/0),5/0)","v":{"$error":"#DIV/0!"}},null,null,null,null,null,null,null,null,null,null,null,null,null,null,null,null,null,{"$f":"'HP Import'!$AR$16","v":0},{"$f":"IF(L102>=L107,0,IF(L104<U115,1,0))","v":0},"exceptional calcs excluding renewables",null,null,null,"EC helper 3",{"$f":"AB113-AB114","v":0}]
[null,null,{"$f":"5/0","v":{"$error":"#DIV/0!"}},null,null,null,null,null,null,null,null,null,null,null,null,null,null,null,null,null,"Renewable cap triggered?",{"$f":"V114","v":0},null,null,null,null,"EC helper 4",{"$f":"1-V112","v":0.5}]
[null,null,{"$f":"IF($U$13='HP Pathway Support'!$AW$3,IF(GI_HP_Approach=\"Non-Proxy\",1,5/0),5/0)","v":{"$error":"#DIV/0!"}},null,null,null,null,null,null,null,null,null,null,null,null,null,null,null,null,null,"Exceptional cap triggered nonren?",{"$f":"V115","v":0},null,null,null,null,"EC helper 5",{"$f":"AB115/AB116","v":0}]
[null,null,{"$f":"IF($U$13='HP Pathway Support'!$AW$3,1,5/0)","v":{"$error":"#DIV/0!"}},null,"Table 3: Coincident Peak Electric Demand Savings"]
[null,null,{"$f":"5/0","v":{"$error":"#DIV/0!"}}]
[null,null,{"$f":"IF($U$13='HP Pathway Support'!$AW$3,1,5/0)","v":{"$error":"#DIV/0!"}},null,"End Use",null,"Baseline Coincident Peak Electric Demand (kW)","ASHRAE 90.1-2019 Adjusted Baseline Coincident Peak Electric Demand (kW)","Proposed Coincident Peak Electric Demand (kW)","Electric Demand Savings (kW)",null,null,null,null,null,null,null,null,null,null,null,"Weighted Avg SEEUPFs"]
[null,null,{"$f":"IF($U$13='HP Pathway Support'!$AW$3,1,5/0)","v":{"$error":"#DIV/0!"}},null,"Interior lighting",null,{"$f":"'Hourly Input'!AZ21","v":0},{"$f":"IFERROR(G121*$V121,0)","v":0},{"$f":"'Hourly Input'!BA21","v":0},{"$f":"IFERROR(H121-I121,\"\")","v":0},null,null,null,null,null,null,null,null,null,null,1,{"$f":"INDEX(Perf_byEndUse_SEEUPF_Summary_Table,U121+1,1)","v":0},null,null,"Baseline kW",{"$f":"H139","v":0}]
[null,null,{"$f":"IF($U$13='HP Pathway Support'!$AW$3,1,5/0)","v":{"$error":"#DIV/0!"}},null,"Interior lighting (unregulated)",null,{"$f":"'Hourly Input'!AZ22","v":0},0,{"$f":"'Hourly Input'!BA22","v":0},{"$f":"IFERROR(H122-I122,\"\")","v":0},null,null,null,null,null,null,null,null,null,null,2,{"$f":"INDEX(Perf_byEndUse_SEEUPF_Summary_Table,U122+1,1)","v":0},null,null,"Proposed kW",{"$f":"I139","v":0}]
[null,null,{"$f":"IF($U$13='HP Pathway Support'!$AW$3,1,5/0)","v":{"$error":"#DIV/0!"}},null,"Exterior lighting",null,{"$f":"'Hourly Input'!AZ23","v":0},0,{"$f":"'Hourly Input'!BA23","v":0},0,null,null,null,null,null,null,null,null,null,null,3,{"$f":"INDEX(Perf_byEndUse_SEEUPF_Summary_Table,U123+1,1)","v":0}]
[null,null,{"$f":"IF($U$13='HP Pathway Support'!$AW$3,1,5/0)","v":{"$error":"#DIV/0!"}},null,"Space heating",null,{"$f":"'Hourly Input'!AZ24","v":0},0,{"$f":"'Hourly Input'!BA24","v":0},0,null,null,null,null,null,null,null,null,null,null,4,{"$f":"INDEX(Perf_byEndUse_SEEUPF_Summary_Table,U124+1,1)","v":0}]
[null,null,{"$f":"IF($U$13='HP Pathway Support'!$AW$3,1,5/0)","v":{"$error":"#DIV/0!"}},null,"Heat pump supplemental heater",null,{"$f":"'Hourly Input'!AZ25","v":0},0,{"$f":"'Hourly Input'!BA25","v":0},0,null,null,null,null,null,null,null,null,null,null,5,{"$f":"INDEX(Perf_byEndUse_SEEUPF_Summary_Table,U125+1,1)","v":0}]
[null,null,{"$f":"IF($U$13='HP Pathway Support'!$AW$3,1,5/0)","v":{"$error":"#DIV/0!"}},null,"Space cooling",null,{"$f":"'Hourly Input'!AZ26","v":0},0,{"$f":"'Hourly Input'!BA26","v":0},0,null,null,null,null,null,null,null,null,null,null,6,{"$f":"INDEX(Perf_byEndUse_SEEUPF_Summary_Table,U126+1,1)","v":0}]
[null,null,{"$f":"IF($U$13='HP Pathway Support'!$AW$3,1,5/0)","v":{"$error":"#DIV/0!"}},null,"Pumps",null,{"$f":"'Hourly Input'!AZ27","v":0},0,{"$f":"'Hourly Input'!BA27","v":0},0,null,null,null,null,null,null,null,null,null,null,7,{"$f":"INDEX(Perf_byEndUse_SEEUPF_Summary_Table,U127+1,1)","v":0}]
[null,null,{"$f":"IF($U$13='HP Pathway Support'!$AW$3,1,5/0)","v":{"$error":"#DIV/0!"}},null,"Heat rejection",null,{"$f":"'Hourly Input'!AZ28","v":0},0,{"$f":"'Hourly Input'!BA28","v":0},0,null,null,null,null,null,null,null,null,null,null,8,{"$f":"INDEX(Perf_byEndUse_SEEUPF_Summary_Table,U128+1,1)","v":0}]
[null,null,{"$f":"IF($U$13='HP Pathway Support'!$AW$3,1,5/0)","v":{"$error":"#DIV/0!"}},null,"Fans - interior ventilation",null,{"$f":"'Hourly Input'!AZ29","v":0},0,{"$f":"'Hourly Input'!BA29","v":0},0,null,null,null,null,null,null,null,null,null,null,9,{"$f":"INDEX(Perf_byEndUse_SEEUPF_Summary_Table,U129+1,1)","v":0}]
[null,null,{"$f":"IF($U$13='HP Pathway Support'!$AW$3,1,5/0)","v":{"$error":"#DIV/0!"}},null,"Fans - parking garage",null,{"$f":"'Hourly Input'!AZ30","v":0},0,{"$f":"'Hourly Input'!BA30","v":0},0,null,null,null,null,null,null,null,null,null,null,10,{"$f":"INDEX(Perf_byEndUse_SEEUPF_Summary_Table,U130+1,1)","v":0}]
[null,null,{"$f":"IF($U$13='HP Pathway Support'!$AW$3,1,5/0)","v":{"$error":"#DIV/0!"}},null,"Service water heating",null,{"$f":"'Hourly Input'!AZ31","v":0},0,{"$f":"'Hourly Input'!BA31","v":0},0,null,null,null,null,null,null,null,null,null,null,11,{"$f":"INDEX(Perf_byEndUse_SEEUPF_Summary_Table,U131+1,1)","v":0}]
[null,null,{"$f":"IF($U$13='HP Pathway Support'!$AW$3,1,5/0)","v":{"$error":"#DIV/0!"}},null,"Misc equipment",null,{"$f":"'Hourly Input'!AZ32","v":0},0,{"$f":"'Hourly Input'!BA32","v":0},0,null,null,null,null,null,null,null,null,null,null,12,{"$f":"INDEX(Perf_byEndUse_SEEUPF_Summary_Table,U132+1,1)","v":0}]
[null,null,{"$f":"IF($U$13='HP Pathway Support'!$AW$3,1,5/0)","v":{"$error":"#DIV/0!"}},null,"Industrial process",null,{"$f":"'Hourly Input'!AZ33","v":0},0,{"$f":"'Hourly Input'!BA33","v":0},0,null,null,null,null,null,null,null,null,null,null,13,{"$f":"INDEX(Perf_byEndUse_SEEUPF_Summary_Table,U133+1,1)","v":0}]
[null,null,{"$f":"IF($U$13='HP Pathway Support'!$AW$3,1,5/0)","v":{"$error":"#DIV/0!"}},null,"Refrigeration equipment (regulated)",null,{"$f":"'Hourly Input'!AZ34","v":0},0,{"$f":"'Hourly Input'!BA34","v":0},0,null,null,null,null,null,null,null,null,null,null,14,{"$f":"INDEX(Perf_byEndUse_SEEUPF_Summary_Table,U134+1,1)","v":0}]
[null,null,{"$f":"IF($U$13='HP Pathway Support'!$AW$3,1,5/0)","v":{"$error":"#DIV/0!"}},null,"Refrigeration equipment (unregulated)",null,{"$f":"'Hourly Input'!AZ35","v":0},0,{"$f":"'Hourly Input'!BA35","v":0},0,null,null,null,null,null,null,null,null,null,null,15,{"$f":"INDEX(Perf_byEndUse_SEEUPF_Summary_Table,U135+1,1)","v":0}]
[null,null,{"$f":"IF($U$13='HP Pathway Support'!$AW$3,1,5/0)","v":{"$error":"#DIV/0!"}},null,"Elevators and escalators",null,{"$f":"'Hourly Input'!AZ36","v":0},0,{"$f":"'Hourly Input'!BA36","v":0},0,null,null,null,null,null,null,null,null,null,null,16,{"$f":"INDEX(Perf_byEndUse_SEEUPF_Summary_Table,U136+1,1)","v":0}]
[null,null,{"$f":"IF($U$13='HP Pathway Support'!$AW$3,1,5/0)","v":{"$error":"#DIV/0!"}},null,"Other regulated",null,{"$f":"'Hourly Input'!AZ37","v":0},0,{"$f":"'Hourly Input'!BA37","v":0},0,null,null,null,null,null,null,null,null,null,null,17,{"$f":"INDEX(Perf_byEndUse_SEEUPF_Summary_Table,U137+1,1)","v":0}]
[null,null,{"$f":"IF($U$13='HP Pathway Support'!$AW$3,1,5/0)","v":{"$error":"#DIV/0!"}},null,"Other unregulated",null,{"$f":"'Hourly Input'!AZ38","v":0},0,{"$f":"'Hourly Input'!BA38","v":0},0,null,null,null,null,null,null,null,null,null,null,18,{"$f":"INDEX(Perf_byEndUse_SEEUPF_Summary_Table,U138+1,1)","v":0}]
[null,null,{"$f":"IF($U$13='HP Pathway Support'!$AW$3,1,5/0)","v":{"$error":"#DIV/0!"}},null,"Whole building",null,{"$f":"SUM(G121:G138)","v":0},{"$f":"SUM(H121:H138)","v":0},0,0]
[null,null,{"$f":"IF($U$13='HP Pathway Support'!$AW$3,1,5/0)","v":{"$error":"#DIV/0!"}}]
[null,null,{"$f":"IF($U$13='HP Pathway Support'!$AW$3,1,5/0)","v":{"$error":"#DIV/0!"}}]
[null,null,{"$f":"IF($U$13='HP Pathway Support'!$AW$5,1,5/0)","v":{"$error":"#DIV/0!"}},null,"ERI Projects"]
[null,null,{"$f":"IF($U$13='HP Pathway Support'!$AW$5,1,5/0)","v":{"$error":"#DIV/0!"}},null,"Instructions:"]
[null,null,{"$f":"IF($U$13='HP Pathway Support'!$AW$5,1,5/0)","v":{"$error":"#DIV/0!"}},null,"1. Generate the batch export data from Ekotrope: Select \"Batch Actions\" and choose \"Batch Export CSV\""]
[null,null,{"$f":"IF($U$13='HP Pathway Support'!$AW$5,1,5/0)","v":{"$error":"#DIV/0!"}},null,"2. Import data from the batch export file either \"assisted\" or \"manually\" per the instructions below:\n     a. Assisted import: import data from the CSV file using the \"Import Data - Assisted\" button below and navigate to the generated CSV. \n         Importing data this way will overwrite previously imported data.\n     b. Manual import: press the \"Import Data - Manual\" button below to unhide the destination sheet. Manually copy and paste data from \n         the CSV file to the \"ERI Import\" tab by doing the following:\n              1. In the batch export CSV: copy all data in columns A-AB, including the column headings.\n              2. On the \"ERI Import\" tab: Select cell A1 then right click and select Paste Values. Do not move, delete, or insert rows or\n                  columns.\n     c. If needed, the imported data can be cleared by clicking the \"Clear Import\" button."]
[null,null,{"$f":"IF($U$13='HP Pathway Support'!$AW$5,1,5/0)","v":{"$error":"#DIV/0!"}}]
[null,null,{"$f":"IF($U$13='HP Pathway Support'!$AW$5,1,5/0)","v":{"$error":"#DIV/0!"}},null,null,null,null,null,"Time of last import"]
[null,null,{"$f":"IF($U$13='HP Pathway Support'!$AW$5,1,5/0)","v":{"$error":"#DIV/0!"}}]
[null,null,{"$f":"IF($U$13='HP Pathway Support'!$AW$5,1,5/0)","v":{"$error":"#DIV/0!"}},null,"3. Select the community name from the dropdown above Table 1 to automatically aggregate data across all units. This will populate the Tenant Area (ft²) field which is the incentivizable project area."]
[null,null,{"$f":"IF($U$13='HP Pathway Support'!$AW$5,1,5/0)","v":{"$error":"#DIV/0!"}},null,"4. Manually report measure information on the \"Energy Efficiency Measures\" tab."]
[null,null,{"$f":"IF($U$13='HP Pathway Support'!$AW$5,1,5/0)","v":{"$error":"#DIV/0!"}}]
[null,null,{"$f":"5/0","v":{"$error":"#DIV/0!"}}]
[null,null,{"$f":"IF($U$13='HP Pathway Support'!$AW$5,1,5/0)","v":{"$error":"#DIV/0!"}}]
[null,null,{"$f":"IF($U$13='HP Pathway Support'!$AW$5,1,5/0)","v":{"$error":"#DIV/0!"}},null,"Community name"]
[null,null,{"$f":"IF($U$13='HP Pathway Support'!$AW$5,1,5/0)","v":{"$error":"#DIV/0!"}},null,"Tenant Area (ft²)",{"$f":"SUMIF('ERI Import'!$G$2:$G$10000,$F$154,'ERI Import'!$AB$2:$AB$10000)","v":0}]
[null,null,{"$f":"IF($U$13='HP Pathway Support'!$AW$5,1,5/0)","v":{"$error":"#DIV/0!"}}]
[null,null,{"$f":"IF($U$13='HP Pathway Support'!$AW$5,1,5/0)","v":{"$error":"#DIV/0!"}},null,"Table 1: Project Performance"]
[null,null,{"$f":"5/0","v":{"$error":"#DIV/0!"}}]
[null,null,{"$f":"IF($U$13='HP Pathway Support'!$AW$5,1,5/0)","v":{"$error":"#DIV/0!"}},null,null,"Annual Electricity Consumption (kWh)",null,"Annual Fuel Consumption (MMBtu)",null,"Peak Electric Demand (kW)"]
[null,null,{"$f":"IF($U$13='HP Pathway Support'!$AW$5,1,5/0)","v":{"$error":"#DIV/0!"}},null,"Baseline",{"$f":"SUMIF('ERI Import'!$G$2:$G$10000,$F$154,'ERI Import'!$P$2:$P$10000)","v":0},null,{"$f":"SUMIF('ERI Import'!$G$2:$G$10000,$F$154,'ERI Import'!$T$2:$T$10000)/10","v":0},null,{"$f":"SUMIF('ERI Import'!$G$2:$G$10000,$F$154,'ERI Import'!$X$2:$X$10000)","v":0}]
[null,null,{"$f":"IF($U$13='HP Pathway Support'!$AW$5,1,5/0)","v":{"$error":"#DIV/0!"}},null,"Proposed",{"$f":"SUMIF('ERI Import'!$G$2:$G$10000,$F$154,'ERI Import'!$Q$2:$Q$10000)","v":0},null,{"$f":"SUMIF('ERI Import'!$G$2:$G$10000,$F$154,'ERI Import'!$U$2:$U$10000)/10","v":0},null,{"$f":"SUMIF('ERI Import'!$G$2:$G$10000,$F$154,'ERI Import'!$Y$2:$Y$10000)","v":0}]
[null,null,{"$f":"IF($U$13='HP Pathway Support'!$AW$5,1,5/0)","v":{"$error":"#DIV/0!"}},null,"Savings",{"$f":"F160-F161","v":0},null,{"$f":"H160-H161","v":0},null,{"$f":"J160-J161","v":0}]
[null,null,{"$f":"IF($U$13='HP Pathway Support'!$AW$5,1,5/0)","v":{"$error":"#DIV/0!"}}]
[null,null,{"$f":"IF($U$13='HP Pathway Support'!$AW$5,1,5/0)","v":{"$error":"#DIV/0!"}}]
[null,null,{"$f":"IF($U$13='HP Pathway Support'!$AW$10,1,5/0)","v":{"$error":"#DIV/0!"}},null,"PHIUS Projects"]
[null,null,{"$f":"IF($U$13='HP Pathway Support'!$AW$10,1,5/0)","v":{"$error":"#DIV/0!"}},null,"Instructions:"]
[null,null,{"$f":"IF($U$13='HP Pathway Support'!$AW$10,IF(OR(GI_PHIUS_Type=$V$220,GI_PHIUS_Category=\"Single Family\",GI_PHIUS_Category=\"Low-Rise\"),5/0,1),5/0)","v":{"$error":"#DIV/0!"}},null,"1. Follow one of the options below:\n     a. Calculated baseline: Report project information in Table 1 below to calculate the residential baseline in Table 2.\n     b. Custom baseline: Table 1 can be skipped."]
[null,null,{"$f":"IF($U$13='HP Pathway Support'!$AW$10,IF(OR(GI_PHIUS_Type=$V$220,GI_PHIUS_Category=\"Single Family\",GI_PHIUS_Category=\"Low-Rise\"),5/0,1),5/0)","v":{"$error":"#DIV/0!"}},null,"2. Report results from the PHIUS WUFI Site Energy Report and Multifamily Calculator (if applicable) in Table 2 below. Electric peak demand will calculate automatically using methodology from the NJ TRM."]
[null,null,{"$f":"IF($U$13='HP Pathway Support'!$AW$10,IF(OR(GI_PHIUS_Type=$V$220,GI_PHIUS_Category=\"Single Family\",GI_PHIUS_Category=\"Low-Rise\"),5/0,1),5/0)","v":{"$error":"#DIV/0!"}},null,"3. Observe overall residential baseline and proposed results in Table 3a. If using a custom baseline, manually enter the residential baseline data in Table 3a. Verify the summaries are correct and make manual updates if needed. Use the \"Restore Table 3 Defaults\" button below the table to restore the formulas in Table 3a."]
[null,null,{"$f":"IF($U$13='HP Pathway Support'!$AW$10,IF(AND(OR(GI_PHIUS_Type=$W$220,GI_PHIUS_Type=$X$220),OR(GI_PHIUS_Category=\"Single Family\",GI_PHIUS_Category=\"Low-Rise\")),1,5/0),5/0)","v":{"$error":"#DIV/0!"}},null,"1. Manually enter residential baseline and proposed data in Table 3a."]
[null,null,{"$f":"IF($U$13='HP Pathway Support'!$AW$10,IF(OR(GI_PHIUS_Type=$V$220,GI_PHIUS_Type=$X$220),1,5/0),5/0)","v":{"$error":"#DIV/0!"}},null,{"$f":"IF(GI_PHIUS_Type=$V$220,\"1\",IF(AND(GI_PHIUS_Type=$X$220,OR(GI_PHIUS_Category=\"Single Family\",GI_PHIUS_Category=\"Low-Rise\")),\"2\",\"4\"))&\". Manually enter non-residential baseline and proposed data in Table 3b.\"","v":"4. Manually enter non-residential baseline and proposed data in Table 3b."}]
[null,null,{"$f":"IF($U$13='HP Pathway Support'!$AW$10,1,5/0)","v":{"$error":"#DIV/0!"}},null,{"$f":"IF(OR(GI_PHIUS_Type=$V$220,AND(GI_PHIUS_Type=$W$220,OR(GI_PHIUS_Category=\"Single Family\",GI_PHIUS_Category=\"Low-Rise\"))),\"2\",IF(AND(GI_PHIUS_Type=$X$220,OR(GI_PHIUS_Category=\"Single Family\",GI_PHIUS_Category=\"Low-Rise\")),\"3\",IF(GI_PHIUS_Type=$W$220,\"4\",\"5\")))&\". Manually report measure information on the \"\"Energy Efficiency Measures\"\" tab.\"","v":"5. Manually report measure information on the \"Energy Efficiency Measures\" tab."}]
[null,null,{"$f":"IF($U$13='HP Pathway Support'!$AW$10,1,5/0)","v":{"$error":"#DIV/0!"}}]
[null,null,{"$f":"IF($U$13='HP Pathway Support'!$AW$10,IF(OR(GI_PHIUS_Type=$W$220,GI_PHIUS_Type=$X$220),1,5/0),5/0)","v":{"$error":"#DIV/0!"}},null,"Table 1: Residential Project Information"]
[null,null,{"$f":"5/0","v":{"$error":"#DIV/0!"}}]
[null,null,{"$f":"IF($U$13='HP Pathway Support'!$AW$10,IF(OR(GI_PHIUS_Type=$W$220,GI_PHIUS_Type=$X$220),1,5/0),5/0)","v":{"$error":"#DIV/0!"}},null,"Building Category",null,{"$f":"GI_PHIUS_Category","v":0}]
[null,null,{"$f":"IF($U$13='HP Pathway Support'!$AW$10,IF(OR(GI_PHIUS_Type=$W$220,GI_PHIUS_Type=$X$220),1,5/0),5/0)","v":{"$error":"#DIV/0!"}},null,"Climate Zone",null,{"$f":"GI_Climate_Zone","v":"Enter project ZIP code"}]
[null,null,{"$f":"IF($U$13='HP Pathway Support'!$AW$10,IF(AND(OR(GI_PHIUS_Type=$W$220,GI_PHIUS_Type=$X$220),OR(GI_PHIUS_Category=\"Mid-Rise\",GI_PHIUS_Category=\"High-Rise\")),1,5/0),5/0)","v":{"$error":"#DIV/0!"}},null,"Number of Units"]
[null,null,{"$f":"IF($U$13='HP Pathway Support'!$AW$10,IF(AND(OR(GI_PHIUS_Type=$W$220,GI_PHIUS_Type=$X$220),OR(GI_PHIUS_Category=\"Mid-Rise\",GI_PHIUS_Category=\"High-Rise\")),1,5/0),5/0)","v":{"$error":"#DIV/0!"}},null,"Number of Occupants"]
[null,null,{"$f":"IF($U$13='HP Pathway Support'!$AW$10,IF(AND(OR(GI_PHIUS_Type=$W$220,GI_PHIUS_Type=$X$220),OR(GI_PHIUS_Category=\"Mid-Rise\",GI_PHIUS_Category=\"High-Rise\")),1,5/0),5/0)","v":{"$error":"#DIV/0!"}},null,"Total iCFA, sf"]
[null,null,{"$f":"IF($U$13='HP Pathway Support'!$AW$10,IF(AND(OR(GI_PHIUS_Type=$W$220,GI_PHIUS_Type=$X$220),OR(GI_PHIUS_Category=\"Mid-Rise\",GI_PHIUS_Category=\"High-Rise\")),1,5/0),5/0)","v":{"$error":"#DIV/0!"}},null,"Total dwelling unit iCFA, sf"]
[null,null,{"$f":"IF($U$13='HP Pathway Support'!$AW$10,IF(AND(OR(GI_PHIUS_Type=$W$220,GI_PHIUS_Type=$X$220),OR(GI_PHIUS_Category=\"Mid-Rise\",GI_PHIUS_Category=\"High-Rise\")),1,5/0),5/0)","v":{"$error":"#DIV/0!"}},null,"Cooking Fuel Type"]
[null,null,{"$f":"IF($U$13='HP Pathway Support'!$AW$10,IF(AND(OR(GI_PHIUS_Type=$W$220,GI_PHIUS_Type=$X$220),OR(GI_PHIUS_Category=\"Mid-Rise\",GI_PHIUS_Category=\"High-Rise\")),1,5/0),5/0)","v":{"$error":"#DIV/0!"}},null,"Number of elevators"]
[null,null,{"$f":"IF($U$13='HP Pathway Support'!$AW$10,IF(AND(OR(GI_PHIUS_Type=$W$220,GI_PHIUS_Type=$X$220),OR(GI_PHIUS_Category=\"Mid-Rise\",GI_PHIUS_Category=\"High-Rise\")),1,5/0),5/0)","v":{"$error":"#DIV/0!"}},null,"Number of stories served by elevator"]
[null,null,{"$f":"IF($U$13='HP Pathway Support'!$AW$10,IF(AND(OR(GI_PHIUS_Type=$W$220,GI_PHIUS_Type=$X$220),OR(GI_PHIUS_Category=\"Mid-Rise\",GI_PHIUS_Category=\"High-Rise\")),1,5/0),5/0)","v":{"$error":"#DIV/0!"}},null,"Area of offices, sf"]
[null,null,{"$f":"IF($U$13='HP Pathway Support'!$AW$10,IF(AND(OR(GI_PHIUS_Type=$W$220,GI_PHIUS_Type=$X$220),OR(GI_PHIUS_Category=\"Mid-Rise\",GI_PHIUS_Category=\"High-Rise\")),1,5/0),5/0)","v":{"$error":"#DIV/0!"}},null,"Area of workout rooms, sf"]
[null,null,{"$f":"IF($U$13='HP Pathway Support'!$AW$10,IF(OR(GI_PHIUS_Type=$W$220,GI_PHIUS_Type=$X$220),1,5/0),5/0)","v":{"$error":"#DIV/0!"}}]
[null,null,{"$f":"IF($U$13='HP Pathway Support'!$AW$10,IF(AND(OR(GI_PHIUS_Type=$W$220,GI_PHIUS_Type=$X$220),OR(GI_PHIUS_Category=\"Mid-Rise\",GI_PHIUS_Category=\"High-Rise\")),1,5/0),5/0)","v":{"$error":"#DIV/0!"}}]
[null,null,{"$f":"IF($U$13='HP Pathway Support'!$AW$10,IF(AND(OR(GI_PHIUS_Type=$W$220,GI_PHIUS_Type=$X$220),OR(GI_PHIUS_Category=\"Mid-Rise\",GI_PHIUS_Category=\"High-Rise\")),1,5/0),5/0)","v":{"$error":"#DIV/0!"}},null,"Table 2: Residential Project Model Results and Calculated Baseline"]
[null,null,{"$f":"5/0","v":{"$error":"#DIV/0!"}}]
[null,null,{"$f":"IF($U$13='HP Pathway Support'!$AW$10,IF(AND(OR(GI_PHIUS_Type=$W$220,GI_PHIUS_Type=$X$220),OR(GI_PHIUS_Category=\"Mid-Rise\",GI_PHIUS_Category=\"High-Rise\")),1,5/0),5/0)","v":{"$error":"#DIV/0!"}},null,"End-Use Type",null,"Project",null,null,"Calculated Baseline"]
[null,null,{"$f":"IF($U$13='HP Pathway Support'!$AW$10,IF(AND(OR(GI_PHIUS_Type=$W$220,GI_PHIUS_Type=$X$220),OR(GI_PHIUS_Category=\"Mid-Rise\",GI_PHIUS_Category=\"High-Rise\")),1,5/0),5/0)","v":{"$error":"#DIV/0!"}},null,null,null,"Electric Site Energy Consumption (kWh/yr)","Fossil Fuel Site Energy Consumption (kBtu/yr)","Electric Coincident Peak Demand (kW)","Electric Site Energy Consumption (kWh/yr)","Fossil Fuel Site Energy Consumption (kBtu/yr)","Electric Coincident Peak Demand (kW)",null,null,null,null,null,null,null,null,"EFLH","CF"]
[null,null,{"$f":"IF($U$13='HP Pathway Support'!$AW$10,IF(AND(OR(GI_PHIUS_Type=$W$220,GI_PHIUS_Type=$X$220),OR(GI_PHIUS_Category=\"Mid-Rise\",GI_PHIUS_Category=\"High-Rise\")),1,5/0),5/0)","v":{"$error":"#DIV/0!"}},null,"Space heating",null,null,null,{"$f":"G193*(V193/U193)","v":0},{"$f":"IFERROR(INDEX('PHIUS Baseline'!$Q$30:$T$45,MATCH('High-Performance Pathway'!$E193,'PHIUS Baseline'!$P$30:$P$45,0),IF(GI_PHIUS_Category<>\"Single Family\",'PHIUS Baseline'!Q$27,'PHIUS Baseline'!S$27)),0)","v":0},{"$f":"IFERROR(INDEX('PHIUS Baseline'!$Q$30:$T$45,MATCH('High-Performance Pathway'!$E193,'PHIUS Baseline'!$P$30:$P$45,0),IF(GI_PHIUS_Category<>\"Single Family\",'PHIUS Baseline'!R$27,'PHIUS Baseline'!T$27)),0)","v":0},{"$f":"J193*(V193/U193)","v":0},null,null,null,null,null,null,null,null,965,0.69]
[null,null,{"$f":"IF($U$13='HP Pathway Support'!$AW$10,IF(AND(OR(GI_PHIUS_Type=$W$220,GI_PHIUS_Type=$X$220),OR(GI_PHIUS_Category=\"Mid-Rise\",GI_PHIUS_Category=\"High-Rise\")),1,5/0),5/0)","v":{"$error":"#DIV/0!"}},null,"Space cooling",null,null,null,{"$f":"G194*(V194/U194)","v":0},{"$f":"IFERROR(INDEX('PHIUS Baseline'!$Q$30:$T$45,MATCH('High-Performance Pathway'!$E194,'PHIUS Baseline'!$P$30:$P$45,0),IF(GI_PHIUS_Category<>\"Single Family\",'PHIUS Baseline'!Q$27,'PHIUS Baseline'!S$27)),0)","v":0},{"$f":"IFERROR(INDEX('PHIUS Baseline'!$Q$30:$T$45,MATCH('High-Performance Pathway'!$E194,'PHIUS Baseline'!$P$30:$P$45,0),IF(GI_PHIUS_Category<>\"Single Family\",'PHIUS Baseline'!R$27,'PHIUS Baseline'!T$27)),0)","v":0},{"$f":"J194*(V194/U194)","v":0},null,null,null,null,null,null,null,null,{"$f":"IF(GI_PHIUS_Category<>\"Single Family\",600,854)","v":600},0.69]
[null,null,{"$f":"IF($U$13='HP Pathway Support'!$AW$10,IF(AND(OR(GI_PHIUS_Type=$W$220,GI_PHIUS_Type=$X$220),OR(GI_PHIUS_Category=\"Mid-Rise\",GI_PHIUS_Category=\"High-Rise\")),1,5/0),5/0)","v":{"$error":"#DIV/0!"}},null,"Hot water",null,null,null,0,{"$f":"IFERROR(INDEX('PHIUS Baseline'!$Q$30:$T$45,MATCH('High-Performance Pathway'!$E195,'PHIUS Baseline'!$P$30:$P$45,0),IF(GI_PHIUS_Category<>\"Single Family\",'PHIUS Baseline'!Q$27,'PHIUS Baseline'!S$27)),0)","v":0},{"$f":"IFERROR(INDEX('PHIUS Baseline'!$Q$30:$T$45,MATCH('High-Performance Pathway'!$E195,'PHIUS Baseline'!$P$30:$P$45,0),IF(GI_PHIUS_Category<>\"Single Family\",'PHIUS Baseline'!R$27,'PHIUS Baseline'!T$27)),0)","v":0},0,null,null,null,null,null,null,null,null,4591.6999999999989,0.51127585572052214]
[null,null,{"$f":"IF($U$13='HP Pathway Support'!$AW$10,IF(AND(OR(GI_PHIUS_Type=$W$220,GI_PHIUS_Type=$X$220),OR(GI_PHIUS_Category=\"Mid-Rise\",GI_PHIUS_Category=\"High-Rise\")),1,5/0),5/0)","v":{"$error":"#DIV/0!"}},null,"Auxiliary energy/fans",null,null,null,0,{"$f":"IFERROR(INDEX('PHIUS Baseline'!$Q$30:$T$45,MATCH('High-Performance Pathway'!$E196,'PHIUS Baseline'!$P$30:$P$45,0),IF(GI_PHIUS_Category<>\"Single Family\",'PHIUS Baseline'!Q$27,'PHIUS Baseline'!S$27)),0)","v":0},{"$f":"IFERROR(INDEX('PHIUS Baseline'!$Q$30:$T$45,MATCH('High-Performance Pathway'!$E196,'PHIUS Baseline'!$P$30:$P$45,0),IF(GI_PHIUS_Category<>\"Single Family\",'PHIUS Baseline'!R$27,'PHIUS Baseline'!T$27)),0)","v":0},0,null,null,null,null,null,null,null,null,600,0.69]
[null,null,{"$f":"IF($U$13='HP Pathway Support'!$AW$10,IF(AND(OR(GI_PHIUS_Type=$W$220,GI_PHIUS_Type=$X$220),OR(GI_PHIUS_Category=\"Mid-Rise\",GI_PHIUS_Category=\"High-Rise\")),1,5/0),5/0)","v":{"$error":"#DIV/0!"}},null,"Kitchen dishwasher",null,null,null,0,{"$f":"IFERROR(INDEX('PHIUS Baseline'!$Q$30:$T$45,MATCH('High-Performance Pathway'!$E197,'PHIUS Baseline'!$P$30:$P$45,0),IF(GI_PHIUS_Category<>\"Single Family\",'PHIUS Baseline'!Q$27,'PHIUS Baseline'!S$27)),0)","v":0},{"$f":"IFERROR(INDEX('PHIUS Baseline'!$Q$30:$T$45,MATCH('High-Performance Pathway'!$E197,'PHIUS Baseline'!$P$30:$P$45,0),IF(GI_PHIUS_Category<>\"Single Family\",'PHIUS Baseline'!R$27,'PHIUS Baseline'!T$27)),0)","v":0},0,null,null,null,null,null,null,null,null,301,1]
[null,null,{"$f":"IF($U$13='HP Pathway Support'!$AW$10,IF(AND(OR(GI_PHIUS_Type=$W$220,GI_PHIUS_Type=$X$220),OR(GI_PHIUS_Category=\"Mid-Rise\",GI_PHIUS_Category=\"High-Rise\")),1,5/0),5/0)","v":{"$error":"#DIV/0!"}},null,"Laundry - washer",null,null,null,0,{"$f":"IFERROR(INDEX('PHIUS Baseline'!$Q$30:$T$45,MATCH('High-Performance Pathway'!$E198,'PHIUS Baseline'!$P$30:$P$45,0),IF(GI_PHIUS_Category<>\"Single Family\",'PHIUS Baseline'!Q$27,'PHIUS Baseline'!S$27)),0)","v":0},{"$f":"IFERROR(INDEX('PHIUS Baseline'!$Q$30:$T$45,MATCH('High-Performance Pathway'!$E198,'PHIUS Baseline'!$P$30:$P$45,0),IF(GI_PHIUS_Category<>\"Single Family\",'PHIUS Baseline'!R$27,'PHIUS Baseline'!T$27)),0)","v":0},0,null,null,null,null,null,null,null,null,295,2.9000000000000001E-2]
[null,null,{"$f":"IF($U$13='HP Pathway Support'!$AW$10,IF(AND(OR(GI_PHIUS_Type=$W$220,GI_PHIUS_Type=$X$220),OR(GI_PHIUS_Category=\"Mid-Rise\",GI_PHIUS_Category=\"High-Rise\")),1,5/0),5/0)","v":{"$error":"#DIV/0!"}},null,"Laundry - dryer",null,null,null,0,{"$f":"IFERROR(INDEX('PHIUS Baseline'!$Q$30:$T$45,MATCH('High-Performance Pathway'!$E199,'PHIUS Baseline'!$P$30:$P$45,0),IF(GI_PHIUS_Category<>\"Single Family\",'PHIUS Baseline'!Q$27,'PHIUS Baseline'!S$27)),0)","v":0},{"$f":"IFERROR(INDEX('PHIUS Baseline'!$Q$30:$T$45,MATCH('High-Performance Pathway'!$E199,'PHIUS Baseline'!$P$30:$P$45,0),IF(GI_PHIUS_Category<>\"Single Family\",'PHIUS Baseline'!R$27,'PHIUS Baseline'!T$27)),0)","v":0},0,null,null,null,null,null,null,null,null,290,2.9000000000000001E-2]
[null,null,{"$f":"IF($U$13='HP Pathway Support'!$AW$10,IF(AND(OR(GI_PHIUS_Type=$W$220,GI_PHIUS_Type=$X$220),OR(GI_PHIUS_Category=\"Mid-Rise\",GI_PHIUS_Category=\"High-Rise\")),1,5/0),5/0)","v":{"$error":"#DIV/0!"}},null,"Kitchen fridge/freeze combo",null,null,null,0,{"$f":"IFERROR(INDEX('PHIUS Baseline'!$Q$30:$T$45,MATCH('High-Performance Pathway'!$E200,'PHIUS Baseline'!$P$30:$P$45,0),IF(GI_PHIUS_Category<>\"Single Family\",'PHIUS Baseline'!Q$27,'PHIUS Baseline'!S$27)),0)","v":0},{"$f":"IFERROR(INDEX('PHIUS Baseline'!$Q$30:$T$45,MATCH('High-Performance Pathway'!$E200,'PHIUS Baseline'!$P$30:$P$45,0),IF(GI_PHIUS_Category<>\"Single Family\",'PHIUS Baseline'!R$27,'PHIUS Baseline'!T$27)),0)","v":0},0,null,null,null,null,null,null,null,null,8760,1]
[null,null,{"$f":"IF($U$13='HP Pathway Support'!$AW$10,IF(AND(OR(GI_PHIUS_Type=$W$220,GI_PHIUS_Type=$X$220),OR(GI_PHIUS_Category=\"Mid-Rise\",GI_PHIUS_Category=\"High-Rise\")),1,5/0),5/0)","v":{"$error":"#DIV/0!"}},null,"Kitchen cooking",null,null,null,0,{"$f":"IFERROR(INDEX('PHIUS Baseline'!$Q$30:$T$45,MATCH('High-Performance Pathway'!$E201,'PHIUS Baseline'!$P$30:$P$45,0),IF(GI_PHIUS_Category<>\"Single Family\",'PHIUS Baseline'!Q$27,'PHIUS Baseline'!S$27)),0)","v":0},{"$f":"IFERROR(INDEX('PHIUS Baseline'!$Q$30:$T$45,MATCH('High-Performance Pathway'!$E201,'PHIUS Baseline'!$P$30:$P$45,0),IF(GI_PHIUS_Category<>\"Single Family\",'PHIUS Baseline'!R$27,'PHIUS Baseline'!T$27)),0)","v":0},0,null,null,null,null,null,null,null,null,365,0.8]
[null,null,{"$f":"IF($U$13='HP Pathway Support'!$AW$10,IF(AND(OR(GI_PHIUS_Type=$W$220,GI_PHIUS_Type=$X$220),OR(GI_PHIUS_Category=\"Mid-Rise\",GI_PHIUS_Category=\"High-Rise\")),1,5/0),5/0)","v":{"$error":"#DIV/0!"}},null,"     Lighting",null,null,null,0,{"$f":"IFERROR(INDEX('PHIUS Baseline'!$Q$30:$T$45,MATCH('High-Performance Pathway'!$E202,'PHIUS Baseline'!$P$30:$P$45,0),IF(GI_PHIUS_Category<>\"Single Family\",'PHIUS Baseline'!Q$27,'PHIUS Baseline'!S$27)),0)","v":0},{"$f":"IFERROR(INDEX('PHIUS Baseline'!$Q$30:$T$45,MATCH('High-Performance Pathway'!$E202,'PHIUS Baseline'!$P$30:$P$45,0),IF(GI_PHIUS_Category<>\"Single Family\",'PHIUS Baseline'!R$27,'PHIUS Baseline'!T$27)),0)","v":0},0,null,null,null,null,null,null,null,null,679,0.06]
[null,null,{"$f":"IF($U$13='HP Pathway Support'!$AW$10,IF(AND(OR(GI_PHIUS_Type=$W$220,GI_PHIUS_Type=$X$220),OR(GI_PHIUS_Category=\"Mid-Rise\",GI_PHIUS_Category=\"High-Rise\")),1,5/0),5/0)","v":{"$error":"#DIV/0!"}},null,"     Elevator",null,null,null,0,{"$f":"IFERROR(INDEX('PHIUS Baseline'!$Q$30:$T$45,MATCH('High-Performance Pathway'!$E203,'PHIUS Baseline'!$P$30:$P$45,0),IF(GI_PHIUS_Category<>\"Single Family\",'PHIUS Baseline'!Q$27,'PHIUS Baseline'!S$27)),0)","v":0},{"$f":"IFERROR(INDEX('PHIUS Baseline'!$Q$30:$T$45,MATCH('High-Performance Pathway'!$E203,'PHIUS Baseline'!$P$30:$P$45,0),IF(GI_PHIUS_Category<>\"Single Family\",'PHIUS Baseline'!R$27,'PHIUS Baseline'!T$27)),0)","v":0},0,null,null,null,null,null,null,null,null,2750,0.75]
[null,null,{"$f":"IF($U$13='HP Pathway Support'!$AW$10,IF(AND(OR(GI_PHIUS_Type=$W$220,GI_PHIUS_Type=$X$220),OR(GI_PHIUS_Category=\"Mid-Rise\",GI_PHIUS_Category=\"High-Rise\")),1,5/0),5/0)","v":{"$error":"#DIV/0!"}},null,"     Office MELs",null,null,null,0,{"$f":"IFERROR(INDEX('PHIUS Baseline'!$Q$30:$T$45,MATCH('High-Performance Pathway'!$E204,'PHIUS Baseline'!$P$30:$P$45,0),IF(GI_PHIUS_Category<>\"Single Family\",'PHIUS Baseline'!Q$27,'PHIUS Baseline'!S$27)),0)","v":0},{"$f":"IFERROR(INDEX('PHIUS Baseline'!$Q$30:$T$45,MATCH('High-Performance Pathway'!$E204,'PHIUS Baseline'!$P$30:$P$45,0),IF(GI_PHIUS_Category<>\"Single Family\",'PHIUS Baseline'!R$27,'PHIUS Baseline'!T$27)),0)","v":0},0,null,null,null,null,null,null,null,null,8760,1]
[null,null,{"$f":"IF($U$13='HP Pathway Support'!$AW$10,IF(AND(OR(GI_PHIUS_Type=$W$220,GI_PHIUS_Type=$X$220),OR(GI_PHIUS_Category=\"Mid-Rise\",GI_PHIUS_Category=\"High-Rise\")),1,5/0),5/0)","v":{"$error":"#DIV/0!"}},null,"     Workout Room MELs",null,null,null,0,{"$f":"IFERROR(INDEX('PHIUS Baseline'!$Q$30:$T$45,MATCH('High-Performance Pathway'!$E205,'PHIUS Baseline'!$P$30:$P$45,0),IF(GI_PHIUS_Category<>\"Single Family\",'PHIUS Baseline'!Q$27,'PHIUS Baseline'!S$27)),0)","v":0},{"$f":"IFERROR(INDEX('PHIUS Baseline'!$Q$30:$T$45,MATCH('High-Performance Pathway'!$E205,'PHIUS Baseline'!$P$30:$P$45,0),IF(GI_PHIUS_Category<>\"Single Family\",'PHIUS Baseline'!R$27,'PHIUS Baseline'!T$27)),0)","v":0},0,null,null,null,null,null,null,null,null,8760,1]
[null,null,{"$f":"IF($U$13='HP Pathway Support'!$AW$10,IF(AND(OR(GI_PHIUS_Type=$W$220,GI_PHIUS_Type=$X$220),OR(GI_PHIUS_Category=\"Mid-Rise\",GI_PHIUS_Category=\"High-Rise\")),1,5/0),5/0)","v":{"$error":"#DIV/0!"}},null,"     Televisions",null,null,null,0,{"$f":"IFERROR(INDEX('PHIUS Baseline'!$Q$30:$T$45,MATCH('High-Performance Pathway'!$E206,'PHIUS Baseline'!$P$30:$P$45,0),IF(GI_PHIUS_Category<>\"Single Family\",'PHIUS Baseline'!Q$27,'PHIUS Baseline'!S$27)),0)","v":0},{"$f":"IFERROR(INDEX('PHIUS Baseline'!$Q$30:$T$45,MATCH('High-Performance Pathway'!$E206,'PHIUS Baseline'!$P$30:$P$45,0),IF(GI_PHIUS_Category<>\"Single Family\",'PHIUS Baseline'!R$27,'PHIUS Baseline'!T$27)),0)","v":0},0,null,null,null,null,null,null,null,null,1825,0.21]
[null,null,{"$f":"IF($U$13='HP Pathway Support'!$AW$10,IF(AND(OR(GI_PHIUS_Type=$W$220,GI_PHIUS_Type=$X$220),OR(GI_PHIUS_Category=\"Mid-Rise\",GI_PHIUS_Category=\"High-Rise\")),1,5/0),5/0)","v":{"$error":"#DIV/0!"}},null,{"$f":"IF(GI_PHIUS_Category<>\"Single Family\",\"     Dwelling Unit Miscellaneous\",\"     Miscellaneous Loads\")","v":"     Dwelling Unit Miscellaneous"},null,null,null,0,{"$f":"IFERROR(INDEX('PHIUS Baseline'!$Q$30:$T$45,MATCH('High-Performance Pathway'!$E207,'PHIUS Baseline'!$P$30:$P$45,0),IF(GI_PHIUS_Category<>\"Single Family\",'PHIUS Baseline'!Q$27,'PHIUS Baseline'!S$27)),0)","v":0},{"$f":"IFERROR(INDEX('PHIUS Baseline'!$Q$30:$T$45,MATCH('High-Performance Pathway'!$E207,'PHIUS Baseline'!$P$30:$P$45,0),IF(GI_PHIUS_Category<>\"Single Family\",'PHIUS Baseline'!R$27,'PHIUS Baseline'!T$27)),0)","v":0},0,null,null,null,null,null,null,null,null,8760,1]
[null,null,{"$f":"IF($U$13='HP Pathway Support'!$AW$10,IF(AND(OR(GI_PHIUS_Type=$W$220,GI_PHIUS_Type=$X$220),OR(GI_PHIUS_Category=\"Mid-Rise\",GI_PHIUS_Category=\"High-Rise\")),1,5/0),5/0)","v":{"$error":"#DIV/0!"}},null,"     Custom Common Areas MELs",null,null,null,0,{"$f":"IFERROR(INDEX('PHIUS Baseline'!$Q$30:$T$45,MATCH('High-Performance Pathway'!$E208,'PHIUS Baseline'!$P$30:$P$45,0),IF(GI_PHIUS_Category<>\"Single Family\",'PHIUS Baseline'!Q$27,'PHIUS Baseline'!S$27)),0)","v":0},{"$f":"IFERROR(INDEX('PHIUS Baseline'!$Q$30:$T$45,MATCH('High-Performance Pathway'!$E208,'PHIUS Baseline'!$P$30:$P$45,0),IF(GI_PHIUS_Category<>\"Single Family\",'PHIUS Baseline'!R$27,'PHIUS Baseline'!T$27)),0)","v":0},0,null,null,null,null,null,null,null,null,8760,1]
[null,null,{"$f":"IF($U$13='HP Pathway Support'!$AW$10,IF(AND(OR(GI_PHIUS_Type=$W$220,GI_PHIUS_Type=$X$220),OR(GI_PHIUS_Category=\"Mid-Rise\",GI_PHIUS_Category=\"High-Rise\")),1,5/0),5/0)","v":{"$error":"#DIV/0!"}}]
[null,null,{"$f":"IF($U$13='HP Pathway Support'!$AW$10,IF(AND(OR(GI_PHIUS_Type=$W$220,GI_PHIUS_Type=$X$220),OR(GI_PHIUS_Category=\"Mid-Rise\",GI_PHIUS_Category=\"High-Rise\")),1,5/0),5/0)","v":{"$error":"#DIV/0!"}}]
[null,null,{"$f":"IF($U$13='HP Pathway Support'!$AW$10,IF(OR(GI_PHIUS_Type=$W$220,GI_PHIUS_Type=$X$220),1,5/0),5/0)","v":{"$error":"#DIV/0!"}},null,"Table 3a: Residential Baseline and Proposed Consumption and Coincident Peak Demand"]
[null,null,{"$f":"5/0","v":{"$error":"#DIV/0!"}}]
[null,null,{"$f":"IF($U$13='HP Pathway Support'!$AW$10,IF(OR(GI_PHIUS_Type=$W$220,GI_PHIUS_Type=$X$220),1,5/0),5/0)","v":{"$error":"#DIV/0!"}},null,null,"Annual Electricity Consumption (kWh)",null,"Annual Fuel Consumption (MMBtu)",null,"Peak Electric Demand (kW)",null,null,null,null,null,null,null,null,null,null,"Table 3 Default Formulas"]
[null,null,{"$f":"IF($U$13='HP Pathway Support'!$AW$10,IF(OR(GI_PHIUS_Type=$W$220,GI_PHIUS_Type=$X$220),1,5/0),5/0)","v":{"$error":"#DIV/0!"}},null,"Baseline",{"$f":"IF(OR(GI_PHIUS_Category=\"Single Family\",GI_PHIUS_Category=\"Low-Rise\"),\"<Enter>\",SUM(J193:J208))","v":0},null,{"$f":"IF(OR(GI_PHIUS_Category=\"Single Family\",GI_PHIUS_Category=\"Low-Rise\"),\"<Enter>\",SUM(K193:K208)/1000)","v":0},null,{"$f":"IF(OR(GI_PHIUS_Category=\"Single Family\",GI_PHIUS_Category=\"Low-Rise\"),\"<Enter>\",SUM(L193:L208))","v":0},null,null,null,null,null,null,null,null,null,null,{"$f":"IF(OR(GI_PHIUS_Category=\"Single Family\",GI_PHIUS_Category=\"Low-Rise\"),\"<Enter>\",SUM(J193:J208))","v":0},null,{"$f":"IF(OR(GI_PHIUS_Category=\"Single Family\",GI_PHIUS_Category=\"Low-Rise\"),\"<Enter>\",SUM(K193:K208)/1000)","v":0},null,{"$f":"IF(OR(GI_PHIUS_Category=\"Single Family\",GI_PHIUS_Category=\"Low-Rise\"),\"<Enter>\",SUM(L193:L208))","v":0}]
[null,null,{"$f":"IF($U$13='HP Pathway Support'!$AW$10,IF(OR(GI_PHIUS_Type=$W$220,GI_PHIUS_Type=$X$220),1,5/0),5/0)","v":{"$error":"#DIV/0!"}},null,"Proposed",{"$f":"IF(OR(GI_PHIUS_Category=\"Single Family\",GI_PHIUS_Category=\"Low-Rise\"),\"<Enter>\",SUM(G193:G208))","v":0},null,{"$f":"IF(OR(GI_PHIUS_Category=\"Single Family\",GI_PHIUS_Category=\"Low-Rise\"),\"<Enter>\",SUM(H193:H208)/1000)","v":0},null,{"$f":"IF(OR(GI_PHIUS_Category=\"Single Family\",GI_PHIUS_Category=\"Low-Rise\"),\"<Enter>\",SUM(I193:I208))","v":0},null,null,null,null,null,null,null,null,null,null,{"$f":"IF(OR(GI_PHIUS_Category=\"Single Family\",GI_PHIUS_Category=\"Low-Rise\"),\"<Enter>\",SUM(G193:G208))","v":0},null,{"$f":"IF(OR(GI_PHIUS_Category=\"Single Family\",GI_PHIUS_Category=\"Low-Rise\"),\"<Enter>\",SUM(H193:H208)/1000)","v":0},null,{"$f":"IF(OR(GI_PHIUS_Category=\"Single Family\",GI_PHIUS_Category=\"Low-Rise\"),\"<Enter>\",SUM(I193:I208))","v":0}]
[null,null,{"$f":"IF($U$13='HP Pathway Support'!$AW$10,IF(OR(GI_PHIUS_Type=$W$220,GI_PHIUS_Type=$X$220),1,5/0),5/0)","v":{"$error":"#DIV/0!"}},null,"Savings",{"$f":"IFERROR(F214-F215,0)","v":0},null,{"$f":"IFERROR(H214-H215,0)","v":0},null,{"$f":"IFERROR(J214-J215,0)","v":0}]
[null,null,{"$f":"IF($U$13='HP Pathway Support'!$AW$10,IF(OR(GI_PHIUS_Type=$W$220,GI_PHIUS_Type=$X$220),1,5/0),5/0)","v":{"$error":"#DIV/0!"}}]
[null,null,{"$f":"IF($U$13='HP Pathway Support'!$AW$10,IF(AND(OR(GI_PHIUS_Type=$W$220,GI_PHIUS_Type=$X$220),OR(GI_PHIUS_Category=\"Mid-Rise\",GI_PHIUS_Category=\"High-Rise\")),1,5/0),5/0)","v":{"$error":"#DIV/0!"}}]
[null,null,{"$f":"IF($U$13='HP Pathway Support'!$AW$10,IF(AND(OR(GI_PHIUS_Type=$W$220,GI_PHIUS_Type=$X$220),OR(GI_PHIUS_Category=\"Mid-Rise\",GI_PHIUS_Category=\"High-Rise\")),1,5/0),5/0)","v":{"$error":"#DIV/0!"}}]
[null,null,{"$f":"IF($U$13='HP Pathway Support'!$AW$10,IF(OR(GI_PHIUS_Type=$V$220,GI_PHIUS_Type=$X$220),1,5/0),5/0)","v":{"$error":"#DIV/0!"}},null,null,null,null,null,null,null,null,null,null,null,null,null,null,null,null,null,null,"Non-residential","Residential","Mixed-Use"]
[null,null,{"$f":"IF($U$13='HP Pathway Support'!$AW$10,IF(OR(GI_PHIUS_Type=$V$220,GI_PHIUS_Type=$X$220),1,5/0),5/0)","v":{"$error":"#DIV/0!"}},null,"Table 3b: Non-residential Baseline and Proposed Consumption and Coincident Peak Demand",null,null,null,null,null,null,null,null,null,null,null,null,null,null,null,"Total Baseline kWh",{"$f":"F224","v":0},{"$f":"F214","v":0},{"$f":"F214+F224","v":0}]
[null,null,{"$f":"5/0","v":{"$error":"#DIV/0!"}},null,null,null,null,null,null,null,null,null,null,null,null,null,null,null,null,null,"Total Proposed kWh",{"$f":"F225","v":0},{"$f":"F215","v":0},{"$f":"F215+F225","v":0}]
[null,null,{"$f":"IF($U$13='HP Pathway Support'!$AW$10,IF(OR(GI_PHIUS_Type=$V$220,GI_PHIUS_Type=$X$220),1,5/0),5/0)","v":{"$error":"#DIV/0!"}},null,null,"Annual Electricity Consumption (kWh)",null,"Annual Fuel Consumption (MMBtu)",null,"Peak Electric Demand (kW)",null,null,null,null,null,null,null,null,null,null,"Total Baseline MMBtu",{"$f":"H224","v":0},{"$f":"H214","v":0},{"$f":"H214+H224","v":0}]
[null,null,{"$f":"IF($U$13='HP Pathway Support'!$AW$10,IF(OR(GI_PHIUS_Type=$V$220,GI_PHIUS_Type=$X$220),1,5/0),5/0)","v":{"$error":"#DIV/0!"}},null,"Baseline",null,null,null,null,null,null,null,null,null,null,null,null,null,null,null,"Total Proposed MMBtu",{"$f":"H225","v":0},{"$f":"H215","v":0},{"$f":"H215+H225","v":0}]
[null,null,{"$f":"IF($U$13='HP Pathway Support'!$AW$10,IF(OR(GI_PHIUS_Type=$V$220,GI_PHIUS_Type=$X$220),1,5/0),5/0)","v":{"$error":"#DIV/0!"}},null,"Proposed",null,null,null,null,null,null,null,null,null,null,null,null,null,null,null,"Baseline kW",{"$f":"J224","v":0},{"$f":"J214","v":0},{"$f":"J214+J224","v":0}]
[null,null,{"$f":"IF($U$13='HP Pathway Support'!$AW$10,IF(OR(GI_PHIUS_Type=$V$220,GI_PHIUS_Type=$X$220),1,5/0),5/0)","v":{"$error":"#DIV/0!"}},null,"Savings",{"$f":"F224-F225","v":0},null,{"$f":"H224-H225","v":0},null,{"$f":"J224-J225","v":0},null,null,null,null,null,null,null,null,null,null,"Proposed kW",{"$f":"J225","v":0},{"$f":"J215","v":0},{"$f":"J215+J225","v":0}]
[null,null,{"$f":"IF($U$13='HP Pathway Support'!$AW$10,IF(OR(GI_PHIUS_Type=$V$220,GI_PHIUS_Type=$X$220),1,5/0),5/0)","v":{"$error":"#DIV/0!"}}]
[null,null,{"$f":"IF($U$13='HP Pathway Support'!$AW$13,1,5/0)","v":{"$error":"#DIV/0!"}},null,"PHI Projects"]
[null,null,{"$f":"IF($U$13='HP Pathway Support'!$AW$13,1,5/0)","v":{"$error":"#DIV/0!"}},null,"Instructions:"]
[null,null,{"$f":"IF($U$13='HP Pathway Support'!$AW$13,1,5/0)","v":{"$error":"#DIV/0!"}},null,"1. Enter the baseline and proposed information in the table below."]
[null,null,{"$f":"IF($U$13='HP Pathway Support'!$AW$13,1,5/0)","v":{"$error":"#DIV/0!"}},null,"2. Manually report measure information on the \"Energy Efficiency Measures\" tab."]
[null,null,{"$f":"5/0","v":{"$error":"#DIV/0!"}}]
[null,null,{"$f":"IF($U$13='HP Pathway Support'!$AW$13,1,5/0)","v":{"$error":"#DIV/0!"}},null,null,"Annual Electricity Consumption (kWh)",null,"Annual Fuel Consumption (MMBtu)",null,"Peak Electric Demand (kW)"]
[null,null,{"$f":"IF($U$13='HP Pathway Support'!$AW$13,1,5/0)","v":{"$error":"#DIV/0!"}},null,"Baseline"]
[null,null,{"$f":"IF($U$13='HP Pathway Support'!$AW$13,1,5/0)","v":{"$error":"#DIV/0!"}},null,"Proposed"]
[null,null,{"$f":"IF($U$13='HP Pathway Support'!$AW$13,1,5/0)","v":{"$error":"#DIV/0!"}},null,"Savings",{"$f":"F234-F235","v":0},null,{"$f":"H234-H235","v":0},null,{"$f":"J234-J235","v":0}]
[null,null,{"$f":"IF($U$13='HP Pathway Support'!$AW$13,1,5/0)","v":{"$error":"#DIV/0!"}}]

{"sheet":"HP Pathway Support","index":15,"n_rows":190,"n_cols":131,"rows_kept":190,"cut":false,"hidden":true,"merged":[[14,80,14,94],[2,93,3,93],[2,94,3,94],[2,82,2,85],[2,86,2,89],[2,90,3,90],[2,91,3,91],[2,92,3,92],[2,81,3,81],[2,129,2,130],[3,115,3,118],[3,119,3,122],[3,123,3,125],[2,80,3,80]]}
[null,null,null,null,null,null,null,null,null,null,null,null,null,null,null,null,null,null,null,null,null,null,null,null,null,null,null,null,null,null,null,null,null,null,null,null,null,null,null,null,{"$f":"AO3&AO4","v":"20194A"},"20195A",null,null,null,null,null,1,2,null,null,null,null,null,null,null,null,null,null,null,null,null,null,null,null,null,null,null,null,null,null,null,null,null,null,null,null,"General"]
[null,"BPF Building Area","Compliance Form Building Area",null,"Electricity Energy Units","Natural Gas Energy Units",null,"Energy_Type","Energy_Units","Energy_Units_Lookup","Energy_Content_kBtu_Unit","Energy_Units_Long",null,null,"Energy_Type","Energy_Units","Energy_Units_Lookup","Energy_Content_kBtu_Unit","Energy_Units_Long",null,null,null,"Electricity","Natural Gas","District Cooling","District Hot Water","District Steam","Fuel Oil / Diesel","Propane","Fuel Oil (No. 5 & No.6)","Kerosene","Coal (anthracite)","Coal (bituminous)","Coke","Wood",null,null,null,"2019 SEEUPFs",null,null,null,null,null,null,null,null,"Approach","Method",null,null,null,null,null,null,1,2,3,4,5,6,7,8,9,10,11,12,13,14,15,16,17,null,null,"Exceptional Calcs?","Renewable Energy?",null,{"$f":"IFERROR(_xlfn.NUMBERVALUE(MID('HP Import'!$AB$16,SEARCH(\"-\",'HP Import'!$AB$16,1)+1,4)),\"\")","v":""},null,null,1,2,3,4,5,6,7,8,9,10,11,12,13,14,15,16,null,null,"Table 2.4 Building Performance Factors (BPF) for Compliance with Standard 90.1-2019 Site Energy",null,null,null,null,null,null,null,null,null,null,null,"ERI Ekotrope Community Dropdown",null,null,null,"Appendix G Savings Excluding Renewable Energy (but including Exceptional Calcs with cap applied)",null,null,null,null,null,null,null,null,null,null,null,null,null,null,1,2]
[null,"All Others","Automotive facility",null,"kWh","therm",null,"All","kWh",{"$f":"H3&I3","v":"AllkWh"},3.4119999999999999,"Kilowatt hour",null,null,"All","kWh",{"$f":"O3&P3","v":"AllkWh"},3.4119999999999999,"Kilowatt hour",null,null,null,"kWh","therm","Btu","Btu","Lbs.","Liters","Liters","Liters","Liters","Lbs.","Lbs.","Lbs.","Lbs.",null,null,1,"Multifamily",null,2019,2019,null,null,null,null,null,"Non-Proxy","90.1-2019 Appendix G",null,null,"Table 1. Electric Demand Savings Date and Time Ranges",null,null,null,"End Use","Regulated","Fuel","End Use Units","Baseline 0","Baseline 90","Baseline 180","Baseline 270","Baseline Average Site Regulated","Baseline Average Site Unregulated","Site energy conversion to kBtu","Proposed Site Energy (energy units)","Baseline Site kBtu Regulated","Baseline Site kBtu Unregulated","Baseline Site kBtu","Proposed site energy (kBtu)","normal end use?",null,null,{"$f":"IF('HP Import'!AQ16+'HP Import'!AR16+'HP Import'!AS16+'HP Import'!AT16<>0,\"Yes\",\"No\")","v":"No"},{"$f":"IF('HP Import'!AU16+'HP Import'!AV16+'HP Import'!AW16+'HP Import'!AX16>0,\"Yes\",\"No\")","v":"No"},null,{"$f":"RIGHT('HP Import'!$AB$16,10)","v":""},null,null,"PNNL Building Area Type","Building Area Type(s) Imported","Conditioned Floor Area, ft2",null,null,null,"Semi-Heated and Unconditioned Floor Area, ft2",null,null,null,"Total New Construction (NC) Floor Area, ft2","Total Alteration that Meets G3.1.4a Floor Area, ft2",{"$f":"IF(Lists_Modeling_Protocol_Year=2022,\"Total Alteration that does Not Meet G3.1.4a Floor Area, ft^2\",\"Total Alteration Floor Area, ft^2\")","v":"Total Alteration Floor Area, ft^2"},"Total Existing to Remain Floor Area, ft2",{"$f":"IF($CE$19<1.2,\"Total NC + Alteration Floor Area, ft2\",\"Total NC + Alteration + Existing to Remain Floor Area, ft2\")","v":"Total NC + Alteration Floor Area, ft2"},null,null,null,"Building Type","Office","Retail","School","Healthcare/hospital","Restaurant","Hotel/motel","Warehouse","Multifamily","All Others",null,null,{"$f":"IFERROR(INDEX('ERI Import'!$G$2:$G$10000, MATCH(0, IF('ERI Import'!$G$2:$G$10000<>\"\", COUNTIF($DG$2:DG2, 'ERI Import'!$G$2:$G$10000), \"\"), 0)), \"\")","v":""},null,null,null,null,1,2,3,4,1,2,3,4,null,null,null,null,null,null,"LEED Point Requirements"]
[null,"All Others","Convention center",null,"MWh","cf",null,"All","MWh","AllMWh",3412,"Megawatt hour",null,null,"All","MWh","AllMWh",3412,"Megawatt hour",null,null,null,"MWh","cf","kBtu","kBtu","kLbs.","Gallons","Gallons","Gallons","Gallons","kLbs.","kLbs.","kLbs.","Tons",null,null,null,"Compliance Form Enduses","Unregulated (X)","4A","5A",null,null,null,null,null,"LEED V4.1","90.1-2019 Appendix G",null,null,null,"Date & Time Range #1",null,null,{"$f":"'HP Import'!A19","v":0},{"$f":"'HP Import'!B19","v":0},{"$f":"'HP Import'!C19","v":0},{"$f":"'HP Import'!D19","v":0},{"$f":"'HP Import'!F19","v":0},{"$f":"'HP Import'!G19","v":0},{"$f":"'HP Import'!H19","v":0},{"$f":"'HP Import'!I19","v":0},{"$f":"IFERROR(IF(BE4<>\"X\",'HP Import'!$Q19*1000/BN4,0),0)","v":0},{"$f":"IFERROR(IF(BE4=\"X\",'HP Import'!$Q19*1000/BN4,0),0)","v":0},{"$f":"IFERROR(IFERROR(INDEX(Ref_UnitConversions_Energy_Content_kBtu_Unit, MATCH(BF4&BG4,Ref_UnitConversions_Energy_Units_Lookup,0),),INDEX(Ref_UnitConversions_Energy_Content_kBtu_Unit, MATCH(\"All\"&BG4,Ref_UnitConversions_Energy_Units_Lookup,0),)),0)","v":0},{"$f":"'HP Import'!W19","v":0},{"$f":"BL4*BN4","v":0},{"$f":"BM4*BN4","v":0},{"$f":"BP4+BQ4","v":0},{"$f":"BO4*BN4","v":0},{"$f":"IF(COUNTIF($BW$7:$BW$24,BD4),\"Yes\",\"No\")","v":"No"},null,null,null,null,null,{"$f":"'HP Import'!AO16","v":0},null,null,null,null,"New Construction","Alteration that Meets G3.1.4a",{"$f":"IF(Lists_Modeling_Protocol_Year=2022,\"Alteration that does Not Meet G3.1.4a\",\"Alteration\")","v":"Alteration"},"Existing to Remain","New Construction","Alteration that Meets G3.1.4a",{"$f":"IF(Lists_Modeling_Protocol_Year=2022,\"Alteration that does Not Meet G3.1.4a\",\"Alteration\")","v":"Alteration"},"Existing to Remain",null,null,null,null,null,"Site Energy BPF",null,null,"4A",0.51,0.49,0.37,0.56000000000000005,0.72,0.56999999999999995,0.49,0.67,0.54,null,null,{"$f":"IFERROR(INDEX('ERI Import'!$G$2:$G$10000, MATCH(0, IF('ERI Import'!$G$2:$G$10000<>\"\", COUNTIF($DG$2:DG3, 'ERI Import'!$G$2:$G$10000), \"\"), 0)), \"\")","v":""},null,null,null,"End Use","Electricity",null,null,null,"Fossil Fuel",null,null,null,"Total Energy",null,null,null,null,null,"Rating System","Required Points"]
[null,"All Others","Courthouse",null,"Btu","ccf",null,"All","kBtu","AllkBtu",1,"(British thermal unit) x 1,000",null,null,"All","kBtu","AllkBtu",1,"(British thermal unit) x 1,000",null,null,null,"Btu","ccf","MMBtu","MMBtu","Mlbs.","Btu","Btu","Btu","Btu","MLbs.","MLbs","MLbs","Btu",null,null,330,"Interior lighting",0,0.54675769991335765,0.54675769991335765,"MultifamilyInterior lighting",null,null,null,null,"ENERGY STAR - SFNH","ERI",null,null,"Start date","2024-06-01",null,null,{"$f":"'HP Import'!A20","v":0},{"$f":"'HP Import'!B20","v":0},{"$f":"'HP Import'!C20","v":0},{"$f":"'HP Import'!D20","v":0},{"$f":"'HP Import'!F20","v":0},{"$f":"'HP Import'!G20","v":0},{"$f":"'HP Import'!H20","v":0},{"$f":"'HP Import'!I20","v":0},{"$f":"IFERROR(IF(BE5<>\"X\",'HP Import'!$Q20*1000/BN5,0),0)","v":0},{"$f":"IFERROR(IF(BE5=\"X\",'HP Import'!$Q20*1000/BN5,0),0)","v":0},{"$f":"IFERROR(IFERROR(INDEX(Ref_UnitConversions_Energy_Content_kBtu_Unit, MATCH(BF5&BG5,Ref_UnitConversions_Energy_Units_Lookup,0),),INDEX(Ref_UnitConversions_Energy_Content_kBtu_Unit, MATCH(\"All\"&BG5,Ref_UnitConversions_Energy_Units_Lookup,0),)),0)","v":0},{"$f":"'HP Import'!W20","v":0},{"$f":"BL5*BN5","v":0},{"$f":"BM5*BN5","v":0},{"$f":"BP5+BQ5","v":0},{"$f":"BO5*BN5","v":0},{"$f":"IF(COUNTIF($BW$7:$BW$24,BD5),\"Yes\",\"No\")","v":"No"},null,null,null,null,null,null,null,null,{"$f":"IFERROR(INDEX(Ref_Building_Area_Mapping,MATCH(CD5,INDEX(Ref_Building_Area_Mapping,,2),0),1),\"\")","v":""},{"$f":"'HP Import'!A2","v":0},{"$f":"'HP Import'!B2","v":0},{"$f":"IF('HP Import'!P2=\"Yes\",'HP Import'!O2,0)","v":0},{"$f":"IF(Lists_Modeling_Protocol_Year=2022,IF('HP Import'!P2<>\"Yes\",'HP Import'!O2,0),'HP Import'!C2)","v":0},{"$f":"'HP Import'!Q2","v":0},{"$f":"'HP Import'!D2","v":0},{"$f":"IF('HP Import'!T2=\"Yes\",'HP Import'!S2,0)","v":0},{"$f":"IF(Lists_Modeling_Protocol_Year=2022,IF('HP Import'!T2<>\"Yes\",'HP Import'!S2,0),'HP Import'!E2)","v":0},{"$f":"'HP Import'!U2","v":0},{"$f":"CE5+CI5","v":0},{"$f":"CF5+CJ5","v":0},{"$f":"CG5+CK5","v":0},{"$f":"CH5+CL5","v":0},{"$f":"CM5+CN5+CO5+CP5","v":0},{"$f":"INDEX($CV$4:$DD$5,MATCH(GI_Climate_Zone,$CU$4:$CU$5,0),MATCH(CC5,$CV$3:$DD$3,0))","v":{"$error":"#N/A"}},null,null,"5A",0.51,0.49,0.35,0.57999999999999996,0.74,0.54,0.56000000000000005,0.62,0.52,null,null,{"$f":"IFERROR(INDEX('ERI Import'!$G$2:$G$10000, MATCH(0, IF('ERI Import'!$G$2:$G$10000<>\"\", COUNTIF($DG$2:DG4, 'ERI Import'!$G$2:$G$10000), \"\"), 0)), \"\")","v":""},null,null,null,null,"ASHRAE 90.1-2019 ~2004 Baseline Electric Site Energy (kWh)","ASHRAE 90.1-2019 Adjusted Baseline Electric Site Energy (kWh)","Proposed Electric Site Energy (kWh)","Electric Site Energy Savings (kWh)","ASHRAE 90.1-2019 ~2004 Baseline Fossil Fuel Site Energy (MMBtu)","ASHRAE 90.1-2019 Adjusted Baseline Fossil Fuel Site Energy (MMBtu)","Proposed Fossil Fuel Site Energy (MMBtu)","Fossil Fuel Site Energy Savings (MMBtu)","Total ASHRAE 90.1-2019 Adjusted Baseline Site Energy (MMBtu)","Total Proposed Site Energy (MMBtu)","Total Site Energy Savings Compared to 90.1-2019 Baseline (MMBtu)",null,null,null,"BD+C: New Construction",4]
[null,"Restaurant","Dining: bar lounge/leisure",null,"kBtu","kcf",null,"All","MMBtu","AllMMBtu",1000,"(British thermal unit) x 1,000,000",null,null,"All","therm","Alltherm",100,"therm",null,null,null,"kBtu","kcf","therm","therm","Btu","kBtu","kBtu","kBtu","kBtu","Tons","Tons","Tons","kBtu",null,null,331,"Interior lighting (unregulated)","X",1,1,"MultifamilyInterior lighting (unregulated)",null,null,null,null,"ENERGY STAR - MFNC (ASHRAE Path)","90.1-2019 Appendix G",null,null,"End date","2024-08-31",null,null,{"$f":"'HP Import'!A21","v":0},{"$f":"'HP Import'!B21","v":0},{"$f":"'HP Import'!C21","v":0},{"$f":"'HP Import'!D21","v":0},{"$f":"'HP Import'!F21","v":0},{"$f":"'HP Import'!G21","v":0},{"$f":"'HP Import'!H21","v":0},{"$f":"'HP Import'!I21","v":0},{"$f":"IFERROR(IF(BE6<>\"X\",'HP Import'!$Q21*1000/BN6,0),0)","v":0},{"$f":"IFERROR(IF(BE6=\"X\",'HP Import'!$Q21*1000/BN6,0),0)","v":0},{"$f":"IFERROR(IFERROR(INDEX(Ref_UnitConversions_Energy_Content_kBtu_Unit, MATCH(BF6&BG6,Ref_UnitConversions_Energy_Units_Lookup,0),),INDEX(Ref_UnitConversions_Energy_Content_kBtu_Unit, MATCH(\"All\"&BG6,Ref_UnitConversions_Energy_Units_Lookup,0),)),0)","v":0},{"$f":"'HP Import'!W21","v":0},0,0,0,0,"No",null,null,"End Use List",null,null,null,null,null,"",{"$f":"'HP Import'!A3","v":0},{"$f":"'HP Import'!B3","v":0},{"$f":"IF('HP Import'!P3=\"Yes\",'HP Import'!O3,0)","v":0},{"$f":"IF(Lists_Modeling_Protocol_Year=2022,IF('HP Import'!P3<>\"Yes\",'HP Import'!O3,0),'HP Import'!C3)","v":0},{"$f":"'HP Import'!Q3","v":0},{"$f":"'HP Import'!D3","v":0},{"$f":"IF('HP Import'!T3=\"Yes\",'HP Import'!S3,0)","v":0},{"$f":"IF(Lists_Modeling_Protocol_Year=2022,IF('HP Import'!T3<>\"Yes\",'HP Import'!S3,0),'HP Import'!E3)","v":0},{"$f":"'HP Import'!U3","v":0},{"$f":"CE6+CI6","v":0},0,0,0,{"$f":"CM6+CN6+CO6+CP6","v":0},{"$error":"#N/A"},null,null,null,null,null,null,null,null,null,null,null,null,null,null,{"$f":"IFERROR(INDEX('ERI Import'!$G$2:$G$10000, MATCH(0, IF('ERI Import'!$G$2:$G$10000<>\"\", COUNTIF($DG$2:DG5, 'ERI Import'!$G$2:$G$10000), \"\"), 0)), \"\")","v":""},null,null,null,{"$f":"'HP App G Perf by End Use & Fuel'!E118","v":"Interior lighting"},{"$f":"SUMIFS('HP App G Perf by End Use & Fuel'!$F118:$Y118,'HP App G Perf by End Use & Fuel'!$F$161:$Y$161,$DL$4,'HP App G Perf by End Use & Fuel'!$F$160:$Y$160,DL$3)*1000/Support_kBtu_per_kWh","v":0},{"$f":"SUMIFS('HP App G Perf by End Use & Fuel'!$F118:$Y118,'HP App G Perf by End Use & Fuel'!$F$161:$Y$161,$DL$4,'HP App G Perf by End Use & Fuel'!$F$160:$Y$160,DM$3)*1000/Support_kBtu_per_kWh","v":0},{"$f":"SUMIFS('HP App G Perf by End Use & Fuel'!$F118:$Y118,'HP App G Perf by End Use & Fuel'!$F$161:$Y$161,$DL$4,'HP App G Perf by End Use & Fuel'!$F$160:$Y$160,DN$3)*1000/Support_kBtu_per_kWh","v":0},{"$f":"SUMIFS('HP App G Perf by End Use & Fuel'!$F118:$Y118,'HP App G Perf by End Use & Fuel'!$F$161:$Y$161,$DL$4,'HP App G Perf by End Use & Fuel'!$F$160:$Y$160,DO$3)*1000/Support_kBtu_per_kWh","v":0},{"$f":"SUMIFS('HP App G Perf by End Use & Fuel'!$F118:$Y118,'HP App G Perf by End Use & Fuel'!$F$161:$Y$161,\"<>Electricity\",'HP App G Perf by End Use & Fuel'!$F$160:$Y$160,DP$3)","v":0},{"$f":"SUMIFS('HP App G Perf by End Use & Fuel'!$F118:$Y118,'HP App G Perf by End Use & Fuel'!$F$161:$Y$161,\"<>Electricity\",'HP App G Perf by End Use & Fuel'!$F$160:$Y$160,DQ$3)","v":0},{"$f":"SUMIFS('HP App G Perf by End Use & Fuel'!$F118:$Y118,'HP App G Perf by End Use & Fuel'!$F$161:$Y$161,\"<>Electricity\",'HP App G Perf by End Use & Fuel'!$F$160:$Y$160,DR$3)","v":0},{"$f":"SUMIFS('HP App G Perf by End Use & Fuel'!$F118:$Y118,'HP App G Perf by End Use & Fuel'!$F$161:$Y$161,\"<>Electricity\",'HP App G Perf by End Use & Fuel'!$F$160:$Y$160,DS$3)","v":0},{"$f":"DQ6+(DM6*Support_kBtu_per_kWh/1000)","v":0},{"$f":"DR6+(DN6*Support_kBtu_per_kWh/1000)","v":0},{"$f":"DT6-DU6","v":0},null,null,null,"BD+C: Core & Shell",4]
[null,"Restaurant","Dining: cafeteria/fast food",null,"MMBtu","Mcf",null,"All","Btu","AllBtu",{"$f":"1/1000","v":1E-3},"British thermal unit",null,null,"All","MMBtu","AllMMBtu",1000,"(British thermal unit) x 1,000,000",null,null,null,"MMBtu","Mcf","Ton-Hours","kWh","kBtu","MMBtu","MMBtu","MMBtu","MMBtu","Btu","Btu","Btu","MMBtu",null,null,332,"Exterior lighting",0,0.47834754706819571,0.47833795074818053,"MultifamilyExterior lighting",null,null,null,null,"ENERGY STAR - MFNC (ERI Path)","ERI",null,null,"Start hour",15,null,null,{"$f":"'HP Import'!A22","v":0},{"$f":"'HP Import'!B22","v":0},{"$f":"'HP Import'!C22","v":0},{"$f":"'HP Import'!D22","v":0},{"$f":"'HP Import'!F22","v":0},{"$f":"'HP Import'!G22","v":0},{"$f":"'HP Import'!H22","v":0},{"$f":"'HP Import'!I22","v":0},{"$f":"IFERROR(IF(BE7<>\"X\",'HP Import'!$Q22*1000/BN7,0),0)","v":0},{"$f":"IFERROR(IF(BE7=\"X\",'HP Import'!$Q22*1000/BN7,0),0)","v":0},{"$f":"IFERROR(IFERROR(INDEX(Ref_UnitConversions_Energy_Content_kBtu_Unit, MATCH(BF7&BG7,Ref_UnitConversions_Energy_Units_Lookup,0),),INDEX(Ref_UnitConversions_Energy_Content_kBtu_Unit, MATCH(\"All\"&BG7,Ref_UnitConversions_Energy_Units_Lookup,0),)),0)","v":0},{"$f":"'HP Import'!W22","v":0},0,0,0,0,"No",null,null,"Interior lighting",null,null,null,null,null,"",{"$f":"'HP Import'!A4","v":0},{"$f":"'HP Import'!B4","v":0},{"$f":"IF('HP Import'!P4=\"Yes\",'HP Import'!O4,0)","v":0},{"$f":"IF(Lists_Modeling_Protocol_Year=2022,IF('HP Import'!P4<>\"Yes\",'HP Import'!O4,0),'HP Import'!C4)","v":0},{"$f":"'HP Import'!Q4","v":0},{"$f":"'HP Import'!D4","v":0},{"$f":"IF('HP Import'!T4=\"Yes\",'HP Import'!S4,0)","v":0},{"$f":"IF(Lists_Modeling_Protocol_Year=2022,IF('HP Import'!T4<>\"Yes\",'HP Import'!S4,0),'HP Import'!E4)","v":0},{"$f":"'HP Import'!U4","v":0},0,0,0,0,0,{"$error":"#N/A"},null,null,null,null,null,null,null,null,null,null,null,null,null,null,{"$f":"IFERROR(INDEX('ERI Import'!$G$2:$G$10000, MATCH(0, IF('ERI Import'!$G$2:$G$10000<>\"\", COUNTIF($DG$2:DG6, 'ERI Import'!$G$2:$G$10000), \"\"), 0)), \"\")","v":""},null,null,null,{"$f":"'HP App G Perf by End Use & Fuel'!E119","v":"Interior lighting (unregulated)"},{"$f":"SUMIFS('HP App G Perf by End Use & Fuel'!$F119:$Y119,'HP App G Perf by End Use & Fuel'!$F$161:$Y$161,$DL$4,'HP App G Perf by End Use & Fuel'!$F$160:$Y$160,DL$3)*1000/Support_kBtu_per_kWh","v":0},{"$f":"SUMIFS('HP App G Perf by End Use & Fuel'!$F119:$Y119,'HP App G Perf by End Use & Fuel'!$F$161:$Y$161,$DL$4,'HP App G Perf by End Use & Fuel'!$F$160:$Y$160,DM$3)*1000/Support_kBtu_per_kWh","v":0},{"$f":"SUMIFS('HP App G Perf by End Use & Fuel'!$F119:$Y119,'HP App G Perf by End Use & Fuel'!$F$161:$Y$161,$DL$4,'HP App G Perf by End Use & Fuel'!$F$160:$Y$160,DN$3)*1000/Support_kBtu_per_kWh","v":0},{"$f":"SUMIFS('HP App G Perf by End Use & Fuel'!$F119:$Y119,'HP App G Perf by End Use & Fuel'!$F$161:$Y$161,$DL$4,'HP App G Perf by End Use & Fuel'!$F$160:$Y$160,DO$3)*1000/Support_kBtu_per_kWh","v":0},{"$f":"SUMIFS('HP App G Perf by End Use & Fuel'!$F119:$Y119,'HP App G Perf by End Use & Fuel'!$F$161:$Y$161,\"<>Electricity\",'HP App G Perf by End Use & Fuel'!$F$160:$Y$160,DP$3)","v":0},{"$f":"SUMIFS('HP App G Perf by End Use & Fuel'!$F119:$Y119,'HP App G Perf by End Use & Fuel'!$F$161:$Y$161,\"<>Electricity\",'HP App G Perf by End Use & Fuel'!$F$160:$Y$160,DQ$3)","v":0},{"$f":"SUMIFS('HP App G Perf by End Use & Fuel'!$F119:$Y119,'HP App G Perf by End Use & Fuel'!$F$161:$Y$161,\"<>Electricity\",'HP App G Perf by End Use & Fuel'!$F$160:$Y$160,DR$3)","v":0},{"$f":"SUMIFS('HP App G Perf by End Use & Fuel'!$F119:$Y119,'HP App G Perf by End Use & Fuel'!$F$161:$Y$161,\"<>Electricity\",'HP App G Perf by End Use & Fuel'!$F$160:$Y$160,DS$3)","v":0},{"$f":"DQ7+(DM7*Support_kBtu_per_kWh/1000)","v":0},0,{"$f":"DT7-DU7","v":0},null,null,null,"BD+C: Major Renovation",4]
[null,"Restaurant","Dining: family",null,"Ton-Hours","Btu",null,"Electricity","Ton-Hours","ElectricityTon-Hours",12,"Ton Hours",null,null,"All","MJ","AllMJ",0.94799999999999995,"(Joules) x 1,000,000",null,null,null,"Ton-Hours","Btu","kWh","MWh","MMBtu","therm","therm","therm","therm","kBtu","kBtu","kBtu","therm",null,null,333,"Space heating",0,0.4829289158639174,0.50718721487937757,"MultifamilySpace heating",null,null,null,null,"DOE Zero Energy Ready Home (ASHRAE Path)","90.1-2019 Appendix G",null,null,"End hour",18,null,null,{"$f":"'HP Import'!A23","v":0},{"$f":"'HP Import'!B23","v":0},{"$f":"'HP Import'!C23","v":0},{"$f":"'HP Import'!D23","v":0},{"$f":"'HP Import'!F23","v":0},{"$f":"'HP Import'!G23","v":0},{"$f":"'HP Import'!H23","v":0},{"$f":"'HP Import'!I23","v":0},{"$f":"IFERROR(IF(BE8<>\"X\",'HP Import'!$Q23*1000/BN8,0),0)","v":0},{"$f":"IFERROR(IF(BE8=\"X\",'HP Import'!$Q23*1000/BN8,0),0)","v":0},{"$f":"IFERROR(IFERROR(INDEX(Ref_UnitConversions_Energy_Content_kBtu_Unit, MATCH(BF8&BG8,Ref_UnitConversions_Energy_Units_Lookup,0),),INDEX(Ref_UnitConversions_Energy_Content_kBtu_Unit, MATCH(\"All\"&BG8,Ref_UnitConversions_Energy_Units_Lookup,0),)),0)","v":0},{"$f":"'HP Import'!W23","v":0},0,0,0,0,"No",null,null,"Interior lighting (unregulated)",null,null,null,null,null,"",{"$f":"'HP Import'!A5","v":0},{"$f":"'HP Import'!B5","v":0},{"$f":"IF('HP Import'!P5=\"Yes\",'HP Import'!O5,0)","v":0},{"$f":"IF(Lists_Modeling_Protocol_Year=2022,IF('HP Import'!P5<>\"Yes\",'HP Import'!O5,0),'HP Import'!C5)","v":0},{"$f":"'HP Import'!Q5","v":0},{"$f":"'HP Import'!D5","v":0},{"$f":"IF('HP Import'!T5=\"Yes\",'HP Import'!S5,0)","v":0},{"$f":"IF(Lists_Modeling_Protocol_Year=2022,IF('HP Import'!T5<>\"Yes\",'HP Import'!S5,0),'HP Import'!E5)","v":0},{"$f":"'HP Import'!U5","v":0},0,0,0,0,0,{"$error":"#N/A"},null,null,null,null,null,null,null,null,null,null,null,null,null,null,{"$f":"IFERROR(INDEX('ERI Import'!$G$2:$G$10000, MATCH(0, IF('ERI Import'!$G$2:$G$10000<>\"\", COUNTIF($DG$2:DG7, 'ERI Import'!$G$2:$G$10000), \"\"), 0)), \"\")","v":""},null,null,null,{"$f":"'HP App G Perf by End Use & Fuel'!E120","v":"Exterior lighting"},{"$f":"SUMIFS('HP App G Perf by End Use & Fuel'!$F120:$Y120,'HP App G Perf by End Use & Fuel'!$F$161:$Y$161,$DL$4,'HP App G Perf by End Use & Fuel'!$F$160:$Y$160,DL$3)*1000/Support_kBtu_per_kWh","v":0},{"$f":"SUMIFS('HP App G Perf by End Use & Fuel'!$F120:$Y120,'HP App G Perf by End Use & Fuel'!$F$161:$Y$161,$DL$4,'HP App G Perf by End Use & Fuel'!$F$160:$Y$160,DM$3)*1000/Support_kBtu_per_kWh","v":0},{"$f":"SUMIFS('HP App G Perf by End Use & Fuel'!$F120:$Y120,'HP App G Perf by End Use & Fuel'!$F$161:$Y$161,$DL$4,'HP App G Perf by End Use & Fuel'!$F$160:$Y$160,DN$3)*1000/Support_kBtu_per_kWh","v":0},{"$f":"SUMIFS('HP App G Perf by End Use & Fuel'!$F120:$Y120,'HP App G Perf by End Use & Fuel'!$F$161:$Y$161,$DL$4,'HP App G Perf by End Use & Fuel'!$F$160:$Y$160,DO$3)*1000/Support_kBtu_per_kWh","v":0},{"$f":"SUMIFS('HP App G Perf by End Use & Fuel'!$F120:$Y120,'HP App G Perf by End Use & Fuel'!$F$161:$Y$161,\"<>Electricity\",'HP App G Perf by End Use & Fuel'!$F$160:$Y$160,DP$3)","v":0},{"$f":"SUMIFS('HP App G Perf by End Use & Fuel'!$F120:$Y120,'HP App G Perf by End Use & Fuel'!$F$161:$Y$161,\"<>Electricity\",'HP App G Perf by End Use & Fuel'!$F$160:$Y$160,DQ$3)","v":0},{"$f":"SUMIFS('HP App G Perf by End Use & Fuel'!$F120:$Y120,'HP App G Perf by End Use & Fuel'!$F$161:$Y$161,\"<>Electricity\",'HP App G Perf by End Use & Fuel'!$F$160:$Y$160,DR$3)","v":0},{"$f":"SUMIFS('HP App G Perf by End Use & Fuel'!$F120:$Y120,'HP App G Perf by End Use & Fuel'!$F$161:$Y$161,\"<>Electricity\",'HP App G Perf by End Use & Fuel'!$F$160:$Y$160,DS$3)","v":0},0,0,0,null,null,null,"BD+C: Schools",4]
[null,"Multifamily","Dormitory",null,null,"kBtu",null,"Natural Gas","cf","Natural Gascf",1.0289999999999999,"cubic feet",null,null,"Electricity","Ton-Hours","ElectricityTon-Hours",12,"Ton Hours",null,null,null,null,"kBtu","MWh",null,"kWh","kWh","kWh","kWh","kWh","MMBtu","MMBtu","MMBtu","kWh",null,null,334,"Heat pump supplemental heater",0,0.4829289158639174,0.50718721487937757,"MultifamilyHeat pump supplemental heater",null,null,null,null,"DOE Zero Energy Ready Home (ERI Path)","ERI",null,null,"Day types","Weekdays",null,null,{"$f":"'HP Import'!A24","v":0},{"$f":"'HP Import'!B24","v":0},{"$f":"'HP Import'!C24","v":0},{"$f":"'HP Import'!D24","v":0},{"$f":"'HP Import'!F24","v":0},{"$f":"'HP Import'!G24","v":0},{"$f":"'HP Import'!H24","v":0},{"$f":"'HP Import'!I24","v":0},{"$f":"IFERROR(IF(BE9<>\"X\",'HP Import'!$Q24*1000/BN9,0),0)","v":0},{"$f":"IFERROR(IF(BE9=\"X\",'HP Import'!$Q24*1000/BN9,0),0)","v":0},{"$f":"IFERROR(IFERROR(INDEX(Ref_UnitConversions_Energy_Content_kBtu_Unit, MATCH(BF9&BG9,Ref_UnitConversions_Energy_Units_Lookup,0),),INDEX(Ref_UnitConversions_Energy_Content_kBtu_Unit, MATCH(\"All\"&BG9,Ref_UnitConversions_Energy_Units_Lookup,0),)),0)","v":0},{"$f":"'HP Import'!W24","v":0},0,0,0,0,"No",null,null,"Exterior lighting",null,null,null,null,null,"",{"$f":"'HP Import'!A6","v":0},{"$f":"'HP Import'!B6","v":0},{"$f":"IF('HP Import'!P6=\"Yes\",'HP Import'!O6,0)","v":0},{"$f":"IF(Lists_Modeling_Protocol_Year=2022,IF('HP Import'!P6<>\"Yes\",'HP Import'!O6,0),'HP Import'!C6)","v":0},{"$f":"'HP Import'!Q6","v":0},{"$f":"'HP Import'!D6","v":0},{"$f":"IF('HP Import'!T6=\"Yes\",'HP Import'!S6,0)","v":0},{"$f":"IF(Lists_Modeling_Protocol_Year=2022,IF('HP Import'!T6<>\"Yes\",'HP Import'!S6,0),'HP Import'!E6)","v":0},{"$f":"'HP Import'!U6","v":0},0,0,0,0,0,{"$error":"#N/A"},null,null,null,null,null,null,null,null,null,null,null,null,null,null,{"$f":"IFERROR(INDEX('ERI Import'!$G$2:$G$10000, MATCH(0, IF('ERI Import'!$G$2:$G$10000<>\"\", COUNTIF($DG$2:DG8, 'ERI Import'!$G$2:$G$10000), \"\"), 0)), \"\")","v":""},null,null,null,{"$f":"'HP App G Perf by End Use & Fuel'!E121","v":"Space heating"},{"$f":"SUMIFS('HP App G Perf by End Use & Fuel'!$F121:$Y121,'HP App G Perf by End Use & Fuel'!$F$161:$Y$161,$DL$4,'HP App G Perf by End Use & Fuel'!$F$160:$Y$160,DL$3)*1000/Support_kBtu_per_kWh","v":0},{"$f":"SUMIFS('HP App G Perf by End Use & Fuel'!$F121:$Y121,'HP App G Perf by End Use & Fuel'!$F$161:$Y$161,$DL$4,'HP App G Perf by End Use & Fuel'!$F$160:$Y$160,DM$3)*1000/Support_kBtu_per_kWh","v":0},{"$f":"SUMIFS('HP App G Perf by End Use & Fuel'!$F121:$Y121,'HP App G Perf by End Use & Fuel'!$F$161:$Y$161,$DL$4,'HP App G Perf by End Use & Fuel'!$F$160:$Y$160,DN$3)*1000/Support_kBtu_per_kWh","v":0},{"$f":"SUMIFS('HP App G Perf by End Use & Fuel'!$F121:$Y121,'HP App G Perf by End Use & Fuel'!$F$161:$Y$161,$DL$4,'HP App G Perf by End Use & Fuel'!$F$160:$Y$160,DO$3)*1000/Support_kBtu_per_kWh","v":0},{"$f":"SUMIFS('HP App G Perf by End Use & Fuel'!$F121:$Y121,'HP App G Perf by End Use & Fuel'!$F$161:$Y$161,\"<>Electricity\",'HP App G Perf by End Use & Fuel'!$F$160:$Y$160,DP$3)","v":0},{"$f":"SUMIFS('HP App G Perf by End Use & Fuel'!$F121:$Y121,'HP App G Perf by End Use & Fuel'!$F$161:$Y$161,\"<>Electricity\",'HP App G Perf by End Use & Fuel'!$F$160:$Y$160,DQ$3)","v":0},{"$f":"SUMIFS('HP App G Perf by End Use & Fuel'!$F121:$Y121,'HP App G Perf by End Use & Fuel'!$F$161:$Y$161,\"<>Electricity\",'HP App G Perf by End Use & Fuel'!$F$160:$Y$160,DR$3)","v":0},{"$f":"SUMIFS('HP App G Perf by End Use & Fuel'!$F121:$Y121,'HP App G Perf by End Use & Fuel'!$F$161:$Y$161,\"<>Electricity\",'HP App G Perf by End Use & Fuel'!$F$160:$Y$160,DS$3)","v":0},0,0,0,null,null,null,"BD+C: Retail",4]
[null,"All Others","Exercise center",null,null,"MMBtu",null,"Natural Gas","ccf","Natural Gasccf",102.9,"(cubic feet) x 100",null,null,"District Cooling","Ton-Hours","District CoolingTon-Hours",12,"Ton Hours",null,null,null,null,"MMBtu",null,null,"MWh","MWh","MWh","MWh","MWh","therm","therm","therm","MWh",null,null,335,"Space cooling",0,0.82986396788611638,0.88364377282556505,"MultifamilySpace cooling",null,null,null,null,"PHIUS Core 2021","PHIUS",null,null,"Energy Type(s) Savings to Display","Electric",null,null,{"$f":"'HP Import'!A25","v":0},{"$f":"'HP Import'!B25","v":0},{"$f":"'HP Import'!C25","v":0},{"$f":"'HP Import'!D25","v":0},{"$f":"'HP Import'!F25","v":0},{"$f":"'HP Import'!G25","v":0},{"$f":"'HP Import'!H25","v":0},{"$f":"'HP Import'!I25","v":0},{"$f":"IFERROR(IF(BE10<>\"X\",'HP Import'!$Q25*1000/BN10,0),0)","v":0},{"$f":"IFERROR(IF(BE10=\"X\",'HP Import'!$Q25*1000/BN10,0),0)","v":0},{"$f":"IFERROR(IFERROR(INDEX(Ref_UnitConversions_Energy_Content_kBtu_Unit, MATCH(BF10&BG10,Ref_UnitConversions_Energy_Units_Lookup,0),),INDEX(Ref_UnitConversions_Energy_Content_kBtu_Unit, MATCH(\"All\"&BG10,Ref_UnitConversions_Energy_Units_Lookup,0),)),0)","v":0},{"$f":"'HP Import'!W25","v":0},0,0,0,0,"No",null,null,"Space heating",null,null,null,null,null,"",{"$f":"'HP Import'!A7","v":0},{"$f":"'HP Import'!B7","v":0},{"$f":"IF('HP Import'!P7=\"Yes\",'HP Import'!O7,0)","v":0},{"$f":"IF(Lists_Modeling_Protocol_Year=2022,IF('HP Import'!P7<>\"Yes\",'HP Import'!O7,0),'HP Import'!C7)","v":0},{"$f":"'HP Import'!Q7","v":0},{"$f":"'HP Import'!D7","v":0},{"$f":"IF('HP Import'!T7=\"Yes\",'HP Import'!S7,0)","v":0},{"$f":"IF(Lists_Modeling_Protocol_Year=2022,IF('HP Import'!T7<>\"Yes\",'HP Import'!S7,0),'HP Import'!E7)","v":0},{"$f":"'HP Import'!U7","v":0},0,0,0,0,0,{"$error":"#N/A"},null,null,null,null,null,null,null,null,null,null,null,null,null,null,{"$f":"IFERROR(INDEX('ERI Import'!$G$2:$G$10000, MATCH(0, IF('ERI Import'!$G$2:$G$10000<>\"\", COUNTIF($DG$2:DG9, 'ERI Import'!$G$2:$G$10000), \"\"), 0)), \"\")","v":""},null,null,null,{"$f":"'HP App G Perf by End Use & Fuel'!E122","v":"Heat pump supplemental heater"},{"$f":"SUMIFS('HP App G Perf by End Use & Fuel'!$F122:$Y122,'HP App G Perf by End Use & Fuel'!$F$161:$Y$161,$DL$4,'HP App G Perf by End Use & Fuel'!$F$160:$Y$160,DL$3)*1000/Support_kBtu_per_kWh","v":0},{"$f":"SUMIFS('HP App G Perf by End Use & Fuel'!$F122:$Y122,'HP App G Perf by End Use & Fuel'!$F$161:$Y$161,$DL$4,'HP App G Perf by End Use & Fuel'!$F$160:$Y$160,DM$3)*1000/Support_kBtu_per_kWh","v":0},{"$f":"SUMIFS('HP App G Perf by End Use & Fuel'!$F122:$Y122,'HP App G Perf by End Use & Fuel'!$F$161:$Y$161,$DL$4,'HP App G Perf by End Use & Fuel'!$F$160:$Y$160,DN$3)*1000/Support_kBtu_per_kWh","v":0},{"$f":"SUMIFS('HP App G Perf by End Use & Fuel'!$F122:$Y122,'HP App G Perf by End Use & Fuel'!$F$161:$Y$161,$DL$4,'HP App G Perf by End Use & Fuel'!$F$160:$Y$160,DO$3)*1000/Support_kBtu_per_kWh","v":0},{"$f":"SUMIFS('HP App G Perf by End Use & Fuel'!$F122:$Y122,'HP App G Perf by End Use & Fuel'!$F$161:$Y$161,\"<>Electricity\",'HP App G Perf by End Use & Fuel'!$F$160:$Y$160,DP$3)","v":0},{"$f":"SUMIFS('HP App G Perf by End Use & Fuel'!$F122:$Y122,'HP App G Perf by End Use & Fuel'!$F$161:$Y$161,\"<>Electricity\",'HP App G Perf by End Use & Fuel'!$F$160:$Y$160,DQ$3)","v":0},{"$f":"SUMIFS('HP App G Perf by End Use & Fuel'!$F122:$Y122,'HP App G Perf by End Use & Fuel'!$F$161:$Y$161,\"<>Electricity\",'HP App G Perf by End Use & Fuel'!$F$160:$Y$160,DR$3)","v":0},{"$f":"SUMIFS('HP App G Perf by End Use & Fuel'!$F122:$Y122,'HP App G Perf by End Use & Fuel'!$F$161:$Y$161,\"<>Electricity\",'HP App G Perf by End Use & Fuel'!$F$160:$Y$160,DS$3)","v":0},0,0,0,null,null,null,"BD+C: Data Centers",4]
[null,"All Others","Fire Station",null,null,"kWh",null,"Natural Gas","kcf","Natural Gaskcf",1029,"(cubic feet) x 1,000",null,null,"All","Btu","AllBtu",{"$f":"1/1000","v":1E-3},"British thermal unit",null,null,null,null,"kWh",null,null,null,null,null,null,null,"kWh","kWh","kWh",null,null,null,336,"Pumps",0,0.33333333333333331,0.233502538071066,"MultifamilyPumps",null,null,null,null,"PHIUS Zero 2021","PHIUS",null,null,null,null,null,null,{"$f":"'HP Import'!A26","v":0},{"$f":"'HP Import'!B26","v":0},{"$f":"'HP Import'!C26","v":0},{"$f":"'HP Import'!D26","v":0},{"$f":"'HP Import'!F26","v":0},{"$f":"'HP Import'!G26","v":0},{"$f":"'HP Import'!H26","v":0},{"$f":"'HP Import'!I26","v":0},{"$f":"IFERROR(IF(BE11<>\"X\",'HP Import'!$Q26*1000/BN11,0),0)","v":0},{"$f":"IFERROR(IF(BE11=\"X\",'HP Import'!$Q26*1000/BN11,0),0)","v":0},{"$f":"IFERROR(IFERROR(INDEX(Ref_UnitConversions_Energy_Content_kBtu_Unit, MATCH(BF11&BG11,Ref_UnitConversions_Energy_Units_Lookup,0),),INDEX(Ref_UnitConversions_Energy_Content_kBtu_Unit, MATCH(\"All\"&BG11,Ref_UnitConversions_Energy_Units_Lookup,0),)),0)","v":0},{"$f":"'HP Import'!W26","v":0},0,0,0,0,"No",null,null,"Heat pump supplemental heater",null,null,null,null,null,"",{"$f":"'HP Import'!A8","v":0},{"$f":"'HP Import'!B8","v":0},{"$f":"IF('HP Import'!P8=\"Yes\",'HP Import'!O8,0)","v":0},{"$f":"IF(Lists_Modeling_Protocol_Year=2022,IF('HP Import'!P8<>\"Yes\",'HP Import'!O8,0),'HP Import'!C8)","v":0},{"$f":"'HP Import'!Q8","v":0},{"$f":"'HP Import'!D8","v":0},{"$f":"IF('HP Import'!T8=\"Yes\",'HP Import'!S8,0)","v":0},{"$f":"IF(Lists_Modeling_Protocol_Year=2022,IF('HP Import'!T8<>\"Yes\",'HP Import'!S8,0),'HP Import'!E8)","v":0},{"$f":"'HP Import'!U8","v":0},0,0,0,0,0,{"$error":"#N/A"},null,null,null,null,null,null,null,null,null,null,null,null,null,null,{"$f":"IFERROR(INDEX('ERI Import'!$G$2:$G$10000, MATCH(0, IF('ERI Import'!$G$2:$G$10000<>\"\", COUNTIF($DG$2:DG10, 'ERI Import'!$G$2:$G$10000), \"\"), 0)), \"\")","v":""},null,null,null,{"$f":"'HP App G Perf by End Use & Fuel'!E123","v":"Space cooling"},{"$f":"SUMIFS('HP App G Perf by End Use & Fuel'!$F123:$Y123,'HP App G Perf by End Use & Fuel'!$F$161:$Y$161,$DL$4,'HP App G Perf by End Use & Fuel'!$F$160:$Y$160,DL$3)*1000/Support_kBtu_per_kWh","v":0},{"$f":"SUMIFS('HP App G Perf by End Use & Fuel'!$F123:$Y123,'HP App G Perf by End Use & Fuel'!$F$161:$Y$161,$DL$4,'HP App G Perf by End Use & Fuel'!$F$160:$Y$160,DM$3)*1000/Support_kBtu_per_kWh","v":0},{"$f":"SUMIFS('HP App G Perf by End Use & Fuel'!$F123:$Y123,'HP App G Perf by End Use & Fuel'!$F$161:$Y$161,$DL$4,'HP App G Perf by End Use & Fuel'!$F$160:$Y$160,DN$3)*1000/Support_kBtu_per_kWh","v":0},{"$f":"SUMIFS('HP App G Perf by End Use & Fuel'!$F123:$Y123,'HP App G Perf by End Use & Fuel'!$F$161:$Y$161,$DL$4,'HP App G Perf by End Use & Fuel'!$F$160:$Y$160,DO$3)*1000/Support_kBtu_per_kWh","v":0},{"$f":"SUMIFS('HP App G Perf by End Use & Fuel'!$F123:$Y123,'HP App G Perf by End Use & Fuel'!$F$161:$Y$161,\"<>Electricity\",'HP App G Perf by End Use & Fuel'!$F$160:$Y$160,DP$3)","v":0},{"$f":"SUMIFS('HP App G Perf by End Use & Fuel'!$F123:$Y123,'HP App G Perf by End Use & Fuel'!$F$161:$Y$161,\"<>Electricity\",'HP App G Perf by End Use & Fuel'!$F$160:$Y$160,DQ$3)","v":0},{"$f":"SUMIFS('HP App G Perf by End Use & Fuel'!$F123:$Y123,'HP App G Perf by End Use & Fuel'!$F$161:$Y$161,\"<>Electricity\",'HP App G Perf by End Use & Fuel'!$F$160:$Y$160,DR$3)","v":0},{"$f":"SUMIFS('HP App G Perf by End Use & Fuel'!$F123:$Y123,'HP App G Perf by End Use & Fuel'!$F$161:$Y$161,\"<>Electricity\",'HP App G Perf by End Use & Fuel'!$F$160:$Y$160,DS$3)","v":0},0,0,0,null,null,null,"BD+C: Warehouses & Distribution",4]
[null,"All Others","Gymnasium",null,null,"MWh",null,"Natural Gas","Mcf","Natural GasMcf",1029000,"(cubic feet) x 1,000,000",null,null,"Natural Gas","cf","Natural Gascf",1.0289999999999999,"cubic feet",null,null,null,null,"MWh",null,null,null,null,null,null,null,"MWh","MWh","MWh",null,null,null,337,"Heat rejection",0,0.83597575987737782,0.95230853920847958,"MultifamilyHeat rejection",null,null,null,null,"PHIUS Core REVIVE 2021","PHIUS",null,null,null,null,null,null,{"$f":"'HP Import'!A27","v":0},{"$f":"'HP Import'!B27","v":0},{"$f":"'HP Import'!C27","v":0},{"$f":"'HP Import'!D27","v":0},{"$f":"'HP Import'!F27","v":0},{"$f":"'HP Import'!G27","v":0},{"$f":"'HP Import'!H27","v":0},{"$f":"'HP Import'!I27","v":0},{"$f":"IFERROR(IF(BE12<>\"X\",'HP Import'!$Q27*1000/BN12,0),0)","v":0},{"$f":"IFERROR(IF(BE12=\"X\",'HP Import'!$Q27*1000/BN12,0),0)","v":0},{"$f":"IFERROR(IFERROR(INDEX(Ref_UnitConversions_Energy_Content_kBtu_Unit, MATCH(BF12&BG12,Ref_UnitConversions_Energy_Units_Lookup,0),),INDEX(Ref_UnitConversions_Energy_Content_kBtu_Unit, MATCH(\"All\"&BG12,Ref_UnitConversions_Energy_Units_Lookup,0),)),0)","v":0},{"$f":"'HP Import'!W27","v":0},0,0,0,0,"No",null,null,"Space cooling",null,null,null,null,null,"",{"$f":"'HP Import'!A9","v":0},{"$f":"'HP Import'!B9","v":0},{"$f":"IF('HP Import'!P9=\"Yes\",'HP Import'!O9,0)","v":0},{"$f":"IF(Lists_Modeling_Protocol_Year=2022,IF('HP Import'!P9<>\"Yes\",'HP Import'!O9,0),'HP Import'!C9)","v":0},{"$f":"'HP Import'!Q9","v":0},{"$f":"'HP Import'!D9","v":0},{"$f":"IF('HP Import'!T9=\"Yes\",'HP Import'!S9,0)","v":0},{"$f":"IF(Lists_Modeling_Protocol_Year=2022,IF('HP Import'!T9<>\"Yes\",'HP Import'!S9,0),'HP Import'!E9)","v":0},{"$f":"'HP Import'!U9","v":0},0,0,0,0,0,{"$error":"#N/A"},null,null,null,null,null,null,null,null,null,null,null,null,null,null,{"$f":"IFERROR(INDEX('ERI Import'!$G$2:$G$10000, MATCH(0, IF('ERI Import'!$G$2:$G$10000<>\"\", COUNTIF($DG$2:DG11, 'ERI Import'!$G$2:$G$10000), \"\"), 0)), \"\")","v":""},null,null,null,{"$f":"'HP App G Perf by End Use & Fuel'!E124","v":"Pumps"},{"$f":"SUMIFS('HP App G Perf by End Use & Fuel'!$F124:$Y124,'HP App G Perf by End Use & Fuel'!$F$161:$Y$161,$DL$4,'HP App G Perf by End Use & Fuel'!$F$160:$Y$160,DL$3)*1000/Support_kBtu_per_kWh","v":0},{"$f":"SUMIFS('HP App G Perf by End Use & Fuel'!$F124:$Y124,'HP App G Perf by End Use & Fuel'!$F$161:$Y$161,$DL$4,'HP App G Perf by End Use & Fuel'!$F$160:$Y$160,DM$3)*1000/Support_kBtu_per_kWh","v":0},{"$f":"SUMIFS('HP App G Perf by End Use & Fuel'!$F124:$Y124,'HP App G Perf by End Use & Fuel'!$F$161:$Y$161,$DL$4,'HP App G Perf by End Use & Fuel'!$F$160:$Y$160,DN$3)*1000/Support_kBtu_per_kWh","v":0},{"$f":"SUMIFS('HP App G Perf by End Use & Fuel'!$F124:$Y124,'HP App G Perf by End Use & Fuel'!$F$161:$Y$161,$DL$4,'HP App G Perf by End Use & Fuel'!$F$160:$Y$160,DO$3)*1000/Support_kBtu_per_kWh","v":0},{"$f":"SUMIFS('HP App G Perf by End Use & Fuel'!$F124:$Y124,'HP App G Perf by End Use & Fuel'!$F$161:$Y$161,\"<>Electricity\",'HP App G Perf by End Use & Fuel'!$F$160:$Y$160,DP$3)","v":0},{"$f":"SUMIFS('HP App G Perf by End Use & Fuel'!$F124:$Y124,'HP App G Perf by End Use & Fuel'!$F$161:$Y$161,\"<>Electricity\",'HP App G Perf by End Use & Fuel'!$F$160:$Y$160,DQ$3)","v":0},{"$f":"SUMIFS('HP App G Perf by End Use & Fuel'!$F124:$Y124,'HP App G Perf by End Use & Fuel'!$F$161:$Y$161,\"<>Electricity\",'HP App G Perf by End Use & Fuel'!$F$160:$Y$160,DR$3)","v":0},{"$f":"SUMIFS('HP App G Perf by End Use & Fuel'!$F124:$Y124,'HP App G Perf by End Use & Fuel'!$F$161:$Y$161,\"<>Electricity\",'HP App G Perf by End Use & Fuel'!$F$160:$Y$160,DS$3)","v":0},0,0,0,null,null,null,"BD+C: Hospitality",4]
[null,"Healthcare/hospital","Health-care clinic",null,null,null,null,"Natural Gas","therm","Natural Gastherm",100,"therm",null,null,"Natural Gas","ccf","Natural Gasccf",102.9,"(cubic feet) x 100",null,null,null,"W","W","W","W","W","W","W","W","W","W","W","W","W",null,null,338,"Fans - interior ventilation",0,0.40724108129861564,0.37835106860037171,"MultifamilyFans - interior ventilation",null,null,null,null,"PHI V10 Classic","PHI",null,null,null,null,null,null,{"$f":"'HP Import'!A28","v":0},{"$f":"'HP Import'!B28","v":0},{"$f":"'HP Import'!C28","v":0},{"$f":"'HP Import'!D28","v":0},{"$f":"'HP Import'!F28","v":0},{"$f":"'HP Import'!G28","v":0},{"$f":"'HP Import'!H28","v":0},{"$f":"'HP Import'!I28","v":0},{"$f":"IFERROR(IF(BE13<>\"X\",'HP Import'!$Q28*1000/BN13,0),0)","v":0},{"$f":"IFERROR(IF(BE13=\"X\",'HP Import'!$Q28*1000/BN13,0),0)","v":0},{"$f":"IFERROR(IFERROR(INDEX(Ref_UnitConversions_Energy_Content_kBtu_Unit, MATCH(BF13&BG13,Ref_UnitConversions_Energy_Units_Lookup,0),),INDEX(Ref_UnitConversions_Energy_Content_kBtu_Unit, MATCH(\"All\"&BG13,Ref_UnitConversions_Energy_Units_Lookup,0),)),0)","v":0},{"$f":"'HP Import'!W28","v":0},0,0,0,0,"No",null,null,"Pumps",null,null,null,null,null,"",{"$f":"'HP Import'!A10","v":0},{"$f":"'HP Import'!B10","v":0},{"$f":"IF('HP Import'!P10=\"Yes\",'HP Import'!O10,0)","v":0},{"$f":"IF(Lists_Modeling_Protocol_Year=2022,IF('HP Import'!P10<>\"Yes\",'HP Import'!O10,0),'HP Import'!C10)","v":0},{"$f":"'HP Import'!Q10","v":0},{"$f":"'HP Import'!D10","v":0},{"$f":"IF('HP Import'!T10=\"Yes\",'HP Import'!S10,0)","v":0},{"$f":"IF(Lists_Modeling_Protocol_Year=2022,IF('HP Import'!T10<>\"Yes\",'HP Import'!S10,0),'HP Import'!E10)","v":0},{"$f":"'HP Import'!U10","v":0},0,0,0,0,0,{"$error":"#N/A"},null,null,null,null,null,null,null,null,null,null,null,null,null,null,{"$f":"IFERROR(INDEX('ERI Import'!$G$2:$G$10000, MATCH(0, IF('ERI Import'!$G$2:$G$10000<>\"\", COUNTIF($DG$2:DG12, 'ERI Import'!$G$2:$G$10000), \"\"), 0)), \"\")","v":""},null,null,null,{"$f":"'HP App G Perf by End Use & Fuel'!E125","v":"Heat rejection"},{"$f":"SUMIFS('HP App G Perf by End Use & Fuel'!$F125:$Y125,'HP App G Perf by End Use & Fuel'!$F$161:$Y$161,$DL$4,'HP App G Perf by End Use & Fuel'!$F$160:$Y$160,DL$3)*1000/Support_kBtu_per_kWh","v":0},{"$f":"SUMIFS('HP App G Perf by End Use & Fuel'!$F125:$Y125,'HP App G Perf by End Use & Fuel'!$F$161:$Y$161,$DL$4,'HP App G Perf by End Use & Fuel'!$F$160:$Y$160,DM$3)*1000/Support_kBtu_per_kWh","v":0},{"$f":"SUMIFS('HP App G Perf by End Use & Fuel'!$F125:$Y125,'HP App G Perf by End Use & Fuel'!$F$161:$Y$161,$DL$4,'HP App G Perf by End Use & Fuel'!$F$160:$Y$160,DN$3)*1000/Support_kBtu_per_kWh","v":0},{"$f":"SUMIFS('HP App G Perf by End Use & Fuel'!$F125:$Y125,'HP App G Perf by End Use & Fuel'!$F$161:$Y$161,$DL$4,'HP App G Perf by End Use & Fuel'!$F$160:$Y$160,DO$3)*1000/Support_kBtu_per_kWh","v":0},{"$f":"SUMIFS('HP App G Perf by End Use & Fuel'!$F125:$Y125,'HP App G Perf by End Use & Fuel'!$F$161:$Y$161,\"<>Electricity\",'HP App G Perf by End Use & Fuel'!$F$160:$Y$160,DP$3)","v":0},{"$f":"SUMIFS('HP App G Perf by End Use & Fuel'!$F125:$Y125,'HP App G Perf by End Use & Fuel'!$F$161:$Y$161,\"<>Electricity\",'HP App G Perf by End Use & Fuel'!$F$160:$Y$160,DQ$3)","v":0},{"$f":"SUMIFS('HP App G Perf by End Use & Fuel'!$F125:$Y125,'HP App G Perf by End Use & Fuel'!$F$161:$Y$161,\"<>Electricity\",'HP App G Perf by End Use & Fuel'!$F$160:$Y$160,DR$3)","v":0},{"$f":"SUMIFS('HP App G Perf by End Use & Fuel'!$F125:$Y125,'HP App G Perf by End Use & Fuel'!$F$161:$Y$161,\"<>Electricity\",'HP App G Perf by End Use & Fuel'!$F$160:$Y$160,DS$3)","v":0},0,0,0,null,null,null,"BD+C: Healthcare",4]
[null,"Healthcare/hospital","Hospital",null,null,null,null,null,null,null,null,null,null,null,"Natural Gas","kcf","Natural Gaskcf",1029,"(cubic feet) x 1,000",null,null,null,"kW","kW","kW","kW","kW","kW","kW","kW","kW","kW","kW","kW","kW",null,null,339,"Fans - parking garage",0,0.40724108129861564,0.37835106860037171,"MultifamilyFans - parking garage",null,null,null,null,"PHI V10 Plus","PHI",null,null,null,null,null,null,{"$f":"'HP Import'!A29","v":0},{"$f":"'HP Import'!B29","v":0},{"$f":"'HP Import'!C29","v":0},{"$f":"'HP Import'!D29","v":0},{"$f":"'HP Import'!F29","v":0},{"$f":"'HP Import'!G29","v":0},{"$f":"'HP Import'!H29","v":0},{"$f":"'HP Import'!I29","v":0},{"$f":"IFERROR(IF(BE14<>\"X\",'HP Import'!$Q29*1000/BN14,0),0)","v":0},{"$f":"IFERROR(IF(BE14=\"X\",'HP Import'!$Q29*1000/BN14,0),0)","v":0},{"$f":"IFERROR(IFERROR(INDEX(Ref_UnitConversions_Energy_Content_kBtu_Unit, MATCH(BF14&BG14,Ref_UnitConversions_Energy_Units_Lookup,0),),INDEX(Ref_UnitConversions_Energy_Content_kBtu_Unit, MATCH(\"All\"&BG14,Ref_UnitConversions_Energy_Units_Lookup,0),)),0)","v":0},{"$f":"'HP Import'!W29","v":0},0,0,0,0,"No",null,null,"Heat rejection",null,null,null,null,null,"",{"$f":"'HP Import'!A11","v":0},{"$f":"'HP Import'!B11","v":0},{"$f":"IF('HP Import'!P11=\"Yes\",'HP Import'!O11,0)","v":0},{"$f":"IF(Lists_Modeling_Protocol_Year=2022,IF('HP Import'!P11<>\"Yes\",'HP Import'!O11,0),'HP Import'!C11)","v":0},{"$f":"'HP Import'!Q11","v":0},{"$f":"'HP Import'!D11","v":0},{"$f":"IF('HP Import'!T11=\"Yes\",'HP Import'!S11,0)","v":0},{"$f":"IF(Lists_Modeling_Protocol_Year=2022,IF('HP Import'!T11<>\"Yes\",'HP Import'!S11,0),'HP Import'!E11)","v":0},{"$f":"'HP Import'!U11","v":0},0,0,0,0,0,{"$error":"#N/A"},null,null,null,null,null,null,null,null,null,null,null,null,null,null,{"$f":"IFERROR(INDEX('ERI Import'!$G$2:$G$10000, MATCH(0, IF('ERI Import'!$G$2:$G$10000<>\"\", COUNTIF($DG$2:DG13, 'ERI Import'!$G$2:$G$10000), \"\"), 0)), \"\")","v":""},null,null,null,{"$f":"'HP App G Perf by End Use & Fuel'!E126","v":"Fans - interior ventilation"},{"$f":"SUMIFS('HP App G Perf by End Use & Fuel'!$F126:$Y126,'HP App G Perf by End Use & Fuel'!$F$161:$Y$161,$DL$4,'HP App G Perf by End Use & Fuel'!$F$160:$Y$160,DL$3)*1000/Support_kBtu_per_kWh","v":0},{"$f":"SUMIFS('HP App G Perf by End Use & Fuel'!$F126:$Y126,'HP App G Perf by End Use & Fuel'!$F$161:$Y$161,$DL$4,'HP App G Perf by End Use & Fuel'!$F$160:$Y$160,DM$3)*1000/Support_kBtu_per_kWh","v":0},{"$f":"SUMIFS('HP App G Perf by End Use & Fuel'!$F126:$Y126,'HP App G Perf by End Use & Fuel'!$F$161:$Y$161,$DL$4,'HP App G Perf by End Use & Fuel'!$F$160:$Y$160,DN$3)*1000/Support_kBtu_per_kWh","v":0},{"$f":"SUMIFS('HP App G Perf by End Use & Fuel'!$F126:$Y126,'HP App G Perf by End Use & Fuel'!$F$161:$Y$161,$DL$4,'HP App G Perf by End Use & Fuel'!$F$160:$Y$160,DO$3)*1000/Support_kBtu_per_kWh","v":0},{"$f":"SUMIFS('HP App G Perf by End Use & Fuel'!$F126:$Y126,'HP App G Perf by End Use & Fuel'!$F$161:$Y$161,\"<>Electricity\",'HP App G Perf by End Use & Fuel'!$F$160:$Y$160,DP$3)","v":0},{"$f":"SUMIFS('HP App G Perf by End Use & Fuel'!$F126:$Y126,'HP App G Perf by End Use & Fuel'!$F$161:$Y$161,\"<>Electricity\",'HP App G Perf by End Use & Fuel'!$F$160:$Y$160,DQ$3)","v":0},{"$f":"SUMIFS('HP App G Perf by End Use & Fuel'!$F126:$Y126,'HP App G Perf by End Use & Fuel'!$F$161:$Y$161,\"<>Electricity\",'HP App G Perf by End Use & Fuel'!$F$160:$Y$160,DR$3)","v":0},{"$f":"SUMIFS('HP App G Perf by End Use & Fuel'!$F126:$Y126,'HP App G Perf by End Use & Fuel'!$F$161:$Y$161,\"<>Electricity\",'HP App G Perf by End Use & Fuel'!$F$160:$Y$160,DS$3)","v":0},0,0,0,null,null,null,"ID+C: Commercial Interiors",14]
[null,"Hotel/motel","Hotel/motel",null,null,null,null,null,null,null,null,null,null,null,"Natural Gas","Mcf","Natural GasMcf",1029000,"(cubic feet) x 1,000,000",null,null,null,"MW","MW","MW","MW","MW","MW","MW","MW","MW","MW","MW","MW","MW",null,null,340,"Service water heating",0,1.0000670825786544,1.0000311229147647,"MultifamilyService water heating",null,null,null,null,"PHI V10 Premium","PHI",null,null,null,null,null,null,{"$f":"'HP Import'!A30","v":0},{"$f":"'HP Import'!B30","v":0},{"$f":"'HP Import'!C30","v":0},{"$f":"'HP Import'!D30","v":0},{"$f":"'HP Import'!F30","v":0},{"$f":"'HP Import'!G30","v":0},{"$f":"'HP Import'!H30","v":0},{"$f":"'HP Import'!I30","v":0},{"$f":"IFERROR(IF(BE15<>\"X\",'HP Import'!$Q30*1000/BN15,0),0)","v":0},{"$f":"IFERROR(IF(BE15=\"X\",'HP Import'!$Q30*1000/BN15,0),0)","v":0},{"$f":"IFERROR(IFERROR(INDEX(Ref_UnitConversions_Energy_Content_kBtu_Unit, MATCH(BF15&BG15,Ref_UnitConversions_Energy_Units_Lookup,0),),INDEX(Ref_UnitConversions_Energy_Content_kBtu_Unit, MATCH(\"All\"&BG15,Ref_UnitConversions_Energy_Units_Lookup,0),)),0)","v":0},{"$f":"'HP Import'!W30","v":0},0,0,0,0,"No",null,null,"Fans - interior ventilation",null,null,null,null,null,"Area - Weighted Average BPF",null,null,null,null,null,null,null,null,null,null,null,null,null,null,{"$f":"IFERROR(IF(COUNTIF(CR$5:CR$14,\"n/a\")=10,\"n/a\",SUMPRODUCT($CQ$5:$CQ$14,IFERROR(CR$5:CR$14,0))/SUM($CQ$5:$CQ$14)),\"n/a\")","v":"n/a"},null,null,null,null,null,null,null,null,null,null,null,null,null,null,{"$f":"IFERROR(INDEX('ERI Import'!$G$2:$G$10000, MATCH(0, IF('ERI Import'!$G$2:$G$10000<>\"\", COUNTIF($DG$2:DG14, 'ERI Import'!$G$2:$G$10000), \"\"), 0)), \"\")","v":""},null,null,null,{"$f":"'HP App G Perf by End Use & Fuel'!E127","v":"Fans - parking garage"},{"$f":"SUMIFS('HP App G Perf by End Use & Fuel'!$F127:$Y127,'HP App G Perf by End Use & Fuel'!$F$161:$Y$161,$DL$4,'HP App G Perf by End Use & Fuel'!$F$160:$Y$160,DL$3)*1000/Support_kBtu_per_kWh","v":0},{"$f":"SUMIFS('HP App G Perf by End Use & Fuel'!$F127:$Y127,'HP App G Perf by End Use & Fuel'!$F$161:$Y$161,$DL$4,'HP App G Perf by End Use & Fuel'!$F$160:$Y$160,DM$3)*1000/Support_kBtu_per_kWh","v":0},{"$f":"SUMIFS('HP App G Perf by End Use & Fuel'!$F127:$Y127,'HP App G Perf by End Use & Fuel'!$F$161:$Y$161,$DL$4,'HP App G Perf by End Use & Fuel'!$F$160:$Y$160,DN$3)*1000/Support_kBtu_per_kWh","v":0},{"$f":"SUMIFS('HP App G Perf by End Use & Fuel'!$F127:$Y127,'HP App G Perf by End Use & Fuel'!$F$161:$Y$161,$DL$4,'HP App G Perf by End Use & Fuel'!$F$160:$Y$160,DO$3)*1000/Support_kBtu_per_kWh","v":0},{"$f":"SUMIFS('HP App G Perf by End Use & Fuel'!$F127:$Y127,'HP App G Perf by End Use & Fuel'!$F$161:$Y$161,\"<>Electricity\",'HP App G Perf by End Use & Fuel'!$F$160:$Y$160,DP$3)","v":0},{"$f":"SUMIFS('HP App G Perf by End Use & Fuel'!$F127:$Y127,'HP App G Perf by End Use & Fuel'!$F$161:$Y$161,\"<>Electricity\",'HP App G Perf by End Use & Fuel'!$F$160:$Y$160,DQ$3)","v":0},{"$f":"SUMIFS('HP App G Perf by End Use & Fuel'!$F127:$Y127,'HP App G Perf by End Use & Fuel'!$F$161:$Y$161,\"<>Electricity\",'HP App G Perf by End Use & Fuel'!$F$160:$Y$160,DR$3)","v":0},{"$f":"SUMIFS('HP App G Perf by End Use & Fuel'!$F127:$Y127,'HP App G Perf by End Use & Fuel'!$F$161:$Y$161,\"<>Electricity\",'HP App G Perf by End Use & Fuel'!$F$160:$Y$160,DS$3)","v":0},0,0,0,null,null,null,"ID+C: Retail",14]
[null,"All Others","Library",null,null,null,null,null,null,null,null,null,null,null,"District Steam","Lbs.","District SteamLbs.",1.194,"Pounds (District Steam)",null,null,null,"Btu/hr","Btu/hr","Btu/hr","Btu/hr","Btu/hr","Btu/hr","Btu/hr","Btu/hr","Btu/hr","Btu/hr","Btu/hr","Btu/hr","Btu/hr",null,null,341,"Misc equipment","X",1,1,"MultifamilyMisc equipment",null,null,null,null,null,null,null,null,null,null,null,null,{"$f":"'HP Import'!A31","v":0},{"$f":"'HP Import'!B31","v":0},{"$f":"'HP Import'!C31","v":0},{"$f":"'HP Import'!D31","v":0},{"$f":"'HP Import'!F31","v":0},{"$f":"'HP Import'!G31","v":0},{"$f":"'HP Import'!H31","v":0},{"$f":"'HP Import'!I31","v":0},{"$f":"IFERROR(IF(BE16<>\"X\",'HP Import'!$Q31*1000/BN16,0),0)","v":0},{"$f":"IFERROR(IF(BE16=\"X\",'HP Import'!$Q31*1000/BN16,0),0)","v":0},{"$f":"IFERROR(IFERROR(INDEX(Ref_UnitConversions_Energy_Content_kBtu_Unit, MATCH(BF16&BG16,Ref_UnitConversions_Energy_Units_Lookup,0),),INDEX(Ref_UnitConversions_Energy_Content_kBtu_Unit, MATCH(\"All\"&BG16,Ref_UnitConversions_Energy_Units_Lookup,0),)),0)","v":0},{"$f":"'HP Import'!W31","v":0},0,0,0,0,"No",null,null,"Fans - parking garage",null,null,null,null,null,null,null,null,null,null,null,null,null,null,null,null,null,null,null,null,null,null,null,null,null,null,null,null,null,null,null,null,null,null,null,{"$f":"IFERROR(INDEX('ERI Import'!$G$2:$G$10000, MATCH(0, IF('ERI Import'!$G$2:$G$10000<>\"\", COUNTIF($DG$2:DG15, 'ERI Import'!$G$2:$G$10000), \"\"), 0)), \"\")","v":""},null,null,null,{"$f":"'HP App G Perf by End Use & Fuel'!E128","v":"Service water heating"},{"$f":"SUMIFS('HP App G Perf by End Use & Fuel'!$F128:$Y128,'HP App G Perf by End Use & Fuel'!$F$161:$Y$161,$DL$4,'HP App G Perf by End Use & Fuel'!$F$160:$Y$160,DL$3)*1000/Support_kBtu_per_kWh","v":0},{"$f":"SUMIFS('HP App G Perf by End Use & Fuel'!$F128:$Y128,'HP App G Perf by End Use & Fuel'!$F$161:$Y$161,$DL$4,'HP App G Perf by End Use & Fuel'!$F$160:$Y$160,DM$3)*1000/Support_kBtu_per_kWh","v":0},{"$f":"SUMIFS('HP App G Perf by End Use & Fuel'!$F128:$Y128,'HP App G Perf by End Use & Fuel'!$F$161:$Y$161,$DL$4,'HP App G Perf by End Use & Fuel'!$F$160:$Y$160,DN$3)*1000/Support_kBtu_per_kWh","v":0},{"$f":"SUMIFS('HP App G Perf by End Use & Fuel'!$F128:$Y128,'HP App G Perf by End Use & Fuel'!$F$161:$Y$161,$DL$4,'HP App G Perf by End Use & Fuel'!$F$160:$Y$160,DO$3)*1000/Support_kBtu_per_kWh","v":0},{"$f":"SUMIFS('HP App G Perf by End Use & Fuel'!$F128:$Y128,'HP App G Perf by End Use & Fuel'!$F$161:$Y$161,\"<>Electricity\",'HP App G Perf by End Use & Fuel'!$F$160:$Y$160,DP$3)","v":0},{"$f":"SUMIFS('HP App G Perf by End Use & Fuel'!$F128:$Y128,'HP App G Perf by End Use & Fuel'!$F$161:$Y$161,\"<>Electricity\",'HP App G Perf by End Use & Fuel'!$F$160:$Y$160,DQ$3)","v":0},{"$f":"SUMIFS('HP App G Perf by End Use & Fuel'!$F128:$Y128,'HP App G Perf by End Use & Fuel'!$F$161:$Y$161,\"<>Electricity\",'HP App G Perf by End Use & Fuel'!$F$160:$Y$160,DR$3)","v":0},{"$f":"SUMIFS('HP App G Perf by End Use & Fuel'!$F128:$Y128,'HP App G Perf by End Use & Fuel'!$F$161:$Y$161,\"<>Electricity\",'HP App G Perf by End Use & Fuel'!$F$160:$Y$160,DS$3)","v":0},0,0,0,null,null,null,"ID+C: Hospitality",14]
[null,"All Others","Manufacturing facility",null,null,null,null,null,null,null,null,null,null,null,"District Steam","kLbs.","District SteamkLbs.",1194,"(Pounds) x 1,000",null,null,null,"kBtu/hr","kBtu/hr","kBtu/hr","kBtu/hr","kBtu/hr","kBtu/hr","kBtu/hr","kBtu/hr","kBtu/hr","kBtu/hr","kBtu/hr","kBtu/hr","kBtu/hr",null,null,342,"Industrial process","X",1,1,"MultifamilyIndustrial process",null,null,null,null,null,null,null,null,null,null,null,null,{"$f":"'HP Import'!A32","v":0},{"$f":"'HP Import'!B32","v":0},{"$f":"'HP Import'!C32","v":0},{"$f":"'HP Import'!D32","v":0},{"$f":"'HP Import'!F32","v":0},{"$f":"'HP Import'!G32","v":0},{"$f":"'HP Import'!H32","v":0},{"$f":"'HP Import'!I32","v":0},{"$f":"IFERROR(IF(BE17<>\"X\",'HP Import'!$Q32*1000/BN17,0),0)","v":0},{"$f":"IFERROR(IF(BE17=\"X\",'HP Import'!$Q32*1000/BN17,0),0)","v":0},{"$f":"IFERROR(IFERROR(INDEX(Ref_UnitConversions_Energy_Content_kBtu_Unit, MATCH(BF17&BG17,Ref_UnitConversions_Energy_Units_Lookup,0),),INDEX(Ref_UnitConversions_Energy_Content_kBtu_Unit, MATCH(\"All\"&BG17,Ref_UnitConversions_Energy_Units_Lookup,0),)),0)","v":0},{"$f":"'HP Import'!W32","v":0},0,0,0,0,"No",null,null,"Service water heating",null,null,null,null,null,null,null,null,null,null,null,null,null,null,null,null,null,null,null,null,null,null,null,null,null,null,null,null,null,null,null,null,null,null,null,{"$f":"IFERROR(INDEX('ERI Import'!$G$2:$G$10000, MATCH(0, IF('ERI Import'!$G$2:$G$10000<>\"\", COUNTIF($DG$2:DG16, 'ERI Import'!$G$2:$G$10000), \"\"), 0)), \"\")","v":""},null,null,null,{"$f":"'HP App G Perf by End Use & Fuel'!E129","v":"Misc equipment"},{"$f":"SUMIFS('HP App G Perf by End Use & Fuel'!$F129:$Y129,'HP App G Perf by End Use & Fuel'!$F$161:$Y$161,$DL$4,'HP App G Perf by End Use & Fuel'!$F$160:$Y$160,DL$3)*1000/Support_kBtu_per_kWh","v":0},{"$f":"SUMIFS('HP App G Perf by End Use & Fuel'!$F129:$Y129,'HP App G Perf by End Use & Fuel'!$F$161:$Y$161,$DL$4,'HP App G Perf by End Use & Fuel'!$F$160:$Y$160,DM$3)*1000/Support_kBtu_per_kWh","v":0},{"$f":"SUMIFS('HP App G Perf by End Use & Fuel'!$F129:$Y129,'HP App G Perf by End Use & Fuel'!$F$161:$Y$161,$DL$4,'HP App G Perf by End Use & Fuel'!$F$160:$Y$160,DN$3)*1000/Support_kBtu_per_kWh","v":0},{"$f":"SUMIFS('HP App G Perf by End Use & Fuel'!$F129:$Y129,'HP App G Perf by End Use & Fuel'!$F$161:$Y$161,$DL$4,'HP App G Perf by End Use & Fuel'!$F$160:$Y$160,DO$3)*1000/Support_kBtu_per_kWh","v":0},{"$f":"SUMIFS('HP App G Perf by End Use & Fuel'!$F129:$Y129,'HP App G Perf by End Use & Fuel'!$F$161:$Y$161,\"<>Electricity\",'HP App G Perf by End Use & Fuel'!$F$160:$Y$160,DP$3)","v":0},{"$f":"SUMIFS('HP App G Perf by End Use & Fuel'!$F129:$Y129,'HP App G Perf by End Use & Fuel'!$F$161:$Y$161,\"<>Electricity\",'HP App G Perf by End Use & Fuel'!$F$160:$Y$160,DQ$3)","v":0},{"$f":"SUMIFS('HP App G Perf by End Use & Fuel'!$F129:$Y129,'HP App G Perf by End Use & Fuel'!$F$161:$Y$161,\"<>Electricity\",'HP App G Perf by End Use & Fuel'!$F$160:$Y$160,DR$3)","v":0},{"$f":"SUMIFS('HP App G Perf by End Use & Fuel'!$F129:$Y129,'HP App G Perf by End Use & Fuel'!$F$161:$Y$161,\"<>Electricity\",'HP App G Perf by End Use & Fuel'!$F$160:$Y$160,DS$3)","v":0},0,0,0]
[null,"All Others","Motion picture theater",null,null,null,null,null,null,null,null,null,null,null,"District Steam","Mlbs.","District SteamMlbs.",1194000,"(Pounds) x 1,000,000",null,null,null,"MMBtu/hr","MMBtu/hr","MMBtu/hr","MMBtu/hr","MMBtu/hr","MMBtu/hr","MMBtu/hr","MMBtu/hr","MMBtu/hr","MMBtu/hr","MMBtu/hr","MMBtu/hr","MMBtu/hr",null,null,343,"Refrigeration equipment (regulated)",0,0.79540093278819013,0.79733150590027713,"MultifamilyRefrigeration equipment (regulated)",null,null,null,null,null,null,null,null,null,null,null,null,{"$f":"'HP Import'!A33","v":0},{"$f":"'HP Import'!B33","v":0},{"$f":"'HP Import'!C33","v":0},{"$f":"'HP Import'!D33","v":0},{"$f":"'HP Import'!F33","v":0},{"$f":"'HP Import'!G33","v":0},{"$f":"'HP Import'!H33","v":0},{"$f":"'HP Import'!I33","v":0},{"$f":"IFERROR(IF(BE18<>\"X\",'HP Import'!$Q33*1000/BN18,0),0)","v":0},{"$f":"IFERROR(IF(BE18=\"X\",'HP Import'!$Q33*1000/BN18,0),0)","v":0},{"$f":"IFERROR(IFERROR(INDEX(Ref_UnitConversions_Energy_Content_kBtu_Unit, MATCH(BF18&BG18,Ref_UnitConversions_Energy_Units_Lookup,0),),INDEX(Ref_UnitConversions_Energy_Content_kBtu_Unit, MATCH(\"All\"&BG18,Ref_UnitConversions_Energy_Units_Lookup,0),)),0)","v":0},{"$f":"'HP Import'!W33","v":0},0,0,0,0,"No",null,null,"Misc equipment",null,null,null,null,null,null,null,"Export Version",null,null,null,null,null,null,null,null,null,null,null,null,null,null,null,null,null,null,null,null,null,null,null,null,null,null,null,{"$f":"IFERROR(INDEX('ERI Import'!$G$2:$G$10000, MATCH(0, IF('ERI Import'!$G$2:$G$10000<>\"\", COUNTIF($DG$2:DG17, 'ERI Import'!$G$2:$G$10000), \"\"), 0)), \"\")","v":""},null,null,null,{"$f":"'HP App G Perf by End Use & Fuel'!E130","v":"Industrial process"},{"$f":"SUMIFS('HP App G Perf by End Use & Fuel'!$F130:$Y130,'HP App G Perf by End Use & Fuel'!$F$161:$Y$161,$DL$4,'HP App G Perf by End Use & Fuel'!$F$160:$Y$160,DL$3)*1000/Support_kBtu_per_kWh","v":0},{"$f":"SUMIFS('HP App G Perf by End Use & Fuel'!$F130:$Y130,'HP App G Perf by End Use & Fuel'!$F$161:$Y$161,$DL$4,'HP App G Perf by End Use & Fuel'!$F$160:$Y$160,DM$3)*1000/Support_kBtu_per_kWh","v":0},{"$f":"SUMIFS('HP App G Perf by End Use & Fuel'!$F130:$Y130,'HP App G Perf by End Use & Fuel'!$F$161:$Y$161,$DL$4,'HP App G Perf by End Use & Fuel'!$F$160:$Y$160,DN$3)*1000/Support_kBtu_per_kWh","v":0},{"$f":"SUMIFS('HP App G Perf by End Use & Fuel'!$F130:$Y130,'HP App G Perf by End Use & Fuel'!$F$161:$Y$161,$DL$4,'HP App G Perf by End Use & Fuel'!$F$160:$Y$160,DO$3)*1000/Support_kBtu_per_kWh","v":0},{"$f":"SUMIFS('HP App G Perf by End Use & Fuel'!$F130:$Y130,'HP App G Perf by End Use & Fuel'!$F$161:$Y$161,\"<>Electricity\",'HP App G Perf by End Use & Fuel'!$F$160:$Y$160,DP$3)","v":0},{"$f":"SUMIFS('HP App G Perf by End Use & Fuel'!$F130:$Y130,'HP App G Perf by End Use & Fuel'!$F$161:$Y$161,\"<>Electricity\",'HP App G Perf by End Use & Fuel'!$F$160:$Y$160,DQ$3)","v":0},{"$f":"SUMIFS('HP App G Perf by End Use & Fuel'!$F130:$Y130,'HP App G Perf by End Use & Fuel'!$F$161:$Y$161,\"<>Electricity\",'HP App G Perf by End Use & Fuel'!$F$160:$Y$160,DR$3)","v":0},{"$f":"SUMIFS('HP App G Perf by End Use & Fuel'!$F130:$Y130,'HP App G Perf by End Use & Fuel'!$F$161:$Y$161,\"<>Electricity\",'HP App G Perf by End Use & Fuel'!$F$160:$Y$160,DS$3)","v":0},0,0,0]
[null,"Multifamily","Multifamily",null,null,null,null,null,null,null,null,null,null,null,"Fuel Oil / Diesel","Liters","Fuel Oil / DieselLiters",{"$f":"138/3.846104","v":35.880465010826541},null,null,null,null,"ton","ton","ton","ton","ton","ton","ton","ton","ton","ton","ton","ton","ton",null,null,344,"Refrigeration equipment (unregulated)","X",1,1,"MultifamilyRefrigeration equipment (unregulated)",null,null,null,null,null,null,null,null,null,null,null,null,{"$f":"'HP Import'!A34","v":0},{"$f":"'HP Import'!B34","v":0},{"$f":"'HP Import'!C34","v":0},{"$f":"'HP Import'!D34","v":0},{"$f":"'HP Import'!F34","v":0},{"$f":"'HP Import'!G34","v":0},{"$f":"'HP Import'!H34","v":0},{"$f":"'HP Import'!I34","v":0},{"$f":"IFERROR(IF(BE19<>\"X\",'HP Import'!$Q34*1000/BN19,0),0)","v":0},{"$f":"IFERROR(IF(BE19=\"X\",'HP Import'!$Q34*1000/BN19,0),0)","v":0},{"$f":"IFERROR(IFERROR(INDEX(Ref_UnitConversions_Energy_Content_kBtu_Unit, MATCH(BF19&BG19,Ref_UnitConversions_Energy_Units_Lookup,0),),INDEX(Ref_UnitConversions_Energy_Content_kBtu_Unit, MATCH(\"All\"&BG19,Ref_UnitConversions_Energy_Units_Lookup,0),)),0)","v":0},{"$f":"'HP Import'!W34","v":0},0,0,0,0,"No",null,null,"Industrial process",null,null,null,null,null,null,null,{"$f":"'HP Import'!$BG$16","v":0},null,null,null,null,null,null,null,null,null,null,null,null,null,null,null,null,null,null,null,null,null,null,null,null,null,null,null,{"$f":"IFERROR(INDEX('ERI Import'!$G$2:$G$10000, MATCH(0, IF('ERI Import'!$G$2:$G$10000<>\"\", COUNTIF($DG$2:DG18, 'ERI Import'!$G$2:$G$10000), \"\"), 0)), \"\")","v":""},null,null,null,{"$f":"'HP App G Perf by End Use & Fuel'!E131","v":"Refrigeration equipment (regulated)"},{"$f":"SUMIFS('HP App G Perf by End Use & Fuel'!$F131:$Y131,'HP App G Perf by End Use & Fuel'!$F$161:$Y$161,$DL$4,'HP App G Perf by End Use & Fuel'!$F$160:$Y$160,DL$3)*1000/Support_kBtu_per_kWh","v":0},{"$f":"SUMIFS('HP App G Perf by End Use & Fuel'!$F131:$Y131,'HP App G Perf by End Use & Fuel'!$F$161:$Y$161,$DL$4,'HP App G Perf by End Use & Fuel'!$F$160:$Y$160,DM$3)*1000/Support_kBtu_per_kWh","v":0},{"$f":"SUMIFS('HP App G Perf by End Use & Fuel'!$F131:$Y131,'HP App G Perf by End Use & Fuel'!$F$161:$Y$161,$DL$4,'HP App G Perf by End Use & Fuel'!$F$160:$Y$160,DN$3)*1000/Support_kBtu_per_kWh","v":0},{"$f":"SUMIFS('HP App G Perf by End Use & Fuel'!$F131:$Y131,'HP App G Perf by End Use & Fuel'!$F$161:$Y$161,$DL$4,'HP App G Perf by End Use & Fuel'!$F$160:$Y$160,DO$3)*1000/Support_kBtu_per_kWh","v":0},{"$f":"SUMIFS('HP App G Perf by End Use & Fuel'!$F131:$Y131,'HP App G Perf by End Use & Fuel'!$F$161:$Y$161,\"<>Electricity\",'HP App G Perf by End Use & Fuel'!$F$160:$Y$160,DP$3)","v":0},{"$f":"SUMIFS('HP App G Perf by End Use & Fuel'!$F131:$Y131,'HP App G Perf by End Use & Fuel'!$F$161:$Y$161,\"<>Electricity\",'HP App G Perf by End Use & Fuel'!$F$160:$Y$160,DQ$3)","v":0},{"$f":"SUMIFS('HP App G Perf by End Use & Fuel'!$F131:$Y131,'HP App G Perf by End Use & Fuel'!$F$161:$Y$161,\"<>Electricity\",'HP App G Perf by End Use & Fuel'!$F$160:$Y$160,DR$3)","v":0},{"$f":"SUMIFS('HP App G Perf by End Use & Fuel'!$F131:$Y131,'HP App G Perf by End Use & Fuel'!$F$161:$Y$161,\"<>Electricity\",'HP App G Perf by End Use & Fuel'!$F$160:$Y$160,DS$3)","v":0},0,0,0]
[null,"All Others","Museum",null,null,null,null,null,null,null,null,null,null,null,"Fuel Oil / Diesel","Gallons","Fuel Oil / DieselGallons",138,null,null,null,null,null,"therm/hr","therm/hr","therm/hr","therm/hr","therm/hr","therm/hr","therm/hr","therm/hr","therm/hr","therm/hr","therm/hr","therm/hr",null,null,345,"Elevators and escalators",0,0.96211081628891448,0.96211081628891448,"MultifamilyElevators and escalators",null,null,null,null,null,null,null,null,null,null,null,null,{"$f":"'HP Import'!A35","v":0},{"$f":"'HP Import'!B35","v":0},{"$f":"'HP Import'!C35","v":0},{"$f":"'HP Import'!D35","v":0},{"$f":"'HP Import'!F35","v":0},{"$f":"'HP Import'!G35","v":0},{"$f":"'HP Import'!H35","v":0},{"$f":"'HP Import'!I35","v":0},{"$f":"IFERROR(IF(BE20<>\"X\",'HP Import'!$Q35*1000/BN20,0),0)","v":0},{"$f":"IFERROR(IF(BE20=\"X\",'HP Import'!$Q35*1000/BN20,0),0)","v":0},{"$f":"IFERROR(IFERROR(INDEX(Ref_UnitConversions_Energy_Content_kBtu_Unit, MATCH(BF20&BG20,Ref_UnitConversions_Energy_Units_Lookup,0),),INDEX(Ref_UnitConversions_Energy_Content_kBtu_Unit, MATCH(\"All\"&BG20,Ref_UnitConversions_Energy_Units_Lookup,0),)),0)","v":0},{"$f":"'HP Import'!W35","v":0},0,0,0,0,"No",null,null,"Refrigeration equipment (regulated)",null,null,null,null,null,null,null,null,null,null,null,null,null,null,null,null,null,null,null,null,null,null,null,null,null,null,null,null,null,null,null,null,null,null,null,{"$f":"IFERROR(INDEX('ERI Import'!$G$2:$G$10000, MATCH(0, IF('ERI Import'!$G$2:$G$10000<>\"\", COUNTIF($DG$2:DG19, 'ERI Import'!$G$2:$G$10000), \"\"), 0)), \"\")","v":""},null,null,null,{"$f":"'HP App G Perf by End Use & Fuel'!E132","v":"Refrigeration equipment (unregulated)"},{"$f":"SUMIFS('HP App G Perf by End Use & Fuel'!$F132:$Y132,'HP App G Perf by End Use & Fuel'!$F$161:$Y$161,$DL$4,'HP App G Perf by End Use & Fuel'!$F$160:$Y$160,DL$3)*1000/Support_kBtu_per_kWh","v":0},{"$f":"SUMIFS('HP App G Perf by End Use & Fuel'!$F132:$Y132,'HP App G Perf by End Use & Fuel'!$F$161:$Y$161,$DL$4,'HP App G Perf by End Use & Fuel'!$F$160:$Y$160,DM$3)*1000/Support_kBtu_per_kWh","v":0},{"$f":"SUMIFS('HP App G Perf by End Use & Fuel'!$F132:$Y132,'HP App G Perf by End Use & Fuel'!$F$161:$Y$161,$DL$4,'HP App G Perf by End Use & Fuel'!$F$160:$Y$160,DN$3)*1000/Support_kBtu_per_kWh","v":0},{"$f":"SUMIFS('HP App G Perf by End Use & Fuel'!$F132:$Y132,'HP App G Perf by End Use & Fuel'!$F$161:$Y$161,$DL$4,'HP App G Perf by End Use & Fuel'!$F$160:$Y$160,DO$3)*1000/Support_kBtu_per_kWh","v":0},{"$f":"SUMIFS('HP App G Perf by End Use & Fuel'!$F132:$Y132,'HP App G Perf by End Use & Fuel'!$F$161:$Y$161,\"<>Electricity\",'HP App G Perf by End Use & Fuel'!$F$160:$Y$160,DP$3)","v":0},{"$f":"SUMIFS('HP App G Perf by End Use & Fuel'!$F132:$Y132,'HP App G Perf by End Use & Fuel'!$F$161:$Y$161,\"<>Electricity\",'HP App G Perf by End Use & Fuel'!$F$160:$Y$160,DQ$3)","v":0},{"$f":"SUMIFS('HP App G Perf by End Use & Fuel'!$F132:$Y132,'HP App G Perf by End Use & Fuel'!$F$161:$Y$161,\"<>Electricity\",'HP App G Perf by End Use & Fuel'!$F$160:$Y$160,DR$3)","v":0},{"$f":"SUMIFS('HP App G Perf by End Use & Fuel'!$F132:$Y132,'HP App G Perf by End Use & Fuel'!$F$161:$Y$161,\"<>Electricity\",'HP App G Perf by End Use & Fuel'!$F$160:$Y$160,DS$3)","v":0},0,0,0]
[null,"Office","Office",null,null,null,null,null,null,null,null,null,null,null,"Fuel Oil (No. 5 & No.6)","Liters","Fuel Oil (No. 5 & No.6)Liters",{"$f":"150/3.846104","v":39.000505446550591},null,null,null,null,null,null,null,null,null,null,null,null,null,null,null,null,null,null,null,346,"Other regulated",0,0.99409594095940956,0.99409594095940956,"MultifamilyOther regulated",null,null,null,null,null,null,null,null,null,null,null,null,{"$f":"'HP Import'!A36","v":0},{"$f":"'HP Import'!B36","v":0},{"$f":"'HP Import'!C36","v":0},{"$f":"'HP Import'!D36","v":0},{"$f":"'HP Import'!F36","v":0},{"$f":"'HP Import'!G36","v":0},{"$f":"'HP Import'!H36","v":0},{"$f":"'HP Import'!I36","v":0},{"$f":"IFERROR(IF(BE21<>\"X\",'HP Import'!$Q36*1000/BN21,0),0)","v":0},{"$f":"IFERROR(IF(BE21=\"X\",'HP Import'!$Q36*1000/BN21,0),0)","v":0},{"$f":"IFERROR(IFERROR(INDEX(Ref_UnitConversions_Energy_Content_kBtu_Unit, MATCH(BF21&BG21,Ref_UnitConversions_Energy_Units_Lookup,0),),INDEX(Ref_UnitConversions_Energy_Content_kBtu_Unit, MATCH(\"All\"&BG21,Ref_UnitConversions_Energy_Units_Lookup,0),)),0)","v":0},{"$f":"'HP Import'!W36","v":0},0,0,0,0,"No",null,null,"Refrigeration equipment (unregulated)",null,null,null,null,null,null,null,null,null,null,null,null,null,null,null,null,null,null,null,null,null,null,null,null,null,null,null,null,null,null,null,null,null,null,null,{"$f":"IFERROR(INDEX('ERI Import'!$G$2:$G$10000, MATCH(0, IF('ERI Import'!$G$2:$G$10000<>\"\", COUNTIF($DG$2:DG20, 'ERI Import'!$G$2:$G$10000), \"\"), 0)), \"\")","v":""},null,null,null,{"$f":"'HP App G Perf by End Use & Fuel'!E133","v":"Elevators and escalators"},{"$f":"SUMIFS('HP App G Perf by End Use & Fuel'!$F133:$Y133,'HP App G Perf by End Use & Fuel'!$F$161:$Y$161,$DL$4,'HP App G Perf by End Use & Fuel'!$F$160:$Y$160,DL$3)*1000/Support_kBtu_per_kWh","v":0},{"$f":"SUMIFS('HP App G Perf by End Use & Fuel'!$F133:$Y133,'HP App G Perf by End Use & Fuel'!$F$161:$Y$161,$DL$4,'HP App G Perf by End Use & Fuel'!$F$160:$Y$160,DM$3)*1000/Support_kBtu_per_kWh","v":0},{"$f":"SUMIFS('HP App G Perf by End Use & Fuel'!$F133:$Y133,'HP App G Perf by End Use & Fuel'!$F$161:$Y$161,$DL$4,'HP App G Perf by End Use & Fuel'!$F$160:$Y$160,DN$3)*1000/Support_kBtu_per_kWh","v":0},{"$f":"SUMIFS('HP App G Perf by End Use & Fuel'!$F133:$Y133,'HP App G Perf by End Use & Fuel'!$F$161:$Y$161,$DL$4,'HP App G Perf by End Use & Fuel'!$F$160:$Y$160,DO$3)*1000/Support_kBtu_per_kWh","v":0},{"$f":"SUMIFS('HP App G Perf by End Use & Fuel'!$F133:$Y133,'HP App G Perf by End Use & Fuel'!$F$161:$Y$161,\"<>Electricity\",'HP App G Perf by End Use & Fuel'!$F$160:$Y$160,DP$3)","v":0},{"$f":"SUMIFS('HP App G Perf by End Use & Fuel'!$F133:$Y133,'HP App G Perf by End Use & Fuel'!$F$161:$Y$161,\"<>Electricity\",'HP App G Perf by End Use & Fuel'!$F$160:$Y$160,DQ$3)","v":0},{"$f":"SUMIFS('HP App G Perf by End Use & Fuel'!$F133:$Y133,'HP App G Perf by End Use & Fuel'!$F$161:$Y$161,\"<>Electricity\",'HP App G Perf by End Use & Fuel'!$F$160:$Y$160,DR$3)","v":0},{"$f":"SUMIFS('HP App G Perf by End Use & Fuel'!$F133:$Y133,'HP App G Perf by End Use & Fuel'!$F$161:$Y$161,\"<>Electricity\",'HP App G Perf by End Use & Fuel'!$F$160:$Y$160,DS$3)","v":0},0,0,0]
[null,"All Others","Parking garage",null,null,null,null,null,null,null,null,null,null,null,"Fuel Oil (No. 5 & No.6)","Gallons","Fuel Oil (No. 5 & No.6)Gallons",{"$f":"150","v":150},null,null,null,null,null,null,null,null,null,null,null,null,null,null,null,null,null,null,null,null,null,null,null,null,null,null,null,null,null,null,null,null,null,null,null,null,null,{"$f":"'HP Import'!A37","v":0},{"$f":"'HP Import'!B37","v":0},{"$f":"'HP Import'!C37","v":0},{"$f":"'HP Import'!D37","v":0},{"$f":"'HP Import'!F37","v":0},{"$f":"'HP Import'!G37","v":0},{"$f":"'HP Import'!H37","v":0},{"$f":"'HP Import'!I37","v":0},{"$f":"IFERROR(IF(BE22<>\"X\",'HP Import'!$Q37*1000/BN22,0),0)","v":0},{"$f":"IFERROR(IF(BE22=\"X\",'HP Import'!$Q37*1000/BN22,0),0)","v":0},{"$f":"IFERROR(IFERROR(INDEX(Ref_UnitConversions_Energy_Content_kBtu_Unit, MATCH(BF22&BG22,Ref_UnitConversions_Energy_Units_Lookup,0),),INDEX(Ref_UnitConversions_Energy_Content_kBtu_Unit, MATCH(\"All\"&BG22,Ref_UnitConversions_Energy_Units_Lookup,0),)),0)","v":0},{"$f":"'HP Import'!W37","v":0},0,0,0,0,"No",null,null,"Elevators and escalators",null,null,null,null,null,null,null,null,null,null,null,null,null,null,null,null,null,null,null,null,null,null,null,null,null,null,null,null,null,null,null,null,null,null,null,{"$f":"IFERROR(INDEX('ERI Import'!$G$2:$G$10000, MATCH(0, IF('ERI Import'!$G$2:$G$10000<>\"\", COUNTIF($DG$2:DG21, 'ERI Import'!$G$2:$G$10000), \"\"), 0)), \"\")","v":""},null,null,null,{"$f":"'HP App G Perf by End Use & Fuel'!E134","v":"Other regulated"},{"$f":"SUMIFS('HP App G Perf by End Use & Fuel'!$F134:$Y134,'HP App G Perf by End Use & Fuel'!$F$161:$Y$161,$DL$4,'HP App G Perf by End Use & Fuel'!$F$160:$Y$160,DL$3)*1000/Support_kBtu_per_kWh","v":0},{"$f":"SUMIFS('HP App G Perf by End Use & Fuel'!$F134:$Y134,'HP App G Perf by End Use & Fuel'!$F$161:$Y$161,$DL$4,'HP App G Perf by End Use & Fuel'!$F$160:$Y$160,DM$3)*1000/Support_kBtu_per_kWh","v":0},{"$f":"SUMIFS('HP App G Perf by End Use & Fuel'!$F134:$Y134,'HP App G Perf by End Use & Fuel'!$F$161:$Y$161,$DL$4,'HP App G Perf by End Use & Fuel'!$F$160:$Y$160,DN$3)*1000/Support_kBtu_per_kWh","v":0},{"$f":"SUMIFS('HP App G Perf by End Use & Fuel'!$F134:$Y134,'HP App G Perf by End Use & Fuel'!$F$161:$Y$161,$DL$4,'HP App G Perf by End Use & Fuel'!$F$160:$Y$160,DO$3)*1000/Support_kBtu_per_kWh","v":0},{"$f":"SUMIFS('HP App G Perf by End Use & Fuel'!$F134:$Y134,'HP App G Perf by End Use & Fuel'!$F$161:$Y$161,\"<>Electricity\",'HP App G Perf by End Use & Fuel'!$F$160:$Y$160,DP$3)","v":0},{"$f":"SUMIFS('HP App G Perf by End Use & Fuel'!$F134:$Y134,'HP App G Perf by End Use & Fuel'!$F$161:$Y$161,\"<>Electricity\",'HP App G Perf by End Use & Fuel'!$F$160:$Y$160,DQ$3)","v":0},{"$f":"SUMIFS('HP App G Perf by End Use & Fuel'!$F134:$Y134,'HP App G Perf by End Use & Fuel'!$F$161:$Y$161,\"<>Electricity\",'HP App G Perf by End Use & Fuel'!$F$160:$Y$160,DR$3)","v":0},{"$f":"SUMIFS('HP App G Perf by End Use & Fuel'!$F134:$Y134,'HP App G Perf by End Use & Fuel'!$F$161:$Y$161,\"<>Electricity\",'HP App G Perf by End Use & Fuel'!$F$160:$Y$160,DS$3)","v":0},0,0,0]
[null,"All Others","Penitentiary",null,null,null,null,null,null,null,null,null,null,null,"Propane","Gallons","PropaneGallons",{"$f":"92","v":92},null,null,null,null,null,null,null,null,null,null,null,null,null,null,null,null,null,null,null,null,"2019 SEEUPFs",null,null,null,null,null,null,null,null,null,null,null,null,null,null,null,null,{"$f":"'HP Import'!A38","v":0},{"$f":"'HP Import'!B38","v":0},{"$f":"'HP Import'!C38","v":0},{"$f":"'HP Import'!D38","v":0},{"$f":"'HP Import'!F38","v":0},{"$f":"'HP Import'!G38","v":0},{"$f":"'HP Import'!H38","v":0},{"$f":"'HP Import'!I38","v":0},{"$f":"IFERROR(IF(BE23<>\"X\",'HP Import'!$Q38*1000/BN23,0),0)","v":0},{"$f":"IFERROR(IF(BE23=\"X\",'HP Import'!$Q38*1000/BN23,0),0)","v":0},{"$f":"IFERROR(IFERROR(INDEX(Ref_UnitConversions_Energy_Content_kBtu_Unit, MATCH(BF23&BG23,Ref_UnitConversions_Energy_Units_Lookup,0),),INDEX(Ref_UnitConversions_Energy_Content_kBtu_Unit, MATCH(\"All\"&BG23,Ref_UnitConversions_Energy_Units_Lookup,0),)),0)","v":0},{"$f":"'HP Import'!W38","v":0},0,0,0,0,"No",null,null,"Other regulated",null,null,null,null,null,null,null,null,null,null,null,null,null,null,null,null,null,null,null,null,null,null,null,null,null,null,null,null,null,null,null,null,null,null,null,{"$f":"IFERROR(INDEX('ERI Import'!$G$2:$G$10000, MATCH(0, IF('ERI Import'!$G$2:$G$10000<>\"\", COUNTIF($DG$2:DG22, 'ERI Import'!$G$2:$G$10000), \"\"), 0)), \"\")","v":""},null,null,null,{"$f":"'HP App G Perf by End Use & Fuel'!E135","v":"Other unregulated"},{"$f":"SUMIFS('HP App G Perf by End Use & Fuel'!$F135:$Y135,'HP App G Perf by End Use & Fuel'!$F$161:$Y$161,$DL$4,'HP App G Perf by End Use & Fuel'!$F$160:$Y$160,DL$3)*1000/Support_kBtu_per_kWh","v":0},{"$f":"SUMIFS('HP App G Perf by End Use & Fuel'!$F135:$Y135,'HP App G Perf by End Use & Fuel'!$F$161:$Y$161,$DL$4,'HP App G Perf by End Use & Fuel'!$F$160:$Y$160,DM$3)*1000/Support_kBtu_per_kWh","v":0},{"$f":"SUMIFS('HP App G Perf by End Use & Fuel'!$F135:$Y135,'HP App G Perf by End Use & Fuel'!$F$161:$Y$161,$DL$4,'HP App G Perf by End Use & Fuel'!$F$160:$Y$160,DN$3)*1000/Support_kBtu_per_kWh","v":0},{"$f":"SUMIFS('HP App G Perf by End Use & Fuel'!$F135:$Y135,'HP App G Perf by End Use & Fuel'!$F$161:$Y$161,$DL$4,'HP App G Perf by End Use & Fuel'!$F$160:$Y$160,DO$3)*1000/Support_kBtu_per_kWh","v":0},{"$f":"SUMIFS('HP App G Perf by End Use & Fuel'!$F135:$Y135,'HP App G Perf by End Use & Fuel'!$F$161:$Y$161,\"<>Electricity\",'HP App G Perf by End Use & Fuel'!$F$160:$Y$160,DP$3)","v":0},{"$f":"SUMIFS('HP App G Perf by End Use & Fuel'!$F135:$Y135,'HP App G Perf by End Use & Fuel'!$F$161:$Y$161,\"<>Electricity\",'HP App G Perf by End Use & Fuel'!$F$160:$Y$160,DQ$3)","v":0},{"$f":"SUMIFS('HP App G Perf by End Use & Fuel'!$F135:$Y135,'HP App G Perf by End Use & Fuel'!$F$161:$Y$161,\"<>Electricity\",'HP App G Perf by End Use & Fuel'!$F$160:$Y$160,DR$3)","v":0},{"$f":"SUMIFS('HP App G Perf by End Use & Fuel'!$F135:$Y135,'HP App G Perf by End Use & Fuel'!$F$161:$Y$161,\"<>Electricity\",'HP App G Perf by End Use & Fuel'!$F$160:$Y$160,DS$3)","v":0},0,0,0]
[null,"All Others","Performing arts theater",null,null,null,null,null,null,null,null,null,null,null,"Propane","Liters","PropaneLiters",{"$f":"92/3.846","v":23.920956838273529},null,null,null,null,null,null,null,null,null,null,null,null,null,null,null,null,null,null,null,2,"Healthcare/hospital",null,null,null,null,null,null,null,null,null,null,null,null,null,null,null,null,{"$f":"'HP Import'!A39","v":0},{"$f":"'HP Import'!B39","v":0},{"$f":"'HP Import'!C39","v":0},{"$f":"'HP Import'!D39","v":0},{"$f":"'HP Import'!F39","v":0},{"$f":"'HP Import'!G39","v":0},{"$f":"'HP Import'!H39","v":0},{"$f":"'HP Import'!I39","v":0},{"$f":"IFERROR(IF(BE24<>\"X\",'HP Import'!$Q39*1000/BN24,0),0)","v":0},{"$f":"IFERROR(IF(BE24=\"X\",'HP Import'!$Q39*1000/BN24,0),0)","v":0},{"$f":"IFERROR(IFERROR(INDEX(Ref_UnitConversions_Energy_Content_kBtu_Unit, MATCH(BF24&BG24,Ref_UnitConversions_Energy_Units_Lookup,0),),INDEX(Ref_UnitConversions_Energy_Content_kBtu_Unit, MATCH(\"All\"&BG24,Ref_UnitConversions_Energy_Units_Lookup,0),)),0)","v":0},{"$f":"'HP Import'!W39","v":0},0,0,0,0,"No",null,null,"Other unregulated",null,null,null,null,null,null,null,null,null,null,null,null,null,null,null,null,null,null,null,null,null,null,null,null,null,null,null,null,null,null,null,null,null,null,null,{"$f":"IFERROR(INDEX('ERI Import'!$G$2:$G$10000, MATCH(0, IF('ERI Import'!$G$2:$G$10000<>\"\", COUNTIF($DG$2:DG23, 'ERI Import'!$G$2:$G$10000), \"\"), 0)), \"\")","v":""},null,null,null,"TOTAL",{"$f":"SUM(DL6:DL23)","v":0},{"$f":"SUM(DM6:DM23)","v":0},0,0,0,0,0,0,0,0,0]
[null,"All Others","Police station",null,null,null,null,null,null,null,null,null,null,null,"Coal (anthracite)","Lbs.","Coal (anthracite)Lbs.",12.545,"Pounds (Anthracite Coal)",null,null,null,null,null,null,null,null,null,null,null,null,null,null,null,null,null,null,null,"Compliance Form Enduses","Unregulated (X)","4A","5A",null,null,null,null,null,null,null,null,null,null,null,null,null,{"$f":"'HP Import'!A40","v":0},{"$f":"'HP Import'!B40","v":0},{"$f":"'HP Import'!C40","v":0},{"$f":"'HP Import'!D40","v":0},{"$f":"'HP Import'!F40","v":0},{"$f":"'HP Import'!G40","v":0},{"$f":"'HP Import'!H40","v":0},{"$f":"'HP Import'!I40","v":0},{"$f":"IFERROR(IF(BE25<>\"X\",'HP Import'!$Q40*1000/BN25,0),0)","v":0},{"$f":"IFERROR(IF(BE25=\"X\",'HP Import'!$Q40*1000/BN25,0),0)","v":0},{"$f":"IFERROR(IFERROR(INDEX(Ref_UnitConversions_Energy_Content_kBtu_Unit, MATCH(BF25&BG25,Ref_UnitConversions_Energy_Units_Lookup,0),),INDEX(Ref_UnitConversions_Energy_Content_kBtu_Unit, MATCH(\"All\"&BG25,Ref_UnitConversions_Energy_Units_Lookup,0),)),0)","v":0},{"$f":"'HP Import'!W40","v":0},0,0,0,0,"No",null,null,null,null,null,null,null,null,null,null,null,null,null,null,null,null,null,null,null,null,null,null,null,null,null,null,null,null,null,null,null,null,null,null,null,null,null,null,{"$f":"IFERROR(INDEX('ERI Import'!$G$2:$G$10000, MATCH(0, IF('ERI Import'!$G$2:$G$10000<>\"\", COUNTIF($DG$2:DG24, 'ERI Import'!$G$2:$G$10000), \"\"), 0)), \"\")","v":""}]
[null,"All Others","Post office",null,null,null,null,null,null,null,null,null,null,null,"Coal (anthracite)","kLbs.","Coal (anthracite)kLbs.",12545,"(Pounds Anthracite Coal) x 1,000",null,null,null,null,null,null,null,null,null,null,null,null,null,null,null,null,null,null,330,"Interior lighting",0,0.70032889934068776,0.70027133407881825,"Healthcare/hospitalInterior lighting",null,null,null,null,null,null,null,null,null,null,null,null,{"$f":"'HP Import'!A41","v":0},{"$f":"'HP Import'!B41","v":0},{"$f":"'HP Import'!C41","v":0},{"$f":"'HP Import'!D41","v":0},{"$f":"'HP Import'!F41","v":0},{"$f":"'HP Import'!G41","v":0},{"$f":"'HP Import'!H41","v":0},{"$f":"'HP Import'!I41","v":0},{"$f":"IFERROR(IF(BE26<>\"X\",'HP Import'!$Q41*1000/BN26,0),0)","v":0},{"$f":"IFERROR(IF(BE26=\"X\",'HP Import'!$Q41*1000/BN26,0),0)","v":0},{"$f":"IFERROR(IFERROR(INDEX(Ref_UnitConversions_Energy_Content_kBtu_Unit, MATCH(BF26&BG26,Ref_UnitConversions_Energy_Units_Lookup,0),),INDEX(Ref_UnitConversions_Energy_Content_kBtu_Unit, MATCH(\"All\"&BG26,Ref_UnitConversions_Energy_Units_Lookup,0),)),0)","v":0},{"$f":"'HP Import'!W41","v":0},0,0,0,0,"No",null,null,null,null,null,null,null,null,null,null,null,null,null,null,null,null,null,null,null,null,null,null,null,null,null,null,null,null,null,null,null,null,null,null,null,null,null,null,{"$f":"IFERROR(INDEX('ERI Import'!$G$2:$G$10000, MATCH(0, IF('ERI Import'!$G$2:$G$10000<>\"\", COUNTIF($DG$2:DG25, 'ERI Import'!$G$2:$G$10000), \"\"), 0)), \"\")","v":""},null,null,null,"Baseline kWh",{"$f":"DM24","v":0}]
[null,"All Others","Religious building",null,null,null,null,null,null,null,null,null,null,null,"Coal (anthracite)","MLbs.","Coal (anthracite)MLbs.",12545000,"(Pounds Anthracite Coal) x 1,000,000",null,null,null,null,null,null,null,null,null,null,null,null,null,null,null,null,null,null,331,"Interior lighting (unregulated)","X",1,1,"Healthcare/hospitalInterior lighting (unregulated)",null,null,null,null,null,null,null,null,null,null,null,null,{"$f":"'HP Import'!A42","v":0},{"$f":"'HP Import'!B42","v":0},{"$f":"'HP Import'!C42","v":0},{"$f":"'HP Import'!D42","v":0},{"$f":"'HP Import'!F42","v":0},{"$f":"'HP Import'!G42","v":0},{"$f":"'HP Import'!H42","v":0},{"$f":"'HP Import'!I42","v":0},{"$f":"IFERROR(IF(BE27<>\"X\",'HP Import'!$Q42*1000/BN27,0),0)","v":0},{"$f":"IFERROR(IF(BE27=\"X\",'HP Import'!$Q42*1000/BN27,0),0)","v":0},{"$f":"IFERROR(IFERROR(INDEX(Ref_UnitConversions_Energy_Content_kBtu_Unit, MATCH(BF27&BG27,Ref_UnitConversions_Energy_Units_Lookup,0),),INDEX(Ref_UnitConversions_Energy_Content_kBtu_Unit, MATCH(\"All\"&BG27,Ref_UnitConversions_Energy_Units_Lookup,0),)),0)","v":0},{"$f":"'HP Import'!W42","v":0},0,0,0,0,"No",null,null,null,null,null,null,null,null,null,null,null,null,null,null,null,null,null,null,null,null,null,null,null,null,null,null,null,null,null,null,null,null,null,null,null,null,null,null,{"$f":"IFERROR(INDEX('ERI Import'!$G$2:$G$10000, MATCH(0, IF('ERI Import'!$G$2:$G$10000<>\"\", COUNTIF($DG$2:DG26, 'ERI Import'!$G$2:$G$10000), \"\"), 0)), \"\")","v":""},null,null,null,"Proposed kWh",{"$f":"DN24","v":0}]
[null,"Retail","Retail",null,null,null,null,null,null,null,null,null,null,null,"Coal (anthracite)","Tons","Coal (anthracite)Tons",24800,"Tons (Anthracite Coal)",null,null,null,null,null,null,null,null,null,null,null,null,null,null,null,null,null,null,332,"Exterior lighting",0,0.42253000211130176,0.42330281793779406,"Healthcare/hospitalExterior lighting",null,null,null,null,null,null,null,null,null,null,null,null,{"$f":"'HP Import'!A43","v":0},{"$f":"'HP Import'!B43","v":0},{"$f":"'HP Import'!C43","v":0},{"$f":"'HP Import'!D43","v":0},{"$f":"'HP Import'!F43","v":0},{"$f":"'HP Import'!G43","v":0},{"$f":"'HP Import'!H43","v":0},{"$f":"'HP Import'!I43","v":0},{"$f":"IFERROR(IF(BE28<>\"X\",'HP Import'!$Q43*1000/BN28,0),0)","v":0},{"$f":"IFERROR(IF(BE28=\"X\",'HP Import'!$Q43*1000/BN28,0),0)","v":0},{"$f":"IFERROR(IFERROR(INDEX(Ref_UnitConversions_Energy_Content_kBtu_Unit, MATCH(BF28&BG28,Ref_UnitConversions_Energy_Units_Lookup,0),),INDEX(Ref_UnitConversions_Energy_Content_kBtu_Unit, MATCH(\"All\"&BG28,Ref_UnitConversions_Energy_Units_Lookup,0),)),0)","v":0},{"$f":"'HP Import'!W43","v":0},0,0,0,0,"No",null,null,null,null,null,null,null,null,null,null,null,null,null,null,null,null,null,null,null,null,null,null,null,null,null,null,null,null,null,null,null,null,null,null,null,null,null,null,{"$f":"IFERROR(INDEX('ERI Import'!$G$2:$G$10000, MATCH(0, IF('ERI Import'!$G$2:$G$10000<>\"\", COUNTIF($DG$2:DG27, 'ERI Import'!$G$2:$G$10000), \"\"), 0)), \"\")","v":""},null,null,null,"kWh Savings",{"$f":"DO24","v":0}]
[null,"School","School/university",null,null,null,null,null,null,null,null,null,null,null,"Coal (bituminous)","Lbs.","Coal (bituminous)Lbs.",12.465,"Pounds (Bituminous Coal)",null,null,null,null,null,null,null,null,null,null,null,null,null,null,null,null,null,null,333,"Space heating",0,0.77932700285791512,0.79490646196245063,"Healthcare/hospitalSpace heating",null,null,null,null,null,null,null,null,null,null,null,null,{"$f":"'HP Import'!A44","v":0},{"$f":"'HP Import'!B44","v":0},{"$f":"'HP Import'!C44","v":0},{"$f":"'HP Import'!D44","v":0},{"$f":"'HP Import'!F44","v":0},{"$f":"'HP Import'!G44","v":0},{"$f":"'HP Import'!H44","v":0},{"$f":"'HP Import'!I44","v":0},{"$f":"IFERROR(IF(BE29<>\"X\",'HP Import'!$Q44*1000/BN29,0),0)","v":0},{"$f":"IFERROR(IF(BE29=\"X\",'HP Import'!$Q44*1000/BN29,0),0)","v":0},{"$f":"IFERROR(IFERROR(INDEX(Ref_UnitConversions_Energy_Content_kBtu_Unit, MATCH(BF29&BG29,Ref_UnitConversions_Energy_Units_Lookup,0),),INDEX(Ref_UnitConversions_Energy_Content_kBtu_Unit, MATCH(\"All\"&BG29,Ref_UnitConversions_Energy_Units_Lookup,0),)),0)","v":0},{"$f":"'HP Import'!W44","v":0},0,0,0,0,"No",null,null,null,null,null,null,null,null,null,null,null,null,null,null,null,null,null,null,null,null,null,null,null,null,null,null,null,null,null,null,null,null,null,null,null,null,null,null,{"$f":"IFERROR(INDEX('ERI Import'!$G$2:$G$10000, MATCH(0, IF('ERI Import'!$G$2:$G$10000<>\"\", COUNTIF($DG$2:DG28, 'ERI Import'!$G$2:$G$10000), \"\"), 0)), \"\")","v":""},null,null,null,"Baseline MMBtu",{"$f":"DQ24","v":0}]
[null,"All Others","Sports arena",null,null,null,null,null,null,null,null,null,null,null,"Coal (bituminous)","kLbs.","Coal (bituminous)kLbs.",12465,"(Pounds Bituminous Coal) x 1,000",null,null,null,null,null,null,null,null,null,null,null,null,null,null,null,null,null,null,334,"Heat pump supplemental heater",0,0.74060102946761286,0.76495527742880864,"Healthcare/hospitalHeat pump supplemental heater",null,null,null,null,null,null,null,null,null,null,null,null,{"$f":"'HP Import'!A45","v":0},{"$f":"'HP Import'!B45","v":0},{"$f":"'HP Import'!C45","v":0},{"$f":"'HP Import'!D45","v":0},{"$f":"'HP Import'!F45","v":0},{"$f":"'HP Import'!G45","v":0},{"$f":"'HP Import'!H45","v":0},{"$f":"'HP Import'!I45","v":0},{"$f":"IFERROR(IF(BE30<>\"X\",'HP Import'!$Q45*1000/BN30,0),0)","v":0},{"$f":"IFERROR(IF(BE30=\"X\",'HP Import'!$Q45*1000/BN30,0),0)","v":0},{"$f":"IFERROR(IFERROR(INDEX(Ref_UnitConversions_Energy_Content_kBtu_Unit, MATCH(BF30&BG30,Ref_UnitConversions_Energy_Units_Lookup,0),),INDEX(Ref_UnitConversions_Energy_Content_kBtu_Unit, MATCH(\"All\"&BG30,Ref_UnitConversions_Energy_Units_Lookup,0),)),0)","v":0},{"$f":"'HP Import'!W45","v":0},0,0,0,0,"No",null,null,null,null,null,null,null,null,null,null,null,null,null,null,null,null,null,null,null,null,null,null,null,null,null,null,null,null,null,null,null,null,null,null,null,null,null,null,{"$f":"IFERROR(INDEX('ERI Import'!$G$2:$G$10000, MATCH(0, IF('ERI Import'!$G$2:$G$10000<>\"\", COUNTIF($DG$2:DG29, 'ERI Import'!$G$2:$G$10000), \"\"), 0)), \"\")","v":""},null,null,null,"Proposed MMBtu",{"$f":"DR24","v":0}]
[null,"Office","Town hall",null,null,null,null,null,null,null,null,null,null,null,"Coal (bituminous)","MLbs","Coal (bituminous)MLbs",12465000,"(Pounds Bituminous Coal) x 1,000,000",null,null,null,null,null,null,null,null,null,null,null,null,null,null,null,null,null,null,335,"Space cooling",0,0.67819547029752092,0.75464195281228363,"Healthcare/hospitalSpace cooling",null,null,null,null,null,null,null,null,null,null,null,null,{"$f":"'HP Import'!A46","v":0},{"$f":"'HP Import'!B46","v":0},{"$f":"'HP Import'!C46","v":0},{"$f":"'HP Import'!D46","v":0},{"$f":"'HP Import'!F46","v":0},{"$f":"'HP Import'!G46","v":0},{"$f":"'HP Import'!H46","v":0},{"$f":"'HP Import'!I46","v":0},{"$f":"IFERROR(IF(BE31<>\"X\",'HP Import'!$Q46*1000/BN31,0),0)","v":0},{"$f":"IFERROR(IF(BE31=\"X\",'HP Import'!$Q46*1000/BN31,0),0)","v":0},{"$f":"IFERROR(IFERROR(INDEX(Ref_UnitConversions_Energy_Content_kBtu_Unit, MATCH(BF31&BG31,Ref_UnitConversions_Energy_Units_Lookup,0),),INDEX(Ref_UnitConversions_Energy_Content_kBtu_Unit, MATCH(\"All\"&BG31,Ref_UnitConversions_Energy_Units_Lookup,0),)),0)","v":0},{"$f":"'HP Import'!W46","v":0},0,0,0,0,"No",null,null,null,null,null,null,null,null,null,null,null,null,null,null,null,null,null,null,null,null,null,null,null,null,null,null,null,null,null,null,null,null,null,null,null,null,null,null,{"$f":"IFERROR(INDEX('ERI Import'!$G$2:$G$10000, MATCH(0, IF('ERI Import'!$G$2:$G$10000<>\"\", COUNTIF($DG$2:DG30, 'ERI Import'!$G$2:$G$10000), \"\"), 0)), \"\")","v":""},null,null,null,"MMBtu Savings",{"$f":"DS24","v":0}]
[null,"All Others","Transportation",null,null,null,null,null,null,null,null,null,null,null,"Coal (bituminous)","Tons","Coal (bituminous)Tons",24930,"Tons (Bituminous Coal)",null,null,null,null,null,null,null,null,null,null,null,null,null,null,null,null,null,null,336,"Pumps",0,0.65656741725710277,0.69079688164174757,"Healthcare/hospitalPumps",null,null,null,null,null,null,null,null,null,null,null,null,{"$f":"'HP Import'!A47","v":0},{"$f":"'HP Import'!B47","v":0},{"$f":"'HP Import'!C47","v":0},{"$f":"'HP Import'!D47","v":0},{"$f":"'HP Import'!F47","v":0},{"$f":"'HP Import'!G47","v":0},{"$f":"'HP Import'!H47","v":0},{"$f":"'HP Import'!I47","v":0},{"$f":"IFERROR(IF(BE32<>\"X\",'HP Import'!$Q47*1000/BN32,0),0)","v":0},{"$f":"IFERROR(IF(BE32=\"X\",'HP Import'!$Q47*1000/BN32,0),0)","v":0},{"$f":"IFERROR(IFERROR(INDEX(Ref_UnitConversions_Energy_Content_kBtu_Unit, MATCH(BF32&BG32,Ref_UnitConversions_Energy_Units_Lookup,0),),INDEX(Ref_UnitConversions_Energy_Content_kBtu_Unit, MATCH(\"All\"&BG32,Ref_UnitConversions_Energy_Units_Lookup,0),)),0)","v":0},{"$f":"'HP Import'!W47","v":0},0,0,0,0,"No",null,null,null,null,null,null,null,null,null,null,null,null,null,null,null,null,null,null,null,null,null,null,null,null,null,null,null,null,null,null,null,null,null,null,null,null,null,null,{"$f":"IFERROR(INDEX('ERI Import'!$G$2:$G$10000, MATCH(0, IF('ERI Import'!$G$2:$G$10000<>\"\", COUNTIF($DG$2:DG31, 'ERI Import'!$G$2:$G$10000), \"\"), 0)), \"\")","v":""},null,null,null,"Internal note: the savings (yellow filled cells) above are used to calculate the GHG incentive for App G projects so that renewable energy credit is not incentivized."]
[null,"Warehouse","Warehouse",null,null,null,null,null,null,null,null,null,null,null,"Coke","Lbs.","CokeLbs.",12.4,"Pounds (coke)",null,null,null,null,null,null,null,null,null,null,null,null,null,null,null,null,null,null,337,"Heat rejection",0,0.91126708190015793,0.97446582143807092,"Healthcare/hospitalHeat rejection",null,null,null,null,null,null,null,null,null,null,null,null,{"$f":"'HP Import'!A48","v":0},{"$f":"'HP Import'!B48","v":0},{"$f":"'HP Import'!C48","v":0},{"$f":"'HP Import'!D48","v":0},{"$f":"'HP Import'!F48","v":0},{"$f":"'HP Import'!G48","v":0},{"$f":"'HP Import'!H48","v":0},{"$f":"'HP Import'!I48","v":0},{"$f":"IFERROR(IF(BE33<>\"X\",'HP Import'!$Q48*1000/BN33,0),0)","v":0},{"$f":"IFERROR(IF(BE33=\"X\",'HP Import'!$Q48*1000/BN33,0),0)","v":0},{"$f":"IFERROR(IFERROR(INDEX(Ref_UnitConversions_Energy_Content_kBtu_Unit, MATCH(BF33&BG33,Ref_UnitConversions_Energy_Units_Lookup,0),),INDEX(Ref_UnitConversions_Energy_Content_kBtu_Unit, MATCH(\"All\"&BG33,Ref_UnitConversions_Energy_Units_Lookup,0),)),0)","v":0},{"$f":"'HP Import'!W48","v":0},0,0,0,0,"No"]
[null,"All Others","Workshop",null,null,null,null,null,null,null,null,null,null,null,"Coke","kLbs.","CokekLbs.",12400,"(Pounds coke) x 1,000",null,null,null,null,null,null,null,null,null,null,null,null,null,null,null,null,null,null,338,"Fans - interior ventilation",0,0.74117925777735671,0.75244771932312982,"Healthcare/hospitalFans - interior ventilation",null,null,null,null,null,null,null,null,null,null,null,null,{"$f":"'HP Import'!A49","v":0},{"$f":"'HP Import'!B49","v":0},{"$f":"'HP Import'!C49","v":0},{"$f":"'HP Import'!D49","v":0},{"$f":"'HP Import'!F49","v":0},{"$f":"'HP Import'!G49","v":0},{"$f":"'HP Import'!H49","v":0},{"$f":"'HP Import'!I49","v":0},{"$f":"IFERROR(IF(BE34<>\"X\",'HP Import'!$Q49*1000/BN34,0),0)","v":0},{"$f":"IFERROR(IF(BE34=\"X\",'HP Import'!$Q49*1000/BN34,0),0)","v":0},{"$f":"IFERROR(IFERROR(INDEX(Ref_UnitConversions_Energy_Content_kBtu_Unit, MATCH(BF34&BG34,Ref_UnitConversions_Energy_Units_Lookup,0),),INDEX(Ref_UnitConversions_Energy_Content_kBtu_Unit, MATCH(\"All\"&BG34,Ref_UnitConversions_Energy_Units_Lookup,0),)),0)","v":0},{"$f":"'HP Import'!W49","v":0},0,0,0,0,"No"]
[null,null,null,null,null,null,null,null,null,null,null,null,null,null,"Coke","MLbs","CokeMLbs",12400000,"(Pounds coke) x 1,000,000",null,null,null,null,null,null,null,null,null,null,null,null,null,null,null,null,null,null,339,"Fans - parking garage",0,0.71777180690568376,0.72951115382659681,"Healthcare/hospitalFans - parking garage"]
[null,null,null,null,null,null,null,null,null,null,null,null,null,null,"Coke","Tons","CokeTons",24800,"Tons (coke)",null,null,null,null,null,null,null,null,null,null,null,null,null,null,null,null,null,null,340,"Service water heating",0,0.99505714158532332,0.99525359502639854,"Healthcare/hospitalService water heating"]
[null,null,null,null,null,null,null,null,null,null,null,null,null,null,"Wood","Lbs.","WoodLbs.",7.69,"Pounds (wood)",null,null,null,null,null,null,null,null,null,null,null,null,null,null,null,null,null,null,341,"Misc equipment","X",1,1,"Healthcare/hospitalMisc equipment"]
[null,null,null,null,null,null,null,null,null,null,null,null,null,null,"Wood","Tons","WoodTons",15380,"Tons (wood)",null,null,null,null,null,null,null,null,null,null,null,null,null,null,null,null,null,null,342,"Industrial process","X",1,1,"Healthcare/hospitalIndustrial process"]
[null,null,null,null,null,null,null,null,null,null,null,null,null,null,"All","MMBtu","AllMMBtu",1000,"(British thermal unit) x 1,000,000",null,null,null,null,null,null,null,null,null,null,null,null,null,null,null,null,null,null,343,"Refrigeration equipment (regulated)",0,0.81100108751645594,0.80716574424701426,"Healthcare/hospitalRefrigeration equipment (regulated)"]
[null,null,null,null,null,null,null,null,null,null,null,null,null,null,"Kerosene","Gallons","KeroseneGallons",{"$f":"IF(Lists_Default_Selection=\"2020 NYCECC\",138,138.6905)","v":138.69049999999999},null,null,null,null,null,null,null,null,null,null,null,null,null,null,null,null,null,null,null,344,"Refrigeration equipment (unregulated)","X",1,1,"Healthcare/hospitalRefrigeration equipment (unregulated)"]
[null,null,null,null,null,null,null,null,null,null,null,null,null,null,"Kerosene","Liters","KeroseneLiters",{"$f":"IF(Lists_Default_Selection=\"2020 NYCECC\",138/3.846104,138.6905/3.846104)","v":36.059997337565491},null,null,null,null,null,null,null,null,null,null,null,null,null,null,null,null,null,null,null,345,"Elevators and escalators",0,0.94413174632006824,0.94413174632006824,"Healthcare/hospitalElevators and escalators"]
[null,null,null,null,null,null,null,null,null,null,null,null,null,null,null,null,null,"This column gives kBtu/energy unit. For example, 3.412 kBtu/kWh",null,null,null,null,null,null,null,null,null,null,null,null,null,null,null,null,null,null,null,346,"Other regulated",0,0.98908480268681787,0.98908480268681787,"Healthcare/hospitalOther regulated"]
[]
[null,null,null,null,null,null,null,null,null,null,null,null,null,null,null,null,null,null,null,null,null,null,null,null,null,null,null,null,null,null,null,null,null,null,null,null,null,null,"2019 SEEUPFs"]
[null,null,null,null,null,null,null,null,null,null,null,null,null,null,null,null,null,null,null,null,null,null,null,null,null,null,null,null,null,null,null,null,null,null,null,null,null,3,"Hotel/motel"]
[null,null,null,null,null,null,null,null,null,null,null,null,null,null,null,null,null,null,null,null,null,null,null,null,null,null,null,null,null,null,null,null,null,null,null,null,null,null,"Compliance Form Enduses","Unregulated (X)","4A","5A"]
[null,null,null,null,null,null,null,null,null,null,null,null,null,null,null,null,null,null,null,null,null,null,null,null,null,null,null,null,null,null,null,null,null,null,null,null,null,330,"Interior lighting",0,0.34970242032283805,0.34935997203646929,"Hotel/motelInterior lighting"]
[null,null,null,null,null,null,null,null,null,null,null,null,null,null,null,null,null,null,null,null,null,null,null,null,null,null,null,null,null,null,null,null,null,null,null,null,null,331,"Interior lighting (unregulated)","X",1,1,"Hotel/motelInterior lighting (unregulated)"]
[null,null,null,null,null,null,null,null,null,null,null,null,null,null,null,null,null,null,null,null,null,null,null,null,null,null,null,null,null,null,null,null,null,null,null,null,null,332,"Exterior lighting",0,0.54448729026381826,0.54448940750954788,"Hotel/motelExterior lighting"]
[null,null,null,null,null,null,null,null,null,null,null,null,null,null,null,null,null,null,null,null,null,null,null,null,null,null,null,null,null,null,null,null,null,null,null,null,null,333,"Space heating",0,0.71750298937428036,0.66330840076385589,"Hotel/motelSpace heating"]
[null,null,null,null,null,null,null,null,null,null,null,null,null,null,null,null,null,null,null,null,null,null,null,null,null,null,null,null,null,null,null,null,null,null,null,null,null,334,"Heat pump supplemental heater",0,0.71750298937428036,0.66330840076385589,"Hotel/motelHeat pump supplemental heater"]
[null,null,null,null,null,null,null,null,null,null,null,null,null,null,null,null,null,null,null,null,null,null,null,null,null,null,null,null,null,null,null,null,null,null,null,null,null,335,"Space cooling",0,0.70262654643878675,0.76775639347811031,"Hotel/motelSpace cooling"]
[null,null,null,null,null,null,null,null,null,null,null,null,null,null,null,null,null,null,null,null,null,null,null,null,null,null,null,null,null,null,null,null,null,null,null,null,null,336,"Pumps",0,0.61607142857142849,0.58757062146892669,"Hotel/motelPumps"]
[null,null,null,null,null,null,null,null,null,null,null,null,null,null,null,null,null,null,null,null,null,null,null,null,null,null,null,null,null,null,null,null,null,null,null,null,null,337,"Heat rejection",0,0.83597575987737782,0.95230853920847958,"Hotel/motelHeat rejection"]
[null,null,null,null,null,null,null,null,null,null,null,null,null,null,null,null,null,null,null,null,null,null,null,null,null,null,null,null,null,null,null,null,null,null,null,null,null,338,"Fans - interior ventilation",0,0.8154840342665155,0.78386362610071147,"Hotel/motelFans - interior ventilation"]
[null,null,null,null,null,null,null,null,null,null,null,null,null,null,null,null,null,null,null,null,null,null,null,null,null,null,null,null,null,null,null,null,null,null,null,null,null,339,"Fans - parking garage",0,0.76529688050098177,0.73648438148015671,"Hotel/motelFans - parking garage"]
[null,null,null,null,null,null,null,null,null,null,null,null,null,null,null,null,null,null,null,null,null,null,null,null,null,null,null,null,null,null,null,null,null,null,null,null,null,340,"Service water heating",0,0.99534869872772869,0.99559118777763489,"Hotel/motelService water heating"]
[null,null,null,null,null,null,null,null,null,null,null,null,null,null,null,null,null,null,null,null,null,null,null,null,null,null,null,null,null,null,null,null,null,null,null,null,null,341,"Misc equipment","X",1,1,"Hotel/motelMisc equipment"]
[null,null,null,null,null,null,null,null,null,null,null,null,null,null,null,null,null,null,null,null,null,null,null,null,null,null,null,null,null,null,null,null,null,null,null,null,null,342,"Industrial process","X",1,1,"Hotel/motelIndustrial process"]
[null,null,null,null,null,null,null,null,null,null,null,null,null,null,null,null,null,null,null,null,null,null,null,null,null,null,null,null,null,null,null,null,null,null,null,null,null,343,"Refrigeration equipment (regulated)",0,0.81097389840022471,0.81221846846846846,"Hotel/motelRefrigeration equipment (regulated)"]
[null,null,null,null,null,null,null,null,null,null,null,null,null,null,null,null,null,null,null,null,null,null,null,null,null,null,null,null,null,null,null,null,null,null,null,null,null,344,"Refrigeration equipment (unregulated)","X",1,1,"Hotel/motelRefrigeration equipment (unregulated)"]
[null,null,null,null,null,null,null,null,null,null,null,null,null,null,null,null,null,null,null,null,null,null,null,null,null,null,null,null,null,null,null,null,null,null,null,null,null,345,"Elevators and escalators",0,0.95119224587387841,0.95119224587387841,"Hotel/motelElevators and escalators"]
[null,null,null,null,null,null,null,null,null,null,null,null,null,null,null,null,null,null,null,null,null,null,null,null,null,null,null,null,null,null,null,null,null,null,null,null,null,346,"Other regulated",0,0.96762589928057552,0.96717625899280579,"Hotel/motelOther regulated"]
[]
[null,null,null,null,null,null,null,null,null,null,null,null,null,null,null,null,null,null,null,null,null,null,null,null,null,null,null,null,null,null,null,null,null,null,null,null,null,null,"2019 SEEUPFs"]
[null,null,null,null,null,null,null,null,null,null,null,null,null,null,null,null,null,null,null,null,null,null,null,null,null,null,null,null,null,null,null,null,null,null,null,null,null,4,"Office"]
[null,null,null,null,null,null,null,null,null,null,null,null,null,null,null,null,null,null,null,null,null,null,null,null,null,null,null,null,null,null,null,null,null,null,null,null,null,null,"Compliance Form Enduses","Unregulated (X)","4A","5A"]
[null,null,null,null,null,null,null,null,null,null,null,null,null,null,null,null,null,null,null,null,null,null,null,null,null,null,null,null,null,null,null,null,null,null,null,null,null,330,"Interior lighting",0,0.4086494812979693,0.4081280454954474,"OfficeInterior lighting"]
[null,null,null,null,null,null,null,null,null,null,null,null,null,null,null,null,null,null,null,null,null,null,null,null,null,null,null,null,null,null,null,null,null,null,null,null,null,331,"Interior lighting (unregulated)","X",1,1,"OfficeInterior lighting (unregulated)"]
[null,null,null,null,null,null,null,null,null,null,null,null,null,null,null,null,null,null,null,null,null,null,null,null,null,null,null,null,null,null,null,null,null,null,null,null,null,332,"Exterior lighting",0,0.28123941056046592,0.28298824726656713,"OfficeExterior lighting"]
[null,null,null,null,null,null,null,null,null,null,null,null,null,null,null,null,null,null,null,null,null,null,null,null,null,null,null,null,null,null,null,null,null,null,null,null,null,333,"Space heating",0,0.592420164347084,0.67642517050970385,"OfficeSpace heating"]
[null,null,null,null,null,null,null,null,null,null,null,null,null,null,null,null,null,null,null,null,null,null,null,null,null,null,null,null,null,null,null,null,null,null,null,null,null,334,"Heat pump supplemental heater",0,0.50303708108211564,0.6017071437964695,"OfficeHeat pump supplemental heater"]
[null,null,null,null,null,null,null,null,null,null,null,null,null,null,null,null,null,null,null,null,null,null,null,null,null,null,null,null,null,null,null,null,null,null,null,null,null,335,"Space cooling",0,0.65808346791839223,0.84009615242654967,"OfficeSpace cooling"]
[null,null,null,null,null,null,null,null,null,null,null,null,null,null,null,null,null,null,null,null,null,null,null,null,null,null,null,null,null,null,null,null,null,null,null,null,null,336,"Pumps",0,0.52755102267633347,0.58477588231452171,"OfficePumps"]
[null,null,null,null,null,null,null,null,null,null,null,null,null,null,null,null,null,null,null,null,null,null,null,null,null,null,null,null,null,null,null,null,null,null,null,null,null,337,"Heat rejection",0,0.77467663044290214,0.90845558479574662,"OfficeHeat rejection"]
[null,null,null,null,null,null,null,null,null,null,null,null,null,null,null,null,null,null,null,null,null,null,null,null,null,null,null,null,null,null,null,null,null,null,null,null,null,338,"Fans - interior ventilation",0,0.63211081840262062,0.61859501205056044,"OfficeFans - interior ventilation"]
[null,null,null,null,null,null,null,null,null,null,null,null,null,null,null,null,null,null,null,null,null,null,null,null,null,null,null,null,null,null,null,null,null,null,null,null,null,339,"Fans - parking garage",0,0.62678489980296026,0.61404502474791134,"OfficeFans - parking garage"]
[null,null,null,null,null,null,null,null,null,null,null,null,null,null,null,null,null,null,null,null,null,null,null,null,null,null,null,null,null,null,null,null,null,null,null,null,null,340,"Service water heating",0,0.99980406971466584,0.99985441428705746,"OfficeService water heating"]
[null,null,null,null,null,null,null,null,null,null,null,null,null,null,null,null,null,null,null,null,null,null,null,null,null,null,null,null,null,null,null,null,null,null,null,null,null,341,"Misc equipment","X",1,1,"OfficeMisc equipment"]
[null,null,null,null,null,null,null,null,null,null,null,null,null,null,null,null,null,null,null,null,null,null,null,null,null,null,null,null,null,null,null,null,null,null,null,null,null,342,"Industrial process","X",1,1,"OfficeIndustrial process"]
[null,null,null,null,null,null,null,null,null,null,null,null,null,null,null,null,null,null,null,null,null,null,null,null,null,null,null,null,null,null,null,null,null,null,null,null,null,343,"Refrigeration equipment (regulated)",0,0.79540093278819013,0.79733150590027713,"OfficeRefrigeration equipment (regulated)"]
[null,null,null,null,null,null,null,null,null,null,null,null,null,null,null,null,null,null,null,null,null,null,null,null,null,null,null,null,null,null,null,null,null,null,null,null,null,344,"Refrigeration equipment (unregulated)","X",1,1,"OfficeRefrigeration equipment (unregulated)"]
[null,null,null,null,null,null,null,null,null,null,null,null,null,null,null,null,null,null,null,null,null,null,null,null,null,null,null,null,null,null,null,null,null,null,null,null,null,345,"Elevators and escalators",0,0.95606345908125645,0.95606345908125645,"OfficeElevators and escalators"]
[null,null,null,null,null,null,null,null,null,null,null,null,null,null,null,null,null,null,null,null,null,null,null,null,null,null,null,null,null,null,null,null,null,null,null,null,null,346,"Other regulated",0,0.97677490104470843,0.97677490104470843,"OfficeOther regulated"]
[]
[null,null,null,null,null,null,null,null,null,null,null,null,null,null,null,null,null,null,null,null,null,null,null,null,null,null,null,null,null,null,null,null,null,null,null,null,null,null,"2019 SEEUPFs"]
[null,null,null,null,null,null,null,null,null,null,null,null,null,null,null,null,null,null,null,null,null,null,null,null,null,null,null,null,null,null,null,null,null,null,null,null,null,5,"Restaurant"]
[null,null,null,null,null,null,null,null,null,null,null,null,null,null,null,null,null,null,null,null,null,null,null,null,null,null,null,null,null,null,null,null,null,null,null,null,null,null,"Compliance Form Enduses","Unregulated (X)","4A","5A"]
[null,null,null,null,null,null,null,null,null,null,null,null,null,null,null,null,null,null,null,null,null,null,null,null,null,null,null,null,null,null,null,null,null,null,null,null,null,330,"Interior lighting",0,0.37477137170751651,0.37294366958796288,"RestaurantInterior lighting"]
[null,null,null,null,null,null,null,null,null,null,null,null,null,null,null,null,null,null,null,null,null,null,null,null,null,null,null,null,null,null,null,null,null,null,null,null,null,331,"Interior lighting (unregulated)","X",1,1,"RestaurantInterior lighting (unregulated)"]
[null,null,null,null,null,null,null,null,null,null,null,null,null,null,null,null,null,null,null,null,null,null,null,null,null,null,null,null,null,null,null,null,null,null,null,null,null,332,"Exterior lighting",0,0.36861990387596971,0.36729216901555867,"RestaurantExterior lighting"]
[null,null,null,null,null,null,null,null,null,null,null,null,null,null,null,null,null,null,null,null,null,null,null,null,null,null,null,null,null,null,null,null,null,null,null,null,null,333,"Space heating",0,0.96588491532460619,0.94619199190952474,"RestaurantSpace heating"]
[null,null,null,null,null,null,null,null,null,null,null,null,null,null,null,null,null,null,null,null,null,null,null,null,null,null,null,null,null,null,null,null,null,null,null,null,null,334,"Heat pump supplemental heater",0,0.96588491532460619,0.94619199190952474,"RestaurantHeat pump supplemental heater"]
[null,null,null,null,null,null,null,null,null,null,null,null,null,null,null,null,null,null,null,null,null,null,null,null,null,null,null,null,null,null,null,null,null,null,null,null,null,335,"Space cooling",0,0.67563857707119523,0.78404574546558159,"RestaurantSpace cooling"]
[null,null,null,null,null,null,null,null,null,null,null,null,null,null,null,null,null,null,null,null,null,null,null,null,null,null,null,null,null,null,null,null,null,null,null,null,null,336,"Pumps",0,1,1,"RestaurantPumps"]
[null,null,null,null,null,null,null,null,null,null,null,null,null,null,null,null,null,null,null,null,null,null,null,null,null,null,null,null,null,null,null,null,null,null,null,null,null,337,"Heat rejection",0,0.83597575987737782,0.95230853920847958,"RestaurantHeat rejection"]
[null,null,null,null,null,null,null,null,null,null,null,null,null,null,null,null,null,null,null,null,null,null,null,null,null,null,null,null,null,null,null,null,null,null,null,null,null,338,"Fans - interior ventilation",0,0.34539345580765324,0.34779228929544725,"RestaurantFans - interior ventilation"]
[null,null,null,null,null,null,null,null,null,null,null,null,null,null,null,null,null,null,null,null,null,null,null,null,null,null,null,null,null,null,null,null,null,null,null,null,null,339,"Fans - parking garage",0,0.34539345580765324,0.34779228929544725,"RestaurantFans - parking garage"]
[null,null,null,null,null,null,null,null,null,null,null,null,null,null,null,null,null,null,null,null,null,null,null,null,null,null,null,null,null,null,null,null,null,null,null,null,null,340,"Service water heating",0,0.97664547860103446,0.97797280510268192,"RestaurantService water heating"]
[null,null,null,null,null,null,null,null,null,null,null,null,null,null,null,null,null,null,null,null,null,null,null,null,null,null,null,null,null,null,null,null,null,null,null,null,null,341,"Misc equipment","X",1,1,"RestaurantMisc equipment"]
[null,null,null,null,null,null,null,null,null,null,null,null,null,null,null,null,null,null,null,null,null,null,null,null,null,null,null,null,null,null,null,null,null,null,null,null,null,342,"Industrial process","X",1,1,"RestaurantIndustrial process"]
[null,null,null,null,null,null,null,null,null,null,null,null,null,null,null,null,null,null,null,null,null,null,null,null,null,null,null,null,null,null,null,null,null,null,null,null,null,343,"Refrigeration equipment (regulated)",0,0.73811172955646487,0.73604791628596566,"RestaurantRefrigeration equipment (regulated)"]
[null,null,null,null,null,null,null,null,null,null,null,null,null,null,null,null,null,null,null,null,null,null,null,null,null,null,null,null,null,null,null,null,null,null,null,null,null,344,"Refrigeration equipment (unregulated)","X",1,1,"RestaurantRefrigeration equipment (unregulated)"]
[null,null,null,null,null,null,null,null,null,null,null,null,null,null,null,null,null,null,null,null,null,null,null,null,null,null,null,null,null,null,null,null,null,null,null,null,null,345,"Elevators and escalators",0,0.95375150591131685,0.9455637528001728,"RestaurantElevators and escalators"]
[null,null,null,null,null,null,null,null,null,null,null,null,null,null,null,null,null,null,null,null,null,null,null,null,null,null,null,null,null,null,null,null,null,null,null,null,null,346,"Other regulated",0,0.98231545518613494,0.98026489393976246,"RestaurantOther regulated"]
[]
[null,null,null,null,null,null,null,null,null,null,null,null,null,null,null,null,null,null,null,null,null,null,null,null,null,null,null,null,null,null,null,null,null,null,null,null,null,null,"2019 SEEUPFs"]
[null,null,null,null,null,null,null,null,null,null,null,null,null,null,null,null,null,null,null,null,null,null,null,null,null,null,null,null,null,null,null,null,null,null,null,null,null,6,"Retail"]
[null,null,null,null,null,null,null,null,null,null,null,null,null,null,null,null,null,null,null,null,null,null,null,null,null,null,null,null,null,null,null,null,null,null,null,null,null,null,"Compliance Form Enduses","Unregulated (X)","4A","5A"]
[null,null,null,null,null,null,null,null,null,null,null,null,null,null,null,null,null,null,null,null,null,null,null,null,null,null,null,null,null,null,null,null,null,null,null,null,null,330,"Interior lighting",0,0.53330943175794721,0.53310600193106605,"RetailInterior lighting"]
[null,null,null,null,null,null,null,null,null,null,null,null,null,null,null,null,null,null,null,null,null,null,null,null,null,null,null,null,null,null,null,null,null,null,null,null,null,331,"Interior lighting (unregulated)","X",1,1,"RetailInterior lighting (unregulated)"]
[null,null,null,null,null,null,null,null,null,null,null,null,null,null,null,null,null,null,null,null,null,null,null,null,null,null,null,null,null,null,null,null,null,null,null,null,null,332,"Exterior lighting",0,0.34467540028406374,0.34338308130406991,"RetailExterior lighting"]
[null,null,null,null,null,null,null,null,null,null,null,null,null,null,null,null,null,null,null,null,null,null,null,null,null,null,null,null,null,null,null,null,null,null,null,null,null,333,"Space heating",0,1.1990731493627984,1.2594702813057865,"RetailSpace heating"]
[null,null,null,null,null,null,null,null,null,null,null,null,null,null,null,null,null,null,null,null,null,null,null,null,null,null,null,null,null,null,null,null,null,null,null,null,null,334,"Heat pump supplemental heater",0,1.1990731493627984,1.2594702813057865,"RetailHeat pump supplemental heater"]
[null,null,null,null,null,null,null,null,null,null,null,null,null,null,null,null,null,null,null,null,null,null,null,null,null,null,null,null,null,null,null,null,null,null,null,null,null,335,"Space cooling",0,0.52270252602664147,0.5930196283183341,"RetailSpace cooling"]
[null,null,null,null,null,null,null,null,null,null,null,null,null,null,null,null,null,null,null,null,null,null,null,null,null,null,null,null,null,null,null,null,null,null,null,null,null,336,"Pumps",0,0.44900870260838088,0.47316617691727847,"RetailPumps"]
[null,null,null,null,null,null,null,null,null,null,null,null,null,null,null,null,null,null,null,null,null,null,null,null,null,null,null,null,null,null,null,null,null,null,null,null,null,337,"Heat rejection",0,0.83597575987737782,0.95230853920847958,"RetailHeat rejection"]
[null,null,null,null,null,null,null,null,null,null,null,null,null,null,null,null,null,null,null,null,null,null,null,null,null,null,null,null,null,null,null,null,null,null,null,null,null,338,"Fans - interior ventilation",0,0.24714464955805246,0.24723440597130333,"RetailFans - interior ventilation"]
[null,null,null,null,null,null,null,null,null,null,null,null,null,null,null,null,null,null,null,null,null,null,null,null,null,null,null,null,null,null,null,null,null,null,null,null,null,339,"Fans - parking garage",0,0.24714464955805246,0.24723440597130333,"RetailFans - parking garage"]
[null,null,null,null,null,null,null,null,null,null,null,null,null,null,null,null,null,null,null,null,null,null,null,null,null,null,null,null,null,null,null,null,null,null,null,null,null,340,"Service water heating",0,1.219404630650496,1.2073045267489713,"RetailService water heating"]
[null,null,null,null,null,null,null,null,null,null,null,null,null,null,null,null,null,null,null,null,null,null,null,null,null,null,null,null,null,null,null,null,null,null,null,null,null,341,"Misc equipment","X",1,1,"RetailMisc equipment"]
[null,null,null,null,null,null,null,null,null,null,null,null,null,null,null,null,null,null,null,null,null,null,null,null,null,null,null,null,null,null,null,null,null,null,null,null,null,342,"Industrial process","X",1,1,"RetailIndustrial process"]
[null,null,null,null,null,null,null,null,null,null,null,null,null,null,null,null,null,null,null,null,null,null,null,null,null,null,null,null,null,null,null,null,null,null,null,null,null,343,"Refrigeration equipment (regulated)",0,0.79540093278819013,0.79733150590027713,"RetailRefrigeration equipment (regulated)"]
[null,null,null,null,null,null,null,null,null,null,null,null,null,null,null,null,null,null,null,null,null,null,null,null,null,null,null,null,null,null,null,null,null,null,null,null,null,344,"Refrigeration equipment (unregulated)","X",1,1,"RetailRefrigeration equipment (unregulated)"]
[null,null,null,null,null,null,null,null,null,null,null,null,null,null,null,null,null,null,null,null,null,null,null,null,null,null,null,null,null,null,null,null,null,null,null,null,null,345,"Elevators and escalators",0,0.95375150591131685,0.9455637528001728,"RetailElevators and escalators"]
[null,null,null,null,null,null,null,null,null,null,null,null,null,null,null,null,null,null,null,null,null,null,null,null,null,null,null,null,null,null,null,null,null,null,null,null,null,346,"Other regulated",0,0.98231545518613494,0.98026489393976246,"RetailOther regulated"]
[]
[null,null,null,null,null,null,null,null,null,null,null,null,null,null,null,null,null,null,null,null,null,null,null,null,null,null,null,null,null,null,null,null,null,null,null,null,null,null,"2019 SEEUPFs"]
[null,null,null,null,null,null,null,null,null,null,null,null,null,null,null,null,null,null,null,null,null,null,null,null,null,null,null,null,null,null,null,null,null,null,null,null,null,7,"School"]
[null,null,null,null,null,null,null,null,null,null,null,null,null,null,null,null,null,null,null,null,null,null,null,null,null,null,null,null,null,null,null,null,null,null,null,null,null,null,"Compliance Form Enduses","Unregulated (X)","4A","5A"]
[null,null,null,null,null,null,null,null,null,null,null,null,null,null,null,null,null,null,null,null,null,null,null,null,null,null,null,null,null,null,null,null,null,null,null,null,null,330,"Interior lighting",0,0.24051514331349078,0.23791333804223999,"SchoolInterior lighting"]
[null,null,null,null,null,null,null,null,null,null,null,null,null,null,null,null,null,null,null,null,null,null,null,null,null,null,null,null,null,null,null,null,null,null,null,null,null,331,"Interior lighting (unregulated)","X",1,1,"SchoolInterior lighting (unregulated)"]
[null,null,null,null,null,null,null,null,null,null,null,null,null,null,null,null,null,null,null,null,null,null,null,null,null,null,null,null,null,null,null,null,null,null,null,null,null,332,"Exterior lighting",0,0.32251552135171591,0.32184158288250087,"SchoolExterior lighting"]
[null,null,null,null,null,null,null,null,null,null,null,null,null,null,null,null,null,null,null,null,null,null,null,null,null,null,null,null,null,null,null,null,null,null,null,null,null,333,"Space heating",0,0.36763154398343967,0.54087549976110694,"SchoolSpace heating"]
[null,null,null,null,null,null,null,null,null,null,null,null,null,null,null,null,null,null,null,null,null,null,null,null,null,null,null,null,null,null,null,null,null,null,null,null,null,334,"Heat pump supplemental heater",0,0.36763154398343967,0.54087549976110694,"SchoolHeat pump supplemental heater"]
[null,null,null,null,null,null,null,null,null,null,null,null,null,null,null,null,null,null,null,null,null,null,null,null,null,null,null,null,null,null,null,null,null,null,null,null,null,335,"Space cooling",0,0.69066026035245343,0.90372886915162376,"SchoolSpace cooling"]
[null,null,null,null,null,null,null,null,null,null,null,null,null,null,null,null,null,null,null,null,null,null,null,null,null,null,null,null,null,null,null,null,null,null,null,null,null,336,"Pumps",0,0.64931413649736103,0.72083649195731769,"SchoolPumps"]
[null,null,null,null,null,null,null,null,null,null,null,null,null,null,null,null,null,null,null,null,null,null,null,null,null,null,null,null,null,null,null,null,null,null,null,null,null,337,"Heat rejection",0,0.83597575987737782,0.95230853920847958,"SchoolHeat rejection"]
[null,null,null,null,null,null,null,null,null,null,null,null,null,null,null,null,null,null,null,null,null,null,null,null,null,null,null,null,null,null,null,null,null,null,null,null,null,338,"Fans - interior ventilation",0,0.83359218744100949,0.8288907662478473,"SchoolFans - interior ventilation"]
[null,null,null,null,null,null,null,null,null,null,null,null,null,null,null,null,null,null,null,null,null,null,null,null,null,null,null,null,null,null,null,null,null,null,null,null,null,339,"Fans - parking garage",0,0.68542642151901734,0.69371343280651709,"SchoolFans - parking garage"]
[null,null,null,null,null,null,null,null,null,null,null,null,null,null,null,null,null,null,null,null,null,null,null,null,null,null,null,null,null,null,null,null,null,null,null,null,null,340,"Service water heating",0,0.94959445201339143,0.95201505299954481,"SchoolService water heating"]
[null,null,null,null,null,null,null,null,null,null,null,null,null,null,null,null,null,null,null,null,null,null,null,null,null,null,null,null,null,null,null,null,null,null,null,null,null,341,"Misc equipment","X",1,1,"SchoolMisc equipment"]
[null,null,null,null,null,null,null,null,null,null,null,null,null,null,null,null,null,null,null,null,null,null,null,null,null,null,null,null,null,null,null,null,null,null,null,null,null,342,"Industrial process","X",1,1,"SchoolIndustrial process"]
[null,null,null,null,null,null,null,null,null,null,null,null,null,null,null,null,null,null,null,null,null,null,null,null,null,null,null,null,null,null,null,null,null,null,null,null,null,343,"Refrigeration equipment (regulated)",0,0.77365454333573325,0.77521422326356204,"SchoolRefrigeration equipment (regulated)"]
[null,null,null,null,null,null,null,null,null,null,null,null,null,null,null,null,null,null,null,null,null,null,null,null,null,null,null,null,null,null,null,null,null,null,null,null,null,344,"Refrigeration equipment (unregulated)","X",1,1,"SchoolRefrigeration equipment (unregulated)"]
[null,null,null,null,null,null,null,null,null,null,null,null,null,null,null,null,null,null,null,null,null,null,null,null,null,null,null,null,null,null,null,null,null,null,null,null,null,345,"Elevators and escalators",0,0.92031999999999992,0.92031999999999992,"SchoolElevators and escalators"]
[null,null,null,null,null,null,null,null,null,null,null,null,null,null,null,null,null,null,null,null,null,null,null,null,null,null,null,null,null,null,null,null,null,null,null,null,null,346,"Other regulated",0,0.97343857645298293,0.97343857645298293,"SchoolOther regulated"]
[]
[null,null,null,null,null,null,null,null,null,null,null,null,null,null,null,null,null,null,null,null,null,null,null,null,null,null,null,null,null,null,null,null,null,null,null,null,null,null,"2019 SEEUPFs"]
[null,null,null,null,null,null,null,null,null,null,null,null,null,null,null,null,null,null,null,null,null,null,null,null,null,null,null,null,null,null,null,null,null,null,null,null,null,8,"Warehouse"]
[null,null,null,null,null,null,null,null,null,null,null,null,null,null,null,null,null,null,null,null,null,null,null,null,null,null,null,null,null,null,null,null,null,null,null,null,null,null,"Compliance Form Enduses","Unregulated (X)","4A","5A"]
[null,null,null,null,null,null,null,null,null,null,null,null,null,null,null,null,null,null,null,null,null,null,null,null,null,null,null,null,null,null,null,null,null,null,null,null,null,330,"Interior lighting",0,0.13437885858148524,0.13487596414425684,"WarehouseInterior lighting"]
[null,null,null,null,null,null,null,null,null,null,null,null,null,null,null,null,null,null,null,null,null,null,null,null,null,null,null,null,null,null,null,null,null,null,null,null,null,331,"Interior lighting (unregulated)","X",1,1,"WarehouseInterior lighting (unregulated)"]
[null,null,null,null,null,null,null,null,null,null,null,null,null,null,null,null,null,null,null,null,null,null,null,null,null,null,null,null,null,null,null,null,null,null,null,null,null,332,"Exterior lighting",0,0.46289937294714839,0.46194029850746271,"WarehouseExterior lighting"]
[null,null,null,null,null,null,null,null,null,null,null,null,null,null,null,null,null,null,null,null,null,null,null,null,null,null,null,null,null,null,null,null,null,null,null,null,null,333,"Space heating",0,0.71810670376785257,0.78800824985268125,"WarehouseSpace heating"]
[null,null,null,null,null,null,null,null,null,null,null,null,null,null,null,null,null,null,null,null,null,null,null,null,null,null,null,null,null,null,null,null,null,null,null,null,null,334,"Heat pump supplemental heater",0,0.71810670376785257,0.78800824985268125,"WarehouseHeat pump supplemental heater"]
[null,null,null,null,null,null,null,null,null,null,null,null,null,null,null,null,null,null,null,null,null,null,null,null,null,null,null,null,null,null,null,null,null,null,null,null,null,335,"Space cooling",0,0.31826511912034205,0.27651393784043571,"WarehouseSpace cooling"]
[null,null,null,null,null,null,null,null,null,null,null,null,null,null,null,null,null,null,null,null,null,null,null,null,null,null,null,null,null,null,null,null,null,null,null,null,null,336,"Pumps",0,0.44900870260838088,0.47316617691727847,"WarehousePumps"]
[null,null,null,null,null,null,null,null,null,null,null,null,null,null,null,null,null,null,null,null,null,null,null,null,null,null,null,null,null,null,null,null,null,null,null,null,null,337,"Heat rejection",0,0.83597575987737782,0.95230853920847958,"WarehouseHeat rejection"]
[null,null,null,null,null,null,null,null,null,null,null,null,null,null,null,null,null,null,null,null,null,null,null,null,null,null,null,null,null,null,null,null,null,null,null,null,null,338,"Fans - interior ventilation",0,0.10913889243604474,0.11757476444080296,"WarehouseFans - interior ventilation"]
[null,null,null,null,null,null,null,null,null,null,null,null,null,null,null,null,null,null,null,null,null,null,null,null,null,null,null,null,null,null,null,null,null,null,null,null,null,339,"Fans - parking garage",0,0.10913889243604474,0.11757476444080296,"WarehouseFans - parking garage"]
[null,null,null,null,null,null,null,null,null,null,null,null,null,null,null,null,null,null,null,null,null,null,null,null,null,null,null,null,null,null,null,null,null,null,null,null,null,340,"Service water heating",0,1.0009532888465205,1.0008880994671403,"WarehouseService water heating"]
[null,null,null,null,null,null,null,null,null,null,null,null,null,null,null,null,null,null,null,null,null,null,null,null,null,null,null,null,null,null,null,null,null,null,null,null,null,341,"Misc equipment","X",1,1,"WarehouseMisc equipment"]
[null,null,null,null,null,null,null,null,null,null,null,null,null,null,null,null,null,null,null,null,null,null,null,null,null,null,null,null,null,null,null,null,null,null,null,null,null,342,"Industrial process","X",1,1,"WarehouseIndustrial process"]
[null,null,null,null,null,null,null,null,null,null,null,null,null,null,null,null,null,null,null,null,null,null,null,null,null,null,null,null,null,null,null,null,null,null,null,null,null,343,"Refrigeration equipment (regulated)",0,0.79540093278819013,0.79733150590027713,"WarehouseRefrigeration equipment (regulated)"]
[null,null,null,null,null,null,null,null,null,null,null,null,null,null,null,null,null,null,null,null,null,null,null,null,null,null,null,null,null,null,null,null,null,null,null,null,null,344,"Refrigeration equipment (unregulated)","X",1,1,"WarehouseRefrigeration equipment (unregulated)"]
[null,null,null,null,null,null,null,null,null,null,null,null,null,null,null,null,null,null,null,null,null,null,null,null,null,null,null,null,null,null,null,null,null,null,null,null,null,345,"Elevators and escalators",0,0.95375150591131685,0.9455637528001728,"WarehouseElevators and escalators"]
[null,null,null,null,null,null,null,null,null,null,null,null,null,null,null,null,null,null,null,null,null,null,null,null,null,null,null,null,null,null,null,null,null,null,null,null,null,346,"Other regulated",0,0.98231545518613494,0.98026489393976246,"WarehouseOther regulated"]
[]
[]
[null,null,null,null,null,null,null,null,null,null,null,null,null,null,null,null,null,null,null,null,null,null,null,null,null,null,null,null,null,null,null,null,null,null,null,null,null,null,"2019 SEEUPFs, All Others",null,"AJ","AM"]
[null,null,null,null,null,null,null,null,null,null,null,null,null,null,null,null,null,null,null,null,null,null,null,null,null,null,null,null,null,null,null,null,null,null,null,null,null,null,"All Others",null,10,13]
[null,null,null,null,null,null,null,null,null,null,null,null,null,null,null,null,null,null,null,null,null,null,null,null,null,null,null,null,null,null,null,null,null,null,null,null,null,null,"Compliance Form Enduses","Unregulated (X)","4A","5A"]
[null,null,null,null,null,null,null,null,null,null,null,null,null,null,null,null,null,null,null,null,null,null,null,null,null,null,null,null,null,null,null,null,null,null,null,null,null,4,"Interior lighting",0,0.40980559365457236,0.4007449302174857,"All OthersInterior lighting"]
[null,null,null,null,null,null,null,null,null,null,null,null,null,null,null,null,null,null,null,null,null,null,null,null,null,null,null,null,null,null,null,null,null,null,null,null,null,23,"Interior lighting (unregulated)","X",1,1,"All OthersInterior lighting (unregulated)"]
[null,null,null,null,null,null,null,null,null,null,null,null,null,null,null,null,null,null,null,null,null,null,null,null,null,null,null,null,null,null,null,null,null,null,null,null,null,42,"Exterior lighting",0,0.41680134139869934,0.39754673070591462,"All OthersExterior lighting"]
[null,null,null,null,null,null,null,null,null,null,null,null,null,null,null,null,null,null,null,null,null,null,null,null,null,null,null,null,null,null,null,null,null,null,null,null,null,61,"Space heating",0,0.63497604167895394,0.74079721545299348,"All OthersSpace heating"]
[null,null,null,null,null,null,null,null,null,null,null,null,null,null,null,null,null,null,null,null,null,null,null,null,null,null,null,null,null,null,null,null,null,null,null,null,null,80,"Heat pump supplemental heater",0,0.61745073670655493,0.73163607738098602,"All OthersHeat pump supplemental heater"]
[null,null,null,null,null,null,null,null,null,null,null,null,null,null,null,null,null,null,null,null,null,null,null,null,null,null,null,null,null,null,null,null,null,null,null,null,null,99,"Space cooling",0,0.64719091114891414,0.71448834935886429,"All OthersSpace cooling"]
[null,null,null,null,null,null,null,null,null,null,null,null,null,null,null,null,null,null,null,null,null,null,null,null,null,null,null,null,null,null,null,null,null,null,null,null,null,118,"Pumps",0,0.44900870260838088,0.47316617691727847,"All OthersPumps"]
[null,null,null,null,null,null,null,null,null,null,null,null,null,null,null,null,null,null,null,null,null,null,null,null,null,null,null,null,null,null,null,null,null,null,null,null,null,137,"Heat rejection",0,0.83597575987737782,0.95230853920847958,"All OthersHeat rejection"]
[null,null,null,null,null,null,null,null,null,null,null,null,null,null,null,null,null,null,null,null,null,null,null,null,null,null,null,null,null,null,null,null,null,null,null,null,null,156,"Fans - interior ventilation",0,0.47546777941909346,0.47626692281371136,"All OthersFans - interior ventilation"]
[null,null,null,null,null,null,null,null,null,null,null,null,null,null,null,null,null,null,null,null,null,null,null,null,null,null,null,null,null,null,null,null,null,null,null,null,null,175,"Fans - parking garage",0,0.44749228436739358,0.44659508468292419,"All OthersFans - parking garage"]
[null,null,null,null,null,null,null,null,null,null,null,null,null,null,null,null,null,null,null,null,null,null,null,null,null,null,null,null,null,null,null,null,null,null,null,null,null,194,"Service water heating",0,1.0057499286371645,1.0048153277912253,"All OthersService water heating"]
[null,null,null,null,null,null,null,null,null,null,null,null,null,null,null,null,null,null,null,null,null,null,null,null,null,null,null,null,null,null,null,null,null,null,null,null,null,213,"Misc equipment","X",1,1,"All OthersMisc equipment"]
[null,null,null,null,null,null,null,null,null,null,null,null,null,null,null,null,null,null,null,null,null,null,null,null,null,null,null,null,null,null,null,null,null,null,null,null,null,232,"Industrial process","X",1,1,"All OthersIndustrial process"]
[null,null,null,null,null,null,null,null,null,null,null,null,null,null,null,null,null,null,null,null,null,null,null,null,null,null,null,null,null,null,null,null,null,null,null,null,null,251,"Refrigeration equipment (regulated)",0,0.79540093278819013,0.79733150590027713,"All OthersRefrigeration equipment (regulated)"]
[null,null,null,null,null,null,null,null,null,null,null,null,null,null,null,null,null,null,null,null,null,null,null,null,null,null,null,null,null,null,null,null,null,null,null,null,null,270,"Refrigeration equipment (unregulated)","X",1,1,"All OthersRefrigeration equipment (unregulated)"]
[null,null,null,null,null,null,null,null,null,null,null,null,null,null,null,null,null,null,null,null,null,null,null,null,null,null,null,null,null,null,null,null,null,null,null,null,null,289,"Elevators and escalators",0,0.95375150591131685,0.9455637528001728,"All OthersElevators and escalators"]
[null,null,null,null,null,null,null,null,null,null,null,null,null,null,null,null,null,null,null,null,null,null,null,null,null,null,null,null,null,null,null,null,null,null,null,null,null,308,"Other regulated",0,0.98231545518613494,0.98026489393976246,"All OthersOther regulated"]

{"sheet":"HP Import","index":16,"n_rows":0,"n_cols":0,"rows_kept":0,"cut":false,"hidden":true,"merged":[]}

{"sheet":"ERI Import","index":17,"n_rows":0,"n_cols":0,"rows_kept":0,"cut":false,"hidden":true,"merged":[]}

{"sheet":"PHIUS Baseline","index":18,"n_rows":101,"n_cols":22,"rows_kept":101,"cut":false,"hidden":true,"merged":[[27,16,27,17],[27,18,27,19],[97,1,97,2],[2,15,2,21],[3,18,3,21],[4,18,6,18],[4,19,4,21],[50,1,50,2]]}
[]
[null,"Summary of feasibility study data"]
[null,"Lookup",{"$f":"C4&C5","v":"High-Rise4A"},{"$f":"D4&D5","v":"High-Rise5A"},"Mid-Rise4A","Mid-Rise5A","Low-Rise4A","Low-Rise5A",null,null,null,null,null,null,null,"REFERENCE CALCULATIONS ONLY. NO INPUTS REQUIRED ON THIS TAB."]
[null,"Type","High-Rise","High-Rise","Mid-Rise","Mid-Rise","Low-Rise","Low-Rise",null,null,null,null,null,null,null,"Dwelling Units","Stories served by elevator",null,"Default Elevator Energy Usage Table"]
[null,"CZ","4A","5A","4A","5A","4A","5A",null,null,null,null,null,null,null,{"$f":"L30","v":0},{"$f":"L36","v":0},null,"Class","Annual Energy Consumption (kWh/yr)"]
[null,"Space Heating kWh/sf",0.19415287864041347,0.23268074168351177,0,0,0,0,null,"This color means the end use component is based on the iCFA",null,null,null,null,null,null,null,null,null,"Hydraulic","Geared Traction","Gearless Traction"]
[null,"Space Cooling kWh/sf",0.79509121309675324,0.56665294102967234,0.45591602458121466,0.42111239354899088,0.4454152046783626,0.24091228070175441,null,null,null,null,null,null,null,"Elevator End-use",{"$f":"L35*IF(Q5<1,0,IF(P5<7,T8,IF(P5<21,T9,IF(AND(P5<51,Q5<7),T10,IF(AND(P5<51,Q5>6),U10,IF(AND(P5>50,Q5<7),T11,IF(AND(P5>50,Q5<21),U11,V11)))))))","v":0},null,null,"1-6 Stories","7-20 Stories","21+ Stories"]
[null,"Fans kWh/sf",0.66422225549649372,0.69622544982655787,0.74499797236173071,0.7766384876937954,0.30680701754385964,0.33170760233918128,null,null,null,null,null,null,null,null,null,null,"1-6 DU",1910,"-","-"]
[null,"Dishwasher kWh/unit",307,307,307,307,307,307,null,"This color means the end use component is based on the number of dwelling units",null,null,null,null,null,null,null,null,"7-20 DU",2150,"-","-"]
[null,"Clothes Washer kWh/unit",284,284,284,284,284,284,null,null,null,null,null,null,null,null,null,null,"21-50 DU",2940,3150,"-"]
[null,"Refrigerator/freezer combo kWh/unit",411,411,411,411,411,411,null,null,null,null,null,null,null,null,null,null,"50+ DU",4120,4550,7570]
[null,"Kitchen cooking kWh/unit",141.875,141.875,141.875,141.875,141.875,141.875,"Note: baseline cooking comes from the TRM. The user will select gas/elec cooking",null,null,null,null,null,null,"https://www.energystar.gov/sites/default/files/asset/document/ENERGY_STAR_MFNC_Simulation_Guidelines_AppG2016_Version_1_Rev01.pdf"]
[null,"Kitchen cooking gas kBtu/unit",895.65,895.65,895.65,895.65,895.65,895.65]
[null,"Clothes Dryer Fuel kBtu/unit",2076.9092145454547,2076.9092145454547,2076.9092145454547,2076.9092145454547,2076.9092145454547,2076.9092145454547]
[null,"Clothes Dryer Electric kWh/unit",115.94424242424243,115.94424242424243,115.94424242424243,115.94424242424243,115.94424242424243,115.94424242424243]
[null,"Lighting kWh/sf",0.91226822390257289,0.91226822390257289,0.96936706491561908,0.96936706491561908,1.1239181286549706,1.1239181286549706]
[null,"Elevator (calculated separately)"]
[null,"Common Area (Office) Misc kWh/sf",3.2,3.2,3.2,3.2,3.2,3.2,null,"This color means the end use component is based on the area of office in the building (will only be used if applicable)"]
[null,"Common Area (Workout Room) Misc kWh/sf",9.8000000000000007,9.8000000000000007,9.8000000000000007,9.8000000000000007,9.8000000000000007,9.8000000000000007,null,"This color means the end use component is based on the area of workout room in the building (will only be used if applicable)"]
[null,"Dwelling Unit Misc Elec kWh/sf",0.72800000000000009,0.72800000000000009,0.72800000000000009,0.72800000000000009,0.72800000000000009,0.72800000000000009,null,"This color means the end use component is based on the area of dwelling units"]
[null,"Dwelling Unit TVs kWh/unit component",330.40000000000003,330.40000000000003,330.40000000000003,330.40000000000003,330.40000000000003,330.40000000000003]
[null,"Dwelling Unit TVs kWh/bedroom component",55.2,55.2,55.2,55.2,55.2,55.2,null,"This color means the end use component is based on the number of bedrooms"]
[null,"Space heating kBtu/sf",8.7820219111077851,10.524628783908563,15.319758555073776,17.629541129862432,14.5853567251462,17.574999999999999]
[null,"DHW kBtu/occ",2700.8012658227844,2726.3772151898734,2659.0967741935483,2703.1096774193547,2420.6592592592592,2503.7148148148149,null,"This color means the end use component is based on the number of occupants"]
[]
[]
[null,null,null,null,null,null,null,null,null,null,null,null,null,null,null,null,1,2,3,4]
[null,"Calculations",null,null,null,null,null,null,null,null,{"$f":"'High-Performance Pathway'!E176","v":"Building Category"},{"$f":"'High-Performance Pathway'!G176","v":0},null,null,null,null,"Multifamily",null,"Single Family"]
[null,"Type","Electric kWh","EFLH","CF","kW","Scaling factor",null,null,null,{"$f":"'High-Performance Pathway'!E177","v":"Climate Zone"},{"$f":"'High-Performance Pathway'!G177","v":"Enter project ZIP code"},null,null,null,"End-Use Type","Electricity (kWh/yr)","Fossil Fuel (kBtu/yr)","Electricity (kWh/yr)","Fossil Fuel (kBtu/yr)"]
[null,"Space cooling",{"$f":"INDEX($C$7:$H$7,,MATCH($L$28&$L$29,$C$3:$H$3,0))*$L$32","v":{"$error":"#N/A"}},600,0.69,{"$f":"C30*(E30/D30)","v":{"$error":"#N/A"}},"Area",null,null,null,{"$f":"'High-Performance Pathway'!E178","v":"Number of Units"},{"$f":"'High-Performance Pathway'!G178","v":0},null,null,null,{"$f":"'High-Performance Pathway'!E193","v":"Space heating"},{"$f":"C44","v":{"$error":"#N/A"}},{"$f":"C46","v":{"$error":"#N/A"}},{"$f":"C91","v":{"$error":"#N/A"}},{"$f":"C93","v":{"$error":"#N/A"}}]
[null,"Auxiliary energy/fans",{"$f":"INDEX($C$8:$H$8,,MATCH($L$28&$L$29,$C$3:$H$3,0))*$L$32","v":{"$error":"#N/A"}},600,0.69,{"$f":"C31*(E31/D31)","v":{"$error":"#N/A"}},"Area",null,null,null,{"$f":"'High-Performance Pathway'!E179","v":"Number of Occupants"},{"$f":"'High-Performance Pathway'!G179","v":0},null,null,null,{"$f":"'High-Performance Pathway'!E194","v":"Space cooling"},{"$f":"C30","v":{"$error":"#N/A"}},null,{"$f":"C80","v":{"$error":"#N/A"}}]
[null,"Dishwasher",{"$f":"INDEX($C$9:$H$9,,MATCH($L$28&$L$29,$C$3:$H$3,0))*$L$30","v":{"$error":"#N/A"}},301,1,{"$error":"#N/A"},"Number of occupants",null,null,null,{"$f":"'High-Performance Pathway'!E180","v":"Total iCFA, sf"},{"$f":"'High-Performance Pathway'!G180","v":0},null,null,null,{"$f":"'High-Performance Pathway'!E195","v":"Hot water"},null,{"$f":"C47","v":{"$error":"#N/A"}},{"$f":"C89","v":{"$error":"#N/A"}}]
[null,"Clothes Washer",{"$f":"INDEX($C$10:$H$10,,MATCH($L$28&$L$29,$C$3:$H$3,0))*$L$30","v":{"$error":"#N/A"}},295,2.9000000000000001E-2,{"$error":"#N/A"},"Number of occupants",null,null,null,{"$f":"'High-Performance Pathway'!E181","v":"Total dwelling unit iCFA, sf"},{"$f":"'High-Performance Pathway'!G181","v":0},null,null,null,{"$f":"'High-Performance Pathway'!E196","v":"Auxiliary energy/fans"},{"$f":"C31","v":{"$error":"#N/A"}},null,{"$f":"C81","v":{"$error":"#N/A"}}]
[null,"Clothes Dryer (Elec)",{"$f":"INDEX($C$15:$H$15,,MATCH($L$28&$L$29,$C$3:$H$3,0))*$L$30","v":{"$error":"#N/A"}},290,2.9000000000000001E-2,{"$error":"#N/A"},"Number of occupants",null,null,null,{"$f":"'High-Performance Pathway'!E182","v":"Cooking Fuel Type"},{"$f":"'High-Performance Pathway'!G182","v":0},null,null,null,{"$f":"'High-Performance Pathway'!E197","v":"Kitchen dishwasher"},{"$error":"#N/A"},null,{"$f":"C65","v":307}]
[null,"Refrigerator/freezer combo",{"$f":"INDEX($C$11:$H$11,,MATCH($L$28&$L$29,$C$3:$H$3,0))*$L$30","v":{"$error":"#N/A"}},8760,1,{"$error":"#N/A"},"number of units",null,null,null,{"$f":"'High-Performance Pathway'!E183","v":"Number of elevators"},{"$f":"'High-Performance Pathway'!G183","v":0},null,null,null,{"$f":"'High-Performance Pathway'!E198","v":"Laundry - washer"},{"$error":"#N/A"},null,{"$f":"C83","v":284}]
[null,"Kitchen cooking",{"$f":"IF(L34=\"Fossil Fuel\",0,INDEX($C$15:$H$15,,MATCH(L28&L29,$C$3:$H$3,0))*L30)","v":{"$error":"#N/A"}},365,0.8,{"$error":"#N/A"},"Number of occupants",null,null,null,{"$f":"'High-Performance Pathway'!E184","v":"Number of stories served by elevator"},{"$f":"'High-Performance Pathway'!G184","v":0},null,null,null,{"$f":"'High-Performance Pathway'!E199","v":"Laundry - dryer"},{"$error":"#N/A"},{"$f":"C48","v":{"$error":"#N/A"}},{"$f":"C84","v":115.94424242424243},{"$f":"C94","v":2076.9092145454547}]
[null,"Lighting",{"$f":"INDEX($C$16:$H$16,,MATCH($L$28&$L$29,$C$3:$H$3,0))*$L$32","v":{"$error":"#N/A"}},679,0.06,{"$error":"#N/A"},"Area",null,null,null,{"$f":"'High-Performance Pathway'!E185","v":"Area of offices, sf"},{"$f":"'High-Performance Pathway'!G185","v":0},null,null,null,{"$f":"'High-Performance Pathway'!E200","v":"Kitchen fridge/freeze combo"},{"$error":"#N/A"},null,{"$f":"C85","v":411}]
[null,"Elevator",{"$f":"Q7","v":0},2750,0.75,0,"Number of elevators",null,null,null,{"$f":"'High-Performance Pathway'!E186","v":"Area of workout rooms, sf"},{"$f":"'High-Performance Pathway'!G186","v":0},null,null,null,{"$f":"'High-Performance Pathway'!E201","v":"Kitchen cooking"},{"$error":"#N/A"},{"$f":"C49","v":0},{"$f":"C86","v":141.875},{"$f":"C95","v":0}]
[null,"Common Area (Office)",{"$f":"INDEX($C$18:$H$18,,MATCH($L$28&$L$29,$C$3:$H$3,0))*$L$37","v":{"$error":"#N/A"}},8760,1,{"$error":"#N/A"},"Area of office",null,null,null,null,null,null,null,null,{"$f":"'High-Performance Pathway'!E202","v":"     Lighting"},{"$error":"#N/A"},null,{"$f":"C87","v":{"$error":"#N/A"}}]
[null,"Common Area (Workout Room)",{"$f":"INDEX($C$19:$H$19,,MATCH($L$28&$L$29,$C$3:$H$3,0))*$L$38","v":{"$error":"#N/A"}},8760,1,{"$error":"#N/A"},"Area of workout room",null,null,null,null,null,null,null,null,{"$f":"'High-Performance Pathway'!E203","v":"     Elevator"},0]
[null,"Dwelling Unit Misc Elec",{"$f":"INDEX($C$20:$H$20,,MATCH($L$28&$L$29,$C$3:$H$3,0))*$L$33","v":{"$error":"#N/A"}},8760,1,{"$error":"#N/A"},"Area of dwelling unit",null,null,null,null,null,null,null,null,{"$f":"'High-Performance Pathway'!E204","v":"     Office MELs"},{"$f":"C39","v":{"$error":"#N/A"}}]
[null,"Dwelling Unit TVs",{"$f":"INDEX($C$21:$H$21,,MATCH(L28&L29,$C$3:$H$3,0))*L30+INDEX($C$22:$H$22,,MATCH(L28&L29,$C$3:$H$3,0))*(L31-L30)","v":{"$error":"#N/A"}},1825,0.21,{"$error":"#N/A"},"number of units and number of bedrooms",null,null,null,null,null,null,null,null,{"$f":"'High-Performance Pathway'!E205","v":"     Workout Room MELs"},{"$f":"C40","v":{"$error":"#N/A"}}]
[null,null,null,null,null,null,null,null,null,null,null,null,null,null,null,{"$f":"'High-Performance Pathway'!E206","v":"     Televisions"},{"$f":"C42","v":{"$error":"#N/A"}}]
[null,"Heat pump kWh",{"$f":"INDEX($C$6:$H$6,,MATCH($L$28&$L$29,$C$3:$H$3,0))*$L$32","v":{"$error":"#N/A"}},"Note: heating is not in the coincident period so it is not in the kW calcs above. This only applies to the highrise baseline.",null,null,null,null,null,null,null,null,null,null,null,{"$f":"'High-Performance Pathway'!E207","v":"     Dwelling Unit Miscellaneous"},{"$f":"C41","v":{"$error":"#N/A"}},null,{"$f":"C88","v":{"$error":"#N/A"}}]
[null,null,null,null,null,null,null,null,null,null,null,null,null,null,null,{"$f":"'High-Performance Pathway'!E208","v":"     Custom Common Areas MELs"}]
[null,"Space Heating (kBtu)",{"$f":"INDEX($C$23:$H$23,,MATCH($L$28&$L$29,$C$3:$H$3,0))*$L$32","v":{"$error":"#N/A"}},"Note: space heating and DHW is gas (or primarily gas in the case of highrise space heating) and the baseline needs to be split into electric and gas consumption"]
[null,"DHW (kBtu)",{"$f":"INDEX($C$24:$H$24,,MATCH($L$28&$L$29,$C$3:$H$3,0))*$L$31","v":{"$error":"#N/A"}}]
[null,"Clothes Dryer (Gas) (kBtu)",{"$f":"INDEX($C$14:$H$14,,MATCH(L28&L29,$C$3:$H$3,0))*L30","v":{"$error":"#N/A"}}]
[null,"Kitchen cooking (kBtu)",{"$f":"IF(L34=\"Fossil Fuel\",INDEX($C$13:$H$13,,MATCH(L28&L29,$C$3:$H$3,0))*L30,0)","v":0}]
[]
[null,"High-Rise, Mid-Rise, Low-Rise Baseline Summary"]
[null,"Baseline Electric kWh",{"$f":"SUM(C30:C42)+C44","v":{"$error":"#N/A"}}]
[null,"Baseline Gas kBtu",{"$f":"SUM(C46:C49)","v":{"$error":"#N/A"}}]
[null,"Baseline kW",{"$f":"SUM(F30:F42)","v":{"$error":"#N/A"}}]
[]
[]
[]
[null,"Summary of feasibility study data"]
[null,"Lookup",{"$f":"C60&C61","v":"Single Family4A"},{"$f":"D60&D61","v":"Single Family5A"}]
[null,"Type","Single Family","Single Family"]
[null,"CZ","4A","5A"]
[null,"Space Heating kWh/sf",0,0,null,"This color means the end use component is based on the iCFA"]
[null,"Space Cooling kWh/sf",0.26635338345864662,0.17396616541353382]
[null,"Fans kWh/sf",1.3627819548872181E-3,2.5375939849624062E-3]
[null,"Dishwasher kWh/unit",307,307,null,"This color means the end use component is based on the number of appliances (assuming 1 per SF residence)"]
[null,"Clothes Washer kWh/unit",284,284]
[null,"Refrigerator/freezer combo kWh/unit",411,411]
[null,"Kitchen cooking kWh/unit",141.875,141.875]
[null,"Kitchen cooking gas kBtu/unit",895.65,895.65]
[null,"Clothes Dryer Fuel kBtu/unit",2076.9092145454547,2076.9092145454547]
[null,"Clothes Dryer Electric kWh/unit",115.94424242424243,115.94424242424243]
[null,"Lighting kWh/sf",0.36635338345864665,0.36635338345864665]
[null,"Misc Elec kWh/sf",0.96109022556390977,0.96109022556390977]
[null,"DHW kWh/sf",1.0763157894736843,1.0763157894736843]
[null,"Space heating kBtu/sf",21.842810150375939,25.41968984962406]
[]
[]
[null,"Calculations"]
[null,"Type","Electric kWh","EFLH","CF","kW","Scaling factor"]
[null,"Space cooling",{"$f":"INDEX($C$63:$D$63,,MATCH($L$28&$L$29,$C$59:$D$59,0))*$L$32","v":{"$error":"#N/A"}},854,0.69,{"$f":"C80*(E80/D80)","v":{"$error":"#N/A"}},"Area"]
[null,"Auxiliary energy/fans",{"$f":"INDEX($C$64:$D$64,,MATCH($L$28&$L$29,$C$59:$D$59,0))*$L$32","v":{"$error":"#N/A"}},600,0.69,{"$f":"C81*(E81/D81)","v":{"$error":"#N/A"}},"Area"]
[null,"Dishwasher",{"$f":"C65","v":307},301,1,1.0199335548172759,"Assuming 1 per residence"]
[null,"Clothes Washer",{"$f":"C66","v":284},295,2.9000000000000001E-2,2.7918644067796615E-2,"Assuming 1 per residence"]
[null,"Clothes Dryer (Elec)",{"$f":"C71","v":115.94424242424243},290,2.9000000000000001E-2,1.1594424242424245E-2,"Assuming 1 per residence"]
[null,"Refrigerator/freezer combo",{"$f":"C67","v":411},8760,1,4.6917808219178084E-2,"Assuming 1 per residence"]
[null,"Kitchen cooking",{"$f":"IF(L34=\"Fossil Fuel\",0,C68)","v":141.875},365,0.8,0.3109589041095891,"Assuming 1 per residence"]
[null,"Lighting",{"$f":"INDEX($C$72:$D$72,,MATCH($L$28&$L$29,$C$59:$D$59,0))*$L$32","v":{"$error":"#N/A"}},679,0.06,{"$error":"#N/A"},"Area"]
[null,"Dwelling Unit Misc Elec",{"$f":"INDEX($C$73:$D$73,,MATCH($L$28&$L$29,$C$59:$D$59,0))*$L$32","v":{"$error":"#N/A"}},8760,1,{"$error":"#N/A"},"Area"]
[null,"DHW",{"$f":"INDEX($C$74:$D$74,,MATCH($L$28&$L$29,$C$59:$D$59,0))*$L$32","v":{"$error":"#N/A"}},4591.6999999999989,0.51127585572052214,{"$error":"#N/A"},"Area"]
[]
[null,"Heat pump kWh",{"$f":"INDEX($C$62:$D$62,,MATCH($L$28&$L$29,$C$59:$D$59,0))*$L$32","v":{"$error":"#N/A"}},"Note: heating is not in the coincident period so it is not in the kW calcs above. This only applies to the highrise baseline."]
[]
[null,"Space Heating (kBtu)",{"$f":"INDEX($C$75:$D$75,,MATCH($L$28&$L$29,$C$59:$D$59,0))*$L$32","v":{"$error":"#N/A"}},"Note: space heating is gas and the baseline needs to be split into electric and gas consumption"]
[null,"Clothes Dryer (Gas) (kBtu)",{"$f":"C70","v":2076.9092145454547}]
[null,"Kitchen cooking (kBtu)",{"$f":"IF(L34=\"Fossil Fuel\",C69,0)","v":0}]
[]
[]
[null,"Single Family Summary"]
[null,"Baseline Electric kWh",{"$f":"SUM(C80:C89)+C91","v":{"$error":"#N/A"}}]
[null,"Baseline Gas kBtu",{"$f":"SUM(C93:C95)","v":{"$error":"#N/A"}}]
[null,"Baseline kW",{"$f":"SUM(F80:F89)","v":{"$error":"#N/A"}}]

{"sheet":"HP App G Perf by End Use & Fuel","index":19,"n_rows":222,"n_cols":46,"rows_kept":222,"cut":false,"hidden":true,"merged":[[186,15,186,16],[187,15,187,16],[183,11,183,12],[183,13,183,14],[184,17,184,18],[184,19,184,20],[184,21,184,22],[185,11,185,12],[185,13,185,14],[185,17,185,18],[185,19,185,20],[185,21,185,22],[183,15,183,16],[184,15,184,16],[185,15,185,16],[183,17,183,18],[183,19,183,20],[186,11,186,12],[186,13,186,14],[186,17,186,18],[186,19,186,20],[186,21,186,22],[187,11,187,12],[187,13,187,14],[193,21,193,22],[194,11,194,12],[194,13,194,14],[194,15,194,16],[194,17,194,18],[194,19,194,20],[194,21,194,22],[190,19,190,20],[190,21,190,22],[191,15,191,16],[191,17,191,18],[191,19,191,20],[191,21,191,22],[192,13,192,14],[192,15,192,16],[192,17,192,18],[192,19,192,20],[192,21,192,22],[187,17,187,18],[187,19,187,20],[187,21,187,22],[183,21,183,22],[184,11,184,12],[184,13,184,14],[220,21,220,22],[207,11,207,12],[207,13,207,14],[207,15,207,16],[207,17,207,18],[207,19,207,20],[207,21,207,22],[208,11,208,12],[208,13,208,14],[208,15,208,16],[208,17,208,18],[208,19,208,20],[208,21,208,22],[209,11,209,12],[209,13,209,14],[209,15,209,16],[209,17,209,18],[209,19,209,20],[211,17,211,18],[211,19,211,20],[211,21,211,22],[219,13,219,14],[220,13,220,14],[216,15,216,16],[216,17,216,18],[216,19,216,20],[216,21,216,22],[217,15,217,16],[217,17,217,18],[217,19,217,20],[217,21,217,22],[218,15,218,16],[218,17,218,18],[218,19,218,20],[218,21,218,22],[219,15,219,16],[219,17,219,18],[219,19,219,20],[219,21,219,22],[220,15,220,16],[220,17,220,18],[220,19,220,20],[216,13,216,14],[217,13,217,14],[218,13,218,14],[216,7,216,8],[217,7,217,8],[218,7,218,8],[219,7,219,8],[220,7,220,8],[216,11,216,12],[217,11,217,12],[218,11,218,12],[219,11,219,12],[220,11,220,12],[219,9,219,10],[220,9,220,10],[70,11,70,12],[181,11,181,12],[189,11,189,12],[197,11,197,12],[191,7,191,8],[192,7,192,8],[193,7,193,8],[194,7,194,8],[195,7,195,8],[191,11,191,12],[192,11,192,12],[193,11,193,12],[182,9,182,10],[184,7,184,8],[185,7,185,8],[186,7,186,8],[187,7,187,8],[182,7,182,8],[190,7,190,8],[195,11,195,12],[183,7,183,8],[6,4,6,24],[10,4,10,24],[11,4,11,24],[12,4,12,24],[13,4,13,24],[14,4,14,24],[15,4,15,24],[18,4,18,24],[19,4,19,24],[7,4,7,24],[8,4,8,24],[9,4,9,24],[22,4,22,16],[37,23,38,23],[30,5,30,7],[25,8,25,10],[26,8,26,10],[27,8,27,10],[28,8,28,10],[29,8,29,10],[30,8,30,10],[27,5,27,7],[28,5,28,7],[29,5,29,7],[37,5,38,5],[37,8,37,13],[25,11,25,13],[37,19,38,19],[37,20,38,20],[37,21,38,21],[37,22,38,22],[34,11,34,13],[26,14,26,16],[27,14,27,16],[28,14,28,16],[29,14,29,16],[37,4,38,4],[37,14,38,14],[37,15,38,15],[37,16,38,16],[37,17,38,17],[37,18,38,18],[26,5,26,7],[25,5,25,7],[25,14,25,16],[26,11,26,13],[27,11,27,13],[28,11,28,13],[30,14,30,16],[29,11,29,13],[30,11,30,13],[33,11,33,13],[33,5,33,7],[33,8,33,10],[34,5,34,7],[34,8,34,10],[36,11,36,12],[182,31,182,32],[183,9,183,10],[184,9,184,10],[185,9,185,10],[186,9,186,10],[187,9,187,10],[210,21,210,22],[201,19,201,20],[201,21,201,22],[202,11,202,12],[202,13,202,14],[202,17,202,18],[202,19,202,20],[202,21,202,22],[203,11,203,12],[203,13,203,14],[203,17,203,18],[203,19,203,20],[203,21,203,22],[191,13,191,14],[206,31,206,32],[209,21,209,22],[210,11,210,12],[210,13,210,14],[215,31,215,32],[213,11,213,12],[215,17,215,18],[206,17,206,18],[182,11,182,12],[216,9,216,10],[217,9,217,10],[218,9,218,10],[211,9,211,10],[206,9,206,10],[207,9,207,10],[190,9,190,10],[191,9,191,10],[203,9,203,10],[200,9,200,10],[201,9,201,10],[198,9,198,10],[199,9,199,10],[194,9,194,10],[195,9,195,10],[192,9,192,10],[193,9,193,10],[182,15,182,16],[190,31,190,32],[198,31,198,32],[16,4,16,24],[17,4,17,24],[182,5,182,6],[182,17,182,18],[183,5,183,6],[184,5,184,6],[185,5,185,6],[186,5,186,6],[187,5,187,6],[190,5,190,6],[191,5,191,6],[192,5,192,6],[193,5,193,6],[194,5,194,6],[195,5,195,6],[198,5,198,6],[190,11,190,12],[190,13,190,14],[190,15,190,16],[190,17,190,18],[182,13,182,14],[182,19,182,20],[182,21,182,22],[215,5,215,6],[216,5,216,6],[217,5,217,6],[218,5,218,6],[219,5,219,6],[220,5,220,6],[199,5,199,6],[200,5,200,6],[201,5,201,6],[202,5,202,6],[203,5,203,6],[206,5,206,6],[207,5,207,6],[208,5,208,6],[209,5,209,6],[211,7,211,8],[208,9,208,10],[209,9,209,10],[210,9,210,10],[210,15,210,16],[201,11,201,12],[201,13,201,14],[201,15,201,16],[210,5,210,6],[211,5,211,6],[211,11,211,12],[211,13,211,14],[211,15,211,16],[199,7,199,8],[200,7,200,8],[201,7,201,8],[202,7,202,8],[203,7,203,8],[207,7,207,8],[208,7,208,8],[209,7,209,8],[210,7,210,8],[195,13,195,14],[193,13,193,14],[193,15,193,16],[193,17,193,18],[193,19,193,20],[206,19,206,20],[206,21,206,22],[215,11,215,12],[215,13,215,14],[215,15,215,16],[215,19,215,20],[215,21,215,22],[210,17,210,18],[210,19,210,20],[200,17,200,18],[200,19,200,20],[200,21,200,22],[201,17,201,18],[195,15,195,16],[195,17,195,18],[195,19,195,20],[195,21,195,22],[199,15,199,16],[200,15,200,16],[198,7,198,8],[206,7,206,8],[215,7,215,8],[198,11,198,12],[198,13,198,14],[198,15,198,16],[198,17,198,18],[198,19,198,20],[198,21,198,22],[202,15,202,16],[203,15,203,16],[199,11,199,12],[199,13,199,14],[199,17,199,18],[199,19,199,20],[199,21,199,22],[200,11,200,12],[200,13,200,14],[205,11,205,12],[206,11,206,12],[206,13,206,14],[206,15,206,16],[202,9,202,10],[215,9,215,10]]}
[]
[null,null,null,null,"New Jersey Clean Energy Program"]
[null,null,null,null,"New Construction Program"]
[null,null,null,null,"BASIC: HP App G Perf by End Use & Fuel",null,null,null,null,null,null,null,null,null,null,null,{"$f":"Version","v":"V1.0"}]
[]
[null,null,null,null,"Table of Contents"]
[1,null,{"$f":"IF(OR(HP_Renewable_Energy=\"Yes\", HP_Exceptional_Calcs=\"Yes\"),1,5/0)","v":{"$error":"#DIV/0!"}},null,{"$f":"PerfbyEndUse_Table1_Header","v":"Baseline and Proposed Design Energy by End-use Including Exceptional Calculations and Renewable Energy"}]
[2,null,{"$f":"IF(OR(HP_Renewable_Energy=\"Yes\", HP_Exceptional_Calcs=\"Yes\"),1,5/0)","v":{"$error":"#DIV/0!"}},null,{"$f":"PerfbyEndUse_Table1a_Header","v":"Table 1a: Exceptional Calculations and Renewable Energy Savings Entered in Companion Tool Table 1c"}]
[3,null,{"$f":"IF(OR(HP_Renewable_Energy=\"Yes\", HP_Exceptional_Calcs=\"Yes\"),1,5/0)","v":{"$error":"#DIV/0!"}},null,{"$f":"PerfbyEndUse_Table1b_Header","v":"Table 1b: Exceptional Calculations and Renewable Energy Savings Imported from Compliance Form"}]
[4,null,{"$f":"IF(OR(HP_Renewable_Energy=\"Yes\", HP_Exceptional_Calcs=\"Yes\"),1,5/0)","v":{"$error":"#DIV/0!"}},null,{"$f":"PerfbyEndUse_Table1c_Header","v":"Table 1c: Baseline and Proposed Design Energy by End-use Including Exceptional Calculations and Renewable Energy"}]
[5,null,{"$f":"IF($AG$27=0,5/0,1)","v":1},null,{"$f":"PerfbyEndUse_Table2_Header","v":"Table 2: Energy Consumption and Savings by Fuel and End Use Excluding Exceptional Calculations and Renewable Energy"}]
[6,null,{"$f":"IF(AND(OR($AG$27=\"X\",$AG$27=\"x\"),HP_Exceptional_Calcs=\"Yes\"),1,5/0)","v":{"$error":"#DIV/0!"}},null,{"$f":"PerfbyEndUse_Table3_Header","v":"Table 3: Energy Consumption and Savings by Fuel and End Use Including Exceptional Calculations Without Cap"}]
[7,null,{"$f":"IF(AND(OR($AG$27=\"X\",$AG$27=\"x\"),HP_Exceptional_Calcs=\"Yes\"),1,5/0)","v":{"$error":"#DIV/0!"}},null,{"$f":"PerfbyEndUse_Table4_Header","v":"Table 4: Energy Consumption and Savings by Fuel and End Use Including Exceptional Calculations With Cap Applied"}]
[8,null,{"$f":"IF(AND(OR($AG$27=\"X\",$AG$27=\"x\"),OR(HP_Exceptional_Calcs=\"Yes\",HP_Renewable_Energy=\"Yes\")),1,5/0)","v":{"$error":"#DIV/0!"}},null,{"$f":"PerfbyEndUse_Table5_Header","v":"Table 5: Energy Consumption and Savings by Fuel and End Use Including Exceptional Calculations and Renewable Energy Without Cap"}]
[9,null,{"$f":"IF(AND(OR($AG$27=\"X\",$AG$27=\"x\"),OR(HP_Exceptional_Calcs=\"Yes\",HP_Renewable_Energy=\"Yes\")),1,5/0)","v":{"$error":"#DIV/0!"}},null,{"$f":"PerfbyEndUse_Table6_Header","v":"Table 6: Energy Consumption and Savings by Fuel and End Use Including Exceptional Calculations and Renewable Energy With Cap Applied"}]
[10,null,{"$f":"IF($AH$27=0,5/0,1)","v":1},null,{"$f":"PerfbyEndUse_Table7_Header","v":"Table 7: Site Energy Savings by Fuel Excluding Renewable Energy and Exceptional Calculations"}]
[11,null,{"$f":"IF(AND(OR($AH$27=\"X\",$AH$27=\"x\"),HP_Exceptional_Calcs=\"Yes\"),1,5/0)","v":{"$error":"#DIV/0!"}},null,{"$f":"PerfbyEndUse_Table8_Header","v":"Table 8: Site Energy Savings by Fuel Including Exceptional Calculations Without Cap"}]
[12,null,{"$f":"IF(AND(OR($AH$27=\"X\",$AH$27=\"x\"),HP_Exceptional_Calcs=\"Yes\"),1,5/0)","v":{"$error":"#DIV/0!"}},null,{"$f":"PerfbyEndUse_Table9_Header","v":"Table 9: Site Energy Savings by Fuel Including Exceptional Calculations With Cap Applied"}]
[13,null,{"$f":"IF(AND(OR($AH$27=\"X\",$AH$27=\"x\"),OR(HP_Exceptional_Calcs=\"Yes\",HP_Renewable_Energy=\"Yes\")),1,5/0)","v":{"$error":"#DIV/0!"}},null,{"$f":"PerfbyEndUse_Table10_Header","v":"Table 10: Site Energy Savings by Fuel Including Renewable Energy and Exceptional Calculations Without Cap"}]
[14,null,{"$f":"IF(AND(OR($AH$27=\"X\",$AH$27=\"x\"),OR(HP_Exceptional_Calcs=\"Yes\",HP_Renewable_Energy=\"Yes\")),1,5/0)","v":{"$error":"#DIV/0!"}},null,{"$f":"PerfbyEndUse_Table11_Header","v":"Table 11: Site Energy Savings by Fuel Including Renewable Energy and Exceptional Calculations With Cap"}]
[]
[null,null,{"$f":"IF(OR(HP_Renewable_Energy=\"Yes\", HP_Exceptional_Calcs=\"Yes\"),1,5/0)","v":{"$error":"#DIV/0!"}},null,"Baseline and Proposed Design Energy by End-use Including Exceptional Calculations and Renewable Energy"]
[null,null,{"$f":"IF(OR(HP_Renewable_Energy=\"Yes\", HP_Exceptional_Calcs=\"Yes\"),1,5/0)","v":{"$error":"#DIV/0!"}},null,"Instructions\nAll instructions below are for projects in which renewable energy and exceptional calculations are applicable. No action is required in Tables 1a, b and c otherwise. Each individual instruction is only relevant if applicable.\n1. If there is a gray cell, enter uncapped PV savings in Table 1b. With the exception of entering uncapped PV savings when the cell is gray, Tables 1a and 1b are for reference only. Red text in Table 1a indicates that the savings entered in Table 1c differs from what was entered in the Compliance Form by more than 0.5%.\n2. Enter exceptional calculations savings by end-use by energy source excluding any caps in Table 1c in column O.\n3. Enter renewable energy savings  by end-use by energy source excluding any caps in Table 1c in column T. Only enter renewable energy where the end-use offset is known (i.e., not PV)."]
[null,null,{"$f":"IF(OR(HP_Renewable_Energy=\"Yes\", HP_Exceptional_Calcs=\"Yes\"),1,5/0)","v":{"$error":"#DIV/0!"}},null,null,null,null,null,null,null,null,null,null,null,null,null,null,null,null,null,null,null,null,null,null,null,null,null,null,null,null,null,"Always show savings by end use and fuel"]
[null,null,{"$f":"IF(OR(HP_Renewable_Energy=\"Yes\", HP_Exceptional_Calcs=\"Yes\"),1,5/0)","v":{"$error":"#DIV/0!"}},null,"Table 1a: Exceptional Calculations and Renewable Energy Savings Entered in Companion Tool Table 1c"]
[null,null,{"$f":"IF(OR(HP_Renewable_Energy=\"Yes\", HP_Exceptional_Calcs=\"Yes\"),1,5/0)","v":{"$error":"#DIV/0!"}},null,"Energy Source","Exceptional Calculations Savings Without Cap (MMBtu)",null,null,"Exceptional Calculation Savings Including 50% Cap (MMBtu)",null,null,"Renewable Energy Savings Without Cap (MMBtu)",null,null,{"$f":"IF(ISNUMBER(INDEX(Perf_RE_EXCalcs_Table_Submitter,,#REF!)), \"Renewable Energy Savings Including \" & INDEX(Perf_RE_EXCalcs_Table_Submitter,,#REF!)*100 & \"% Cap (MMBtu)\", \"Renewable Energy Savings Including 100% Cap (MMBtu)\")","v":"Renewable Energy Savings Including 100% Cap (MMBtu)"},null,null,null,null,null,null,null,null,null,null,null,null,null,null,null,null,null,"savings by end use?","Savings by fuel?"]
[1,null,{"$f":"IF(AND(OR(HP_Renewable_Energy=\"Yes\", HP_Exceptional_Calcs=\"Yes\"),E27<>0),1,5/0)","v":{"$error":"#DIV/0!"}},null,{"$f":"'HP Import'!$A75","v":0},{"$f":"SUMIF($G$40:$G$69,E27,$P$40:$P$69)","v":0},null,null,{"$f":"SUMIF($G$40:$G$69,E27,$Q$40:$Q$69)","v":0},null,null,{"$f":"SUMIF($G$40:$G$69,E27,$U$40:$U$69)","v":0},null,null,{"$f":"SUMIF($G$40:$G$69,E27,$V$40:$V$69)","v":0},null,null,{"$f":"IF(OR(SUM($F$27:$H$31)>$E$35+$E$35*0.005,SUM($F$27:$H$31)<$E$35-$E$35*0.005,SUM($L$27:$N$31)>$F$35+$F$35*0.005,SUM($L$27:$N$31)<$F$35-$F$35*0.005),\"Exceptional Calculation or Renewable Energy savings entered in Table 1c differ from what was entered in the Compliance Form by more than 0.5%. Please revise entries in Table 1c.\",\"\")","v":""},null,null,null,null,null,null,null,null,null,null,null,null,null,null,"X","X"]
[2,null,{"$f":"IF(AND(OR(HP_Renewable_Energy=\"Yes\", HP_Exceptional_Calcs=\"Yes\"),E28<>0),1,5/0)","v":{"$error":"#DIV/0!"}},null,{"$f":"'HP Import'!$A76","v":0},{"$f":"SUMIF($G$40:$G$69,E28,$P$40:$P$69)","v":0},null,null,{"$f":"SUMIF($G$40:$G$69,E28,$Q$40:$Q$69)","v":0},null,null,{"$f":"SUMIF($G$40:$G$69,E28,$U$40:$U$69)","v":0},null,null,{"$f":"SUMIF($G$40:$G$69,E28,$V$40:$V$69)","v":0},null,null,{"$f":"IF(OR(SUM($F$27:$H$31)>$E$35+$E$35*0.005,SUM($F$27:$H$31)<$E$35-$E$35*0.005,SUM($L$27:$N$31)>$F$35+$F$35*0.005,SUM($L$27:$N$31)<$F$35-$F$35*0.005),\"Exceptional Calculation or Renewable Energy savings entered in Table 1c differ from what was entered in the Compliance Form by more than 0.5%. Please revise entries in Table 1c.\",\"\")","v":""}]
[3,null,{"$f":"IF(AND(OR(HP_Renewable_Energy=\"Yes\", HP_Exceptional_Calcs=\"Yes\"),E29<>0),1,5/0)","v":{"$error":"#DIV/0!"}},null,{"$f":"'HP Import'!$A77","v":0},0,null,null,0,null,null,0,null,null,0,null,null,""]
[4,null,{"$f":"IF(AND(OR(HP_Renewable_Energy=\"Yes\", HP_Exceptional_Calcs=\"Yes\"),E30<>0),1,5/0)","v":{"$error":"#DIV/0!"}},null,{"$f":"'HP Import'!$A78","v":0},0,null,null,0,null,null,0,null,null,0,null,null,""]
[5,null,{"$f":"IF(AND(OR(HP_Renewable_Energy=\"Yes\", HP_Exceptional_Calcs=\"Yes\"),E31<>0),1,5/0)","v":{"$error":"#DIV/0!"}},null,{"$f":"'HP Import'!$A79","v":0},0,null,null,0,null,null,0,null,null,0,null,null,""]
[null,null,{"$f":"IF(OR(HP_Renewable_Energy=\"Yes\", HP_Exceptional_Calcs=\"Yes\"),1,5/0)","v":{"$error":"#DIV/0!"}}]
[null,null,{"$error":"#DIV/0!"},null,"Table 1b: Exceptional Calculations and Renewable Energy Savings Imported from Compliance Form"]
[null,null,{"$error":"#DIV/0!"},null,"Exceptional Calculations Savings Without Cap from Compliance Form (MMBtu)",{"$f":"IF('HP Import'!$BG$16<>\"\",\"Renewables Energy Savings Excluding PV Savings from Compliance Form without Cap (MMBtu)\",\"Renewables Energy Savings Excluding PV Savings from Compliance Form without Cap (MMBtu)\"&CHAR(10)&\"Only Populates Accurately after \"\"PV Savings without Cap (MMBtu)\"\" is Populated\")","v":"Renewables Energy Savings Excluding PV Savings from Compliance Form without Cap (MMBtu)\nOnly Populates Accurately after \"PV Savings without Cap (MMBtu)\" is Populated"},null,null,"PV Savings without Cap (MMBtu)",null,null,"Total Renewable (Including PV) Savings with Cap from Compliance Form (MMBtu)"]
[null,null,{"$error":"#DIV/0!"},null,{"$f":"'HP Import'!$AR$16","v":0},{"$f":"'HP Import'!$AV$16-I35","v":0},null,null,{"$f":"'HP Import'!$AZ$16","v":0},null,null,{"$f":"'HP Import'!$V$16","v":0}]
[null,null,{"$error":"#DIV/0!"},null,null,null,null,null,null,null,null,null,null,null,null,null,null,null,null,null,null,null,null,null,null,null,null,null,null,null,null,null,null,"0°","90°","180°","270°"]
[null,null,{"$error":"#DIV/0!"},null,"Table 1c: Baseline and Proposed Design Energy by End-use Including Exceptional Calculations and Renewable Energy",null,null,null,null,null,null,"Back to Table of Contents"]
[null,null,{"$error":"#DIV/0!"},null,"End-Use","Unregu-\nlated?",null,null,"Site Energy Use",null,null,null,null,null,"Exceptional Calculations Savings by End-Use by Energy Source (in units of Energy Type)","Exceptional Calculations Savings in MMBtu (uncapped)","Exceptional Calculations Savings in MMBtu (capped)","Proposed Design with Exceptional Calculation Savings in MMBtu (uncapped)","Proposed Design with Exceptional Calculation Savings in MMBtu (capped)","Renewable Energy Savings by End-Use by Energy Source (in units of Energy Type)","Renewable Energy Savings in MMBtu (uncapped)","Renewable Energy Savings in MMBtu (capped)","Proposed Design with Renewable Energy Savings in MMBtu (uncapped)","Proposed Design with Renewable Energy Savings in MMBtu (capped)"]
[null,null,{"$error":"#DIV/0!"},null,null,null,"Energy Type","Energy Use Units",{"$f":"CONCATENATE(\"Baseline \", AH36,\" rotation\")","v":"Baseline 0° rotation"},{"$f":"CONCATENATE(\"Baseline \", AI36,\" rotation\")","v":"Baseline 90° rotation"},{"$f":"CONCATENATE(\"Baseline \", AJ36,\" rotation\")","v":"Baseline 180° rotation"},{"$f":"CONCATENATE(\"Baseline \", AK36,\" rotation\")","v":"Baseline 270° rotation"},"Baseline Design","Proposed Design",null,null,null,null,null,null,null,null,null,null,null,null,null,null,null,null,null,null,"baseline in MMBtu conversion"]
[1,null,{"$f":"IF(AND(OR(HP_Renewable_Energy=\"Yes\", HP_Exceptional_Calcs=\"Yes\"),E40<>0),1,5/0)","v":{"$error":"#DIV/0!"}},null,{"$f":"INDEX(Perf_End_Use_Results_Table,A40,'HP Pathway Support'!$BD$2)","v":0},{"$f":"IF(INDEX(Perf_End_Use_Results_Table,A40,'HP Pathway Support'!$BE$2)=0,\"\",\"X\")","v":""},{"$f":"INDEX(Perf_End_Use_Results_Table,A40,'HP Pathway Support'!$BF$2)","v":0},{"$f":"INDEX(Perf_End_Use_Results_Table,A40,'HP Pathway Support'!$BG$2)","v":0},{"$f":"INDEX(Perf_End_Use_Results_Table,$A40,'HP Pathway Support'!$BH$2)","v":0},{"$f":"INDEX(Perf_End_Use_Results_Table,$A40,'HP Pathway Support'!$BI$2)","v":0},{"$f":"INDEX(Perf_End_Use_Results_Table,$A40,'HP Pathway Support'!$BJ$2)","v":0},{"$f":"INDEX(Perf_End_Use_Results_Table,$A40,'HP Pathway Support'!$BK$2)","v":0},{"$f":"IF(F40=\"X\",INDEX(Perf_End_Use_Results_Table,$A40,'HP Pathway Support'!$BM$2),INDEX(Perf_End_Use_Results_Table,$A40,'HP Pathway Support'!$BL$2))","v":0},{"$f":"INDEX(Perf_End_Use_Results_Table,$A40,'HP Pathway Support'!$BO$2)","v":0},null,{"$f":"O40*INDEX(Perf_End_Use_Results_Table,$A40,'HP Pathway Support'!$BN$2)/1000","v":0},{"$f":"IFERROR(MIN((P40*'High-Performance Pathway'!$L$104)/SUM($P$40:$P$69),P40),\"\")","v":""},{"$f":"IFERROR(MAX((N40*INDEX(Perf_End_Use_Results_Table,$A40,'HP Pathway Support'!$BN$2)/1000)-P40,0),\"\")","v":0},{"$f":"IFERROR(MAX((N40*INDEX(Perf_End_Use_Results_Table,$A40,'HP Pathway Support'!$BN$2)/1000)-Q40,0),\"\")","v":""},null,{"$f":"T40*INDEX(Perf_End_Use_Results_Table,$A40,'HP Pathway Support'!$BN$2)/1000","v":0},{"$f":"IFERROR(MIN((U40*'High-Performance Pathway'!$L$103)/SUM($U$40:$U$69),U40),\"\")","v":""},{"$f":"(N40*INDEX(Perf_End_Use_Results_Table,$A40,'HP Pathway Support'!$BN$2)/1000)-U40","v":0},{"$f":"IFERROR((N40*INDEX(Perf_End_Use_Results_Table,$A40,'HP Pathway Support'!$BN$2)/1000)-V40,\"\")","v":""},null,null,null,null,null,null,null,null,{"$f":"IFERROR(INDEX(Ref_UnitConversions_Energy_Content_kBtu_Unit, IFERROR(MATCH(G40&H40,Ref_UnitConversions_Energy_Units_Lookup,0),MATCH(\"All\"&H40,Ref_UnitConversions_Energy_Units_Lookup,0)),),0)","v":0},null,null,null,null,null,null,null,null,null,null,null,{"$f":"IF(COUNTIF(Ref_Lists_EndUse_Defaults,E40),E40,IF(F40=\"X\", \"Other unregulated\",\"Other regulated\"))","v":"Other regulated"},{"$f":"E40&G40","v":"00"}]
[2,null,{"$f":"IF(AND(OR(HP_Renewable_Energy=\"Yes\", HP_Exceptional_Calcs=\"Yes\"),E41<>0),1,5/0)","v":{"$error":"#DIV/0!"}},null,{"$f":"INDEX(Perf_End_Use_Results_Table,A41,'HP Pathway Support'!$BD$2)","v":0},{"$f":"IF(INDEX(Perf_End_Use_Results_Table,A41,'HP Pathway Support'!$BE$2)=0,\"\",\"X\")","v":""},{"$f":"INDEX(Perf_End_Use_Results_Table,A41,'HP Pathway Support'!$BF$2)","v":0},{"$f":"INDEX(Perf_End_Use_Results_Table,A41,'HP Pathway Support'!$BG$2)","v":0},{"$f":"INDEX(Perf_End_Use_Results_Table,$A41,'HP Pathway Support'!$BH$2)","v":0},{"$f":"INDEX(Perf_End_Use_Results_Table,$A41,'HP Pathway Support'!$BI$2)","v":0},{"$f":"INDEX(Perf_End_Use_Results_Table,$A41,'HP Pathway Support'!$BJ$2)","v":0},{"$f":"INDEX(Perf_End_Use_Results_Table,$A41,'HP Pathway Support'!$BK$2)","v":0},{"$f":"IF(F41=\"X\",INDEX(Perf_End_Use_Results_Table,$A41,'HP Pathway Support'!$BM$2),INDEX(Perf_End_Use_Results_Table,$A41,'HP Pathway Support'!$BL$2))","v":0},{"$f":"INDEX(Perf_End_Use_Results_Table,$A41,'HP Pathway Support'!$BO$2)","v":0},null,{"$f":"O41*INDEX(Perf_End_Use_Results_Table,$A41,'HP Pathway Support'!$BN$2)/1000","v":0},{"$f":"IFERROR(MIN((P41*'High-Performance Pathway'!$L$104)/SUM($P$40:$P$69),P41),\"\")","v":""},{"$f":"IFERROR(MAX((N41*INDEX(Perf_End_Use_Results_Table,$A41,'HP Pathway Support'!$BN$2)/1000)-P41,0),\"\")","v":0},{"$f":"IFERROR(MAX((N41*INDEX(Perf_End_Use_Results_Table,$A41,'HP Pathway Support'!$BN$2)/1000)-Q41,0),\"\")","v":""},null,{"$f":"T41*INDEX(Perf_End_Use_Results_Table,$A41,'HP Pathway Support'!$BN$2)/1000","v":0},{"$f":"IFERROR(MIN((U41*'High-Performance Pathway'!$L$103)/SUM($U$40:$U$69),U41),\"\")","v":""},{"$f":"(N41*INDEX(Perf_End_Use_Results_Table,$A41,'HP Pathway Support'!$BN$2)/1000)-U41","v":0},{"$f":"IFERROR((N41*INDEX(Perf_End_Use_Results_Table,$A41,'HP Pathway Support'!$BN$2)/1000)-V41,\"\")","v":""},null,null,null,null,null,null,null,null,{"$f":"IFERROR(INDEX(Ref_UnitConversions_Energy_Content_kBtu_Unit, IFERROR(MATCH(G41&H41,Ref_UnitConversions_Energy_Units_Lookup,0),MATCH(\"All\"&H41,Ref_UnitConversions_Energy_Units_Lookup,0)),),0)","v":0},null,null,null,null,null,null,null,null,null,null,null,"Other regulated",{"$f":"E41&G41","v":"00"}]
[3,null,{"$error":"#DIV/0!"},null,{"$f":"INDEX(Perf_End_Use_Results_Table,A42,'HP Pathway Support'!$BD$2)","v":0},{"$f":"IF(INDEX(Perf_End_Use_Results_Table,A42,'HP Pathway Support'!$BE$2)=0,\"\",\"X\")","v":""},{"$f":"INDEX(Perf_End_Use_Results_Table,A42,'HP Pathway Support'!$BF$2)","v":0},{"$f":"INDEX(Perf_End_Use_Results_Table,A42,'HP Pathway Support'!$BG$2)","v":0},{"$f":"INDEX(Perf_End_Use_Results_Table,$A42,'HP Pathway Support'!$BH$2)","v":0},{"$f":"INDEX(Perf_End_Use_Results_Table,$A42,'HP Pathway Support'!$BI$2)","v":0},{"$f":"INDEX(Perf_End_Use_Results_Table,$A42,'HP Pathway Support'!$BJ$2)","v":0},{"$f":"INDEX(Perf_End_Use_Results_Table,$A42,'HP Pathway Support'!$BK$2)","v":0},{"$f":"IF(F42=\"X\",INDEX(Perf_End_Use_Results_Table,$A42,'HP Pathway Support'!$BM$2),INDEX(Perf_End_Use_Results_Table,$A42,'HP Pathway Support'!$BL$2))","v":0},{"$f":"INDEX(Perf_End_Use_Results_Table,$A42,'HP Pathway Support'!$BO$2)","v":0},null,{"$f":"O42*INDEX(Perf_End_Use_Results_Table,$A42,'HP Pathway Support'!$BN$2)/1000","v":0},{"$f":"IFERROR(MIN((P42*'High-Performance Pathway'!$L$104)/SUM($P$40:$P$69),P42),\"\")","v":""},{"$f":"IFERROR(MAX((N42*INDEX(Perf_End_Use_Results_Table,$A42,'HP Pathway Support'!$BN$2)/1000)-P42,0),\"\")","v":0},{"$f":"IFERROR(MAX((N42*INDEX(Perf_End_Use_Results_Table,$A42,'HP Pathway Support'!$BN$2)/1000)-Q42,0),\"\")","v":""},null,{"$f":"T42*INDEX(Perf_End_Use_Results_Table,$A42,'HP Pathway Support'!$BN$2)/1000","v":0},{"$f":"IFERROR(MIN((U42*'High-Performance Pathway'!$L$103)/SUM($U$40:$U$69),U42),\"\")","v":""},{"$f":"(N42*INDEX(Perf_End_Use_Results_Table,$A42,'HP Pathway Support'!$BN$2)/1000)-U42","v":0},{"$f":"IFERROR((N42*INDEX(Perf_End_Use_Results_Table,$A42,'HP Pathway Support'!$BN$2)/1000)-V42,\"\")","v":""},null,null,null,null,null,null,null,null,{"$f":"IFERROR(INDEX(Ref_UnitConversions_Energy_Content_kBtu_Unit, IFERROR(MATCH(G42&H42,Ref_UnitConversions_Energy_Units_Lookup,0),MATCH(\"All\"&H42,Ref_UnitConversions_Energy_Units_Lookup,0)),),0)","v":0},null,null,null,null,null,null,null,null,null,null,null,"Other regulated","00"]
[4,null,{"$error":"#DIV/0!"},null,{"$f":"INDEX(Perf_End_Use_Results_Table,A43,'HP Pathway Support'!$BD$2)","v":0},{"$f":"IF(INDEX(Perf_End_Use_Results_Table,A43,'HP Pathway Support'!$BE$2)=0,\"\",\"X\")","v":""},{"$f":"INDEX(Perf_End_Use_Results_Table,A43,'HP Pathway Support'!$BF$2)","v":0},{"$f":"INDEX(Perf_End_Use_Results_Table,A43,'HP Pathway Support'!$BG$2)","v":0},{"$f":"INDEX(Perf_End_Use_Results_Table,$A43,'HP Pathway Support'!$BH$2)","v":0},{"$f":"INDEX(Perf_End_Use_Results_Table,$A43,'HP Pathway Support'!$BI$2)","v":0},{"$f":"INDEX(Perf_End_Use_Results_Table,$A43,'HP Pathway Support'!$BJ$2)","v":0},{"$f":"INDEX(Perf_End_Use_Results_Table,$A43,'HP Pathway Support'!$BK$2)","v":0},{"$f":"IF(F43=\"X\",INDEX(Perf_End_Use_Results_Table,$A43,'HP Pathway Support'!$BM$2),INDEX(Perf_End_Use_Results_Table,$A43,'HP Pathway Support'!$BL$2))","v":0},{"$f":"INDEX(Perf_End_Use_Results_Table,$A43,'HP Pathway Support'!$BO$2)","v":0},null,{"$f":"O43*INDEX(Perf_End_Use_Results_Table,$A43,'HP Pathway Support'!$BN$2)/1000","v":0},{"$f":"IFERROR(MIN((P43*'High-Performance Pathway'!$L$104)/SUM($P$40:$P$69),P43),\"\")","v":""},{"$f":"IFERROR(MAX((N43*INDEX(Perf_End_Use_Results_Table,$A43,'HP Pathway Support'!$BN$2)/1000)-P43,0),\"\")","v":0},{"$f":"IFERROR(MAX((N43*INDEX(Perf_End_Use_Results_Table,$A43,'HP Pathway Support'!$BN$2)/1000)-Q43,0),\"\")","v":""},null,{"$f":"T43*INDEX(Perf_End_Use_Results_Table,$A43,'HP Pathway Support'!$BN$2)/1000","v":0},{"$f":"IFERROR(MIN((U43*'High-Performance Pathway'!$L$103)/SUM($U$40:$U$69),U43),\"\")","v":""},{"$f":"(N43*INDEX(Perf_End_Use_Results_Table,$A43,'HP Pathway Support'!$BN$2)/1000)-U43","v":0},{"$f":"IFERROR((N43*INDEX(Perf_End_Use_Results_Table,$A43,'HP Pathway Support'!$BN$2)/1000)-V43,\"\")","v":""},null,null,null,null,null,null,null,null,{"$f":"IFERROR(INDEX(Ref_UnitConversions_Energy_Content_kBtu_Unit, IFERROR(MATCH(G43&H43,Ref_UnitConversions_Energy_Units_Lookup,0),MATCH(\"All\"&H43,Ref_UnitConversions_Energy_Units_Lookup,0)),),0)","v":0},null,null,null,null,null,null,null,null,null,null,null,"Other regulated","00"]
[5,null,{"$error":"#DIV/0!"},null,{"$f":"INDEX(Perf_End_Use_Results_Table,A44,'HP Pathway Support'!$BD$2)","v":0},{"$f":"IF(INDEX(Perf_End_Use_Results_Table,A44,'HP Pathway Support'!$BE$2)=0,\"\",\"X\")","v":""},{"$f":"INDEX(Perf_End_Use_Results_Table,A44,'HP Pathway Support'!$BF$2)","v":0},{"$f":"INDEX(Perf_End_Use_Results_Table,A44,'HP Pathway Support'!$BG$2)","v":0},{"$f":"INDEX(Perf_End_Use_Results_Table,$A44,'HP Pathway Support'!$BH$2)","v":0},{"$f":"INDEX(Perf_End_Use_Results_Table,$A44,'HP Pathway Support'!$BI$2)","v":0},{"$f":"INDEX(Perf_End_Use_Results_Table,$A44,'HP Pathway Support'!$BJ$2)","v":0},{"$f":"INDEX(Perf_End_Use_Results_Table,$A44,'HP Pathway Support'!$BK$2)","v":0},{"$f":"IF(F44=\"X\",INDEX(Perf_End_Use_Results_Table,$A44,'HP Pathway Support'!$BM$2),INDEX(Perf_End_Use_Results_Table,$A44,'HP Pathway Support'!$BL$2))","v":0},{"$f":"INDEX(Perf_End_Use_Results_Table,$A44,'HP Pathway Support'!$BO$2)","v":0},null,{"$f":"O44*INDEX(Perf_End_Use_Results_Table,$A44,'HP Pathway Support'!$BN$2)/1000","v":0},{"$f":"IFERROR(MIN((P44*'High-Performance Pathway'!$L$104)/SUM($P$40:$P$69),P44),\"\")","v":""},{"$f":"IFERROR(MAX((N44*INDEX(Perf_End_Use_Results_Table,$A44,'HP Pathway Support'!$BN$2)/1000)-P44,0),\"\")","v":0},{"$f":"IFERROR(MAX((N44*INDEX(Perf_End_Use_Results_Table,$A44,'HP Pathway Support'!$BN$2)/1000)-Q44,0),\"\")","v":""},null,{"$f":"T44*INDEX(Perf_End_Use_Results_Table,$A44,'HP Pathway Support'!$BN$2)/1000","v":0},{"$f":"IFERROR(MIN((U44*'High-Performance Pathway'!$L$103)/SUM($U$40:$U$69),U44),\"\")","v":""},{"$f":"(N44*INDEX(Perf_End_Use_Results_Table,$A44,'HP Pathway Support'!$BN$2)/1000)-U44","v":0},{"$f":"IFERROR((N44*INDEX(Perf_End_Use_Results_Table,$A44,'HP Pathway Support'!$BN$2)/1000)-V44,\"\")","v":""},null,null,null,null,null,null,null,null,{"$f":"IFERROR(INDEX(Ref_UnitConversions_Energy_Content_kBtu_Unit, IFERROR(MATCH(G44&H44,Ref_UnitConversions_Energy_Units_Lookup,0),MATCH(\"All\"&H44,Ref_UnitConversions_Energy_Units_Lookup,0)),),0)","v":0},null,null,null,null,null,null,null,null,null,null,null,"Other regulated","00"]
[6,null,{"$error":"#DIV/0!"},null,{"$f":"INDEX(Perf_End_Use_Results_Table,A45,'HP Pathway Support'!$BD$2)","v":0},{"$f":"IF(INDEX(Perf_End_Use_Results_Table,A45,'HP Pathway Support'!$BE$2)=0,\"\",\"X\")","v":""},{"$f":"INDEX(Perf_End_Use_Results_Table,A45,'HP Pathway Support'!$BF$2)","v":0},{"$f":"INDEX(Perf_End_Use_Results_Table,A45,'HP Pathway Support'!$BG$2)","v":0},{"$f":"INDEX(Perf_End_Use_Results_Table,$A45,'HP Pathway Support'!$BH$2)","v":0},{"$f":"INDEX(Perf_End_Use_Results_Table,$A45,'HP Pathway Support'!$BI$2)","v":0},{"$f":"INDEX(Perf_End_Use_Results_Table,$A45,'HP Pathway Support'!$BJ$2)","v":0},{"$f":"INDEX(Perf_End_Use_Results_Table,$A45,'HP Pathway Support'!$BK$2)","v":0},{"$f":"IF(F45=\"X\",INDEX(Perf_End_Use_Results_Table,$A45,'HP Pathway Support'!$BM$2),INDEX(Perf_End_Use_Results_Table,$A45,'HP Pathway Support'!$BL$2))","v":0},{"$f":"INDEX(Perf_End_Use_Results_Table,$A45,'HP Pathway Support'!$BO$2)","v":0},null,{"$f":"O45*INDEX(Perf_End_Use_Results_Table,$A45,'HP Pathway Support'!$BN$2)/1000","v":0},{"$f":"IFERROR(MIN((P45*'High-Performance Pathway'!$L$104)/SUM($P$40:$P$69),P45),\"\")","v":""},{"$f":"IFERROR(MAX((N45*INDEX(Perf_End_Use_Results_Table,$A45,'HP Pathway Support'!$BN$2)/1000)-P45,0),\"\")","v":0},{"$f":"IFERROR(MAX((N45*INDEX(Perf_End_Use_Results_Table,$A45,'HP Pathway Support'!$BN$2)/1000)-Q45,0),\"\")","v":""},null,{"$f":"T45*INDEX(Perf_End_Use_Results_Table,$A45,'HP Pathway Support'!$BN$2)/1000","v":0},{"$f":"IFERROR(MIN((U45*'High-Performance Pathway'!$L$103)/SUM($U$40:$U$69),U45),\"\")","v":""},{"$f":"(N45*INDEX(Perf_End_Use_Results_Table,$A45,'HP Pathway Support'!$BN$2)/1000)-U45","v":0},{"$f":"IFERROR((N45*INDEX(Perf_End_Use_Results_Table,$A45,'HP Pathway Support'!$BN$2)/1000)-V45,\"\")","v":""},null,null,null,null,null,null,null,null,{"$f":"IFERROR(INDEX(Ref_UnitConversions_Energy_Content_kBtu_Unit, IFERROR(MATCH(G45&H45,Ref_UnitConversions_Energy_Units_Lookup,0),MATCH(\"All\"&H45,Ref_UnitConversions_Energy_Units_Lookup,0)),),0)","v":0},null,null,null,null,null,null,null,null,null,null,null,"Other regulated","00"]
[7,null,{"$error":"#DIV/0!"},null,{"$f":"INDEX(Perf_End_Use_Results_Table,A46,'HP Pathway Support'!$BD$2)","v":0},{"$f":"IF(INDEX(Perf_End_Use_Results_Table,A46,'HP Pathway Support'!$BE$2)=0,\"\",\"X\")","v":""},{"$f":"INDEX(Perf_End_Use_Results_Table,A46,'HP Pathway Support'!$BF$2)","v":0},{"$f":"INDEX(Perf_End_Use_Results_Table,A46,'HP Pathway Support'!$BG$2)","v":0},{"$f":"INDEX(Perf_End_Use_Results_Table,$A46,'HP Pathway Support'!$BH$2)","v":0},{"$f":"INDEX(Perf_End_Use_Results_Table,$A46,'HP Pathway Support'!$BI$2)","v":0},{"$f":"INDEX(Perf_End_Use_Results_Table,$A46,'HP Pathway Support'!$BJ$2)","v":0},{"$f":"INDEX(Perf_End_Use_Results_Table,$A46,'HP Pathway Support'!$BK$2)","v":0},{"$f":"IF(F46=\"X\",INDEX(Perf_End_Use_Results_Table,$A46,'HP Pathway Support'!$BM$2),INDEX(Perf_End_Use_Results_Table,$A46,'HP Pathway Support'!$BL$2))","v":0},{"$f":"INDEX(Perf_End_Use_Results_Table,$A46,'HP Pathway Support'!$BO$2)","v":0},null,{"$f":"O46*INDEX(Perf_End_Use_Results_Table,$A46,'HP Pathway Support'!$BN$2)/1000","v":0},{"$f":"IFERROR(MIN((P46*'High-Performance Pathway'!$L$104)/SUM($P$40:$P$69),P46),\"\")","v":""},{"$f":"IFERROR(MAX((N46*INDEX(Perf_End_Use_Results_Table,$A46,'HP Pathway Support'!$BN$2)/1000)-P46,0),\"\")","v":0},{"$f":"IFERROR(MAX((N46*INDEX(Perf_End_Use_Results_Table,$A46,'HP Pathway Support'!$BN$2)/1000)-Q46,0),\"\")","v":""},null,{"$f":"T46*INDEX(Perf_End_Use_Results_Table,$A46,'HP Pathway Support'!$BN$2)/1000","v":0},{"$f":"IFERROR(MIN((U46*'High-Performance Pathway'!$L$103)/SUM($U$40:$U$69),U46),\"\")","v":""},{"$f":"(N46*INDEX(Perf_End_Use_Results_Table,$A46,'HP Pathway Support'!$BN$2)/1000)-U46","v":0},{"$f":"IFERROR((N46*INDEX(Perf_End_Use_Results_Table,$A46,'HP Pathway Support'!$BN$2)/1000)-V46,\"\")","v":""},null,null,null,null,null,null,null,null,{"$f":"IFERROR(INDEX(Ref_UnitConversions_Energy_Content_kBtu_Unit, IFERROR(MATCH(G46&H46,Ref_UnitConversions_Energy_Units_Lookup,0),MATCH(\"All\"&H46,Ref_UnitConversions_Energy_Units_Lookup,0)),),0)","v":0},null,null,null,null,null,null,null,null,null,null,null,"Other regulated","00"]
[8,null,{"$error":"#DIV/0!"},null,{"$f":"INDEX(Perf_End_Use_Results_Table,A47,'HP Pathway Support'!$BD$2)","v":0},{"$f":"IF(INDEX(Perf_End_Use_Results_Table,A47,'HP Pathway Support'!$BE$2)=0,\"\",\"X\")","v":""},{"$f":"INDEX(Perf_End_Use_Results_Table,A47,'HP Pathway Support'!$BF$2)","v":0},{"$f":"INDEX(Perf_End_Use_Results_Table,A47,'HP Pathway Support'!$BG$2)","v":0},{"$f":"INDEX(Perf_End_Use_Results_Table,$A47,'HP Pathway Support'!$BH$2)","v":0},{"$f":"INDEX(Perf_End_Use_Results_Table,$A47,'HP Pathway Support'!$BI$2)","v":0},{"$f":"INDEX(Perf_End_Use_Results_Table,$A47,'HP Pathway Support'!$BJ$2)","v":0},{"$f":"INDEX(Perf_End_Use_Results_Table,$A47,'HP Pathway Support'!$BK$2)","v":0},{"$f":"IF(F47=\"X\",INDEX(Perf_End_Use_Results_Table,$A47,'HP Pathway Support'!$BM$2),INDEX(Perf_End_Use_Results_Table,$A47,'HP Pathway Support'!$BL$2))","v":0},{"$f":"INDEX(Perf_End_Use_Results_Table,$A47,'HP Pathway Support'!$BO$2)","v":0},null,{"$f":"O47*INDEX(Perf_End_Use_Results_Table,$A47,'HP Pathway Support'!$BN$2)/1000","v":0},{"$f":"IFERROR(MIN((P47*'High-Performance Pathway'!$L$104)/SUM($P$40:$P$69),P47),\"\")","v":""},{"$f":"IFERROR(MAX((N47*INDEX(Perf_End_Use_Results_Table,$A47,'HP Pathway Support'!$BN$2)/1000)-P47,0),\"\")","v":0},{"$f":"IFERROR(MAX((N47*INDEX(Perf_End_Use_Results_Table,$A47,'HP Pathway Support'!$BN$2)/1000)-Q47,0),\"\")","v":""},null,{"$f":"T47*INDEX(Perf_End_Use_Results_Table,$A47,'HP Pathway Support'!$BN$2)/1000","v":0},{"$f":"IFERROR(MIN((U47*'High-Performance Pathway'!$L$103)/SUM($U$40:$U$69),U47),\"\")","v":""},{"$f":"(N47*INDEX(Perf_End_Use_Results_Table,$A47,'HP Pathway Support'!$BN$2)/1000)-U47","v":0},{"$f":"IFERROR((N47*INDEX(Perf_End_Use_Results_Table,$A47,'HP Pathway Support'!$BN$2)/1000)-V47,\"\")","v":""},null,null,null,null,null,null,null,null,{"$f":"IFERROR(INDEX(Ref_UnitConversions_Energy_Content_kBtu_Unit, IFERROR(MATCH(G47&H47,Ref_UnitConversions_Energy_Units_Lookup,0),MATCH(\"All\"&H47,Ref_UnitConversions_Energy_Units_Lookup,0)),),0)","v":0},null,null,null,null,null,null,null,null,null,null,null,"Other regulated","00"]
[9,null,{"$error":"#DIV/0!"},null,{"$f":"INDEX(Perf_End_Use_Results_Table,A48,'HP Pathway Support'!$BD$2)","v":0},{"$f":"IF(INDEX(Perf_End_Use_Results_Table,A48,'HP Pathway Support'!$BE$2)=0,\"\",\"X\")","v":""},{"$f":"INDEX(Perf_End_Use_Results_Table,A48,'HP Pathway Support'!$BF$2)","v":0},{"$f":"INDEX(Perf_End_Use_Results_Table,A48,'HP Pathway Support'!$BG$2)","v":0},{"$f":"INDEX(Perf_End_Use_Results_Table,$A48,'HP Pathway Support'!$BH$2)","v":0},{"$f":"INDEX(Perf_End_Use_Results_Table,$A48,'HP Pathway Support'!$BI$2)","v":0},{"$f":"INDEX(Perf_End_Use_Results_Table,$A48,'HP Pathway Support'!$BJ$2)","v":0},{"$f":"INDEX(Perf_End_Use_Results_Table,$A48,'HP Pathway Support'!$BK$2)","v":0},{"$f":"IF(F48=\"X\",INDEX(Perf_End_Use_Results_Table,$A48,'HP Pathway Support'!$BM$2),INDEX(Perf_End_Use_Results_Table,$A48,'HP Pathway Support'!$BL$2))","v":0},{"$f":"INDEX(Perf_End_Use_Results_Table,$A48,'HP Pathway Support'!$BO$2)","v":0},null,{"$f":"O48*INDEX(Perf_End_Use_Results_Table,$A48,'HP Pathway Support'!$BN$2)/1000","v":0},{"$f":"IFERROR(MIN((P48*'High-Performance Pathway'!$L$104)/SUM($P$40:$P$69),P48),\"\")","v":""},{"$f":"IFERROR(MAX((N48*INDEX(Perf_End_Use_Results_Table,$A48,'HP Pathway Support'!$BN$2)/1000)-P48,0),\"\")","v":0},{"$f":"IFERROR(MAX((N48*INDEX(Perf_End_Use_Results_Table,$A48,'HP Pathway Support'!$BN$2)/1000)-Q48,0),\"\")","v":""},null,{"$f":"T48*INDEX(Perf_End_Use_Results_Table,$A48,'HP Pathway Support'!$BN$2)/1000","v":0},{"$f":"IFERROR(MIN((U48*'High-Performance Pathway'!$L$103)/SUM($U$40:$U$69),U48),\"\")","v":""},{"$f":"(N48*INDEX(Perf_End_Use_Results_Table,$A48,'HP Pathway Support'!$BN$2)/1000)-U48","v":0},{"$f":"IFERROR((N48*INDEX(Perf_End_Use_Results_Table,$A48,'HP Pathway Support'!$BN$2)/1000)-V48,\"\")","v":""},null,null,null,null,null,null,null,null,{"$f":"IFERROR(INDEX(Ref_UnitConversions_Energy_Content_kBtu_Unit, IFERROR(MATCH(G48&H48,Ref_UnitConversions_Energy_Units_Lookup,0),MATCH(\"All\"&H48,Ref_UnitConversions_Energy_Units_Lookup,0)),),0)","v":0},null,null,null,null,null,null,null,null,null,null,null,"Other regulated","00"]
[10,null,{"$error":"#DIV/0!"},null,{"$f":"INDEX(Perf_End_Use_Results_Table,A49,'HP Pathway Support'!$BD$2)","v":0},{"$f":"IF(INDEX(Perf_End_Use_Results_Table,A49,'HP Pathway Support'!$BE$2)=0,\"\",\"X\")","v":""},{"$f":"INDEX(Perf_End_Use_Results_Table,A49,'HP Pathway Support'!$BF$2)","v":0},{"$f":"INDEX(Perf_End_Use_Results_Table,A49,'HP Pathway Support'!$BG$2)","v":0},{"$f":"INDEX(Perf_End_Use_Results_Table,$A49,'HP Pathway Support'!$BH$2)","v":0},{"$f":"INDEX(Perf_End_Use_Results_Table,$A49,'HP Pathway Support'!$BI$2)","v":0},{"$f":"INDEX(Perf_End_Use_Results_Table,$A49,'HP Pathway Support'!$BJ$2)","v":0},{"$f":"INDEX(Perf_End_Use_Results_Table,$A49,'HP Pathway Support'!$BK$2)","v":0},{"$f":"IF(F49=\"X\",INDEX(Perf_End_Use_Results_Table,$A49,'HP Pathway Support'!$BM$2),INDEX(Perf_End_Use_Results_Table,$A49,'HP Pathway Support'!$BL$2))","v":0},{"$f":"INDEX(Perf_End_Use_Results_Table,$A49,'HP Pathway Support'!$BO$2)","v":0},null,{"$f":"O49*INDEX(Perf_End_Use_Results_Table,$A49,'HP Pathway Support'!$BN$2)/1000","v":0},{"$f":"IFERROR(MIN((P49*'High-Performance Pathway'!$L$104)/SUM($P$40:$P$69),P49),\"\")","v":""},{"$f":"IFERROR(MAX((N49*INDEX(Perf_End_Use_Results_Table,$A49,'HP Pathway Support'!$BN$2)/1000)-P49,0),\"\")","v":0},{"$f":"IFERROR(MAX((N49*INDEX(Perf_End_Use_Results_Table,$A49,'HP Pathway Support'!$BN$2)/1000)-Q49,0),\"\")","v":""},null,{"$f":"T49*INDEX(Perf_End_Use_Results_Table,$A49,'HP Pathway Support'!$BN$2)/1000","v":0},{"$f":"IFERROR(MIN((U49*'High-Performance Pathway'!$L$103)/SUM($U$40:$U$69),U49),\"\")","v":""},{"$f":"(N49*INDEX(Perf_End_Use_Results_Table,$A49,'HP Pathway Support'!$BN$2)/1000)-U49","v":0},{"$f":"IFERROR((N49*INDEX(Perf_End_Use_Results_Table,$A49,'HP Pathway Support'!$BN$2)/1000)-V49,\"\")","v":""},null,null,null,null,null,null,null,null,{"$f":"IFERROR(INDEX(Ref_UnitConversions_Energy_Content_kBtu_Unit, IFERROR(MATCH(G49&H49,Ref_UnitConversions_Energy_Units_Lookup,0),MATCH(\"All\"&H49,Ref_UnitConversions_Energy_Units_Lookup,0)),),0)","v":0},null,null,null,null,null,null,null,null,null,null,null,"Other regulated","00"]
[11,null,{"$error":"#DIV/0!"},null,{"$f":"INDEX(Perf_End_Use_Results_Table,A50,'HP Pathway Support'!$BD$2)","v":0},{"$f":"IF(INDEX(Perf_End_Use_Results_Table,A50,'HP Pathway Support'!$BE$2)=0,\"\",\"X\")","v":""},{"$f":"INDEX(Perf_End_Use_Results_Table,A50,'HP Pathway Support'!$BF$2)","v":0},{"$f":"INDEX(Perf_End_Use_Results_Table,A50,'HP Pathway Support'!$BG$2)","v":0},{"$f":"INDEX(Perf_End_Use_Results_Table,$A50,'HP Pathway Support'!$BH$2)","v":0},{"$f":"INDEX(Perf_End_Use_Results_Table,$A50,'HP Pathway Support'!$BI$2)","v":0},{"$f":"INDEX(Perf_End_Use_Results_Table,$A50,'HP Pathway Support'!$BJ$2)","v":0},{"$f":"INDEX(Perf_End_Use_Results_Table,$A50,'HP Pathway Support'!$BK$2)","v":0},{"$f":"IF(F50=\"X\",INDEX(Perf_End_Use_Results_Table,$A50,'HP Pathway Support'!$BM$2),INDEX(Perf_End_Use_Results_Table,$A50,'HP Pathway Support'!$BL$2))","v":0},{"$f":"INDEX(Perf_End_Use_Results_Table,$A50,'HP Pathway Support'!$BO$2)","v":0},null,{"$f":"O50*INDEX(Perf_End_Use_Results_Table,$A50,'HP Pathway Support'!$BN$2)/1000","v":0},{"$f":"IFERROR(MIN((P50*'High-Performance Pathway'!$L$104)/SUM($P$40:$P$69),P50),\"\")","v":""},{"$f":"IFERROR(MAX((N50*INDEX(Perf_End_Use_Results_Table,$A50,'HP Pathway Support'!$BN$2)/1000)-P50,0),\"\")","v":0},{"$f":"IFERROR(MAX((N50*INDEX(Perf_End_Use_Results_Table,$A50,'HP Pathway Support'!$BN$2)/1000)-Q50,0),\"\")","v":""},null,{"$f":"T50*INDEX(Perf_End_Use_Results_Table,$A50,'HP Pathway Support'!$BN$2)/1000","v":0},{"$f":"IFERROR(MIN((U50*'High-Performance Pathway'!$L$103)/SUM($U$40:$U$69),U50),\"\")","v":""},{"$f":"(N50*INDEX(Perf_End_Use_Results_Table,$A50,'HP Pathway Support'!$BN$2)/1000)-U50","v":0},{"$f":"IFERROR((N50*INDEX(Perf_End_Use_Results_Table,$A50,'HP Pathway Support'!$BN$2)/1000)-V50,\"\")","v":""},null,null,null,null,null,null,null,null,{"$f":"IFERROR(INDEX(Ref_UnitConversions_Energy_Content_kBtu_Unit, IFERROR(MATCH(G50&H50,Ref_UnitConversions_Energy_Units_Lookup,0),MATCH(\"All\"&H50,Ref_UnitConversions_Energy_Units_Lookup,0)),),0)","v":0},null,null,null,null,null,null,null,null,null,null,null,"Other regulated","00"]
[12,null,{"$error":"#DIV/0!"},null,{"$f":"INDEX(Perf_End_Use_Results_Table,A51,'HP Pathway Support'!$BD$2)","v":0},{"$f":"IF(INDEX(Perf_End_Use_Results_Table,A51,'HP Pathway Support'!$BE$2)=0,\"\",\"X\")","v":""},{"$f":"INDEX(Perf_End_Use_Results_Table,A51,'HP Pathway Support'!$BF$2)","v":0},{"$f":"INDEX(Perf_End_Use_Results_Table,A51,'HP Pathway Support'!$BG$2)","v":0},{"$f":"INDEX(Perf_End_Use_Results_Table,$A51,'HP Pathway Support'!$BH$2)","v":0},{"$f":"INDEX(Perf_End_Use_Results_Table,$A51,'HP Pathway Support'!$BI$2)","v":0},{"$f":"INDEX(Perf_End_Use_Results_Table,$A51,'HP Pathway Support'!$BJ$2)","v":0},{"$f":"INDEX(Perf_End_Use_Results_Table,$A51,'HP Pathway Support'!$BK$2)","v":0},{"$f":"IF(F51=\"X\",INDEX(Perf_End_Use_Results_Table,$A51,'HP Pathway Support'!$BM$2),INDEX(Perf_End_Use_Results_Table,$A51,'HP Pathway Support'!$BL$2))","v":0},{"$f":"INDEX(Perf_End_Use_Results_Table,$A51,'HP Pathway Support'!$BO$2)","v":0},null,{"$f":"O51*INDEX(Perf_End_Use_Results_Table,$A51,'HP Pathway Support'!$BN$2)/1000","v":0},{"$f":"IFERROR(MIN((P51*'High-Performance Pathway'!$L$104)/SUM($P$40:$P$69),P51),\"\")","v":""},{"$f":"IFERROR(MAX((N51*INDEX(Perf_End_Use_Results_Table,$A51,'HP Pathway Support'!$BN$2)/1000)-P51,0),\"\")","v":0},{"$f":"IFERROR(MAX((N51*INDEX(Perf_End_Use_Results_Table,$A51,'HP Pathway Support'!$BN$2)/1000)-Q51,0),\"\")","v":""},null,{"$f":"T51*INDEX(Perf_End_Use_Results_Table,$A51,'HP Pathway Support'!$BN$2)/1000","v":0},{"$f":"IFERROR(MIN((U51*'High-Performance Pathway'!$L$103)/SUM($U$40:$U$69),U51),\"\")","v":""},{"$f":"(N51*INDEX(Perf_End_Use_Results_Table,$A51,'HP Pathway Support'!$BN$2)/1000)-U51","v":0},{"$f":"IFERROR((N51*INDEX(Perf_End_Use_Results_Table,$A51,'HP Pathway Support'!$BN$2)/1000)-V51,\"\")","v":""},null,null,null,null,null,null,null,null,{"$f":"IFERROR(INDEX(Ref_UnitConversions_Energy_Content_kBtu_Unit, IFERROR(MATCH(G51&H51,Ref_UnitConversions_Energy_Units_Lookup,0),MATCH(\"All\"&H51,Ref_UnitConversions_Energy_Units_Lookup,0)),),0)","v":0},null,null,null,null,null,null,null,null,null,null,null,"Other regulated","00"]
[13,null,{"$error":"#DIV/0!"},null,{"$f":"INDEX(Perf_End_Use_Results_Table,A52,'HP Pathway Support'!$BD$2)","v":0},{"$f":"IF(INDEX(Perf_End_Use_Results_Table,A52,'HP Pathway Support'!$BE$2)=0,\"\",\"X\")","v":""},{"$f":"INDEX(Perf_End_Use_Results_Table,A52,'HP Pathway Support'!$BF$2)","v":0},{"$f":"INDEX(Perf_End_Use_Results_Table,A52,'HP Pathway Support'!$BG$2)","v":0},{"$f":"INDEX(Perf_End_Use_Results_Table,$A52,'HP Pathway Support'!$BH$2)","v":0},{"$f":"INDEX(Perf_End_Use_Results_Table,$A52,'HP Pathway Support'!$BI$2)","v":0},{"$f":"INDEX(Perf_End_Use_Results_Table,$A52,'HP Pathway Support'!$BJ$2)","v":0},{"$f":"INDEX(Perf_End_Use_Results_Table,$A52,'HP Pathway Support'!$BK$2)","v":0},{"$f":"IF(F52=\"X\",INDEX(Perf_End_Use_Results_Table,$A52,'HP Pathway Support'!$BM$2),INDEX(Perf_End_Use_Results_Table,$A52,'HP Pathway Support'!$BL$2))","v":0},{"$f":"INDEX(Perf_End_Use_Results_Table,$A52,'HP Pathway Support'!$BO$2)","v":0},null,{"$f":"O52*INDEX(Perf_End_Use_Results_Table,$A52,'HP Pathway Support'!$BN$2)/1000","v":0},{"$f":"IFERROR(MIN((P52*'High-Performance Pathway'!$L$104)/SUM($P$40:$P$69),P52),\"\")","v":""},{"$f":"IFERROR(MAX((N52*INDEX(Perf_End_Use_Results_Table,$A52,'HP Pathway Support'!$BN$2)/1000)-P52,0),\"\")","v":0},{"$f":"IFERROR(MAX((N52*INDEX(Perf_End_Use_Results_Table,$A52,'HP Pathway Support'!$BN$2)/1000)-Q52,0),\"\")","v":""},null,{"$f":"T52*INDEX(Perf_End_Use_Results_Table,$A52,'HP Pathway Support'!$BN$2)/1000","v":0},{"$f":"IFERROR(MIN((U52*'High-Performance Pathway'!$L$103)/SUM($U$40:$U$69),U52),\"\")","v":""},{"$f":"(N52*INDEX(Perf_End_Use_Results_Table,$A52,'HP Pathway Support'!$BN$2)/1000)-U52","v":0},{"$f":"IFERROR((N52*INDEX(Perf_End_Use_Results_Table,$A52,'HP Pathway Support'!$BN$2)/1000)-V52,\"\")","v":""},null,null,null,null,null,null,null,null,{"$f":"IFERROR(INDEX(Ref_UnitConversions_Energy_Content_kBtu_Unit, IFERROR(MATCH(G52&H52,Ref_UnitConversions_Energy_Units_Lookup,0),MATCH(\"All\"&H52,Ref_UnitConversions_Energy_Units_Lookup,0)),),0)","v":0},null,null,null,null,null,null,null,null,null,null,null,"Other regulated","00"]
[14,null,{"$error":"#DIV/0!"},null,{"$f":"INDEX(Perf_End_Use_Results_Table,A53,'HP Pathway Support'!$BD$2)","v":0},{"$f":"IF(INDEX(Perf_End_Use_Results_Table,A53,'HP Pathway Support'!$BE$2)=0,\"\",\"X\")","v":""},{"$f":"INDEX(Perf_End_Use_Results_Table,A53,'HP Pathway Support'!$BF$2)","v":0},{"$f":"INDEX(Perf_End_Use_Results_Table,A53,'HP Pathway Support'!$BG$2)","v":0},{"$f":"INDEX(Perf_End_Use_Results_Table,$A53,'HP Pathway Support'!$BH$2)","v":0},{"$f":"INDEX(Perf_End_Use_Results_Table,$A53,'HP Pathway Support'!$BI$2)","v":0},{"$f":"INDEX(Perf_End_Use_Results_Table,$A53,'HP Pathway Support'!$BJ$2)","v":0},{"$f":"INDEX(Perf_End_Use_Results_Table,$A53,'HP Pathway Support'!$BK$2)","v":0},{"$f":"IF(F53=\"X\",INDEX(Perf_End_Use_Results_Table,$A53,'HP Pathway Support'!$BM$2),INDEX(Perf_End_Use_Results_Table,$A53,'HP Pathway Support'!$BL$2))","v":0},{"$f":"INDEX(Perf_End_Use_Results_Table,$A53,'HP Pathway Support'!$BO$2)","v":0},null,{"$f":"O53*INDEX(Perf_End_Use_Results_Table,$A53,'HP Pathway Support'!$BN$2)/1000","v":0},{"$f":"IFERROR(MIN((P53*'High-Performance Pathway'!$L$104)/SUM($P$40:$P$69),P53),\"\")","v":""},{"$f":"IFERROR(MAX((N53*INDEX(Perf_End_Use_Results_Table,$A53,'HP Pathway Support'!$BN$2)/1000)-P53,0),\"\")","v":0},{"$f":"IFERROR(MAX((N53*INDEX(Perf_End_Use_Results_Table,$A53,'HP Pathway Support'!$BN$2)/1000)-Q53,0),\"\")","v":""},null,{"$f":"T53*INDEX(Perf_End_Use_Results_Table,$A53,'HP Pathway Support'!$BN$2)/1000","v":0},{"$f":"IFERROR(MIN((U53*'High-Performance Pathway'!$L$103)/SUM($U$40:$U$69),U53),\"\")","v":""},{"$f":"(N53*INDEX(Perf_End_Use_Results_Table,$A53,'HP Pathway Support'!$BN$2)/1000)-U53","v":0},{"$f":"IFERROR((N53*INDEX(Perf_End_Use_Results_Table,$A53,'HP Pathway Support'!$BN$2)/1000)-V53,\"\")","v":""},null,null,null,null,null,null,null,null,{"$f":"IFERROR(INDEX(Ref_UnitConversions_Energy_Content_kBtu_Unit, IFERROR(MATCH(G53&H53,Ref_UnitConversions_Energy_Units_Lookup,0),MATCH(\"All\"&H53,Ref_UnitConversions_Energy_Units_Lookup,0)),),0)","v":0},null,null,null,null,null,null,null,null,null,null,null,"Other regulated","00"]
[15,null,{"$error":"#DIV/0!"},null,{"$f":"INDEX(Perf_End_Use_Results_Table,A54,'HP Pathway Support'!$BD$2)","v":0},{"$f":"IF(INDEX(Perf_End_Use_Results_Table,A54,'HP Pathway Support'!$BE$2)=0,\"\",\"X\")","v":""},{"$f":"INDEX(Perf_End_Use_Results_Table,A54,'HP Pathway Support'!$BF$2)","v":0},{"$f":"INDEX(Perf_End_Use_Results_Table,A54,'HP Pathway Support'!$BG$2)","v":0},{"$f":"INDEX(Perf_End_Use_Results_Table,$A54,'HP Pathway Support'!$BH$2)","v":0},{"$f":"INDEX(Perf_End_Use_Results_Table,$A54,'HP Pathway Support'!$BI$2)","v":0},{"$f":"INDEX(Perf_End_Use_Results_Table,$A54,'HP Pathway Support'!$BJ$2)","v":0},{"$f":"INDEX(Perf_End_Use_Results_Table,$A54,'HP Pathway Support'!$BK$2)","v":0},{"$f":"IF(F54=\"X\",INDEX(Perf_End_Use_Results_Table,$A54,'HP Pathway Support'!$BM$2),INDEX(Perf_End_Use_Results_Table,$A54,'HP Pathway Support'!$BL$2))","v":0},{"$f":"INDEX(Perf_End_Use_Results_Table,$A54,'HP Pathway Support'!$BO$2)","v":0},null,{"$f":"O54*INDEX(Perf_End_Use_Results_Table,$A54,'HP Pathway Support'!$BN$2)/1000","v":0},{"$f":"IFERROR(MIN((P54*'High-Performance Pathway'!$L$104)/SUM($P$40:$P$69),P54),\"\")","v":""},{"$f":"IFERROR(MAX((N54*INDEX(Perf_End_Use_Results_Table,$A54,'HP Pathway Support'!$BN$2)/1000)-P54,0),\"\")","v":0},{"$f":"IFERROR(MAX((N54*INDEX(Perf_End_Use_Results_Table,$A54,'HP Pathway Support'!$BN$2)/1000)-Q54,0),\"\")","v":""},null,{"$f":"T54*INDEX(Perf_End_Use_Results_Table,$A54,'HP Pathway Support'!$BN$2)/1000","v":0},{"$f":"IFERROR(MIN((U54*'High-Performance Pathway'!$L$103)/SUM($U$40:$U$69),U54),\"\")","v":""},{"$f":"(N54*INDEX(Perf_End_Use_Results_Table,$A54,'HP Pathway Support'!$BN$2)/1000)-U54","v":0},{"$f":"IFERROR((N54*INDEX(Perf_End_Use_Results_Table,$A54,'HP Pathway Support'!$BN$2)/1000)-V54,\"\")","v":""},null,null,null,null,null,null,null,null,{"$f":"IFERROR(INDEX(Ref_UnitConversions_Energy_Content_kBtu_Unit, IFERROR(MATCH(G54&H54,Ref_UnitConversions_Energy_Units_Lookup,0),MATCH(\"All\"&H54,Ref_UnitConversions_Energy_Units_Lookup,0)),),0)","v":0},null,null,null,null,null,null,null,null,null,null,null,"Other regulated","00"]
[16,null,{"$error":"#DIV/0!"},null,{"$f":"INDEX(Perf_End_Use_Results_Table,A55,'HP Pathway Support'!$BD$2)","v":0},{"$f":"IF(INDEX(Perf_End_Use_Results_Table,A55,'HP Pathway Support'!$BE$2)=0,\"\",\"X\")","v":""},{"$f":"INDEX(Perf_End_Use_Results_Table,A55,'HP Pathway Support'!$BF$2)","v":0},{"$f":"INDEX(Perf_End_Use_Results_Table,A55,'HP Pathway Support'!$BG$2)","v":0},{"$f":"INDEX(Perf_End_Use_Results_Table,$A55,'HP Pathway Support'!$BH$2)","v":0},{"$f":"INDEX(Perf_End_Use_Results_Table,$A55,'HP Pathway Support'!$BI$2)","v":0},{"$f":"INDEX(Perf_End_Use_Results_Table,$A55,'HP Pathway Support'!$BJ$2)","v":0},{"$f":"INDEX(Perf_End_Use_Results_Table,$A55,'HP Pathway Support'!$BK$2)","v":0},{"$f":"IF(F55=\"X\",INDEX(Perf_End_Use_Results_Table,$A55,'HP Pathway Support'!$BM$2),INDEX(Perf_End_Use_Results_Table,$A55,'HP Pathway Support'!$BL$2))","v":0},{"$f":"INDEX(Perf_End_Use_Results_Table,$A55,'HP Pathway Support'!$BO$2)","v":0},null,{"$f":"O55*INDEX(Perf_End_Use_Results_Table,$A55,'HP Pathway Support'!$BN$2)/1000","v":0},{"$f":"IFERROR(MIN((P55*'High-Performance Pathway'!$L$104)/SUM($P$40:$P$69),P55),\"\")","v":""},{"$f":"IFERROR(MAX((N55*INDEX(Perf_End_Use_Results_Table,$A55,'HP Pathway Support'!$BN$2)/1000)-P55,0),\"\")","v":0},{"$f":"IFERROR(MAX((N55*INDEX(Perf_End_Use_Results_Table,$A55,'HP Pathway Support'!$BN$2)/1000)-Q55,0),\"\")","v":""},null,{"$f":"T55*INDEX(Perf_End_Use_Results_Table,$A55,'HP Pathway Support'!$BN$2)/1000","v":0},{"$f":"IFERROR(MIN((U55*'High-Performance Pathway'!$L$103)/SUM($U$40:$U$69),U55),\"\")","v":""},{"$f":"(N55*INDEX(Perf_End_Use_Results_Table,$A55,'HP Pathway Support'!$BN$2)/1000)-U55","v":0},{"$f":"IFERROR((N55*INDEX(Perf_End_Use_Results_Table,$A55,'HP Pathway Support'!$BN$2)/1000)-V55,\"\")","v":""},null,null,null,null,null,null,null,null,{"$f":"IFERROR(INDEX(Ref_UnitConversions_Energy_Content_kBtu_Unit, IFERROR(MATCH(G55&H55,Ref_UnitConversions_Energy_Units_Lookup,0),MATCH(\"All\"&H55,Ref_UnitConversions_Energy_Units_Lookup,0)),),0)","v":0},null,null,null,null,null,null,null,null,null,null,null,"Other regulated","00"]
[17,null,{"$error":"#DIV/0!"},null,{"$f":"INDEX(Perf_End_Use_Results_Table,A56,'HP Pathway Support'!$BD$2)","v":0},{"$f":"IF(INDEX(Perf_End_Use_Results_Table,A56,'HP Pathway Support'!$BE$2)=0,\"\",\"X\")","v":""},{"$f":"INDEX(Perf_End_Use_Results_Table,A56,'HP Pathway Support'!$BF$2)","v":0},{"$f":"INDEX(Perf_End_Use_Results_Table,A56,'HP Pathway Support'!$BG$2)","v":0},{"$f":"INDEX(Perf_End_Use_Results_Table,$A56,'HP Pathway Support'!$BH$2)","v":0},{"$f":"INDEX(Perf_End_Use_Results_Table,$A56,'HP Pathway Support'!$BI$2)","v":0},{"$f":"INDEX(Perf_End_Use_Results_Table,$A56,'HP Pathway Support'!$BJ$2)","v":0},{"$f":"INDEX(Perf_End_Use_Results_Table,$A56,'HP Pathway Support'!$BK$2)","v":0},{"$f":"IF(F56=\"X\",INDEX(Perf_End_Use_Results_Table,$A56,'HP Pathway Support'!$BM$2),INDEX(Perf_End_Use_Results_Table,$A56,'HP Pathway Support'!$BL$2))","v":0},{"$f":"INDEX(Perf_End_Use_Results_Table,$A56,'HP Pathway Support'!$BO$2)","v":0},null,{"$f":"O56*INDEX(Perf_End_Use_Results_Table,$A56,'HP Pathway Support'!$BN$2)/1000","v":0},{"$f":"IFERROR(MIN((P56*'High-Performance Pathway'!$L$104)/SUM($P$40:$P$69),P56),\"\")","v":""},{"$f":"IFERROR(MAX((N56*INDEX(Perf_End_Use_Results_Table,$A56,'HP Pathway Support'!$BN$2)/1000)-P56,0),\"\")","v":0},{"$f":"IFERROR(MAX((N56*INDEX(Perf_End_Use_Results_Table,$A56,'HP Pathway Support'!$BN$2)/1000)-Q56,0),\"\")","v":""},null,{"$f":"T56*INDEX(Perf_End_Use_Results_Table,$A56,'HP Pathway Support'!$BN$2)/1000","v":0},{"$f":"IFERROR(MIN((U56*'High-Performance Pathway'!$L$103)/SUM($U$40:$U$69),U56),\"\")","v":""},{"$f":"(N56*INDEX(Perf_End_Use_Results_Table,$A56,'HP Pathway Support'!$BN$2)/1000)-U56","v":0},{"$f":"IFERROR((N56*INDEX(Perf_End_Use_Results_Table,$A56,'HP Pathway Support'!$BN$2)/1000)-V56,\"\")","v":""},null,null,null,null,null,null,null,null,{"$f":"IFERROR(INDEX(Ref_UnitConversions_Energy_Content_kBtu_Unit, IFERROR(MATCH(G56&H56,Ref_UnitConversions_Energy_Units_Lookup,0),MATCH(\"All\"&H56,Ref_UnitConversions_Energy_Units_Lookup,0)),),0)","v":0},null,null,null,null,null,null,null,null,null,null,null,"Other regulated","00"]
[18,null,{"$error":"#DIV/0!"},null,{"$f":"INDEX(Perf_End_Use_Results_Table,A57,'HP Pathway Support'!$BD$2)","v":0},{"$f":"IF(INDEX(Perf_End_Use_Results_Table,A57,'HP Pathway Support'!$BE$2)=0,\"\",\"X\")","v":""},{"$f":"INDEX(Perf_End_Use_Results_Table,A57,'HP Pathway Support'!$BF$2)","v":0},{"$f":"INDEX(Perf_End_Use_Results_Table,A57,'HP Pathway Support'!$BG$2)","v":0},{"$f":"INDEX(Perf_End_Use_Results_Table,$A57,'HP Pathway Support'!$BH$2)","v":0},{"$f":"INDEX(Perf_End_Use_Results_Table,$A57,'HP Pathway Support'!$BI$2)","v":0},{"$f":"INDEX(Perf_End_Use_Results_Table,$A57,'HP Pathway Support'!$BJ$2)","v":0},{"$f":"INDEX(Perf_End_Use_Results_Table,$A57,'HP Pathway Support'!$BK$2)","v":0},{"$f":"IF(F57=\"X\",INDEX(Perf_End_Use_Results_Table,$A57,'HP Pathway Support'!$BM$2),INDEX(Perf_End_Use_Results_Table,$A57,'HP Pathway Support'!$BL$2))","v":0},{"$f":"INDEX(Perf_End_Use_Results_Table,$A57,'HP Pathway Support'!$BO$2)","v":0},null,{"$f":"O57*INDEX(Perf_End_Use_Results_Table,$A57,'HP Pathway Support'!$BN$2)/1000","v":0},{"$f":"IFERROR(MIN((P57*'High-Performance Pathway'!$L$104)/SUM($P$40:$P$69),P57),\"\")","v":""},{"$f":"IFERROR(MAX((N57*INDEX(Perf_End_Use_Results_Table,$A57,'HP Pathway Support'!$BN$2)/1000)-P57,0),\"\")","v":0},{"$f":"IFERROR(MAX((N57*INDEX(Perf_End_Use_Results_Table,$A57,'HP Pathway Support'!$BN$2)/1000)-Q57,0),\"\")","v":""},null,{"$f":"T57*INDEX(Perf_End_Use_Results_Table,$A57,'HP Pathway Support'!$BN$2)/1000","v":0},{"$f":"IFERROR(MIN((U57*'High-Performance Pathway'!$L$103)/SUM($U$40:$U$69),U57),\"\")","v":""},{"$f":"(N57*INDEX(Perf_End_Use_Results_Table,$A57,'HP Pathway Support'!$BN$2)/1000)-U57","v":0},{"$f":"IFERROR((N57*INDEX(Perf_End_Use_Results_Table,$A57,'HP Pathway Support'!$BN$2)/1000)-V57,\"\")","v":""},null,null,null,null,null,null,null,null,{"$f":"IFERROR(INDEX(Ref_UnitConversions_Energy_Content_kBtu_Unit, IFERROR(MATCH(G57&H57,Ref_UnitConversions_Energy_Units_Lookup,0),MATCH(\"All\"&H57,Ref_UnitConversions_Energy_Units_Lookup,0)),),0)","v":0},null,null,null,null,null,null,null,null,null,null,null,"Other regulated","00"]
[19,null,{"$error":"#DIV/0!"},null,{"$f":"INDEX(Perf_End_Use_Results_Table,A58,'HP Pathway Support'!$BD$2)","v":0},{"$f":"IF(INDEX(Perf_End_Use_Results_Table,A58,'HP Pathway Support'!$BE$2)=0,\"\",\"X\")","v":""},{"$f":"INDEX(Perf_End_Use_Results_Table,A58,'HP Pathway Support'!$BF$2)","v":0},{"$f":"INDEX(Perf_End_Use_Results_Table,A58,'HP Pathway Support'!$BG$2)","v":0},{"$f":"INDEX(Perf_End_Use_Results_Table,$A58,'HP Pathway Support'!$BH$2)","v":0},{"$f":"INDEX(Perf_End_Use_Results_Table,$A58,'HP Pathway Support'!$BI$2)","v":0},{"$f":"INDEX(Perf_End_Use_Results_Table,$A58,'HP Pathway Support'!$BJ$2)","v":0},{"$f":"INDEX(Perf_End_Use_Results_Table,$A58,'HP Pathway Support'!$BK$2)","v":0},{"$f":"IF(F58=\"X\",INDEX(Perf_End_Use_Results_Table,$A58,'HP Pathway Support'!$BM$2),INDEX(Perf_End_Use_Results_Table,$A58,'HP Pathway Support'!$BL$2))","v":0},{"$f":"INDEX(Perf_End_Use_Results_Table,$A58,'HP Pathway Support'!$BO$2)","v":0},null,{"$f":"O58*INDEX(Perf_End_Use_Results_Table,$A58,'HP Pathway Support'!$BN$2)/1000","v":0},{"$f":"IFERROR(MIN((P58*'High-Performance Pathway'!$L$104)/SUM($P$40:$P$69),P58),\"\")","v":""},{"$f":"IFERROR(MAX((N58*INDEX(Perf_End_Use_Results_Table,$A58,'HP Pathway Support'!$BN$2)/1000)-P58,0),\"\")","v":0},{"$f":"IFERROR(MAX((N58*INDEX(Perf_End_Use_Results_Table,$A58,'HP Pathway Support'!$BN$2)/1000)-Q58,0),\"\")","v":""},null,{"$f":"T58*INDEX(Perf_End_Use_Results_Table,$A58,'HP Pathway Support'!$BN$2)/1000","v":0},{"$f":"IFERROR(MIN((U58*'High-Performance Pathway'!$L$103)/SUM($U$40:$U$69),U58),\"\")","v":""},{"$f":"(N58*INDEX(Perf_End_Use_Results_Table,$A58,'HP Pathway Support'!$BN$2)/1000)-U58","v":0},{"$f":"IFERROR((N58*INDEX(Perf_End_Use_Results_Table,$A58,'HP Pathway Support'!$BN$2)/1000)-V58,\"\")","v":""},null,null,null,null,null,null,null,null,{"$f":"IFERROR(INDEX(Ref_UnitConversions_Energy_Content_kBtu_Unit, IFERROR(MATCH(G58&H58,Ref_UnitConversions_Energy_Units_Lookup,0),MATCH(\"All\"&H58,Ref_UnitConversions_Energy_Units_Lookup,0)),),0)","v":0},null,null,null,null,null,null,null,null,null,null,null,"Other regulated","00"]
[20,null,{"$error":"#DIV/0!"},null,{"$f":"INDEX(Perf_End_Use_Results_Table,A59,'HP Pathway Support'!$BD$2)","v":0},{"$f":"IF(INDEX(Perf_End_Use_Results_Table,A59,'HP Pathway Support'!$BE$2)=0,\"\",\"X\")","v":""},{"$f":"INDEX(Perf_End_Use_Results_Table,A59,'HP Pathway Support'!$BF$2)","v":0},{"$f":"INDEX(Perf_End_Use_Results_Table,A59,'HP Pathway Support'!$BG$2)","v":0},{"$f":"INDEX(Perf_End_Use_Results_Table,$A59,'HP Pathway Support'!$BH$2)","v":0},{"$f":"INDEX(Perf_End_Use_Results_Table,$A59,'HP Pathway Support'!$BI$2)","v":0},{"$f":"INDEX(Perf_End_Use_Results_Table,$A59,'HP Pathway Support'!$BJ$2)","v":0},{"$f":"INDEX(Perf_End_Use_Results_Table,$A59,'HP Pathway Support'!$BK$2)","v":0},{"$f":"IF(F59=\"X\",INDEX(Perf_End_Use_Results_Table,$A59,'HP Pathway Support'!$BM$2),INDEX(Perf_End_Use_Results_Table,$A59,'HP Pathway Support'!$BL$2))","v":0},{"$f":"INDEX(Perf_End_Use_Results_Table,$A59,'HP Pathway Support'!$BO$2)","v":0},null,{"$f":"O59*INDEX(Perf_End_Use_Results_Table,$A59,'HP Pathway Support'!$BN$2)/1000","v":0},{"$f":"IFERROR(MIN((P59*'High-Performance Pathway'!$L$104)/SUM($P$40:$P$69),P59),\"\")","v":""},{"$f":"IFERROR(MAX((N59*INDEX(Perf_End_Use_Results_Table,$A59,'HP Pathway Support'!$BN$2)/1000)-P59,0),\"\")","v":0},{"$f":"IFERROR(MAX((N59*INDEX(Perf_End_Use_Results_Table,$A59,'HP Pathway Support'!$BN$2)/1000)-Q59,0),\"\")","v":""},null,{"$f":"T59*INDEX(Perf_End_Use_Results_Table,$A59,'HP Pathway Support'!$BN$2)/1000","v":0},{"$f":"IFERROR(MIN((U59*'High-Performance Pathway'!$L$103)/SUM($U$40:$U$69),U59),\"\")","v":""},{"$f":"(N59*INDEX(Perf_End_Use_Results_Table,$A59,'HP Pathway Support'!$BN$2)/1000)-U59","v":0},{"$f":"IFERROR((N59*INDEX(Perf_End_Use_Results_Table,$A59,'HP Pathway Support'!$BN$2)/1000)-V59,\"\")","v":""},null,null,null,null,null,null,null,null,{"$f":"IFERROR(INDEX(Ref_UnitConversions_Energy_Content_kBtu_Unit, IFERROR(MATCH(G59&H59,Ref_UnitConversions_Energy_Units_Lookup,0),MATCH(\"All\"&H59,Ref_UnitConversions_Energy_Units_Lookup,0)),),0)","v":0},null,null,null,null,null,null,null,null,null,null,null,"Other regulated","00"]
[21,null,{"$error":"#DIV/0!"},null,{"$f":"INDEX(Perf_End_Use_Results_Table,A60,'HP Pathway Support'!$BD$2)","v":0},{"$f":"IF(INDEX(Perf_End_Use_Results_Table,A60,'HP Pathway Support'!$BE$2)=0,\"\",\"X\")","v":""},{"$f":"INDEX(Perf_End_Use_Results_Table,A60,'HP Pathway Support'!$BF$2)","v":0},{"$f":"INDEX(Perf_End_Use_Results_Table,A60,'HP Pathway Support'!$BG$2)","v":0},{"$f":"INDEX(Perf_End_Use_Results_Table,$A60,'HP Pathway Support'!$BH$2)","v":0},{"$f":"INDEX(Perf_End_Use_Results_Table,$A60,'HP Pathway Support'!$BI$2)","v":0},{"$f":"INDEX(Perf_End_Use_Results_Table,$A60,'HP Pathway Support'!$BJ$2)","v":0},{"$f":"INDEX(Perf_End_Use_Results_Table,$A60,'HP Pathway Support'!$BK$2)","v":0},{"$f":"IF(F60=\"X\",INDEX(Perf_End_Use_Results_Table,$A60,'HP Pathway Support'!$BM$2),INDEX(Perf_End_Use_Results_Table,$A60,'HP Pathway Support'!$BL$2))","v":0},{"$f":"INDEX(Perf_End_Use_Results_Table,$A60,'HP Pathway Support'!$BO$2)","v":0},null,{"$f":"O60*INDEX(Perf_End_Use_Results_Table,$A60,'HP Pathway Support'!$BN$2)/1000","v":0},{"$f":"IFERROR(MIN((P60*'High-Performance Pathway'!$L$104)/SUM($P$40:$P$69),P60),\"\")","v":""},{"$f":"IFERROR(MAX((N60*INDEX(Perf_End_Use_Results_Table,$A60,'HP Pathway Support'!$BN$2)/1000)-P60,0),\"\")","v":0},{"$f":"IFERROR(MAX((N60*INDEX(Perf_End_Use_Results_Table,$A60,'HP Pathway Support'!$BN$2)/1000)-Q60,0),\"\")","v":""},null,{"$f":"T60*INDEX(Perf_End_Use_Results_Table,$A60,'HP Pathway Support'!$BN$2)/1000","v":0},{"$f":"IFERROR(MIN((U60*'High-Performance Pathway'!$L$103)/SUM($U$40:$U$69),U60),\"\")","v":""},{"$f":"(N60*INDEX(Perf_End_Use_Results_Table,$A60,'HP Pathway Support'!$BN$2)/1000)-U60","v":0},{"$f":"IFERROR((N60*INDEX(Perf_End_Use_Results_Table,$A60,'HP Pathway Support'!$BN$2)/1000)-V60,\"\")","v":""},null,null,null,null,null,null,null,null,{"$f":"IFERROR(INDEX(Ref_UnitConversions_Energy_Content_kBtu_Unit, IFERROR(MATCH(G60&H60,Ref_UnitConversions_Energy_Units_Lookup,0),MATCH(\"All\"&H60,Ref_UnitConversions_Energy_Units_Lookup,0)),),0)","v":0},null,null,null,null,null,null,null,null,null,null,null,"Other regulated","00"]
[22,null,{"$error":"#DIV/0!"},null,{"$f":"INDEX(Perf_End_Use_Results_Table,A61,'HP Pathway Support'!$BD$2)","v":0},{"$f":"IF(INDEX(Perf_End_Use_Results_Table,A61,'HP Pathway Support'!$BE$2)=0,\"\",\"X\")","v":""},{"$f":"INDEX(Perf_End_Use_Results_Table,A61,'HP Pathway Support'!$BF$2)","v":0},{"$f":"INDEX(Perf_End_Use_Results_Table,A61,'HP Pathway Support'!$BG$2)","v":0},{"$f":"INDEX(Perf_End_Use_Results_Table,$A61,'HP Pathway Support'!$BH$2)","v":0},{"$f":"INDEX(Perf_End_Use_Results_Table,$A61,'HP Pathway Support'!$BI$2)","v":0},{"$f":"INDEX(Perf_End_Use_Results_Table,$A61,'HP Pathway Support'!$BJ$2)","v":0},{"$f":"INDEX(Perf_End_Use_Results_Table,$A61,'HP Pathway Support'!$BK$2)","v":0},{"$f":"IF(F61=\"X\",INDEX(Perf_End_Use_Results_Table,$A61,'HP Pathway Support'!$BM$2),INDEX(Perf_End_Use_Results_Table,$A61,'HP Pathway Support'!$BL$2))","v":0},{"$f":"INDEX(Perf_End_Use_Results_Table,$A61,'HP Pathway Support'!$BO$2)","v":0},null,{"$f":"O61*INDEX(Perf_End_Use_Results_Table,$A61,'HP Pathway Support'!$BN$2)/1000","v":0},{"$f":"IFERROR(MIN((P61*'High-Performance Pathway'!$L$104)/SUM($P$40:$P$69),P61),\"\")","v":""},{"$f":"IFERROR(MAX((N61*INDEX(Perf_End_Use_Results_Table,$A61,'HP Pathway Support'!$BN$2)/1000)-P61,0),\"\")","v":0},{"$f":"IFERROR(MAX((N61*INDEX(Perf_End_Use_Results_Table,$A61,'HP Pathway Support'!$BN$2)/1000)-Q61,0),\"\")","v":""},null,{"$f":"T61*INDEX(Perf_End_Use_Results_Table,$A61,'HP Pathway Support'!$BN$2)/1000","v":0},{"$f":"IFERROR(MIN((U61*'High-Performance Pathway'!$L$103)/SUM($U$40:$U$69),U61),\"\")","v":""},{"$f":"(N61*INDEX(Perf_End_Use_Results_Table,$A61,'HP Pathway Support'!$BN$2)/1000)-U61","v":0},{"$f":"IFERROR((N61*INDEX(Perf_End_Use_Results_Table,$A61,'HP Pathway Support'!$BN$2)/1000)-V61,\"\")","v":""},null,null,null,null,null,null,null,null,{"$f":"IFERROR(INDEX(Ref_UnitConversions_Energy_Content_kBtu_Unit, IFERROR(MATCH(G61&H61,Ref_UnitConversions_Energy_Units_Lookup,0),MATCH(\"All\"&H61,Ref_UnitConversions_Energy_Units_Lookup,0)),),0)","v":0},null,null,null,null,null,null,null,null,null,null,null,"Other regulated","00"]
[23,null,{"$error":"#DIV/0!"},null,{"$f":"INDEX(Perf_End_Use_Results_Table,A62,'HP Pathway Support'!$BD$2)","v":0},{"$f":"IF(INDEX(Perf_End_Use_Results_Table,A62,'HP Pathway Support'!$BE$2)=0,\"\",\"X\")","v":""},{"$f":"INDEX(Perf_End_Use_Results_Table,A62,'HP Pathway Support'!$BF$2)","v":0},{"$f":"INDEX(Perf_End_Use_Results_Table,A62,'HP Pathway Support'!$BG$2)","v":0},{"$f":"INDEX(Perf_End_Use_Results_Table,$A62,'HP Pathway Support'!$BH$2)","v":0},{"$f":"INDEX(Perf_End_Use_Results_Table,$A62,'HP Pathway Support'!$BI$2)","v":0},{"$f":"INDEX(Perf_End_Use_Results_Table,$A62,'HP Pathway Support'!$BJ$2)","v":0},{"$f":"INDEX(Perf_End_Use_Results_Table,$A62,'HP Pathway Support'!$BK$2)","v":0},{"$f":"IF(F62=\"X\",INDEX(Perf_End_Use_Results_Table,$A62,'HP Pathway Support'!$BM$2),INDEX(Perf_End_Use_Results_Table,$A62,'HP Pathway Support'!$BL$2))","v":0},{"$f":"INDEX(Perf_End_Use_Results_Table,$A62,'HP Pathway Support'!$BO$2)","v":0},null,{"$f":"O62*INDEX(Perf_End_Use_Results_Table,$A62,'HP Pathway Support'!$BN$2)/1000","v":0},{"$f":"IFERROR(MIN((P62*'High-Performance Pathway'!$L$104)/SUM($P$40:$P$69),P62),\"\")","v":""},{"$f":"IFERROR(MAX((N62*INDEX(Perf_End_Use_Results_Table,$A62,'HP Pathway Support'!$BN$2)/1000)-P62,0),\"\")","v":0},{"$f":"IFERROR(MAX((N62*INDEX(Perf_End_Use_Results_Table,$A62,'HP Pathway Support'!$BN$2)/1000)-Q62,0),\"\")","v":""},null,{"$f":"T62*INDEX(Perf_End_Use_Results_Table,$A62,'HP Pathway Support'!$BN$2)/1000","v":0},{"$f":"IFERROR(MIN((U62*'High-Performance Pathway'!$L$103)/SUM($U$40:$U$69),U62),\"\")","v":""},{"$f":"(N62*INDEX(Perf_End_Use_Results_Table,$A62,'HP Pathway Support'!$BN$2)/1000)-U62","v":0},{"$f":"IFERROR((N62*INDEX(Perf_End_Use_Results_Table,$A62,'HP Pathway Support'!$BN$2)/1000)-V62,\"\")","v":""},null,null,null,null,null,null,null,null,{"$f":"IFERROR(INDEX(Ref_UnitConversions_Energy_Content_kBtu_Unit, IFERROR(MATCH(G62&H62,Ref_UnitConversions_Energy_Units_Lookup,0),MATCH(\"All\"&H62,Ref_UnitConversions_Energy_Units_Lookup,0)),),0)","v":0},null,null,null,null,null,null,null,null,null,null,null,"Other regulated","00"]
[24,null,{"$error":"#DIV/0!"},null,{"$f":"INDEX(Perf_End_Use_Results_Table,A63,'HP Pathway Support'!$BD$2)","v":0},{"$f":"IF(INDEX(Perf_End_Use_Results_Table,A63,'HP Pathway Support'!$BE$2)=0,\"\",\"X\")","v":""},{"$f":"INDEX(Perf_End_Use_Results_Table,A63,'HP Pathway Support'!$BF$2)","v":0},{"$f":"INDEX(Perf_End_Use_Results_Table,A63,'HP Pathway Support'!$BG$2)","v":0},{"$f":"INDEX(Perf_End_Use_Results_Table,$A63,'HP Pathway Support'!$BH$2)","v":0},{"$f":"INDEX(Perf_End_Use_Results_Table,$A63,'HP Pathway Support'!$BI$2)","v":0},{"$f":"INDEX(Perf_End_Use_Results_Table,$A63,'HP Pathway Support'!$BJ$2)","v":0},{"$f":"INDEX(Perf_End_Use_Results_Table,$A63,'HP Pathway Support'!$BK$2)","v":0},{"$f":"IF(F63=\"X\",INDEX(Perf_End_Use_Results_Table,$A63,'HP Pathway Support'!$BM$2),INDEX(Perf_End_Use_Results_Table,$A63,'HP Pathway Support'!$BL$2))","v":0},{"$f":"INDEX(Perf_End_Use_Results_Table,$A63,'HP Pathway Support'!$BO$2)","v":0},null,{"$f":"O63*INDEX(Perf_End_Use_Results_Table,$A63,'HP Pathway Support'!$BN$2)/1000","v":0},{"$f":"IFERROR(MIN((P63*'High-Performance Pathway'!$L$104)/SUM($P$40:$P$69),P63),\"\")","v":""},{"$f":"IFERROR(MAX((N63*INDEX(Perf_End_Use_Results_Table,$A63,'HP Pathway Support'!$BN$2)/1000)-P63,0),\"\")","v":0},{"$f":"IFERROR(MAX((N63*INDEX(Perf_End_Use_Results_Table,$A63,'HP Pathway Support'!$BN$2)/1000)-Q63,0),\"\")","v":""},null,{"$f":"T63*INDEX(Perf_End_Use_Results_Table,$A63,'HP Pathway Support'!$BN$2)/1000","v":0},{"$f":"IFERROR(MIN((U63*'High-Performance Pathway'!$L$103)/SUM($U$40:$U$69),U63),\"\")","v":""},{"$f":"(N63*INDEX(Perf_End_Use_Results_Table,$A63,'HP Pathway Support'!$BN$2)/1000)-U63","v":0},{"$f":"IFERROR((N63*INDEX(Perf_End_Use_Results_Table,$A63,'HP Pathway Support'!$BN$2)/1000)-V63,\"\")","v":""},null,null,null,null,null,null,null,null,{"$f":"IFERROR(INDEX(Ref_UnitConversions_Energy_Content_kBtu_Unit, IFERROR(MATCH(G63&H63,Ref_UnitConversions_Energy_Units_Lookup,0),MATCH(\"All\"&H63,Ref_UnitConversions_Energy_Units_Lookup,0)),),0)","v":0},null,null,null,null,null,null,null,null,null,null,null,"Other regulated","00"]
[25,null,{"$error":"#DIV/0!"},null,{"$f":"INDEX(Perf_End_Use_Results_Table,A64,'HP Pathway Support'!$BD$2)","v":0},{"$f":"IF(INDEX(Perf_End_Use_Results_Table,A64,'HP Pathway Support'!$BE$2)=0,\"\",\"X\")","v":""},{"$f":"INDEX(Perf_End_Use_Results_Table,A64,'HP Pathway Support'!$BF$2)","v":0},{"$f":"INDEX(Perf_End_Use_Results_Table,A64,'HP Pathway Support'!$BG$2)","v":0},{"$f":"INDEX(Perf_End_Use_Results_Table,$A64,'HP Pathway Support'!$BH$2)","v":0},{"$f":"INDEX(Perf_End_Use_Results_Table,$A64,'HP Pathway Support'!$BI$2)","v":0},{"$f":"INDEX(Perf_End_Use_Results_Table,$A64,'HP Pathway Support'!$BJ$2)","v":0},{"$f":"INDEX(Perf_End_Use_Results_Table,$A64,'HP Pathway Support'!$BK$2)","v":0},{"$f":"IF(F64=\"X\",INDEX(Perf_End_Use_Results_Table,$A64,'HP Pathway Support'!$BM$2),INDEX(Perf_End_Use_Results_Table,$A64,'HP Pathway Support'!$BL$2))","v":0},{"$f":"INDEX(Perf_End_Use_Results_Table,$A64,'HP Pathway Support'!$BO$2)","v":0},null,{"$f":"O64*INDEX(Perf_End_Use_Results_Table,$A64,'HP Pathway Support'!$BN$2)/1000","v":0},{"$f":"IFERROR(MIN((P64*'High-Performance Pathway'!$L$104)/SUM($P$40:$P$69),P64),\"\")","v":""},{"$f":"IFERROR(MAX((N64*INDEX(Perf_End_Use_Results_Table,$A64,'HP Pathway Support'!$BN$2)/1000)-P64,0),\"\")","v":0},{"$f":"IFERROR(MAX((N64*INDEX(Perf_End_Use_Results_Table,$A64,'HP Pathway Support'!$BN$2)/1000)-Q64,0),\"\")","v":""},null,{"$f":"T64*INDEX(Perf_End_Use_Results_Table,$A64,'HP Pathway Support'!$BN$2)/1000","v":0},{"$f":"IFERROR(MIN((U64*'High-Performance Pathway'!$L$103)/SUM($U$40:$U$69),U64),\"\")","v":""},{"$f":"(N64*INDEX(Perf_End_Use_Results_Table,$A64,'HP Pathway Support'!$BN$2)/1000)-U64","v":0},{"$f":"IFERROR((N64*INDEX(Perf_End_Use_Results_Table,$A64,'HP Pathway Support'!$BN$2)/1000)-V64,\"\")","v":""},null,null,null,null,null,null,null,null,{"$f":"IFERROR(INDEX(Ref_UnitConversions_Energy_Content_kBtu_Unit, IFERROR(MATCH(G64&H64,Ref_UnitConversions_Energy_Units_Lookup,0),MATCH(\"All\"&H64,Ref_UnitConversions_Energy_Units_Lookup,0)),),0)","v":0},null,null,null,null,null,null,null,null,null,null,null,"Other regulated","00"]
[26,null,{"$error":"#DIV/0!"},null,{"$f":"INDEX(Perf_End_Use_Results_Table,A65,'HP Pathway Support'!$BD$2)","v":0},{"$f":"IF(INDEX(Perf_End_Use_Results_Table,A65,'HP Pathway Support'!$BE$2)=0,\"\",\"X\")","v":""},{"$f":"INDEX(Perf_End_Use_Results_Table,A65,'HP Pathway Support'!$BF$2)","v":0},{"$f":"INDEX(Perf_End_Use_Results_Table,A65,'HP Pathway Support'!$BG$2)","v":0},{"$f":"INDEX(Perf_End_Use_Results_Table,$A65,'HP Pathway Support'!$BH$2)","v":0},{"$f":"INDEX(Perf_End_Use_Results_Table,$A65,'HP Pathway Support'!$BI$2)","v":0},{"$f":"INDEX(Perf_End_Use_Results_Table,$A65,'HP Pathway Support'!$BJ$2)","v":0},{"$f":"INDEX(Perf_End_Use_Results_Table,$A65,'HP Pathway Support'!$BK$2)","v":0},{"$f":"IF(F65=\"X\",INDEX(Perf_End_Use_Results_Table,$A65,'HP Pathway Support'!$BM$2),INDEX(Perf_End_Use_Results_Table,$A65,'HP Pathway Support'!$BL$2))","v":0},{"$f":"INDEX(Perf_End_Use_Results_Table,$A65,'HP Pathway Support'!$BO$2)","v":0},null,{"$f":"O65*INDEX(Perf_End_Use_Results_Table,$A65,'HP Pathway Support'!$BN$2)/1000","v":0},{"$f":"IFERROR(MIN((P65*'High-Performance Pathway'!$L$104)/SUM($P$40:$P$69),P65),\"\")","v":""},{"$f":"IFERROR(MAX((N65*INDEX(Perf_End_Use_Results_Table,$A65,'HP Pathway Support'!$BN$2)/1000)-P65,0),\"\")","v":0},{"$f":"IFERROR(MAX((N65*INDEX(Perf_End_Use_Results_Table,$A65,'HP Pathway Support'!$BN$2)/1000)-Q65,0),\"\")","v":""},null,{"$f":"T65*INDEX(Perf_End_Use_Results_Table,$A65,'HP Pathway Support'!$BN$2)/1000","v":0},{"$f":"IFERROR(MIN((U65*'High-Performance Pathway'!$L$103)/SUM($U$40:$U$69),U65),\"\")","v":""},{"$f":"(N65*INDEX(Perf_End_Use_Results_Table,$A65,'HP Pathway Support'!$BN$2)/1000)-U65","v":0},{"$f":"IFERROR((N65*INDEX(Perf_End_Use_Results_Table,$A65,'HP Pathway Support'!$BN$2)/1000)-V65,\"\")","v":""},null,null,null,null,null,null,null,null,{"$f":"IFERROR(INDEX(Ref_UnitConversions_Energy_Content_kBtu_Unit, IFERROR(MATCH(G65&H65,Ref_UnitConversions_Energy_Units_Lookup,0),MATCH(\"All\"&H65,Ref_UnitConversions_Energy_Units_Lookup,0)),),0)","v":0},null,null,null,null,null,null,null,null,null,null,null,"Other regulated","00"]
[27,null,{"$error":"#DIV/0!"},null,{"$f":"INDEX(Perf_End_Use_Results_Table,A66,'HP Pathway Support'!$BD$2)","v":0},{"$f":"IF(INDEX(Perf_End_Use_Results_Table,A66,'HP Pathway Support'!$BE$2)=0,\"\",\"X\")","v":""},{"$f":"INDEX(Perf_End_Use_Results_Table,A66,'HP Pathway Support'!$BF$2)","v":0},{"$f":"INDEX(Perf_End_Use_Results_Table,A66,'HP Pathway Support'!$BG$2)","v":0},{"$f":"INDEX(Perf_End_Use_Results_Table,$A66,'HP Pathway Support'!$BH$2)","v":0},{"$f":"INDEX(Perf_End_Use_Results_Table,$A66,'HP Pathway Support'!$BI$2)","v":0},{"$f":"INDEX(Perf_End_Use_Results_Table,$A66,'HP Pathway Support'!$BJ$2)","v":0},{"$f":"INDEX(Perf_End_Use_Results_Table,$A66,'HP Pathway Support'!$BK$2)","v":0},{"$f":"IF(F66=\"X\",INDEX(Perf_End_Use_Results_Table,$A66,'HP Pathway Support'!$BM$2),INDEX(Perf_End_Use_Results_Table,$A66,'HP Pathway Support'!$BL$2))","v":0},{"$f":"INDEX(Perf_End_Use_Results_Table,$A66,'HP Pathway Support'!$BO$2)","v":0},null,{"$f":"O66*INDEX(Perf_End_Use_Results_Table,$A66,'HP Pathway Support'!$BN$2)/1000","v":0},{"$f":"IFERROR(MIN((P66*'High-Performance Pathway'!$L$104)/SUM($P$40:$P$69),P66),\"\")","v":""},{"$f":"IFERROR(MAX((N66*INDEX(Perf_End_Use_Results_Table,$A66,'HP Pathway Support'!$BN$2)/1000)-P66,0),\"\")","v":0},{"$f":"IFERROR(MAX((N66*INDEX(Perf_End_Use_Results_Table,$A66,'HP Pathway Support'!$BN$2)/1000)-Q66,0),\"\")","v":""},null,{"$f":"T66*INDEX(Perf_End_Use_Results_Table,$A66,'HP Pathway Support'!$BN$2)/1000","v":0},{"$f":"IFERROR(MIN((U66*'High-Performance Pathway'!$L$103)/SUM($U$40:$U$69),U66),\"\")","v":""},{"$f":"(N66*INDEX(Perf_End_Use_Results_Table,$A66,'HP Pathway Support'!$BN$2)/1000)-U66","v":0},{"$f":"IFERROR((N66*INDEX(Perf_End_Use_Results_Table,$A66,'HP Pathway Support'!$BN$2)/1000)-V66,\"\")","v":""},null,null,null,null,null,null,null,null,{"$f":"IFERROR(INDEX(Ref_UnitConversions_Energy_Content_kBtu_Unit, IFERROR(MATCH(G66&H66,Ref_UnitConversions_Energy_Units_Lookup,0),MATCH(\"All\"&H66,Ref_UnitConversions_Energy_Units_Lookup,0)),),0)","v":0},null,null,null,null,null,null,null,null,null,null,null,"Other regulated","00"]
[28,null,{"$error":"#DIV/0!"},null,{"$f":"INDEX(Perf_End_Use_Results_Table,A67,'HP Pathway Support'!$BD$2)","v":0},{"$f":"IF(INDEX(Perf_End_Use_Results_Table,A67,'HP Pathway Support'!$BE$2)=0,\"\",\"X\")","v":""},{"$f":"INDEX(Perf_End_Use_Results_Table,A67,'HP Pathway Support'!$BF$2)","v":0},{"$f":"INDEX(Perf_End_Use_Results_Table,A67,'HP Pathway Support'!$BG$2)","v":0},{"$f":"INDEX(Perf_End_Use_Results_Table,$A67,'HP Pathway Support'!$BH$2)","v":0},{"$f":"INDEX(Perf_End_Use_Results_Table,$A67,'HP Pathway Support'!$BI$2)","v":0},{"$f":"INDEX(Perf_End_Use_Results_Table,$A67,'HP Pathway Support'!$BJ$2)","v":0},{"$f":"INDEX(Perf_End_Use_Results_Table,$A67,'HP Pathway Support'!$BK$2)","v":0},{"$f":"IF(F67=\"X\",INDEX(Perf_End_Use_Results_Table,$A67,'HP Pathway Support'!$BM$2),INDEX(Perf_End_Use_Results_Table,$A67,'HP Pathway Support'!$BL$2))","v":0},{"$f":"INDEX(Perf_End_Use_Results_Table,$A67,'HP Pathway Support'!$BO$2)","v":0},null,{"$f":"O67*INDEX(Perf_End_Use_Results_Table,$A67,'HP Pathway Support'!$BN$2)/1000","v":0},{"$f":"IFERROR(MIN((P67*'High-Performance Pathway'!$L$104)/SUM($P$40:$P$69),P67),\"\")","v":""},{"$f":"IFERROR(MAX((N67*INDEX(Perf_End_Use_Results_Table,$A67,'HP Pathway Support'!$BN$2)/1000)-P67,0),\"\")","v":0},{"$f":"IFERROR(MAX((N67*INDEX(Perf_End_Use_Results_Table,$A67,'HP Pathway Support'!$BN$2)/1000)-Q67,0),\"\")","v":""},null,{"$f":"T67*INDEX(Perf_End_Use_Results_Table,$A67,'HP Pathway Support'!$BN$2)/1000","v":0},{"$f":"IFERROR(MIN((U67*'High-Performance Pathway'!$L$103)/SUM($U$40:$U$69),U67),\"\")","v":""},{"$f":"(N67*INDEX(Perf_End_Use_Results_Table,$A67,'HP Pathway Support'!$BN$2)/1000)-U67","v":0},{"$f":"IFERROR((N67*INDEX(Perf_End_Use_Results_Table,$A67,'HP Pathway Support'!$BN$2)/1000)-V67,\"\")","v":""},null,null,null,null,null,null,null,null,{"$f":"IFERROR(INDEX(Ref_UnitConversions_Energy_Content_kBtu_Unit, IFERROR(MATCH(G67&H67,Ref_UnitConversions_Energy_Units_Lookup,0),MATCH(\"All\"&H67,Ref_UnitConversions_Energy_Units_Lookup,0)),),0)","v":0},"count",1,2,3,4,5,6,7,8,9,10,"Other regulated","00"]
[29,null,{"$error":"#DIV/0!"},null,{"$f":"INDEX(Perf_End_Use_Results_Table,A68,'HP Pathway Support'!$BD$2)","v":0},{"$f":"IF(INDEX(Perf_End_Use_Results_Table,A68,'HP Pathway Support'!$BE$2)=0,\"\",\"X\")","v":""},{"$f":"INDEX(Perf_End_Use_Results_Table,A68,'HP Pathway Support'!$BF$2)","v":0},{"$f":"INDEX(Perf_End_Use_Results_Table,A68,'HP Pathway Support'!$BG$2)","v":0},{"$f":"INDEX(Perf_End_Use_Results_Table,$A68,'HP Pathway Support'!$BH$2)","v":0},{"$f":"INDEX(Perf_End_Use_Results_Table,$A68,'HP Pathway Support'!$BI$2)","v":0},{"$f":"INDEX(Perf_End_Use_Results_Table,$A68,'HP Pathway Support'!$BJ$2)","v":0},{"$f":"INDEX(Perf_End_Use_Results_Table,$A68,'HP Pathway Support'!$BK$2)","v":0},{"$f":"IF(F68=\"X\",INDEX(Perf_End_Use_Results_Table,$A68,'HP Pathway Support'!$BM$2),INDEX(Perf_End_Use_Results_Table,$A68,'HP Pathway Support'!$BL$2))","v":0},{"$f":"INDEX(Perf_End_Use_Results_Table,$A68,'HP Pathway Support'!$BO$2)","v":0},null,{"$f":"O68*INDEX(Perf_End_Use_Results_Table,$A68,'HP Pathway Support'!$BN$2)/1000","v":0},{"$f":"IFERROR(MIN((P68*'High-Performance Pathway'!$L$104)/SUM($P$40:$P$69),P68),\"\")","v":""},{"$f":"IFERROR(MAX((N68*INDEX(Perf_End_Use_Results_Table,$A68,'HP Pathway Support'!$BN$2)/1000)-P68,0),\"\")","v":0},{"$f":"IFERROR(MAX((N68*INDEX(Perf_End_Use_Results_Table,$A68,'HP Pathway Support'!$BN$2)/1000)-Q68,0),\"\")","v":""},null,{"$f":"T68*INDEX(Perf_End_Use_Results_Table,$A68,'HP Pathway Support'!$BN$2)/1000","v":0},{"$f":"IFERROR(MIN((U68*'High-Performance Pathway'!$L$103)/SUM($U$40:$U$69),U68),\"\")","v":""},{"$f":"(N68*INDEX(Perf_End_Use_Results_Table,$A68,'HP Pathway Support'!$BN$2)/1000)-U68","v":0},{"$f":"IFERROR((N68*INDEX(Perf_End_Use_Results_Table,$A68,'HP Pathway Support'!$BN$2)/1000)-V68,\"\")","v":""},null,null,null,null,null,null,null,null,{"$f":"IFERROR(INDEX(Ref_UnitConversions_Energy_Content_kBtu_Unit, IFERROR(MATCH(G68&H68,Ref_UnitConversions_Energy_Units_Lookup,0),MATCH(\"All\"&H68,Ref_UnitConversions_Energy_Units_Lookup,0)),),0)","v":0},"building area type",{"$f":"INDEX(Perf_BPF_Table, AI67,'HP Pathway Support'!$CD$2)","v":0},{"$f":"INDEX(Perf_BPF_Table, AJ67,'HP Pathway Support'!$CD$2)","v":0},{"$f":"INDEX(Perf_BPF_Table, AK67,'HP Pathway Support'!$CD$2)","v":0},{"$f":"INDEX(Perf_BPF_Table, AL67,'HP Pathway Support'!$CD$2)","v":0},{"$f":"INDEX(Perf_BPF_Table, AM67,'HP Pathway Support'!$CD$2)","v":0},{"$f":"INDEX(Perf_BPF_Table, AN67,'HP Pathway Support'!$CD$2)","v":0},{"$f":"INDEX(Perf_BPF_Table, AO67,'HP Pathway Support'!$CD$2)","v":0},{"$f":"INDEX(Perf_BPF_Table, AP67,'HP Pathway Support'!$CD$2)","v":0},{"$f":"INDEX(Perf_BPF_Table, AQ67,'HP Pathway Support'!$CD$2)","v":0},{"$f":"INDEX(Perf_BPF_Table, AR67,'HP Pathway Support'!$CD$2)","v":0},"Other regulated","00"]
[30,null,{"$error":"#DIV/0!"},null,{"$f":"INDEX(Perf_End_Use_Results_Table,A69,'HP Pathway Support'!$BD$2)","v":0},{"$f":"IF(INDEX(Perf_End_Use_Results_Table,A69,'HP Pathway Support'!$BE$2)=0,\"\",\"X\")","v":""},{"$f":"INDEX(Perf_End_Use_Results_Table,A69,'HP Pathway Support'!$BF$2)","v":0},{"$f":"INDEX(Perf_End_Use_Results_Table,A69,'HP Pathway Support'!$BG$2)","v":0},{"$f":"INDEX(Perf_End_Use_Results_Table,$A69,'HP Pathway Support'!$BH$2)","v":0},{"$f":"INDEX(Perf_End_Use_Results_Table,$A69,'HP Pathway Support'!$BI$2)","v":0},{"$f":"INDEX(Perf_End_Use_Results_Table,$A69,'HP Pathway Support'!$BJ$2)","v":0},{"$f":"INDEX(Perf_End_Use_Results_Table,$A69,'HP Pathway Support'!$BK$2)","v":0},{"$f":"IF(F69=\"X\",INDEX(Perf_End_Use_Results_Table,$A69,'HP Pathway Support'!$BM$2),INDEX(Perf_End_Use_Results_Table,$A69,'HP Pathway Support'!$BL$2))","v":0},{"$f":"INDEX(Perf_End_Use_Results_Table,$A69,'HP Pathway Support'!$BO$2)","v":0},null,{"$f":"O69*INDEX(Perf_End_Use_Results_Table,$A69,'HP Pathway Support'!$BN$2)/1000","v":0},{"$f":"IFERROR(MIN((P69*'High-Performance Pathway'!$L$104)/SUM($P$40:$P$69),P69),\"\")","v":""},{"$f":"IFERROR(MAX((N69*INDEX(Perf_End_Use_Results_Table,$A69,'HP Pathway Support'!$BN$2)/1000)-P69,0),\"\")","v":0},{"$f":"IFERROR(MAX((N69*INDEX(Perf_End_Use_Results_Table,$A69,'HP Pathway Support'!$BN$2)/1000)-Q69,0),\"\")","v":""},null,{"$f":"T69*INDEX(Perf_End_Use_Results_Table,$A69,'HP Pathway Support'!$BN$2)/1000","v":0},{"$f":"IFERROR(MIN((U69*'High-Performance Pathway'!$L$103)/SUM($U$40:$U$69),U69),\"\")","v":""},{"$f":"(N69*INDEX(Perf_End_Use_Results_Table,$A69,'HP Pathway Support'!$BN$2)/1000)-U69","v":0},{"$f":"IFERROR((N69*INDEX(Perf_End_Use_Results_Table,$A69,'HP Pathway Support'!$BN$2)/1000)-V69,\"\")","v":""},null,null,null,null,null,null,null,null,{"$f":"IFERROR(INDEX(Ref_UnitConversions_Energy_Content_kBtu_Unit, IFERROR(MATCH(G69&H69,Ref_UnitConversions_Energy_Units_Lookup,0),MATCH(\"All\"&H69,Ref_UnitConversions_Energy_Units_Lookup,0)),),0)","v":0},"prototype model",{"$f":"INDEX(Perf_BPF_Table, AI67,'HP Pathway Support'!$CC$2)","v":""},{"$f":"INDEX(Perf_BPF_Table, AJ67,'HP Pathway Support'!$CC$2)","v":""},{"$f":"INDEX(Perf_BPF_Table, AK67,'HP Pathway Support'!$CC$2)","v":""},{"$f":"INDEX(Perf_BPF_Table, AL67,'HP Pathway Support'!$CC$2)","v":""},{"$f":"INDEX(Perf_BPF_Table, AM67,'HP Pathway Support'!$CC$2)","v":""},{"$f":"INDEX(Perf_BPF_Table, AN67,'HP Pathway Support'!$CC$2)","v":""},{"$f":"INDEX(Perf_BPF_Table, AO67,'HP Pathway Support'!$CC$2)","v":""},{"$f":"INDEX(Perf_BPF_Table, AP67,'HP Pathway Support'!$CC$2)","v":""},{"$f":"INDEX(Perf_BPF_Table, AQ67,'HP Pathway Support'!$CC$2)","v":""},{"$f":"INDEX(Perf_BPF_Table, AR67,'HP Pathway Support'!$CC$2)","v":""},{"$f":"IF(COUNTIF(Ref_Lists_EndUse_Defaults,E69),E69,IF(F69=\"X\", \"Other unregulated\",\"Other regulated\"))","v":"Other regulated"},"00"]
[null,null,{"$f":"IF(OR(HP_Renewable_Energy=\"Yes\", HP_Exceptional_Calcs=\"Yes\"),1,5/0)","v":{"$error":"#DIV/0!"}},null,null,null,null,null,null,null,null,null,null,null,null,null,null,null,null,null,null,null,null,null,null,null,null,null,null,null,null,null,null,"total NC + Existing to remain Area",{"$f":"INDEX(Perf_BPF_Table, AI67,'HP Pathway Support'!$CQ$2)-(AI93+AI94)","v":0},{"$f":"INDEX(Perf_BPF_Table, AJ67,'HP Pathway Support'!$CQ$2)-(AJ93+AJ94)","v":0},{"$f":"INDEX(Perf_BPF_Table, AK67,'HP Pathway Support'!$CQ$2)-(AK93+AK94)","v":0},{"$f":"INDEX(Perf_BPF_Table, AL67,'HP Pathway Support'!$CQ$2)-(AL93+AL94)","v":0},{"$f":"INDEX(Perf_BPF_Table, AM67,'HP Pathway Support'!$CQ$2)-(AM93+AM94)","v":0},{"$f":"INDEX(Perf_BPF_Table, AN67,'HP Pathway Support'!$CQ$2)-(AN93+AN94)","v":0},{"$f":"INDEX(Perf_BPF_Table, AO67,'HP Pathway Support'!$CQ$2)-(AO93+AO94)","v":0},{"$f":"INDEX(Perf_BPF_Table, AP67,'HP Pathway Support'!$CQ$2)-(AP93+AP94)","v":0},{"$f":"INDEX(Perf_BPF_Table, AQ67,'HP Pathway Support'!$CQ$2)-(AQ93+AQ94)","v":0},{"$f":"INDEX(Perf_BPF_Table, AR67,'HP Pathway Support'!$CQ$2)-(AR93+AR94)","v":0}]
[null,null,{"$f":"IF($AG$27=0,5/0,1)","v":1},null,"Table 2: Energy Consumption and Savings by Fuel and End Use Excluding Exceptional Calculations and Renewable Energy",null,null,null,null,null,null,"Back to Table of Contents",null,null,null,null,null,null,null,null,null,null,null,null,null,null,null,null,null,null,null,null,null,"% Area of total NC + Existing",{"$f":"IFERROR(AI70/SUM($AI$70:$AR$70),0)","v":0},0,0,0,0,0,0,0,0,0]
[null,null,{"$f":"5/0","v":{"$error":"#DIV/0!"}},null,null,{"$f":"'HP Import'!$A$75","v":0},{"$f":"'HP Import'!$A$75","v":0},{"$f":"'HP Import'!$A$75","v":0},{"$f":"'HP Import'!$A$75","v":0},{"$f":"'HP Import'!$A$76","v":0},{"$f":"'HP Import'!$A$76","v":0},{"$f":"'HP Import'!$A$76","v":0},{"$f":"'HP Import'!$A$76","v":0},{"$f":"'HP Import'!$A$77","v":0},{"$f":"'HP Import'!$A$77","v":0},{"$f":"'HP Import'!$A$77","v":0},{"$f":"'HP Import'!$A$77","v":0},{"$f":"'HP Import'!$A$78","v":0},{"$f":"'HP Import'!$A$78","v":0},{"$f":"'HP Import'!$A$78","v":0},{"$f":"'HP Import'!$A$78","v":0},{"$f":"'HP Import'!$A$79","v":0},{"$f":"'HP Import'!$A$79","v":0},{"$f":"'HP Import'!$A$79","v":0},{"$f":"'HP Import'!$A$79","v":0}]
[null,null,1,null,"End Use",{"$f":"\"ASHRAE 90.1 ~2004 Baseline \" & F72 & \" Site Energy (MMBtu)\"","v":"ASHRAE 90.1 ~2004 Baseline 0 Site Energy (MMBtu)"},{"$f":"\"ASHRAE 90.1 \" & Lists_Modeling_Protocol_Year & \" Adjusted Baseline \" & G72 & \" Site Energy (MMBtu)\"","v":"ASHRAE 90.1  Adjusted Baseline 0 Site Energy (MMBtu)"},{"$f":"\"Proposed \" & H72 & \" Site Energy (MMBtu)\"","v":"Proposed 0 Site Energy (MMBtu)"},{"$f":"I72 & \" Site Energy Savings (MMBtu)\"","v":"0 Site Energy Savings (MMBtu)"},{"$f":"\"ASHRAE 90.1 ~2004 Baseline \" & J72 & \" Site Energy (MMBtu)\"","v":"ASHRAE 90.1 ~2004 Baseline 0 Site Energy (MMBtu)"},{"$f":"\"ASHRAE 90.1 \" & Lists_Modeling_Protocol_Year & \" Adjusted Baseline \" & K72 & \" Site Energy (MMBtu)\"","v":"ASHRAE 90.1  Adjusted Baseline 0 Site Energy (MMBtu)"},{"$f":"\"Proposed \" & L72 & \" Site Energy (MMBtu)\"","v":"Proposed 0 Site Energy (MMBtu)"},{"$f":"M72 & \" Site Energy Savings (MMBtu)\"","v":"0 Site Energy Savings (MMBtu)"},{"$f":"\"ASHRAE 90.1 ~2004 Baseline \" & N72 & \" Site Energy (MMBtu)\"","v":"ASHRAE 90.1 ~2004 Baseline 0 Site Energy (MMBtu)"},{"$f":"\"ASHRAE 90.1 \" & Lists_Modeling_Protocol_Year & \" Adjusted Baseline \" & O72 & \" Site Energy (MMBtu)\"","v":"ASHRAE 90.1  Adjusted Baseline 0 Site Energy (MMBtu)"},{"$f":"\"Proposed \" & P72 & \" Site Energy (MMBtu)\"","v":"Proposed 0 Site Energy (MMBtu)"},{"$f":"Q72 & \" Site Energy Savings (MMBtu)\"","v":"0 Site Energy Savings (MMBtu)"},{"$f":"\"ASHRAE 90.1 ~2004 Baseline \" & R72 & \" Site Energy (MMBtu)\"","v":"ASHRAE 90.1 ~2004 Baseline 0 Site Energy (MMBtu)"},{"$f":"\"ASHRAE 90.1 \" & Lists_Modeling_Protocol_Year & \" Adjusted Baseline \" & S72 & \" Site Energy (MMBtu)\"","v":"ASHRAE 90.1  Adjusted Baseline 0 Site Energy (MMBtu)"},{"$f":"\"Proposed \" & T72 & \" Site Energy (MMBtu)\"","v":"Proposed 0 Site Energy (MMBtu)"},{"$f":"U72 & \" Site Energy Savings (MMBtu)\"","v":"0 Site Energy Savings (MMBtu)"},{"$f":"\"ASHRAE 90.1 ~2004 Baseline \" & V72 & \" Site Energy (MMBtu)\"","v":"ASHRAE 90.1 ~2004 Baseline 0 Site Energy (MMBtu)"},{"$f":"\"ASHRAE 90.1 \" & Lists_Modeling_Protocol_Year & \" Adjusted Baseline \" & W72 & \" Site Energy (MMBtu)\"","v":"ASHRAE 90.1  Adjusted Baseline 0 Site Energy (MMBtu)"},{"$f":"\"Proposed \" & X72 & \" Site Energy (MMBtu)\"","v":"Proposed 0 Site Energy (MMBtu)"},{"$f":"Y72 & \" Site Energy Savings (MMBtu)\"","v":"0 Site Energy Savings (MMBtu)"},"ASHRAE 90.1 ~2004 Baseline Site Energy (MMBtu)",{"$f":"\"Total ASHRAE 90.1 \" & Lists_Modeling_Protocol_Year & \" Adjusted Baseline Site Energy (MMBtu)\"","v":"Total ASHRAE 90.1  Adjusted Baseline Site Energy (MMBtu)"},"Total Proposed Site Energy (MMBtu)","Total Site Energy Savings Compared to ~2004 Baseline (MMBtu)",{"$f":"\"Total Site Energy Savings Compared to \" & Lists_Modeling_Protocol_Year & \" Baseline (MMBtu)\"","v":"Total Site Energy Savings Compared to  Baseline (MMBtu)"},null,null,null,"Weighted avg SEEUPF","SEEUPF building area type 1","SEEUPF building area type 2","SEEUPF building area type 3","SEEUPF building area type 4","SEEUPF building area type 5","SEEUPF building area type 6","SEEUPF building area type 7","SEEUPF building area type 8","SEEUPF building area type 9","SEEUPF building area type 10",null,"Renovation Adjustment Factor"]
[null,null,1,null,"Interior lighting",{"$f":"SUMPRODUCT($M$40:$M$69,--($G$40:$G$69=F$72),--($AS$40:$AS$69=$E74),$AG$40:$AG$69)/1000","v":0},{"$f":"SUMPRODUCT($M$40:$M$69,--($G$40:$G$69=G$72),--($AS$40:$AS$69=$E74),$AG$40:$AG$69)/1000*$AH74","v":0},{"$f":"SUMPRODUCT($N$40:$N$69,--($G$40:$G$69=H$72),--($AS$40:$AS$69=$E74),$AG$40:$AG$69)/1000","v":0},{"$f":"G74-H74","v":0},{"$f":"SUMPRODUCT($M$40:$M$69,--($G$40:$G$69=J$72),--($AS$40:$AS$69=$E74),$AG$40:$AG$69)/1000","v":0},{"$f":"SUMPRODUCT($M$40:$M$69,--($G$40:$G$69=K$72),--($AS$40:$AS$69=$E74),$AG$40:$AG$69)/1000*$AH74","v":0},{"$f":"SUMPRODUCT($N$40:$N$69,--($G$40:$G$69=L$72),--($AS$40:$AS$69=$E74),$AG$40:$AG$69)/1000","v":0},{"$f":"K74-L74","v":0},{"$f":"SUMPRODUCT($M$40:$M$69,--($G$40:$G$69=N$72),--($AS$40:$AS$69=$E74),$AG$40:$AG$69)/1000","v":0},{"$f":"SUMPRODUCT($M$40:$M$69,--($G$40:$G$69=O$72),--($AS$40:$AS$69=$E74),$AG$40:$AG$69)/1000*$AH74","v":0},{"$f":"SUMPRODUCT($N$40:$N$69,--($G$40:$G$69=P$72),--($AS$40:$AS$69=$E74),$AG$40:$AG$69)/1000","v":0},{"$f":"O74-P74","v":0},{"$f":"SUMPRODUCT($M$40:$M$69,--($G$40:$G$69=R$72),--($AS$40:$AS$69=$E74),$AG$40:$AG$69)/1000","v":0},{"$f":"SUMPRODUCT($M$40:$M$69,--($G$40:$G$69=S$72),--($AS$40:$AS$69=$E74),$AG$40:$AG$69)/1000*$AH74","v":0},{"$f":"SUMPRODUCT($N$40:$N$69,--($G$40:$G$69=T$72),--($AS$40:$AS$69=$E74),$AG$40:$AG$69)/1000","v":0},{"$f":"S74-T74","v":0},{"$f":"SUMPRODUCT($M$40:$M$69,--($G$40:$G$69=V$72),--($AS$40:$AS$69=$E74),$AG$40:$AG$69)/1000","v":0},{"$f":"SUMPRODUCT($M$40:$M$69,--($G$40:$G$69=W$72),--($AS$40:$AS$69=$E74),$AG$40:$AG$69)/1000*$AH74","v":0},{"$f":"SUMPRODUCT($N$40:$N$69,--($G$40:$G$69=X$72),--($AS$40:$AS$69=$E74),$AG$40:$AG$69)/1000","v":0},{"$f":"W74-X74","v":0},{"$f":"F74+J74+N74+R74+V74","v":0},{"$f":"G74+K74+O74+S74+W74","v":0},{"$f":"H74+L74+P74+T74+X74","v":0},{"$f":"Z74-AB74","v":0},{"$f":"AA74-AB74","v":0},null,null,null,{"$f":"IFERROR(SUMPRODUCT(AI74:AR74,$AI$95:$AR$95)/SUM($AI$95:$AR$95),0)","v":0},{"$f":"IFERROR((INDEX(HP_SEEUPFs_2019_All,MATCH(AI$69&$E74,HP_SEEUPF_Row_Lookup,0),MATCH(GI_Climate_Zone,HP_SEEUPFs_CZ_Lookup,0))*AI$70+INDEX(HP_SEEUPFs_2019_All,MATCH(AI$69&$E74,HP_SEEUPF_Row_Lookup,0),MATCH(GI_Climate_Zone,HP_SEEUPFs_CZ_Lookup,0))*(AI$94+AI$93)*$AT74)/AI$95,0)","v":0},0,0,0,0,0,0,0,0,0,null,1]
[null,null,1,null,"Interior lighting (unregulated)",{"$f":"SUMPRODUCT($M$40:$M$69,--($G$40:$G$69=F$72),--($AS$40:$AS$69=$E75),$AG$40:$AG$69)/1000","v":0},{"$f":"SUMPRODUCT($M$40:$M$69,--($G$40:$G$69=G$72),--($AS$40:$AS$69=$E75),$AG$40:$AG$69)/1000*$AH75","v":0},{"$f":"SUMPRODUCT($N$40:$N$69,--($G$40:$G$69=H$72),--($AS$40:$AS$69=$E75),$AG$40:$AG$69)/1000","v":0},{"$f":"G75-H75","v":0},{"$f":"SUMPRODUCT($M$40:$M$69,--($G$40:$G$69=J$72),--($AS$40:$AS$69=$E75),$AG$40:$AG$69)/1000","v":0},{"$f":"SUMPRODUCT($M$40:$M$69,--($G$40:$G$69=K$72),--($AS$40:$AS$69=$E75),$AG$40:$AG$69)/1000*$AH75","v":0},{"$f":"SUMPRODUCT($N$40:$N$69,--($G$40:$G$69=L$72),--($AS$40:$AS$69=$E75),$AG$40:$AG$69)/1000","v":0},{"$f":"K75-L75","v":0},{"$f":"SUMPRODUCT($M$40:$M$69,--($G$40:$G$69=N$72),--($AS$40:$AS$69=$E75),$AG$40:$AG$69)/1000","v":0},{"$f":"SUMPRODUCT($M$40:$M$69,--($G$40:$G$69=O$72),--($AS$40:$AS$69=$E75),$AG$40:$AG$69)/1000*$AH75","v":0},{"$f":"SUMPRODUCT($N$40:$N$69,--($G$40:$G$69=P$72),--($AS$40:$AS$69=$E75),$AG$40:$AG$69)/1000","v":0},{"$f":"O75-P75","v":0},{"$f":"SUMPRODUCT($M$40:$M$69,--($G$40:$G$69=R$72),--($AS$40:$AS$69=$E75),$AG$40:$AG$69)/1000","v":0},{"$f":"SUMPRODUCT($M$40:$M$69,--($G$40:$G$69=S$72),--($AS$40:$AS$69=$E75),$AG$40:$AG$69)/1000*$AH75","v":0},{"$f":"SUMPRODUCT($N$40:$N$69,--($G$40:$G$69=T$72),--($AS$40:$AS$69=$E75),$AG$40:$AG$69)/1000","v":0},{"$f":"S75-T75","v":0},{"$f":"SUMPRODUCT($M$40:$M$69,--($G$40:$G$69=V$72),--($AS$40:$AS$69=$E75),$AG$40:$AG$69)/1000","v":0},{"$f":"SUMPRODUCT($M$40:$M$69,--($G$40:$G$69=W$72),--($AS$40:$AS$69=$E75),$AG$40:$AG$69)/1000*$AH75","v":0},{"$f":"SUMPRODUCT($N$40:$N$69,--($G$40:$G$69=X$72),--($AS$40:$AS$69=$E75),$AG$40:$AG$69)/1000","v":0},{"$f":"W75-X75","v":0},{"$f":"F75+J75+N75+R75+V75","v":0},{"$f":"G75+K75+O75+S75+W75","v":0},{"$f":"H75+L75+P75+T75+X75","v":0},{"$f":"Z75-AB75","v":0},0,null,null,null,{"$f":"IFERROR(SUMPRODUCT(AI75:AR75,$AI$95:$AR$95)/SUM($AI$95:$AR$95),0)","v":0},0,0,0,0,0,0,0,0,0,0,null,1]
[null,null,1,null,"Exterior lighting",{"$f":"SUMPRODUCT($M$40:$M$69,--($G$40:$G$69=F$72),--($AS$40:$AS$69=$E76),$AG$40:$AG$69)/1000","v":0},{"$f":"SUMPRODUCT($M$40:$M$69,--($G$40:$G$69=G$72),--($AS$40:$AS$69=$E76),$AG$40:$AG$69)/1000*$AH76","v":0},{"$f":"SUMPRODUCT($N$40:$N$69,--($G$40:$G$69=H$72),--($AS$40:$AS$69=$E76),$AG$40:$AG$69)/1000","v":0},0,{"$f":"SUMPRODUCT($M$40:$M$69,--($G$40:$G$69=J$72),--($AS$40:$AS$69=$E76),$AG$40:$AG$69)/1000","v":0},{"$f":"SUMPRODUCT($M$40:$M$69,--($G$40:$G$69=K$72),--($AS$40:$AS$69=$E76),$AG$40:$AG$69)/1000*$AH76","v":0},{"$f":"SUMPRODUCT($N$40:$N$69,--($G$40:$G$69=L$72),--($AS$40:$AS$69=$E76),$AG$40:$AG$69)/1000","v":0},0,{"$f":"SUMPRODUCT($M$40:$M$69,--($G$40:$G$69=N$72),--($AS$40:$AS$69=$E76),$AG$40:$AG$69)/1000","v":0},{"$f":"SUMPRODUCT($M$40:$M$69,--($G$40:$G$69=O$72),--($AS$40:$AS$69=$E76),$AG$40:$AG$69)/1000*$AH76","v":0},{"$f":"SUMPRODUCT($N$40:$N$69,--($G$40:$G$69=P$72),--($AS$40:$AS$69=$E76),$AG$40:$AG$69)/1000","v":0},0,{"$f":"SUMPRODUCT($M$40:$M$69,--($G$40:$G$69=R$72),--($AS$40:$AS$69=$E76),$AG$40:$AG$69)/1000","v":0},{"$f":"SUMPRODUCT($M$40:$M$69,--($G$40:$G$69=S$72),--($AS$40:$AS$69=$E76),$AG$40:$AG$69)/1000*$AH76","v":0},{"$f":"SUMPRODUCT($N$40:$N$69,--($G$40:$G$69=T$72),--($AS$40:$AS$69=$E76),$AG$40:$AG$69)/1000","v":0},0,{"$f":"SUMPRODUCT($M$40:$M$69,--($G$40:$G$69=V$72),--($AS$40:$AS$69=$E76),$AG$40:$AG$69)/1000","v":0},{"$f":"SUMPRODUCT($M$40:$M$69,--($G$40:$G$69=W$72),--($AS$40:$AS$69=$E76),$AG$40:$AG$69)/1000*$AH76","v":0},{"$f":"SUMPRODUCT($N$40:$N$69,--($G$40:$G$69=X$72),--($AS$40:$AS$69=$E76),$AG$40:$AG$69)/1000","v":0},0,0,0,0,0,0,null,null,null,0,0,0,0,0,0,0,0,0,0,0,null,1]
[null,null,1,null,"Space heating",{"$f":"SUMPRODUCT($M$40:$M$69,--($G$40:$G$69=F$72),--($AS$40:$AS$69=$E77),$AG$40:$AG$69)/1000","v":0},{"$f":"SUMPRODUCT($M$40:$M$69,--($G$40:$G$69=G$72),--($AS$40:$AS$69=$E77),$AG$40:$AG$69)/1000*$AH77","v":0},{"$f":"SUMPRODUCT($N$40:$N$69,--($G$40:$G$69=H$72),--($AS$40:$AS$69=$E77),$AG$40:$AG$69)/1000","v":0},0,{"$f":"SUMPRODUCT($M$40:$M$69,--($G$40:$G$69=J$72),--($AS$40:$AS$69=$E77),$AG$40:$AG$69)/1000","v":0},{"$f":"SUMPRODUCT($M$40:$M$69,--($G$40:$G$69=K$72),--($AS$40:$AS$69=$E77),$AG$40:$AG$69)/1000*$AH77","v":0},{"$f":"SUMPRODUCT($N$40:$N$69,--($G$40:$G$69=L$72),--($AS$40:$AS$69=$E77),$AG$40:$AG$69)/1000","v":0},0,{"$f":"SUMPRODUCT($M$40:$M$69,--($G$40:$G$69=N$72),--($AS$40:$AS$69=$E77),$AG$40:$AG$69)/1000","v":0},{"$f":"SUMPRODUCT($M$40:$M$69,--($G$40:$G$69=O$72),--($AS$40:$AS$69=$E77),$AG$40:$AG$69)/1000*$AH77","v":0},{"$f":"SUMPRODUCT($N$40:$N$69,--($G$40:$G$69=P$72),--($AS$40:$AS$69=$E77),$AG$40:$AG$69)/1000","v":0},0,{"$f":"SUMPRODUCT($M$40:$M$69,--($G$40:$G$69=R$72),--($AS$40:$AS$69=$E77),$AG$40:$AG$69)/1000","v":0},{"$f":"SUMPRODUCT($M$40:$M$69,--($G$40:$G$69=S$72),--($AS$40:$AS$69=$E77),$AG$40:$AG$69)/1000*$AH77","v":0},{"$f":"SUMPRODUCT($N$40:$N$69,--($G$40:$G$69=T$72),--($AS$40:$AS$69=$E77),$AG$40:$AG$69)/1000","v":0},0,{"$f":"SUMPRODUCT($M$40:$M$69,--($G$40:$G$69=V$72),--($AS$40:$AS$69=$E77),$AG$40:$AG$69)/1000","v":0},{"$f":"SUMPRODUCT($M$40:$M$69,--($G$40:$G$69=W$72),--($AS$40:$AS$69=$E77),$AG$40:$AG$69)/1000*$AH77","v":0},{"$f":"SUMPRODUCT($N$40:$N$69,--($G$40:$G$69=X$72),--($AS$40:$AS$69=$E77),$AG$40:$AG$69)/1000","v":0},0,0,0,0,0,0,null,null,null,0,0,0,0,0,0,0,0,0,0,0,null,1.1000000000000001]
[null,null,1,null,"Heat pump supplemental heater",{"$f":"SUMPRODUCT($M$40:$M$69,--($G$40:$G$69=F$72),--($AS$40:$AS$69=$E78),$AG$40:$AG$69)/1000","v":0},{"$f":"SUMPRODUCT($M$40:$M$69,--($G$40:$G$69=G$72),--($AS$40:$AS$69=$E78),$AG$40:$AG$69)/1000*$AH78","v":0},{"$f":"SUMPRODUCT($N$40:$N$69,--($G$40:$G$69=H$72),--($AS$40:$AS$69=$E78),$AG$40:$AG$69)/1000","v":0},0,{"$f":"SUMPRODUCT($M$40:$M$69,--($G$40:$G$69=J$72),--($AS$40:$AS$69=$E78),$AG$40:$AG$69)/1000","v":0},{"$f":"SUMPRODUCT($M$40:$M$69,--($G$40:$G$69=K$72),--($AS$40:$AS$69=$E78),$AG$40:$AG$69)/1000*$AH78","v":0},{"$f":"SUMPRODUCT($N$40:$N$69,--($G$40:$G$69=L$72),--($AS$40:$AS$69=$E78),$AG$40:$AG$69)/1000","v":0},0,{"$f":"SUMPRODUCT($M$40:$M$69,--($G$40:$G$69=N$72),--($AS$40:$AS$69=$E78),$AG$40:$AG$69)/1000","v":0},{"$f":"SUMPRODUCT($M$40:$M$69,--($G$40:$G$69=O$72),--($AS$40:$AS$69=$E78),$AG$40:$AG$69)/1000*$AH78","v":0},{"$f":"SUMPRODUCT($N$40:$N$69,--($G$40:$G$69=P$72),--($AS$40:$AS$69=$E78),$AG$40:$AG$69)/1000","v":0},0,{"$f":"SUMPRODUCT($M$40:$M$69,--($G$40:$G$69=R$72),--($AS$40:$AS$69=$E78),$AG$40:$AG$69)/1000","v":0},{"$f":"SUMPRODUCT($M$40:$M$69,--($G$40:$G$69=S$72),--($AS$40:$AS$69=$E78),$AG$40:$AG$69)/1000*$AH78","v":0},{"$f":"SUMPRODUCT($N$40:$N$69,--($G$40:$G$69=T$72),--($AS$40:$AS$69=$E78),$AG$40:$AG$69)/1000","v":0},0,{"$f":"SUMPRODUCT($M$40:$M$69,--($G$40:$G$69=V$72),--($AS$40:$AS$69=$E78),$AG$40:$AG$69)/1000","v":0},{"$f":"SUMPRODUCT($M$40:$M$69,--($G$40:$G$69=W$72),--($AS$40:$AS$69=$E78),$AG$40:$AG$69)/1000*$AH78","v":0},{"$f":"SUMPRODUCT($N$40:$N$69,--($G$40:$G$69=X$72),--($AS$40:$AS$69=$E78),$AG$40:$AG$69)/1000","v":0},0,0,0,0,0,0,null,null,null,0,0,0,0,0,0,0,0,0,0,0,null,1.1000000000000001]
[null,null,1,null,"Space cooling",{"$f":"SUMPRODUCT($M$40:$M$69,--($G$40:$G$69=F$72),--($AS$40:$AS$69=$E79),$AG$40:$AG$69)/1000","v":0},{"$f":"SUMPRODUCT($M$40:$M$69,--($G$40:$G$69=G$72),--($AS$40:$AS$69=$E79),$AG$40:$AG$69)/1000*$AH79","v":0},{"$f":"SUMPRODUCT($N$40:$N$69,--($G$40:$G$69=H$72),--($AS$40:$AS$69=$E79),$AG$40:$AG$69)/1000","v":0},0,{"$f":"SUMPRODUCT($M$40:$M$69,--($G$40:$G$69=J$72),--($AS$40:$AS$69=$E79),$AG$40:$AG$69)/1000","v":0},{"$f":"SUMPRODUCT($M$40:$M$69,--($G$40:$G$69=K$72),--($AS$40:$AS$69=$E79),$AG$40:$AG$69)/1000*$AH79","v":0},{"$f":"SUMPRODUCT($N$40:$N$69,--($G$40:$G$69=L$72),--($AS$40:$AS$69=$E79),$AG$40:$AG$69)/1000","v":0},0,{"$f":"SUMPRODUCT($M$40:$M$69,--($G$40:$G$69=N$72),--($AS$40:$AS$69=$E79),$AG$40:$AG$69)/1000","v":0},{"$f":"SUMPRODUCT($M$40:$M$69,--($G$40:$G$69=O$72),--($AS$40:$AS$69=$E79),$AG$40:$AG$69)/1000*$AH79","v":0},{"$f":"SUMPRODUCT($N$40:$N$69,--($G$40:$G$69=P$72),--($AS$40:$AS$69=$E79),$AG$40:$AG$69)/1000","v":0},0,{"$f":"SUMPRODUCT($M$40:$M$69,--($G$40:$G$69=R$72),--($AS$40:$AS$69=$E79),$AG$40:$AG$69)/1000","v":0},{"$f":"SUMPRODUCT($M$40:$M$69,--($G$40:$G$69=S$72),--($AS$40:$AS$69=$E79),$AG$40:$AG$69)/1000*$AH79","v":0},{"$f":"SUMPRODUCT($N$40:$N$69,--($G$40:$G$69=T$72),--($AS$40:$AS$69=$E79),$AG$40:$AG$69)/1000","v":0},0,{"$f":"SUMPRODUCT($M$40:$M$69,--($G$40:$G$69=V$72),--($AS$40:$AS$69=$E79),$AG$40:$AG$69)/1000","v":0},{"$f":"SUMPRODUCT($M$40:$M$69,--($G$40:$G$69=W$72),--($AS$40:$AS$69=$E79),$AG$40:$AG$69)/1000*$AH79","v":0},{"$f":"SUMPRODUCT($N$40:$N$69,--($G$40:$G$69=X$72),--($AS$40:$AS$69=$E79),$AG$40:$AG$69)/1000","v":0},0,0,0,0,0,0,null,null,null,0,0,0,0,0,0,0,0,0,0,0,null,1.1000000000000001]
[null,null,1,null,"Pumps",{"$f":"SUMPRODUCT($M$40:$M$69,--($G$40:$G$69=F$72),--($AS$40:$AS$69=$E80),$AG$40:$AG$69)/1000","v":0},{"$f":"SUMPRODUCT($M$40:$M$69,--($G$40:$G$69=G$72),--($AS$40:$AS$69=$E80),$AG$40:$AG$69)/1000*$AH80","v":0},{"$f":"SUMPRODUCT($N$40:$N$69,--($G$40:$G$69=H$72),--($AS$40:$AS$69=$E80),$AG$40:$AG$69)/1000","v":0},0,{"$f":"SUMPRODUCT($M$40:$M$69,--($G$40:$G$69=J$72),--($AS$40:$AS$69=$E80),$AG$40:$AG$69)/1000","v":0},{"$f":"SUMPRODUCT($M$40:$M$69,--($G$40:$G$69=K$72),--($AS$40:$AS$69=$E80),$AG$40:$AG$69)/1000*$AH80","v":0},{"$f":"SUMPRODUCT($N$40:$N$69,--($G$40:$G$69=L$72),--($AS$40:$AS$69=$E80),$AG$40:$AG$69)/1000","v":0},0,{"$f":"SUMPRODUCT($M$40:$M$69,--($G$40:$G$69=N$72),--($AS$40:$AS$69=$E80),$AG$40:$AG$69)/1000","v":0},{"$f":"SUMPRODUCT($M$40:$M$69,--($G$40:$G$69=O$72),--($AS$40:$AS$69=$E80),$AG$40:$AG$69)/1000*$AH80","v":0},{"$f":"SUMPRODUCT($N$40:$N$69,--($G$40:$G$69=P$72),--($AS$40:$AS$69=$E80),$AG$40:$AG$69)/1000","v":0},0,{"$f":"SUMPRODUCT($M$40:$M$69,--($G$40:$G$69=R$72),--($AS$40:$AS$69=$E80),$AG$40:$AG$69)/1000","v":0},{"$f":"SUMPRODUCT($M$40:$M$69,--($G$40:$G$69=S$72),--($AS$40:$AS$69=$E80),$AG$40:$AG$69)/1000*$AH80","v":0},{"$f":"SUMPRODUCT($N$40:$N$69,--($G$40:$G$69=T$72),--($AS$40:$AS$69=$E80),$AG$40:$AG$69)/1000","v":0},0,{"$f":"SUMPRODUCT($M$40:$M$69,--($G$40:$G$69=V$72),--($AS$40:$AS$69=$E80),$AG$40:$AG$69)/1000","v":0},{"$f":"SUMPRODUCT($M$40:$M$69,--($G$40:$G$69=W$72),--($AS$40:$AS$69=$E80),$AG$40:$AG$69)/1000*$AH80","v":0},{"$f":"SUMPRODUCT($N$40:$N$69,--($G$40:$G$69=X$72),--($AS$40:$AS$69=$E80),$AG$40:$AG$69)/1000","v":0},0,0,0,0,0,0,null,null,null,0,0,0,0,0,0,0,0,0,0,0,null,1.1000000000000001]
[null,null,1,null,"Heat rejection",{"$f":"SUMPRODUCT($M$40:$M$69,--($G$40:$G$69=F$72),--($AS$40:$AS$69=$E81),$AG$40:$AG$69)/1000","v":0},{"$f":"SUMPRODUCT($M$40:$M$69,--($G$40:$G$69=G$72),--($AS$40:$AS$69=$E81),$AG$40:$AG$69)/1000*$AH81","v":0},{"$f":"SUMPRODUCT($N$40:$N$69,--($G$40:$G$69=H$72),--($AS$40:$AS$69=$E81),$AG$40:$AG$69)/1000","v":0},0,{"$f":"SUMPRODUCT($M$40:$M$69,--($G$40:$G$69=J$72),--($AS$40:$AS$69=$E81),$AG$40:$AG$69)/1000","v":0},{"$f":"SUMPRODUCT($M$40:$M$69,--($G$40:$G$69=K$72),--($AS$40:$AS$69=$E81),$AG$40:$AG$69)/1000*$AH81","v":0},{"$f":"SUMPRODUCT($N$40:$N$69,--($G$40:$G$69=L$72),--($AS$40:$AS$69=$E81),$AG$40:$AG$69)/1000","v":0},0,{"$f":"SUMPRODUCT($M$40:$M$69,--($G$40:$G$69=N$72),--($AS$40:$AS$69=$E81),$AG$40:$AG$69)/1000","v":0},{"$f":"SUMPRODUCT($M$40:$M$69,--($G$40:$G$69=O$72),--($AS$40:$AS$69=$E81),$AG$40:$AG$69)/1000*$AH81","v":0},{"$f":"SUMPRODUCT($N$40:$N$69,--($G$40:$G$69=P$72),--($AS$40:$AS$69=$E81),$AG$40:$AG$69)/1000","v":0},0,{"$f":"SUMPRODUCT($M$40:$M$69,--($G$40:$G$69=R$72),--($AS$40:$AS$69=$E81),$AG$40:$AG$69)/1000","v":0},{"$f":"SUMPRODUCT($M$40:$M$69,--($G$40:$G$69=S$72),--($AS$40:$AS$69=$E81),$AG$40:$AG$69)/1000*$AH81","v":0},{"$f":"SUMPRODUCT($N$40:$N$69,--($G$40:$G$69=T$72),--($AS$40:$AS$69=$E81),$AG$40:$AG$69)/1000","v":0},0,{"$f":"SUMPRODUCT($M$40:$M$69,--($G$40:$G$69=V$72),--($AS$40:$AS$69=$E81),$AG$40:$AG$69)/1000","v":0},{"$f":"SUMPRODUCT($M$40:$M$69,--($G$40:$G$69=W$72),--($AS$40:$AS$69=$E81),$AG$40:$AG$69)/1000*$AH81","v":0},{"$f":"SUMPRODUCT($N$40:$N$69,--($G$40:$G$69=X$72),--($AS$40:$AS$69=$E81),$AG$40:$AG$69)/1000","v":0},0,0,0,0,0,0,null,null,null,0,0,0,0,0,0,0,0,0,0,0,null,1.1000000000000001]
[null,null,1,null,"Fans - interior ventilation",{"$f":"SUMPRODUCT($M$40:$M$69,--($G$40:$G$69=F$72),--($AS$40:$AS$69=$E82),$AG$40:$AG$69)/1000","v":0},{"$f":"SUMPRODUCT($M$40:$M$69,--($G$40:$G$69=G$72),--($AS$40:$AS$69=$E82),$AG$40:$AG$69)/1000*$AH82","v":0},{"$f":"SUMPRODUCT($N$40:$N$69,--($G$40:$G$69=H$72),--($AS$40:$AS$69=$E82),$AG$40:$AG$69)/1000","v":0},0,{"$f":"SUMPRODUCT($M$40:$M$69,--($G$40:$G$69=J$72),--($AS$40:$AS$69=$E82),$AG$40:$AG$69)/1000","v":0},{"$f":"SUMPRODUCT($M$40:$M$69,--($G$40:$G$69=K$72),--($AS$40:$AS$69=$E82),$AG$40:$AG$69)/1000*$AH82","v":0},{"$f":"SUMPRODUCT($N$40:$N$69,--($G$40:$G$69=L$72),--($AS$40:$AS$69=$E82),$AG$40:$AG$69)/1000","v":0},0,{"$f":"SUMPRODUCT($M$40:$M$69,--($G$40:$G$69=N$72),--($AS$40:$AS$69=$E82),$AG$40:$AG$69)/1000","v":0},{"$f":"SUMPRODUCT($M$40:$M$69,--($G$40:$G$69=O$72),--($AS$40:$AS$69=$E82),$AG$40:$AG$69)/1000*$AH82","v":0},{"$f":"SUMPRODUCT($N$40:$N$69,--($G$40:$G$69=P$72),--($AS$40:$AS$69=$E82),$AG$40:$AG$69)/1000","v":0},0,{"$f":"SUMPRODUCT($M$40:$M$69,--($G$40:$G$69=R$72),--($AS$40:$AS$69=$E82),$AG$40:$AG$69)/1000","v":0},{"$f":"SUMPRODUCT($M$40:$M$69,--($G$40:$G$69=S$72),--($AS$40:$AS$69=$E82),$AG$40:$AG$69)/1000*$AH82","v":0},{"$f":"SUMPRODUCT($N$40:$N$69,--($G$40:$G$69=T$72),--($AS$40:$AS$69=$E82),$AG$40:$AG$69)/1000","v":0},0,{"$f":"SUMPRODUCT($M$40:$M$69,--($G$40:$G$69=V$72),--($AS$40:$AS$69=$E82),$AG$40:$AG$69)/1000","v":0},{"$f":"SUMPRODUCT($M$40:$M$69,--($G$40:$G$69=W$72),--($AS$40:$AS$69=$E82),$AG$40:$AG$69)/1000*$AH82","v":0},{"$f":"SUMPRODUCT($N$40:$N$69,--($G$40:$G$69=X$72),--($AS$40:$AS$69=$E82),$AG$40:$AG$69)/1000","v":0},0,0,0,0,0,0,null,null,null,0,0,0,0,0,0,0,0,0,0,0,null,1.1000000000000001]
[null,null,1,null,"Fans - parking garage",{"$f":"SUMPRODUCT($M$40:$M$69,--($G$40:$G$69=F$72),--($AS$40:$AS$69=$E83),$AG$40:$AG$69)/1000","v":0},{"$f":"SUMPRODUCT($M$40:$M$69,--($G$40:$G$69=G$72),--($AS$40:$AS$69=$E83),$AG$40:$AG$69)/1000*$AH83","v":0},{"$f":"SUMPRODUCT($N$40:$N$69,--($G$40:$G$69=H$72),--($AS$40:$AS$69=$E83),$AG$40:$AG$69)/1000","v":0},0,{"$f":"SUMPRODUCT($M$40:$M$69,--($G$40:$G$69=J$72),--($AS$40:$AS$69=$E83),$AG$40:$AG$69)/1000","v":0},{"$f":"SUMPRODUCT($M$40:$M$69,--($G$40:$G$69=K$72),--($AS$40:$AS$69=$E83),$AG$40:$AG$69)/1000*$AH83","v":0},{"$f":"SUMPRODUCT($N$40:$N$69,--($G$40:$G$69=L$72),--($AS$40:$AS$69=$E83),$AG$40:$AG$69)/1000","v":0},0,{"$f":"SUMPRODUCT($M$40:$M$69,--($G$40:$G$69=N$72),--($AS$40:$AS$69=$E83),$AG$40:$AG$69)/1000","v":0},{"$f":"SUMPRODUCT($M$40:$M$69,--($G$40:$G$69=O$72),--($AS$40:$AS$69=$E83),$AG$40:$AG$69)/1000*$AH83","v":0},{"$f":"SUMPRODUCT($N$40:$N$69,--($G$40:$G$69=P$72),--($AS$40:$AS$69=$E83),$AG$40:$AG$69)/1000","v":0},0,{"$f":"SUMPRODUCT($M$40:$M$69,--($G$40:$G$69=R$72),--($AS$40:$AS$69=$E83),$AG$40:$AG$69)/1000","v":0},{"$f":"SUMPRODUCT($M$40:$M$69,--($G$40:$G$69=S$72),--($AS$40:$AS$69=$E83),$AG$40:$AG$69)/1000*$AH83","v":0},{"$f":"SUMPRODUCT($N$40:$N$69,--($G$40:$G$69=T$72),--($AS$40:$AS$69=$E83),$AG$40:$AG$69)/1000","v":0},0,{"$f":"SUMPRODUCT($M$40:$M$69,--($G$40:$G$69=V$72),--($AS$40:$AS$69=$E83),$AG$40:$AG$69)/1000","v":0},{"$f":"SUMPRODUCT($M$40:$M$69,--($G$40:$G$69=W$72),--($AS$40:$AS$69=$E83),$AG$40:$AG$69)/1000*$AH83","v":0},{"$f":"SUMPRODUCT($N$40:$N$69,--($G$40:$G$69=X$72),--($AS$40:$AS$69=$E83),$AG$40:$AG$69)/1000","v":0},0,0,0,0,0,0,null,null,null,0,0,0,0,0,0,0,0,0,0,0,null,1.1000000000000001]
[null,null,1,null,"Service water heating",{"$f":"SUMPRODUCT($M$40:$M$69,--($G$40:$G$69=F$72),--($AS$40:$AS$69=$E84),$AG$40:$AG$69)/1000","v":0},{"$f":"SUMPRODUCT($M$40:$M$69,--($G$40:$G$69=G$72),--($AS$40:$AS$69=$E84),$AG$40:$AG$69)/1000*$AH84","v":0},{"$f":"SUMPRODUCT($N$40:$N$69,--($G$40:$G$69=H$72),--($AS$40:$AS$69=$E84),$AG$40:$AG$69)/1000","v":0},0,{"$f":"SUMPRODUCT($M$40:$M$69,--($G$40:$G$69=J$72),--($AS$40:$AS$69=$E84),$AG$40:$AG$69)/1000","v":0},{"$f":"SUMPRODUCT($M$40:$M$69,--($G$40:$G$69=K$72),--($AS$40:$AS$69=$E84),$AG$40:$AG$69)/1000*$AH84","v":0},{"$f":"SUMPRODUCT($N$40:$N$69,--($G$40:$G$69=L$72),--($AS$40:$AS$69=$E84),$AG$40:$AG$69)/1000","v":0},0,{"$f":"SUMPRODUCT($M$40:$M$69,--($G$40:$G$69=N$72),--($AS$40:$AS$69=$E84),$AG$40:$AG$69)/1000","v":0},{"$f":"SUMPRODUCT($M$40:$M$69,--($G$40:$G$69=O$72),--($AS$40:$AS$69=$E84),$AG$40:$AG$69)/1000*$AH84","v":0},{"$f":"SUMPRODUCT($N$40:$N$69,--($G$40:$G$69=P$72),--($AS$40:$AS$69=$E84),$AG$40:$AG$69)/1000","v":0},0,{"$f":"SUMPRODUCT($M$40:$M$69,--($G$40:$G$69=R$72),--($AS$40:$AS$69=$E84),$AG$40:$AG$69)/1000","v":0},{"$f":"SUMPRODUCT($M$40:$M$69,--($G$40:$G$69=S$72),--($AS$40:$AS$69=$E84),$AG$40:$AG$69)/1000*$AH84","v":0},{"$f":"SUMPRODUCT($N$40:$N$69,--($G$40:$G$69=T$72),--($AS$40:$AS$69=$E84),$AG$40:$AG$69)/1000","v":0},0,{"$f":"SUMPRODUCT($M$40:$M$69,--($G$40:$G$69=V$72),--($AS$40:$AS$69=$E84),$AG$40:$AG$69)/1000","v":0},{"$f":"SUMPRODUCT($M$40:$M$69,--($G$40:$G$69=W$72),--($AS$40:$AS$69=$E84),$AG$40:$AG$69)/1000*$AH84","v":0},{"$f":"SUMPRODUCT($N$40:$N$69,--($G$40:$G$69=X$72),--($AS$40:$AS$69=$E84),$AG$40:$AG$69)/1000","v":0},0,0,0,0,0,0,null,null,null,0,{"$f":"IFERROR((INDEX(HP_SEEUPFs_2019_All,MATCH(AI$69&$E84,HP_SEEUPF_Row_Lookup,0),MATCH(GI_Climate_Zone,HP_SEEUPFs_CZ_Lookup,0))*AI$70+INDEX(HP_SEEUPFs_2019_All,MATCH(AI$69&$E84,HP_SEEUPF_Row_Lookup,0),MATCH(GI_Climate_Zone,HP_SEEUPFs_CZ_Lookup,0))*(AI$94+AI$93)*$AT84)/AI$95,0)","v":0},0,0,0,0,0,0,0,0,0,null,1]
[null,null,1,null,"Misc equipment",{"$f":"SUMPRODUCT($M$40:$M$69,--($G$40:$G$69=F$72),--($AS$40:$AS$69=$E85),$AG$40:$AG$69)/1000","v":0},{"$f":"SUMPRODUCT($M$40:$M$69,--($G$40:$G$69=G$72),--($AS$40:$AS$69=$E85),$AG$40:$AG$69)/1000*$AH85","v":0},{"$f":"SUMPRODUCT($N$40:$N$69,--($G$40:$G$69=H$72),--($AS$40:$AS$69=$E85),$AG$40:$AG$69)/1000","v":0},0,{"$f":"SUMPRODUCT($M$40:$M$69,--($G$40:$G$69=J$72),--($AS$40:$AS$69=$E85),$AG$40:$AG$69)/1000","v":0},{"$f":"SUMPRODUCT($M$40:$M$69,--($G$40:$G$69=K$72),--($AS$40:$AS$69=$E85),$AG$40:$AG$69)/1000*$AH85","v":0},{"$f":"SUMPRODUCT($N$40:$N$69,--($G$40:$G$69=L$72),--($AS$40:$AS$69=$E85),$AG$40:$AG$69)/1000","v":0},0,{"$f":"SUMPRODUCT($M$40:$M$69,--($G$40:$G$69=N$72),--($AS$40:$AS$69=$E85),$AG$40:$AG$69)/1000","v":0},{"$f":"SUMPRODUCT($M$40:$M$69,--($G$40:$G$69=O$72),--($AS$40:$AS$69=$E85),$AG$40:$AG$69)/1000*$AH85","v":0},{"$f":"SUMPRODUCT($N$40:$N$69,--($G$40:$G$69=P$72),--($AS$40:$AS$69=$E85),$AG$40:$AG$69)/1000","v":0},0,{"$f":"SUMPRODUCT($M$40:$M$69,--($G$40:$G$69=R$72),--($AS$40:$AS$69=$E85),$AG$40:$AG$69)/1000","v":0},{"$f":"SUMPRODUCT($M$40:$M$69,--($G$40:$G$69=S$72),--($AS$40:$AS$69=$E85),$AG$40:$AG$69)/1000*$AH85","v":0},{"$f":"SUMPRODUCT($N$40:$N$69,--($G$40:$G$69=T$72),--($AS$40:$AS$69=$E85),$AG$40:$AG$69)/1000","v":0},0,{"$f":"SUMPRODUCT($M$40:$M$69,--($G$40:$G$69=V$72),--($AS$40:$AS$69=$E85),$AG$40:$AG$69)/1000","v":0},{"$f":"SUMPRODUCT($M$40:$M$69,--($G$40:$G$69=W$72),--($AS$40:$AS$69=$E85),$AG$40:$AG$69)/1000*$AH85","v":0},{"$f":"SUMPRODUCT($N$40:$N$69,--($G$40:$G$69=X$72),--($AS$40:$AS$69=$E85),$AG$40:$AG$69)/1000","v":0},0,0,0,0,0,0,null,null,null,0,0,0,0,0,0,0,0,0,0,0,null,1]
[null,null,1,null,"Industrial process",{"$f":"SUMPRODUCT($M$40:$M$69,--($G$40:$G$69=F$72),--($AS$40:$AS$69=$E86),$AG$40:$AG$69)/1000","v":0},{"$f":"SUMPRODUCT($M$40:$M$69,--($G$40:$G$69=G$72),--($AS$40:$AS$69=$E86),$AG$40:$AG$69)/1000*$AH86","v":0},{"$f":"SUMPRODUCT($N$40:$N$69,--($G$40:$G$69=H$72),--($AS$40:$AS$69=$E86),$AG$40:$AG$69)/1000","v":0},0,{"$f":"SUMPRODUCT($M$40:$M$69,--($G$40:$G$69=J$72),--($AS$40:$AS$69=$E86),$AG$40:$AG$69)/1000","v":0},{"$f":"SUMPRODUCT($M$40:$M$69,--($G$40:$G$69=K$72),--($AS$40:$AS$69=$E86),$AG$40:$AG$69)/1000*$AH86","v":0},{"$f":"SUMPRODUCT($N$40:$N$69,--($G$40:$G$69=L$72),--($AS$40:$AS$69=$E86),$AG$40:$AG$69)/1000","v":0},0,{"$f":"SUMPRODUCT($M$40:$M$69,--($G$40:$G$69=N$72),--($AS$40:$AS$69=$E86),$AG$40:$AG$69)/1000","v":0},{"$f":"SUMPRODUCT($M$40:$M$69,--($G$40:$G$69=O$72),--($AS$40:$AS$69=$E86),$AG$40:$AG$69)/1000*$AH86","v":0},{"$f":"SUMPRODUCT($N$40:$N$69,--($G$40:$G$69=P$72),--($AS$40:$AS$69=$E86),$AG$40:$AG$69)/1000","v":0},0,{"$f":"SUMPRODUCT($M$40:$M$69,--($G$40:$G$69=R$72),--($AS$40:$AS$69=$E86),$AG$40:$AG$69)/1000","v":0},{"$f":"SUMPRODUCT($M$40:$M$69,--($G$40:$G$69=S$72),--($AS$40:$AS$69=$E86),$AG$40:$AG$69)/1000*$AH86","v":0},{"$f":"SUMPRODUCT($N$40:$N$69,--($G$40:$G$69=T$72),--($AS$40:$AS$69=$E86),$AG$40:$AG$69)/1000","v":0},0,{"$f":"SUMPRODUCT($M$40:$M$69,--($G$40:$G$69=V$72),--($AS$40:$AS$69=$E86),$AG$40:$AG$69)/1000","v":0},{"$f":"SUMPRODUCT($M$40:$M$69,--($G$40:$G$69=W$72),--($AS$40:$AS$69=$E86),$AG$40:$AG$69)/1000*$AH86","v":0},{"$f":"SUMPRODUCT($N$40:$N$69,--($G$40:$G$69=X$72),--($AS$40:$AS$69=$E86),$AG$40:$AG$69)/1000","v":0},0,0,0,0,0,0,null,null,null,0,0,0,0,0,0,0,0,0,0,0,null,1]
[null,null,1,null,"Refrigeration equipment (regulated)",{"$f":"SUMPRODUCT($M$40:$M$69,--($G$40:$G$69=F$72),--($AS$40:$AS$69=$E87),$AG$40:$AG$69)/1000","v":0},{"$f":"SUMPRODUCT($M$40:$M$69,--($G$40:$G$69=G$72),--($AS$40:$AS$69=$E87),$AG$40:$AG$69)/1000*$AH87","v":0},{"$f":"SUMPRODUCT($N$40:$N$69,--($G$40:$G$69=H$72),--($AS$40:$AS$69=$E87),$AG$40:$AG$69)/1000","v":0},0,{"$f":"SUMPRODUCT($M$40:$M$69,--($G$40:$G$69=J$72),--($AS$40:$AS$69=$E87),$AG$40:$AG$69)/1000","v":0},{"$f":"SUMPRODUCT($M$40:$M$69,--($G$40:$G$69=K$72),--($AS$40:$AS$69=$E87),$AG$40:$AG$69)/1000*$AH87","v":0},{"$f":"SUMPRODUCT($N$40:$N$69,--($G$40:$G$69=L$72),--($AS$40:$AS$69=$E87),$AG$40:$AG$69)/1000","v":0},0,{"$f":"SUMPRODUCT($M$40:$M$69,--($G$40:$G$69=N$72),--($AS$40:$AS$69=$E87),$AG$40:$AG$69)/1000","v":0},{"$f":"SUMPRODUCT($M$40:$M$69,--($G$40:$G$69=O$72),--($AS$40:$AS$69=$E87),$AG$40:$AG$69)/1000*$AH87","v":0},{"$f":"SUMPRODUCT($N$40:$N$69,--($G$40:$G$69=P$72),--($AS$40:$AS$69=$E87),$AG$40:$AG$69)/1000","v":0},0,{"$f":"SUMPRODUCT($M$40:$M$69,--($G$40:$G$69=R$72),--($AS$40:$AS$69=$E87),$AG$40:$AG$69)/1000","v":0},{"$f":"SUMPRODUCT($M$40:$M$69,--($G$40:$G$69=S$72),--($AS$40:$AS$69=$E87),$AG$40:$AG$69)/1000*$AH87","v":0},{"$f":"SUMPRODUCT($N$40:$N$69,--($G$40:$G$69=T$72),--($AS$40:$AS$69=$E87),$AG$40:$AG$69)/1000","v":0},0,{"$f":"SUMPRODUCT($M$40:$M$69,--($G$40:$G$69=V$72),--($AS$40:$AS$69=$E87),$AG$40:$AG$69)/1000","v":0},{"$f":"SUMPRODUCT($M$40:$M$69,--($G$40:$G$69=W$72),--($AS$40:$AS$69=$E87),$AG$40:$AG$69)/1000*$AH87","v":0},{"$f":"SUMPRODUCT($N$40:$N$69,--($G$40:$G$69=X$72),--($AS$40:$AS$69=$E87),$AG$40:$AG$69)/1000","v":0},0,0,0,0,0,0,null,null,null,0,0,0,0,0,0,0,0,0,0,0,null,1]
[null,null,1,null,"Refrigeration equipment (unregulated)",{"$f":"SUMPRODUCT($M$40:$M$69,--($G$40:$G$69=F$72),--($AS$40:$AS$69=$E88),$AG$40:$AG$69)/1000","v":0},{"$f":"SUMPRODUCT($M$40:$M$69,--($G$40:$G$69=G$72),--($AS$40:$AS$69=$E88),$AG$40:$AG$69)/1000*$AH88","v":0},{"$f":"SUMPRODUCT($N$40:$N$69,--($G$40:$G$69=H$72),--($AS$40:$AS$69=$E88),$AG$40:$AG$69)/1000","v":0},0,{"$f":"SUMPRODUCT($M$40:$M$69,--($G$40:$G$69=J$72),--($AS$40:$AS$69=$E88),$AG$40:$AG$69)/1000","v":0},{"$f":"SUMPRODUCT($M$40:$M$69,--($G$40:$G$69=K$72),--($AS$40:$AS$69=$E88),$AG$40:$AG$69)/1000*$AH88","v":0},{"$f":"SUMPRODUCT($N$40:$N$69,--($G$40:$G$69=L$72),--($AS$40:$AS$69=$E88),$AG$40:$AG$69)/1000","v":0},0,{"$f":"SUMPRODUCT($M$40:$M$69,--($G$40:$G$69=N$72),--($AS$40:$AS$69=$E88),$AG$40:$AG$69)/1000","v":0},{"$f":"SUMPRODUCT($M$40:$M$69,--($G$40:$G$69=O$72),--($AS$40:$AS$69=$E88),$AG$40:$AG$69)/1000*$AH88","v":0},{"$f":"SUMPRODUCT($N$40:$N$69,--($G$40:$G$69=P$72),--($AS$40:$AS$69=$E88),$AG$40:$AG$69)/1000","v":0},0,{"$f":"SUMPRODUCT($M$40:$M$69,--($G$40:$G$69=R$72),--($AS$40:$AS$69=$E88),$AG$40:$AG$69)/1000","v":0},{"$f":"SUMPRODUCT($M$40:$M$69,--($G$40:$G$69=S$72),--($AS$40:$AS$69=$E88),$AG$40:$AG$69)/1000*$AH88","v":0},{"$f":"SUMPRODUCT($N$40:$N$69,--($G$40:$G$69=T$72),--($AS$40:$AS$69=$E88),$AG$40:$AG$69)/1000","v":0},0,{"$f":"SUMPRODUCT($M$40:$M$69,--($G$40:$G$69=V$72),--($AS$40:$AS$69=$E88),$AG$40:$AG$69)/1000","v":0},{"$f":"SUMPRODUCT($M$40:$M$69,--($G$40:$G$69=W$72),--($AS$40:$AS$69=$E88),$AG$40:$AG$69)/1000*$AH88","v":0},{"$f":"SUMPRODUCT($N$40:$N$69,--($G$40:$G$69=X$72),--($AS$40:$AS$69=$E88),$AG$40:$AG$69)/1000","v":0},0,0,0,0,0,0,null,null,null,0,0,0,0,0,0,0,0,0,0,0,null,1]
[null,null,1,null,"Elevators and escalators",{"$f":"SUMPRODUCT($M$40:$M$69,--($G$40:$G$69=F$72),--($AS$40:$AS$69=$E89),$AG$40:$AG$69)/1000","v":0},{"$f":"SUMPRODUCT($M$40:$M$69,--($G$40:$G$69=G$72),--($AS$40:$AS$69=$E89),$AG$40:$AG$69)/1000*$AH89","v":0},{"$f":"SUMPRODUCT($N$40:$N$69,--($G$40:$G$69=H$72),--($AS$40:$AS$69=$E89),$AG$40:$AG$69)/1000","v":0},0,{"$f":"SUMPRODUCT($M$40:$M$69,--($G$40:$G$69=J$72),--($AS$40:$AS$69=$E89),$AG$40:$AG$69)/1000","v":0},{"$f":"SUMPRODUCT($M$40:$M$69,--($G$40:$G$69=K$72),--($AS$40:$AS$69=$E89),$AG$40:$AG$69)/1000*$AH89","v":0},{"$f":"SUMPRODUCT($N$40:$N$69,--($G$40:$G$69=L$72),--($AS$40:$AS$69=$E89),$AG$40:$AG$69)/1000","v":0},0,{"$f":"SUMPRODUCT($M$40:$M$69,--($G$40:$G$69=N$72),--($AS$40:$AS$69=$E89),$AG$40:$AG$69)/1000","v":0},{"$f":"SUMPRODUCT($M$40:$M$69,--($G$40:$G$69=O$72),--($AS$40:$AS$69=$E89),$AG$40:$AG$69)/1000*$AH89","v":0},{"$f":"SUMPRODUCT($N$40:$N$69,--($G$40:$G$69=P$72),--($AS$40:$AS$69=$E89),$AG$40:$AG$69)/1000","v":0},0,{"$f":"SUMPRODUCT($M$40:$M$69,--($G$40:$G$69=R$72),--($AS$40:$AS$69=$E89),$AG$40:$AG$69)/1000","v":0},{"$f":"SUMPRODUCT($M$40:$M$69,--($G$40:$G$69=S$72),--($AS$40:$AS$69=$E89),$AG$40:$AG$69)/1000*$AH89","v":0},{"$f":"SUMPRODUCT($N$40:$N$69,--($G$40:$G$69=T$72),--($AS$40:$AS$69=$E89),$AG$40:$AG$69)/1000","v":0},0,{"$f":"SUMPRODUCT($M$40:$M$69,--($G$40:$G$69=V$72),--($AS$40:$AS$69=$E89),$AG$40:$AG$69)/1000","v":0},{"$f":"SUMPRODUCT($M$40:$M$69,--($G$40:$G$69=W$72),--($AS$40:$AS$69=$E89),$AG$40:$AG$69)/1000*$AH89","v":0},{"$f":"SUMPRODUCT($N$40:$N$69,--($G$40:$G$69=X$72),--($AS$40:$AS$69=$E89),$AG$40:$AG$69)/1000","v":0},0,0,0,0,0,0,null,null,null,0,0,0,0,0,0,0,0,0,0,0,null,1]
[null,null,1,null,"Other regulated",{"$f":"SUMPRODUCT($M$40:$M$69,--($G$40:$G$69=F$72),--($AS$40:$AS$69=$E90),$AG$40:$AG$69)/1000","v":0},{"$f":"SUMPRODUCT($M$40:$M$69,--($G$40:$G$69=G$72),--($AS$40:$AS$69=$E90),$AG$40:$AG$69)/1000*$AH90","v":0},{"$f":"SUMPRODUCT($N$40:$N$69,--($G$40:$G$69=H$72),--($AS$40:$AS$69=$E90),$AG$40:$AG$69)/1000","v":0},0,{"$f":"SUMPRODUCT($M$40:$M$69,--($G$40:$G$69=J$72),--($AS$40:$AS$69=$E90),$AG$40:$AG$69)/1000","v":0},{"$f":"SUMPRODUCT($M$40:$M$69,--($G$40:$G$69=K$72),--($AS$40:$AS$69=$E90),$AG$40:$AG$69)/1000*$AH90","v":0},{"$f":"SUMPRODUCT($N$40:$N$69,--($G$40:$G$69=L$72),--($AS$40:$AS$69=$E90),$AG$40:$AG$69)/1000","v":0},0,{"$f":"SUMPRODUCT($M$40:$M$69,--($G$40:$G$69=N$72),--($AS$40:$AS$69=$E90),$AG$40:$AG$69)/1000","v":0},{"$f":"SUMPRODUCT($M$40:$M$69,--($G$40:$G$69=O$72),--($AS$40:$AS$69=$E90),$AG$40:$AG$69)/1000*$AH90","v":0},{"$f":"SUMPRODUCT($N$40:$N$69,--($G$40:$G$69=P$72),--($AS$40:$AS$69=$E90),$AG$40:$AG$69)/1000","v":0},0,{"$f":"SUMPRODUCT($M$40:$M$69,--($G$40:$G$69=R$72),--($AS$40:$AS$69=$E90),$AG$40:$AG$69)/1000","v":0},{"$f":"SUMPRODUCT($M$40:$M$69,--($G$40:$G$69=S$72),--($AS$40:$AS$69=$E90),$AG$40:$AG$69)/1000*$AH90","v":0},{"$f":"SUMPRODUCT($N$40:$N$69,--($G$40:$G$69=T$72),--($AS$40:$AS$69=$E90),$AG$40:$AG$69)/1000","v":0},0,{"$f":"SUMPRODUCT($M$40:$M$69,--($G$40:$G$69=V$72),--($AS$40:$AS$69=$E90),$AG$40:$AG$69)/1000","v":0},{"$f":"SUMPRODUCT($M$40:$M$69,--($G$40:$G$69=W$72),--($AS$40:$AS$69=$E90),$AG$40:$AG$69)/1000*$AH90","v":0},{"$f":"SUMPRODUCT($N$40:$N$69,--($G$40:$G$69=X$72),--($AS$40:$AS$69=$E90),$AG$40:$AG$69)/1000","v":0},0,0,0,0,0,0,null,null,null,0,0,0,0,0,0,0,0,0,0,0,null,1]
[null,null,1,null,"Other unregulated",{"$f":"SUMPRODUCT($M$40:$M$69,--($G$40:$G$69=F$72),--($AS$40:$AS$69=$E91),$AG$40:$AG$69)/1000","v":0},{"$f":"SUMPRODUCT($M$40:$M$69,--($G$40:$G$69=G$72),--($AS$40:$AS$69=$E91),$AG$40:$AG$69)/1000*$AH91","v":0},{"$f":"SUMPRODUCT($N$40:$N$69,--($G$40:$G$69=H$72),--($AS$40:$AS$69=$E91),$AG$40:$AG$69)/1000","v":0},0,{"$f":"SUMPRODUCT($M$40:$M$69,--($G$40:$G$69=J$72),--($AS$40:$AS$69=$E91),$AG$40:$AG$69)/1000","v":0},{"$f":"SUMPRODUCT($M$40:$M$69,--($G$40:$G$69=K$72),--($AS$40:$AS$69=$E91),$AG$40:$AG$69)/1000*$AH91","v":0},{"$f":"SUMPRODUCT($N$40:$N$69,--($G$40:$G$69=L$72),--($AS$40:$AS$69=$E91),$AG$40:$AG$69)/1000","v":0},0,{"$f":"SUMPRODUCT($M$40:$M$69,--($G$40:$G$69=N$72),--($AS$40:$AS$69=$E91),$AG$40:$AG$69)/1000","v":0},{"$f":"SUMPRODUCT($M$40:$M$69,--($G$40:$G$69=O$72),--($AS$40:$AS$69=$E91),$AG$40:$AG$69)/1000*$AH91","v":0},{"$f":"SUMPRODUCT($N$40:$N$69,--($G$40:$G$69=P$72),--($AS$40:$AS$69=$E91),$AG$40:$AG$69)/1000","v":0},0,{"$f":"SUMPRODUCT($M$40:$M$69,--($G$40:$G$69=R$72),--($AS$40:$AS$69=$E91),$AG$40:$AG$69)/1000","v":0},{"$f":"SUMPRODUCT($M$40:$M$69,--($G$40:$G$69=S$72),--($AS$40:$AS$69=$E91),$AG$40:$AG$69)/1000*$AH91","v":0},{"$f":"SUMPRODUCT($N$40:$N$69,--($G$40:$G$69=T$72),--($AS$40:$AS$69=$E91),$AG$40:$AG$69)/1000","v":0},0,{"$f":"SUMPRODUCT($M$40:$M$69,--($G$40:$G$69=V$72),--($AS$40:$AS$69=$E91),$AG$40:$AG$69)/1000","v":0},{"$f":"SUMPRODUCT($M$40:$M$69,--($G$40:$G$69=W$72),--($AS$40:$AS$69=$E91),$AG$40:$AG$69)/1000*$AH91","v":0},{"$f":"SUMPRODUCT($N$40:$N$69,--($G$40:$G$69=X$72),--($AS$40:$AS$69=$E91),$AG$40:$AG$69)/1000","v":0},0,0,0,0,0,0,null,null,null,0,{"$f":"IFERROR((INDEX(HP_SEEUPFs_2019_All,MATCH(AI$69&$E85,HP_SEEUPF_Row_Lookup,0),MATCH(GI_Climate_Zone,HP_SEEUPFs_CZ_Lookup,0))*AI$70+INDEX(HP_SEEUPFs_2019_All,MATCH(AI$69&$E85,HP_SEEUPF_Row_Lookup,0),MATCH(GI_Climate_Zone,HP_SEEUPFs_CZ_Lookup,0))*(AI$94+AI$93)*$AT85)/AI$95,0)","v":0},0,0,0,0,0,0,0,0,0,null,1]
[null,null,1,null,null,null,null,null,null,null,null,null,null,null,null,null,null,null,null,null,null,null,null,null,null,null,null,null,null,null,null,null,null,null,"Internal note: Other unregulated uses misc equipment SEEUPF"]
[null,null,{"$f":"IF(AND(OR($AG$27=\"X\",$AG$27=\"x\"),HP_Exceptional_Calcs=\"Yes\"),1,5/0)","v":{"$error":"#DIV/0!"}},null,"Table 3: Energy Consumption and Savings by Fuel and End Use Including Exceptional Calculations Without Cap",null,null,null,null,null,null,null,null,null,"Back to Table of Contents",null,null,null,null,null,null,null,null,null,null,null,null,null,null,null,null,null,null,"Minor Alteration Area",{"$f":"INDEX(Perf_BPF_Table,AI67,'HP Pathway Support'!$CN$2)","v":0},{"$f":"INDEX(Perf_BPF_Table,AJ67,'HP Pathway Support'!$CN$2)","v":0},{"$f":"INDEX(Perf_BPF_Table,AK67,'HP Pathway Support'!$CN$2)","v":0},{"$f":"INDEX(Perf_BPF_Table,AL67,'HP Pathway Support'!$CN$2)","v":0},{"$f":"INDEX(Perf_BPF_Table,AM67,'HP Pathway Support'!$CN$2)","v":0},{"$f":"INDEX(Perf_BPF_Table,AN67,'HP Pathway Support'!$CN$2)","v":0},{"$f":"INDEX(Perf_BPF_Table,AO67,'HP Pathway Support'!$CN$2)","v":0},{"$f":"INDEX(Perf_BPF_Table,AP67,'HP Pathway Support'!$CN$2)","v":0},{"$f":"INDEX(Perf_BPF_Table,AQ67,'HP Pathway Support'!$CN$2)","v":0},{"$f":"INDEX(Perf_BPF_Table,AR67,'HP Pathway Support'!$CN$2)","v":0}]
[null,null,{"$f":"5/0","v":{"$error":"#DIV/0!"}},null,null,{"$f":"F72","v":0},{"$f":"G72","v":0},0,0,0,0,0,0,0,0,0,0,0,0,0,0,0,0,0,0,null,null,null,null,null,null,null,null,"Major Alteration Area",{"$f":"INDEX(Perf_BPF_Table,AI67,'HP Pathway Support'!$CO$2)","v":0},{"$f":"INDEX(Perf_BPF_Table,AJ67,'HP Pathway Support'!$CO$2)","v":0},{"$f":"INDEX(Perf_BPF_Table,AK67,'HP Pathway Support'!$CO$2)","v":0},{"$f":"INDEX(Perf_BPF_Table,AL67,'HP Pathway Support'!$CO$2)","v":0},{"$f":"INDEX(Perf_BPF_Table,AM67,'HP Pathway Support'!$CO$2)","v":0},{"$f":"INDEX(Perf_BPF_Table,AN67,'HP Pathway Support'!$CO$2)","v":0},{"$f":"INDEX(Perf_BPF_Table,AO67,'HP Pathway Support'!$CO$2)","v":0},{"$f":"INDEX(Perf_BPF_Table,AP67,'HP Pathway Support'!$CO$2)","v":0},{"$f":"INDEX(Perf_BPF_Table,AQ67,'HP Pathway Support'!$CO$2)","v":0},{"$f":"INDEX(Perf_BPF_Table,AR67,'HP Pathway Support'!$CO$2)","v":0}]
[null,null,{"$error":"#DIV/0!"},null,"End Use",{"$f":"\"ASHRAE 90.1 ~2004 Baseline \" & F94 & \" Site Energy (MMBtu)\"","v":"ASHRAE 90.1 ~2004 Baseline 0 Site Energy (MMBtu)"},{"$f":"\"ASHRAE 90.1 \" & Lists_Modeling_Protocol_Year & \" Adjusted Baseline \" & G94 & \" Site Energy (MMBtu)\"","v":"ASHRAE 90.1  Adjusted Baseline 0 Site Energy (MMBtu)"},{"$f":"\"Proposed \" & H94 & \" Site Energy (MMBtu)\"","v":"Proposed 0 Site Energy (MMBtu)"},{"$f":"I94 & \" Site Energy Savings (MMBtu)\"","v":"0 Site Energy Savings (MMBtu)"},{"$f":"\"ASHRAE 90.1 ~2004 Baseline \" & J94 & \" Site Energy (MMBtu)\"","v":"ASHRAE 90.1 ~2004 Baseline 0 Site Energy (MMBtu)"},{"$f":"\"ASHRAE 90.1 \" & Lists_Modeling_Protocol_Year & \" Adjusted Baseline \" & K94 & \" Site Energy (MMBtu)\"","v":"ASHRAE 90.1  Adjusted Baseline 0 Site Energy (MMBtu)"},{"$f":"\"Proposed \" & L94 & \" Site Energy (MMBtu)\"","v":"Proposed 0 Site Energy (MMBtu)"},{"$f":"M94 & \" Site Energy Savings (MMBtu)\"","v":"0 Site Energy Savings (MMBtu)"},{"$f":"\"ASHRAE 90.1 ~2004 Baseline \" & N94 & \" Site Energy (MMBtu)\"","v":"ASHRAE 90.1 ~2004 Baseline 0 Site Energy (MMBtu)"},{"$f":"\"ASHRAE 90.1 \" & Lists_Modeling_Protocol_Year & \" Adjusted Baseline \" & O94 & \" Site Energy (MMBtu)\"","v":"ASHRAE 90.1  Adjusted Baseline 0 Site Energy (MMBtu)"},{"$f":"\"Proposed \" & P94 & \" Site Energy (MMBtu)\"","v":"Proposed 0 Site Energy (MMBtu)"},{"$f":"Q94 & \" Site Energy Savings (MMBtu)\"","v":"0 Site Energy Savings (MMBtu)"},{"$f":"\"ASHRAE 90.1 ~2004 Baseline \" & R94 & \" Site Energy (MMBtu)\"","v":"ASHRAE 90.1 ~2004 Baseline 0 Site Energy (MMBtu)"},{"$f":"\"ASHRAE 90.1 \" & Lists_Modeling_Protocol_Year & \" Adjusted Baseline \" & S94 & \" Site Energy (MMBtu)\"","v":"ASHRAE 90.1  Adjusted Baseline 0 Site Energy (MMBtu)"},{"$f":"\"Proposed \" & T94 & \" Site Energy (MMBtu)\"","v":"Proposed 0 Site Energy (MMBtu)"},{"$f":"U94 & \" Site Energy Savings (MMBtu)\"","v":"0 Site Energy Savings (MMBtu)"},{"$f":"\"ASHRAE 90.1 ~2004 Baseline \" & V94 & \" Site Energy (MMBtu)\"","v":"ASHRAE 90.1 ~2004 Baseline 0 Site Energy (MMBtu)"},{"$f":"\"ASHRAE 90.1 \" & Lists_Modeling_Protocol_Year & \" Adjusted Baseline \" & W94 & \" Site Energy (MMBtu)\"","v":"ASHRAE 90.1  Adjusted Baseline 0 Site Energy (MMBtu)"},{"$f":"\"Proposed \" & X94 & \" Site Energy (MMBtu)\"","v":"Proposed 0 Site Energy (MMBtu)"},{"$f":"Y94 & \" Site Energy Savings (MMBtu)\"","v":"0 Site Energy Savings (MMBtu)"},"ASHRAE 90.1 ~2004 Baseline Site Energy (MMBtu)",{"$f":"\"Total ASHRAE 90.1 \" & Lists_Modeling_Protocol_Year & \" Adjusted Baseline Site Energy (MMBtu)\"","v":"Total ASHRAE 90.1  Adjusted Baseline Site Energy (MMBtu)"},"Total Proposed Site Energy (MMBtu)","Total Site Energy Savings Compared to ~2004 Baseline (MMBtu)",{"$f":"\"Total Site Energy Savings Compared to \" & Lists_Modeling_Protocol_Year & \" Baseline (MMBtu)\"","v":"Total Site Energy Savings Compared to  Baseline (MMBtu)"},null,null,null,"Total Area",{"$f":"AI70+AI93+AI94","v":0},{"$f":"AJ70+AJ93+AJ94","v":0},0,0,0,0,0,0,0,0]
[null,null,{"$error":"#DIV/0!"},null,"Interior lighting",{"$f":"SUMPRODUCT($M$40:$M$69,--($G$40:$G$69=F$72),--($AS$40:$AS$69=$E96),$AG$40:$AG$69)/1000","v":0},{"$f":"SUMPRODUCT($M$40:$M$69,--($G$40:$G$69=G$94),--($AS$40:$AS$69=$E96),$AG$40:$AG$69)/1000*$AH74","v":0},{"$f":"MAX(SUMPRODUCT($N$40:$N$69,--($G$40:$G$69=H$94),--($AS$40:$AS$69=$E96),$AG$40:$AG$69)/1000-SUMPRODUCT($P$40:$P$69,--($G$40:$G$69=H$94),--($AS$40:$AS$69=$E96)),0)","v":0},{"$f":"G96-H96","v":0},{"$f":"SUMPRODUCT($M$40:$M$69,--($G$40:$G$69=J$72),--($AS$40:$AS$69=$E96),$AG$40:$AG$69)/1000","v":0},{"$f":"SUMPRODUCT($M$40:$M$69,--($G$40:$G$69=K$94),--($AS$40:$AS$69=$E96),$AG$40:$AG$69)/1000*$AH74","v":0},{"$f":"MAX(SUMPRODUCT($N$40:$N$69,--($G$40:$G$69=L$94),--($AS$40:$AS$69=$E96),$AG$40:$AG$69)/1000-SUMPRODUCT($P$40:$P$69,--($G$40:$G$69=L$94),--($AS$40:$AS$69=$E96)),0)","v":0},{"$f":"K96-L96","v":0},{"$f":"SUMPRODUCT($M$40:$M$69,--($G$40:$G$69=N$72),--($AS$40:$AS$69=$E96),$AG$40:$AG$69)/1000","v":0},{"$f":"SUMPRODUCT($M$40:$M$69,--($G$40:$G$69=O$94),--($AS$40:$AS$69=$E96),$AG$40:$AG$69)/1000*$AH74","v":0},{"$f":"MAX(SUMPRODUCT($N$40:$N$69,--($G$40:$G$69=P$94),--($AS$40:$AS$69=$E96),$AG$40:$AG$69)/1000-SUMPRODUCT($P$40:$P$69,--($G$40:$G$69=P$94),--($AS$40:$AS$69=$E96)),0)","v":0},{"$f":"O96-P96","v":0},{"$f":"SUMPRODUCT($M$40:$M$69,--($G$40:$G$69=R$72),--($AS$40:$AS$69=$E96),$AG$40:$AG$69)/1000","v":0},{"$f":"SUMPRODUCT($M$40:$M$69,--($G$40:$G$69=S$94),--($AS$40:$AS$69=$E96),$AG$40:$AG$69)/1000*$AH74","v":0},{"$f":"MAX(SUMPRODUCT($N$40:$N$69,--($G$40:$G$69=T$94),--($AS$40:$AS$69=$E96),$AG$40:$AG$69)/1000-SUMPRODUCT($P$40:$P$69,--($G$40:$G$69=T$94),--($AS$40:$AS$69=$E96)),0)","v":0},{"$f":"S96-T96","v":0},{"$f":"SUMPRODUCT($M$40:$M$69,--($G$40:$G$69=V$72),--($AS$40:$AS$69=$E96),$AG$40:$AG$69)/1000","v":0},{"$f":"SUMPRODUCT($M$40:$M$69,--($G$40:$G$69=W$94),--($AS$40:$AS$69=$E96),$AG$40:$AG$69)/1000*$AH74","v":0},{"$f":"MAX(SUMPRODUCT($N$40:$N$69,--($G$40:$G$69=X$94),--($AS$40:$AS$69=$E96),$AG$40:$AG$69)/1000-SUMPRODUCT($P$40:$P$69,--($G$40:$G$69=X$94),--($AS$40:$AS$69=$E96)),0)","v":0},{"$f":"W96-X96","v":0},{"$f":"F96+J96+N96+R96+V96","v":0},{"$f":"G96+K96+O96+S96+W96","v":0},{"$f":"H96+L96+P96+T96+X96","v":0},{"$f":"Z96-AB96","v":0},{"$f":"AA96-AB96","v":0},null,null,null,"Minor alteration SEEUPF = 1",1,1,1,1,1,1,1,1,1,1]
[null,null,{"$error":"#DIV/0!"},null,"Interior lighting (unregulated)",{"$f":"SUMPRODUCT($M$40:$M$69,--($G$40:$G$69=F$72),--($AS$40:$AS$69=$E97),$AG$40:$AG$69)/1000","v":0},{"$f":"SUMPRODUCT($M$40:$M$69,--($G$40:$G$69=G$94),--($AS$40:$AS$69=$E97),$AG$40:$AG$69)/1000*$AH75","v":0},{"$f":"MAX(SUMPRODUCT($N$40:$N$69,--($G$40:$G$69=H$94),--($AS$40:$AS$69=$E97),$AG$40:$AG$69)/1000-SUMPRODUCT($P$40:$P$69,--($G$40:$G$69=H$94),--($AS$40:$AS$69=$E97)),0)","v":0},{"$f":"G97-H97","v":0},{"$f":"SUMPRODUCT($M$40:$M$69,--($G$40:$G$69=J$72),--($AS$40:$AS$69=$E97),$AG$40:$AG$69)/1000","v":0},{"$f":"SUMPRODUCT($M$40:$M$69,--($G$40:$G$69=K$94),--($AS$40:$AS$69=$E97),$AG$40:$AG$69)/1000*$AH75","v":0},{"$f":"MAX(SUMPRODUCT($N$40:$N$69,--($G$40:$G$69=L$94),--($AS$40:$AS$69=$E97),$AG$40:$AG$69)/1000-SUMPRODUCT($P$40:$P$69,--($G$40:$G$69=L$94),--($AS$40:$AS$69=$E97)),0)","v":0},{"$f":"K97-L97","v":0},{"$f":"SUMPRODUCT($M$40:$M$69,--($G$40:$G$69=N$72),--($AS$40:$AS$69=$E97),$AG$40:$AG$69)/1000","v":0},{"$f":"SUMPRODUCT($M$40:$M$69,--($G$40:$G$69=O$94),--($AS$40:$AS$69=$E97),$AG$40:$AG$69)/1000*$AH75","v":0},{"$f":"MAX(SUMPRODUCT($N$40:$N$69,--($G$40:$G$69=P$94),--($AS$40:$AS$69=$E97),$AG$40:$AG$69)/1000-SUMPRODUCT($P$40:$P$69,--($G$40:$G$69=P$94),--($AS$40:$AS$69=$E97)),0)","v":0},{"$f":"O97-P97","v":0},{"$f":"SUMPRODUCT($M$40:$M$69,--($G$40:$G$69=R$72),--($AS$40:$AS$69=$E97),$AG$40:$AG$69)/1000","v":0},{"$f":"SUMPRODUCT($M$40:$M$69,--($G$40:$G$69=S$94),--($AS$40:$AS$69=$E97),$AG$40:$AG$69)/1000*$AH75","v":0},{"$f":"MAX(SUMPRODUCT($N$40:$N$69,--($G$40:$G$69=T$94),--($AS$40:$AS$69=$E97),$AG$40:$AG$69)/1000-SUMPRODUCT($P$40:$P$69,--($G$40:$G$69=T$94),--($AS$40:$AS$69=$E97)),0)","v":0},{"$f":"S97-T97","v":0},{"$f":"SUMPRODUCT($M$40:$M$69,--($G$40:$G$69=V$72),--($AS$40:$AS$69=$E97),$AG$40:$AG$69)/1000","v":0},{"$f":"SUMPRODUCT($M$40:$M$69,--($G$40:$G$69=W$94),--($AS$40:$AS$69=$E97),$AG$40:$AG$69)/1000*$AH75","v":0},{"$f":"MAX(SUMPRODUCT($N$40:$N$69,--($G$40:$G$69=X$94),--($AS$40:$AS$69=$E97),$AG$40:$AG$69)/1000-SUMPRODUCT($P$40:$P$69,--($G$40:$G$69=X$94),--($AS$40:$AS$69=$E97)),0)","v":0},{"$f":"W97-X97","v":0},{"$f":"F97+J97+N97+R97+V97","v":0},{"$f":"G97+K97+O97+S97+W97","v":0},{"$f":"H97+L97+P97+T97+X97","v":0},{"$f":"Z97-AB97","v":0},0,null,null,null,"Major Alteration ASEEUPF * 1.05",1.05,1.05,1.05,1.05,1.05,1.05,1.05,1.05,1.05,1.05]
[null,null,{"$error":"#DIV/0!"},null,"Exterior lighting",{"$f":"SUMPRODUCT($M$40:$M$69,--($G$40:$G$69=F$72),--($AS$40:$AS$69=$E98),$AG$40:$AG$69)/1000","v":0},{"$f":"SUMPRODUCT($M$40:$M$69,--($G$40:$G$69=G$94),--($AS$40:$AS$69=$E98),$AG$40:$AG$69)/1000*$AH76","v":0},{"$f":"MAX(SUMPRODUCT($N$40:$N$69,--($G$40:$G$69=H$94),--($AS$40:$AS$69=$E98),$AG$40:$AG$69)/1000-SUMPRODUCT($P$40:$P$69,--($G$40:$G$69=H$94),--($AS$40:$AS$69=$E98)),0)","v":0},0,{"$f":"SUMPRODUCT($M$40:$M$69,--($G$40:$G$69=J$72),--($AS$40:$AS$69=$E98),$AG$40:$AG$69)/1000","v":0},{"$f":"SUMPRODUCT($M$40:$M$69,--($G$40:$G$69=K$94),--($AS$40:$AS$69=$E98),$AG$40:$AG$69)/1000*$AH76","v":0},{"$f":"MAX(SUMPRODUCT($N$40:$N$69,--($G$40:$G$69=L$94),--($AS$40:$AS$69=$E98),$AG$40:$AG$69)/1000-SUMPRODUCT($P$40:$P$69,--($G$40:$G$69=L$94),--($AS$40:$AS$69=$E98)),0)","v":0},0,{"$f":"SUMPRODUCT($M$40:$M$69,--($G$40:$G$69=N$72),--($AS$40:$AS$69=$E98),$AG$40:$AG$69)/1000","v":0},{"$f":"SUMPRODUCT($M$40:$M$69,--($G$40:$G$69=O$94),--($AS$40:$AS$69=$E98),$AG$40:$AG$69)/1000*$AH76","v":0},{"$f":"MAX(SUMPRODUCT($N$40:$N$69,--($G$40:$G$69=P$94),--($AS$40:$AS$69=$E98),$AG$40:$AG$69)/1000-SUMPRODUCT($P$40:$P$69,--($G$40:$G$69=P$94),--($AS$40:$AS$69=$E98)),0)","v":0},0,{"$f":"SUMPRODUCT($M$40:$M$69,--($G$40:$G$69=R$72),--($AS$40:$AS$69=$E98),$AG$40:$AG$69)/1000","v":0},{"$f":"SUMPRODUCT($M$40:$M$69,--($G$40:$G$69=S$94),--($AS$40:$AS$69=$E98),$AG$40:$AG$69)/1000*$AH76","v":0},{"$f":"MAX(SUMPRODUCT($N$40:$N$69,--($G$40:$G$69=T$94),--($AS$40:$AS$69=$E98),$AG$40:$AG$69)/1000-SUMPRODUCT($P$40:$P$69,--($G$40:$G$69=T$94),--($AS$40:$AS$69=$E98)),0)","v":0},0,{"$f":"SUMPRODUCT($M$40:$M$69,--($G$40:$G$69=V$72),--($AS$40:$AS$69=$E98),$AG$40:$AG$69)/1000","v":0},{"$f":"SUMPRODUCT($M$40:$M$69,--($G$40:$G$69=W$94),--($AS$40:$AS$69=$E98),$AG$40:$AG$69)/1000*$AH76","v":0},{"$f":"MAX(SUMPRODUCT($N$40:$N$69,--($G$40:$G$69=X$94),--($AS$40:$AS$69=$E98),$AG$40:$AG$69)/1000-SUMPRODUCT($P$40:$P$69,--($G$40:$G$69=X$94),--($AS$40:$AS$69=$E98)),0)","v":0},0,0,0,0,0,0,null,null,null,"Major alteration no adjustment",1,1,1,1,1,1,1,1,1,1]
[null,null,{"$error":"#DIV/0!"},null,"Space heating",{"$f":"SUMPRODUCT($M$40:$M$69,--($G$40:$G$69=F$72),--($AS$40:$AS$69=$E99),$AG$40:$AG$69)/1000","v":0},{"$f":"SUMPRODUCT($M$40:$M$69,--($G$40:$G$69=G$94),--($AS$40:$AS$69=$E99),$AG$40:$AG$69)/1000*$AH77","v":0},{"$f":"MAX(SUMPRODUCT($N$40:$N$69,--($G$40:$G$69=H$94),--($AS$40:$AS$69=$E99),$AG$40:$AG$69)/1000-SUMPRODUCT($P$40:$P$69,--($G$40:$G$69=H$94),--($AS$40:$AS$69=$E99)),0)","v":0},0,{"$f":"SUMPRODUCT($M$40:$M$69,--($G$40:$G$69=J$72),--($AS$40:$AS$69=$E99),$AG$40:$AG$69)/1000","v":0},{"$f":"SUMPRODUCT($M$40:$M$69,--($G$40:$G$69=K$94),--($AS$40:$AS$69=$E99),$AG$40:$AG$69)/1000*$AH77","v":0},{"$f":"MAX(SUMPRODUCT($N$40:$N$69,--($G$40:$G$69=L$94),--($AS$40:$AS$69=$E99),$AG$40:$AG$69)/1000-SUMPRODUCT($P$40:$P$69,--($G$40:$G$69=L$94),--($AS$40:$AS$69=$E99)),0)","v":0},0,{"$f":"SUMPRODUCT($M$40:$M$69,--($G$40:$G$69=N$72),--($AS$40:$AS$69=$E99),$AG$40:$AG$69)/1000","v":0},{"$f":"SUMPRODUCT($M$40:$M$69,--($G$40:$G$69=O$94),--($AS$40:$AS$69=$E99),$AG$40:$AG$69)/1000*$AH77","v":0},{"$f":"MAX(SUMPRODUCT($N$40:$N$69,--($G$40:$G$69=P$94),--($AS$40:$AS$69=$E99),$AG$40:$AG$69)/1000-SUMPRODUCT($P$40:$P$69,--($G$40:$G$69=P$94),--($AS$40:$AS$69=$E99)),0)","v":0},0,{"$f":"SUMPRODUCT($M$40:$M$69,--($G$40:$G$69=R$72),--($AS$40:$AS$69=$E99),$AG$40:$AG$69)/1000","v":0},{"$f":"SUMPRODUCT($M$40:$M$69,--($G$40:$G$69=S$94),--($AS$40:$AS$69=$E99),$AG$40:$AG$69)/1000*$AH77","v":0},{"$f":"MAX(SUMPRODUCT($N$40:$N$69,--($G$40:$G$69=T$94),--($AS$40:$AS$69=$E99),$AG$40:$AG$69)/1000-SUMPRODUCT($P$40:$P$69,--($G$40:$G$69=T$94),--($AS$40:$AS$69=$E99)),0)","v":0},0,{"$f":"SUMPRODUCT($M$40:$M$69,--($G$40:$G$69=V$72),--($AS$40:$AS$69=$E99),$AG$40:$AG$69)/1000","v":0},{"$f":"SUMPRODUCT($M$40:$M$69,--($G$40:$G$69=W$94),--($AS$40:$AS$69=$E99),$AG$40:$AG$69)/1000*$AH77","v":0},{"$f":"MAX(SUMPRODUCT($N$40:$N$69,--($G$40:$G$69=X$94),--($AS$40:$AS$69=$E99),$AG$40:$AG$69)/1000-SUMPRODUCT($P$40:$P$69,--($G$40:$G$69=X$94),--($AS$40:$AS$69=$E99)),0)","v":0},0,0,0,0,0,0]
[null,null,{"$error":"#DIV/0!"},null,"Heat pump supplemental heater",{"$f":"SUMPRODUCT($M$40:$M$69,--($G$40:$G$69=F$72),--($AS$40:$AS$69=$E100),$AG$40:$AG$69)/1000","v":0},{"$f":"SUMPRODUCT($M$40:$M$69,--($G$40:$G$69=G$94),--($AS$40:$AS$69=$E100),$AG$40:$AG$69)/1000*$AH78","v":0},{"$f":"MAX(SUMPRODUCT($N$40:$N$69,--($G$40:$G$69=H$94),--($AS$40:$AS$69=$E100),$AG$40:$AG$69)/1000-SUMPRODUCT($P$40:$P$69,--($G$40:$G$69=H$94),--($AS$40:$AS$69=$E100)),0)","v":0},0,{"$f":"SUMPRODUCT($M$40:$M$69,--($G$40:$G$69=J$72),--($AS$40:$AS$69=$E100),$AG$40:$AG$69)/1000","v":0},{"$f":"SUMPRODUCT($M$40:$M$69,--($G$40:$G$69=K$94),--($AS$40:$AS$69=$E100),$AG$40:$AG$69)/1000*$AH78","v":0},{"$f":"MAX(SUMPRODUCT($N$40:$N$69,--($G$40:$G$69=L$94),--($AS$40:$AS$69=$E100),$AG$40:$AG$69)/1000-SUMPRODUCT($P$40:$P$69,--($G$40:$G$69=L$94),--($AS$40:$AS$69=$E100)),0)","v":0},0,{"$f":"SUMPRODUCT($M$40:$M$69,--($G$40:$G$69=N$72),--($AS$40:$AS$69=$E100),$AG$40:$AG$69)/1000","v":0},{"$f":"SUMPRODUCT($M$40:$M$69,--($G$40:$G$69=O$94),--($AS$40:$AS$69=$E100),$AG$40:$AG$69)/1000*$AH78","v":0},{"$f":"MAX(SUMPRODUCT($N$40:$N$69,--($G$40:$G$69=P$94),--($AS$40:$AS$69=$E100),$AG$40:$AG$69)/1000-SUMPRODUCT($P$40:$P$69,--($G$40:$G$69=P$94),--($AS$40:$AS$69=$E100)),0)","v":0},0,{"$f":"SUMPRODUCT($M$40:$M$69,--($G$40:$G$69=R$72),--($AS$40:$AS$69=$E100),$AG$40:$AG$69)/1000","v":0},{"$f":"SUMPRODUCT($M$40:$M$69,--($G$40:$G$69=S$94),--($AS$40:$AS$69=$E100),$AG$40:$AG$69)/1000*$AH78","v":0},{"$f":"MAX(SUMPRODUCT($N$40:$N$69,--($G$40:$G$69=T$94),--($AS$40:$AS$69=$E100),$AG$40:$AG$69)/1000-SUMPRODUCT($P$40:$P$69,--($G$40:$G$69=T$94),--($AS$40:$AS$69=$E100)),0)","v":0},0,{"$f":"SUMPRODUCT($M$40:$M$69,--($G$40:$G$69=V$72),--($AS$40:$AS$69=$E100),$AG$40:$AG$69)/1000","v":0},{"$f":"SUMPRODUCT($M$40:$M$69,--($G$40:$G$69=W$94),--($AS$40:$AS$69=$E100),$AG$40:$AG$69)/1000*$AH78","v":0},{"$f":"MAX(SUMPRODUCT($N$40:$N$69,--($G$40:$G$69=X$94),--($AS$40:$AS$69=$E100),$AG$40:$AG$69)/1000-SUMPRODUCT($P$40:$P$69,--($G$40:$G$69=X$94),--($AS$40:$AS$69=$E100)),0)","v":0},0,0,0,0,0,0]
[null,null,{"$error":"#DIV/0!"},null,"Space cooling",{"$f":"SUMPRODUCT($M$40:$M$69,--($G$40:$G$69=F$72),--($AS$40:$AS$69=$E101),$AG$40:$AG$69)/1000","v":0},{"$f":"SUMPRODUCT($M$40:$M$69,--($G$40:$G$69=G$94),--($AS$40:$AS$69=$E101),$AG$40:$AG$69)/1000*$AH79","v":0},{"$f":"MAX(SUMPRODUCT($N$40:$N$69,--($G$40:$G$69=H$94),--($AS$40:$AS$69=$E101),$AG$40:$AG$69)/1000-SUMPRODUCT($P$40:$P$69,--($G$40:$G$69=H$94),--($AS$40:$AS$69=$E101)),0)","v":0},0,{"$f":"SUMPRODUCT($M$40:$M$69,--($G$40:$G$69=J$72),--($AS$40:$AS$69=$E101),$AG$40:$AG$69)/1000","v":0},{"$f":"SUMPRODUCT($M$40:$M$69,--($G$40:$G$69=K$94),--($AS$40:$AS$69=$E101),$AG$40:$AG$69)/1000*$AH79","v":0},{"$f":"MAX(SUMPRODUCT($N$40:$N$69,--($G$40:$G$69=L$94),--($AS$40:$AS$69=$E101),$AG$40:$AG$69)/1000-SUMPRODUCT($P$40:$P$69,--($G$40:$G$69=L$94),--($AS$40:$AS$69=$E101)),0)","v":0},0,{"$f":"SUMPRODUCT($M$40:$M$69,--($G$40:$G$69=N$72),--($AS$40:$AS$69=$E101),$AG$40:$AG$69)/1000","v":0},{"$f":"SUMPRODUCT($M$40:$M$69,--($G$40:$G$69=O$94),--($AS$40:$AS$69=$E101),$AG$40:$AG$69)/1000*$AH79","v":0},{"$f":"MAX(SUMPRODUCT($N$40:$N$69,--($G$40:$G$69=P$94),--($AS$40:$AS$69=$E101),$AG$40:$AG$69)/1000-SUMPRODUCT($P$40:$P$69,--($G$40:$G$69=P$94),--($AS$40:$AS$69=$E101)),0)","v":0},0,{"$f":"SUMPRODUCT($M$40:$M$69,--($G$40:$G$69=R$72),--($AS$40:$AS$69=$E101),$AG$40:$AG$69)/1000","v":0},{"$f":"SUMPRODUCT($M$40:$M$69,--($G$40:$G$69=S$94),--($AS$40:$AS$69=$E101),$AG$40:$AG$69)/1000*$AH79","v":0},{"$f":"MAX(SUMPRODUCT($N$40:$N$69,--($G$40:$G$69=T$94),--($AS$40:$AS$69=$E101),$AG$40:$AG$69)/1000-SUMPRODUCT($P$40:$P$69,--($G$40:$G$69=T$94),--($AS$40:$AS$69=$E101)),0)","v":0},0,{"$f":"SUMPRODUCT($M$40:$M$69,--($G$40:$G$69=V$72),--($AS$40:$AS$69=$E101),$AG$40:$AG$69)/1000","v":0},{"$f":"SUMPRODUCT($M$40:$M$69,--($G$40:$G$69=W$94),--($AS$40:$AS$69=$E101),$AG$40:$AG$69)/1000*$AH79","v":0},{"$f":"MAX(SUMPRODUCT($N$40:$N$69,--($G$40:$G$69=X$94),--($AS$40:$AS$69=$E101),$AG$40:$AG$69)/1000-SUMPRODUCT($P$40:$P$69,--($G$40:$G$69=X$94),--($AS$40:$AS$69=$E101)),0)","v":0},0,0,0,0,0,0]
[null,null,{"$error":"#DIV/0!"},null,"Pumps",{"$f":"SUMPRODUCT($M$40:$M$69,--($G$40:$G$69=F$72),--($AS$40:$AS$69=$E102),$AG$40:$AG$69)/1000","v":0},{"$f":"SUMPRODUCT($M$40:$M$69,--($G$40:$G$69=G$94),--($AS$40:$AS$69=$E102),$AG$40:$AG$69)/1000*$AH80","v":0},{"$f":"MAX(SUMPRODUCT($N$40:$N$69,--($G$40:$G$69=H$94),--($AS$40:$AS$69=$E102),$AG$40:$AG$69)/1000-SUMPRODUCT($P$40:$P$69,--($G$40:$G$69=H$94),--($AS$40:$AS$69=$E102)),0)","v":0},0,{"$f":"SUMPRODUCT($M$40:$M$69,--($G$40:$G$69=J$72),--($AS$40:$AS$69=$E102),$AG$40:$AG$69)/1000","v":0},{"$f":"SUMPRODUCT($M$40:$M$69,--($G$40:$G$69=K$94),--($AS$40:$AS$69=$E102),$AG$40:$AG$69)/1000*$AH80","v":0},{"$f":"MAX(SUMPRODUCT($N$40:$N$69,--($G$40:$G$69=L$94),--($AS$40:$AS$69=$E102),$AG$40:$AG$69)/1000-SUMPRODUCT($P$40:$P$69,--($G$40:$G$69=L$94),--($AS$40:$AS$69=$E102)),0)","v":0},0,{"$f":"SUMPRODUCT($M$40:$M$69,--($G$40:$G$69=N$72),--($AS$40:$AS$69=$E102),$AG$40:$AG$69)/1000","v":0},{"$f":"SUMPRODUCT($M$40:$M$69,--($G$40:$G$69=O$94),--($AS$40:$AS$69=$E102),$AG$40:$AG$69)/1000*$AH80","v":0},{"$f":"MAX(SUMPRODUCT($N$40:$N$69,--($G$40:$G$69=P$94),--($AS$40:$AS$69=$E102),$AG$40:$AG$69)/1000-SUMPRODUCT($P$40:$P$69,--($G$40:$G$69=P$94),--($AS$40:$AS$69=$E102)),0)","v":0},0,{"$f":"SUMPRODUCT($M$40:$M$69,--($G$40:$G$69=R$72),--($AS$40:$AS$69=$E102),$AG$40:$AG$69)/1000","v":0},{"$f":"SUMPRODUCT($M$40:$M$69,--($G$40:$G$69=S$94),--($AS$40:$AS$69=$E102),$AG$40:$AG$69)/1000*$AH80","v":0},{"$f":"MAX(SUMPRODUCT($N$40:$N$69,--($G$40:$G$69=T$94),--($AS$40:$AS$69=$E102),$AG$40:$AG$69)/1000-SUMPRODUCT($P$40:$P$69,--($G$40:$G$69=T$94),--($AS$40:$AS$69=$E102)),0)","v":0},0,{"$f":"SUMPRODUCT($M$40:$M$69,--($G$40:$G$69=V$72),--($AS$40:$AS$69=$E102),$AG$40:$AG$69)/1000","v":0},{"$f":"SUMPRODUCT($M$40:$M$69,--($G$40:$G$69=W$94),--($AS$40:$AS$69=$E102),$AG$40:$AG$69)/1000*$AH80","v":0},{"$f":"MAX(SUMPRODUCT($N$40:$N$69,--($G$40:$G$69=X$94),--($AS$40:$AS$69=$E102),$AG$40:$AG$69)/1000-SUMPRODUCT($P$40:$P$69,--($G$40:$G$69=X$94),--($AS$40:$AS$69=$E102)),0)","v":0},0,0,0,0,0,0]
[null,null,{"$error":"#DIV/0!"},null,"Heat rejection",{"$f":"SUMPRODUCT($M$40:$M$69,--($G$40:$G$69=F$72),--($AS$40:$AS$69=$E103),$AG$40:$AG$69)/1000","v":0},{"$f":"SUMPRODUCT($M$40:$M$69,--($G$40:$G$69=G$94),--($AS$40:$AS$69=$E103),$AG$40:$AG$69)/1000*$AH81","v":0},{"$f":"MAX(SUMPRODUCT($N$40:$N$69,--($G$40:$G$69=H$94),--($AS$40:$AS$69=$E103),$AG$40:$AG$69)/1000-SUMPRODUCT($P$40:$P$69,--($G$40:$G$69=H$94),--($AS$40:$AS$69=$E103)),0)","v":0},0,{"$f":"SUMPRODUCT($M$40:$M$69,--($G$40:$G$69=J$72),--($AS$40:$AS$69=$E103),$AG$40:$AG$69)/1000","v":0},{"$f":"SUMPRODUCT($M$40:$M$69,--($G$40:$G$69=K$94),--($AS$40:$AS$69=$E103),$AG$40:$AG$69)/1000*$AH81","v":0},{"$f":"MAX(SUMPRODUCT($N$40:$N$69,--($G$40:$G$69=L$94),--($AS$40:$AS$69=$E103),$AG$40:$AG$69)/1000-SUMPRODUCT($P$40:$P$69,--($G$40:$G$69=L$94),--($AS$40:$AS$69=$E103)),0)","v":0},0,{"$f":"SUMPRODUCT($M$40:$M$69,--($G$40:$G$69=N$72),--($AS$40:$AS$69=$E103),$AG$40:$AG$69)/1000","v":0},{"$f":"SUMPRODUCT($M$40:$M$69,--($G$40:$G$69=O$94),--($AS$40:$AS$69=$E103),$AG$40:$AG$69)/1000*$AH81","v":0},{"$f":"MAX(SUMPRODUCT($N$40:$N$69,--($G$40:$G$69=P$94),--($AS$40:$AS$69=$E103),$AG$40:$AG$69)/1000-SUMPRODUCT($P$40:$P$69,--($G$40:$G$69=P$94),--($AS$40:$AS$69=$E103)),0)","v":0},0,{"$f":"SUMPRODUCT($M$40:$M$69,--($G$40:$G$69=R$72),--($AS$40:$AS$69=$E103),$AG$40:$AG$69)/1000","v":0},{"$f":"SUMPRODUCT($M$40:$M$69,--($G$40:$G$69=S$94),--($AS$40:$AS$69=$E103),$AG$40:$AG$69)/1000*$AH81","v":0},{"$f":"MAX(SUMPRODUCT($N$40:$N$69,--($G$40:$G$69=T$94),--($AS$40:$AS$69=$E103),$AG$40:$AG$69)/1000-SUMPRODUCT($P$40:$P$69,--($G$40:$G$69=T$94),--($AS$40:$AS$69=$E103)),0)","v":0},0,{"$f":"SUMPRODUCT($M$40:$M$69,--($G$40:$G$69=V$72),--($AS$40:$AS$69=$E103),$AG$40:$AG$69)/1000","v":0},{"$f":"SUMPRODUCT($M$40:$M$69,--($G$40:$G$69=W$94),--($AS$40:$AS$69=$E103),$AG$40:$AG$69)/1000*$AH81","v":0},{"$f":"MAX(SUMPRODUCT($N$40:$N$69,--($G$40:$G$69=X$94),--($AS$40:$AS$69=$E103),$AG$40:$AG$69)/1000-SUMPRODUCT($P$40:$P$69,--($G$40:$G$69=X$94),--($AS$40:$AS$69=$E103)),0)","v":0},0,0,0,0,0,0]
[null,null,{"$error":"#DIV/0!"},null,"Fans - interior ventilation",{"$f":"SUMPRODUCT($M$40:$M$69,--($G$40:$G$69=F$72),--($AS$40:$AS$69=$E104),$AG$40:$AG$69)/1000","v":0},{"$f":"SUMPRODUCT($M$40:$M$69,--($G$40:$G$69=G$94),--($AS$40:$AS$69=$E104),$AG$40:$AG$69)/1000*$AH82","v":0},{"$f":"MAX(SUMPRODUCT($N$40:$N$69,--($G$40:$G$69=H$94),--($AS$40:$AS$69=$E104),$AG$40:$AG$69)/1000-SUMPRODUCT($P$40:$P$69,--($G$40:$G$69=H$94),--($AS$40:$AS$69=$E104)),0)","v":0},0,{"$f":"SUMPRODUCT($M$40:$M$69,--($G$40:$G$69=J$72),--($AS$40:$AS$69=$E104),$AG$40:$AG$69)/1000","v":0},{"$f":"SUMPRODUCT($M$40:$M$69,--($G$40:$G$69=K$94),--($AS$40:$AS$69=$E104),$AG$40:$AG$69)/1000*$AH82","v":0},{"$f":"MAX(SUMPRODUCT($N$40:$N$69,--($G$40:$G$69=L$94),--($AS$40:$AS$69=$E104),$AG$40:$AG$69)/1000-SUMPRODUCT($P$40:$P$69,--($G$40:$G$69=L$94),--($AS$40:$AS$69=$E104)),0)","v":0},0,{"$f":"SUMPRODUCT($M$40:$M$69,--($G$40:$G$69=N$72),--($AS$40:$AS$69=$E104),$AG$40:$AG$69)/1000","v":0},{"$f":"SUMPRODUCT($M$40:$M$69,--($G$40:$G$69=O$94),--($AS$40:$AS$69=$E104),$AG$40:$AG$69)/1000*$AH82","v":0},{"$f":"MAX(SUMPRODUCT($N$40:$N$69,--($G$40:$G$69=P$94),--($AS$40:$AS$69=$E104),$AG$40:$AG$69)/1000-SUMPRODUCT($P$40:$P$69,--($G$40:$G$69=P$94),--($AS$40:$AS$69=$E104)),0)","v":0},0,{"$f":"SUMPRODUCT($M$40:$M$69,--($G$40:$G$69=R$72),--($AS$40:$AS$69=$E104),$AG$40:$AG$69)/1000","v":0},{"$f":"SUMPRODUCT($M$40:$M$69,--($G$40:$G$69=S$94),--($AS$40:$AS$69=$E104),$AG$40:$AG$69)/1000*$AH82","v":0},{"$f":"MAX(SUMPRODUCT($N$40:$N$69,--($G$40:$G$69=T$94),--($AS$40:$AS$69=$E104),$AG$40:$AG$69)/1000-SUMPRODUCT($P$40:$P$69,--($G$40:$G$69=T$94),--($AS$40:$AS$69=$E104)),0)","v":0},0,{"$f":"SUMPRODUCT($M$40:$M$69,--($G$40:$G$69=V$72),--($AS$40:$AS$69=$E104),$AG$40:$AG$69)/1000","v":0},{"$f":"SUMPRODUCT($M$40:$M$69,--($G$40:$G$69=W$94),--($AS$40:$AS$69=$E104),$AG$40:$AG$69)/1000*$AH82","v":0},{"$f":"MAX(SUMPRODUCT($N$40:$N$69,--($G$40:$G$69=X$94),--($AS$40:$AS$69=$E104),$AG$40:$AG$69)/1000-SUMPRODUCT($P$40:$P$69,--($G$40:$G$69=X$94),--($AS$40:$AS$69=$E104)),0)","v":0},0,0,0,0,0,0]
[null,null,{"$error":"#DIV/0!"},null,"Fans - parking garage",{"$f":"SUMPRODUCT($M$40:$M$69,--($G$40:$G$69=F$72),--($AS$40:$AS$69=$E105),$AG$40:$AG$69)/1000","v":0},{"$f":"SUMPRODUCT($M$40:$M$69,--($G$40:$G$69=G$94),--($AS$40:$AS$69=$E105),$AG$40:$AG$69)/1000*$AH83","v":0},{"$f":"MAX(SUMPRODUCT($N$40:$N$69,--($G$40:$G$69=H$94),--($AS$40:$AS$69=$E105),$AG$40:$AG$69)/1000-SUMPRODUCT($P$40:$P$69,--($G$40:$G$69=H$94),--($AS$40:$AS$69=$E105)),0)","v":0},0,{"$f":"SUMPRODUCT($M$40:$M$69,--($G$40:$G$69=J$72),--($AS$40:$AS$69=$E105),$AG$40:$AG$69)/1000","v":0},{"$f":"SUMPRODUCT($M$40:$M$69,--($G$40:$G$69=K$94),--($AS$40:$AS$69=$E105),$AG$40:$AG$69)/1000*$AH83","v":0},{"$f":"MAX(SUMPRODUCT($N$40:$N$69,--($G$40:$G$69=L$94),--($AS$40:$AS$69=$E105),$AG$40:$AG$69)/1000-SUMPRODUCT($P$40:$P$69,--($G$40:$G$69=L$94),--($AS$40:$AS$69=$E105)),0)","v":0},0,{"$f":"SUMPRODUCT($M$40:$M$69,--($G$40:$G$69=N$72),--($AS$40:$AS$69=$E105),$AG$40:$AG$69)/1000","v":0},{"$f":"SUMPRODUCT($M$40:$M$69,--($G$40:$G$69=O$94),--($AS$40:$AS$69=$E105),$AG$40:$AG$69)/1000*$AH83","v":0},{"$f":"MAX(SUMPRODUCT($N$40:$N$69,--($G$40:$G$69=P$94),--($AS$40:$AS$69=$E105),$AG$40:$AG$69)/1000-SUMPRODUCT($P$40:$P$69,--($G$40:$G$69=P$94),--($AS$40:$AS$69=$E105)),0)","v":0},0,{"$f":"SUMPRODUCT($M$40:$M$69,--($G$40:$G$69=R$72),--($AS$40:$AS$69=$E105),$AG$40:$AG$69)/1000","v":0},{"$f":"SUMPRODUCT($M$40:$M$69,--($G$40:$G$69=S$94),--($AS$40:$AS$69=$E105),$AG$40:$AG$69)/1000*$AH83","v":0},{"$f":"MAX(SUMPRODUCT($N$40:$N$69,--($G$40:$G$69=T$94),--($AS$40:$AS$69=$E105),$AG$40:$AG$69)/1000-SUMPRODUCT($P$40:$P$69,--($G$40:$G$69=T$94),--($AS$40:$AS$69=$E105)),0)","v":0},0,{"$f":"SUMPRODUCT($M$40:$M$69,--($G$40:$G$69=V$72),--($AS$40:$AS$69=$E105),$AG$40:$AG$69)/1000","v":0},{"$f":"SUMPRODUCT($M$40:$M$69,--($G$40:$G$69=W$94),--($AS$40:$AS$69=$E105),$AG$40:$AG$69)/1000*$AH83","v":0},{"$f":"MAX(SUMPRODUCT($N$40:$N$69,--($G$40:$G$69=X$94),--($AS$40:$AS$69=$E105),$AG$40:$AG$69)/1000-SUMPRODUCT($P$40:$P$69,--($G$40:$G$69=X$94),--($AS$40:$AS$69=$E105)),0)","v":0},0,0,0,0,0,0]
[null,null,{"$error":"#DIV/0!"},null,"Service water heating",{"$f":"SUMPRODUCT($M$40:$M$69,--($G$40:$G$69=F$72),--($AS$40:$AS$69=$E106),$AG$40:$AG$69)/1000","v":0},{"$f":"SUMPRODUCT($M$40:$M$69,--($G$40:$G$69=G$94),--($AS$40:$AS$69=$E106),$AG$40:$AG$69)/1000*$AH84","v":0},{"$f":"MAX(SUMPRODUCT($N$40:$N$69,--($G$40:$G$69=H$94),--($AS$40:$AS$69=$E106),$AG$40:$AG$69)/1000-SUMPRODUCT($P$40:$P$69,--($G$40:$G$69=H$94),--($AS$40:$AS$69=$E106)),0)","v":0},0,{"$f":"SUMPRODUCT($M$40:$M$69,--($G$40:$G$69=J$72),--($AS$40:$AS$69=$E106),$AG$40:$AG$69)/1000","v":0},{"$f":"SUMPRODUCT($M$40:$M$69,--($G$40:$G$69=K$94),--($AS$40:$AS$69=$E106),$AG$40:$AG$69)/1000*$AH84","v":0},{"$f":"MAX(SUMPRODUCT($N$40:$N$69,--($G$40:$G$69=L$94),--($AS$40:$AS$69=$E106),$AG$40:$AG$69)/1000-SUMPRODUCT($P$40:$P$69,--($G$40:$G$69=L$94),--($AS$40:$AS$69=$E106)),0)","v":0},0,{"$f":"SUMPRODUCT($M$40:$M$69,--($G$40:$G$69=N$72),--($AS$40:$AS$69=$E106),$AG$40:$AG$69)/1000","v":0},{"$f":"SUMPRODUCT($M$40:$M$69,--($G$40:$G$69=O$94),--($AS$40:$AS$69=$E106),$AG$40:$AG$69)/1000*$AH84","v":0},{"$f":"MAX(SUMPRODUCT($N$40:$N$69,--($G$40:$G$69=P$94),--($AS$40:$AS$69=$E106),$AG$40:$AG$69)/1000-SUMPRODUCT($P$40:$P$69,--($G$40:$G$69=P$94),--($AS$40:$AS$69=$E106)),0)","v":0},0,{"$f":"SUMPRODUCT($M$40:$M$69,--($G$40:$G$69=R$72),--($AS$40:$AS$69=$E106),$AG$40:$AG$69)/1000","v":0},{"$f":"SUMPRODUCT($M$40:$M$69,--($G$40:$G$69=S$94),--($AS$40:$AS$69=$E106),$AG$40:$AG$69)/1000*$AH84","v":0},{"$f":"MAX(SUMPRODUCT($N$40:$N$69,--($G$40:$G$69=T$94),--($AS$40:$AS$69=$E106),$AG$40:$AG$69)/1000-SUMPRODUCT($P$40:$P$69,--($G$40:$G$69=T$94),--($AS$40:$AS$69=$E106)),0)","v":0},0,{"$f":"SUMPRODUCT($M$40:$M$69,--($G$40:$G$69=V$72),--($AS$40:$AS$69=$E106),$AG$40:$AG$69)/1000","v":0},{"$f":"SUMPRODUCT($M$40:$M$69,--($G$40:$G$69=W$94),--($AS$40:$AS$69=$E106),$AG$40:$AG$69)/1000*$AH84","v":0},{"$f":"MAX(SUMPRODUCT($N$40:$N$69,--($G$40:$G$69=X$94),--($AS$40:$AS$69=$E106),$AG$40:$AG$69)/1000-SUMPRODUCT($P$40:$P$69,--($G$40:$G$69=X$94),--($AS$40:$AS$69=$E106)),0)","v":0},0,0,0,0,0,0]
[null,null,{"$error":"#DIV/0!"},null,"Misc equipment",{"$f":"SUMPRODUCT($M$40:$M$69,--($G$40:$G$69=F$72),--($AS$40:$AS$69=$E107),$AG$40:$AG$69)/1000","v":0},{"$f":"SUMPRODUCT($M$40:$M$69,--($G$40:$G$69=G$94),--($AS$40:$AS$69=$E107),$AG$40:$AG$69)/1000*$AH85","v":0},{"$f":"MAX(SUMPRODUCT($N$40:$N$69,--($G$40:$G$69=H$94),--($AS$40:$AS$69=$E107),$AG$40:$AG$69)/1000-SUMPRODUCT($P$40:$P$69,--($G$40:$G$69=H$94),--($AS$40:$AS$69=$E107)),0)","v":0},0,{"$f":"SUMPRODUCT($M$40:$M$69,--($G$40:$G$69=J$72),--($AS$40:$AS$69=$E107),$AG$40:$AG$69)/1000","v":0},{"$f":"SUMPRODUCT($M$40:$M$69,--($G$40:$G$69=K$94),--($AS$40:$AS$69=$E107),$AG$40:$AG$69)/1000*$AH85","v":0},{"$f":"MAX(SUMPRODUCT($N$40:$N$69,--($G$40:$G$69=L$94),--($AS$40:$AS$69=$E107),$AG$40:$AG$69)/1000-SUMPRODUCT($P$40:$P$69,--($G$40:$G$69=L$94),--($AS$40:$AS$69=$E107)),0)","v":0},0,{"$f":"SUMPRODUCT($M$40:$M$69,--($G$40:$G$69=N$72),--($AS$40:$AS$69=$E107),$AG$40:$AG$69)/1000","v":0},{"$f":"SUMPRODUCT($M$40:$M$69,--($G$40:$G$69=O$94),--($AS$40:$AS$69=$E107),$AG$40:$AG$69)/1000*$AH85","v":0},{"$f":"MAX(SUMPRODUCT($N$40:$N$69,--($G$40:$G$69=P$94),--($AS$40:$AS$69=$E107),$AG$40:$AG$69)/1000-SUMPRODUCT($P$40:$P$69,--($G$40:$G$69=P$94),--($AS$40:$AS$69=$E107)),0)","v":0},0,{"$f":"SUMPRODUCT($M$40:$M$69,--($G$40:$G$69=R$72),--($AS$40:$AS$69=$E107),$AG$40:$AG$69)/1000","v":0},{"$f":"SUMPRODUCT($M$40:$M$69,--($G$40:$G$69=S$94),--($AS$40:$AS$69=$E107),$AG$40:$AG$69)/1000*$AH85","v":0},{"$f":"MAX(SUMPRODUCT($N$40:$N$69,--($G$40:$G$69=T$94),--($AS$40:$AS$69=$E107),$AG$40:$AG$69)/1000-SUMPRODUCT($P$40:$P$69,--($G$40:$G$69=T$94),--($AS$40:$AS$69=$E107)),0)","v":0},0,{"$f":"SUMPRODUCT($M$40:$M$69,--($G$40:$G$69=V$72),--($AS$40:$AS$69=$E107),$AG$40:$AG$69)/1000","v":0},{"$f":"SUMPRODUCT($M$40:$M$69,--($G$40:$G$69=W$94),--($AS$40:$AS$69=$E107),$AG$40:$AG$69)/1000*$AH85","v":0},{"$f":"MAX(SUMPRODUCT($N$40:$N$69,--($G$40:$G$69=X$94),--($AS$40:$AS$69=$E107),$AG$40:$AG$69)/1000-SUMPRODUCT($P$40:$P$69,--($G$40:$G$69=X$94),--($AS$40:$AS$69=$E107)),0)","v":0},0,0,0,0,0,0]
[null,null,{"$error":"#DIV/0!"},null,"Industrial process",{"$f":"SUMPRODUCT($M$40:$M$69,--($G$40:$G$69=F$72),--($AS$40:$AS$69=$E108),$AG$40:$AG$69)/1000","v":0},{"$f":"SUMPRODUCT($M$40:$M$69,--($G$40:$G$69=G$94),--($AS$40:$AS$69=$E108),$AG$40:$AG$69)/1000*$AH86","v":0},{"$f":"MAX(SUMPRODUCT($N$40:$N$69,--($G$40:$G$69=H$94),--($AS$40:$AS$69=$E108),$AG$40:$AG$69)/1000-SUMPRODUCT($P$40:$P$69,--($G$40:$G$69=H$94),--($AS$40:$AS$69=$E108)),0)","v":0},0,{"$f":"SUMPRODUCT($M$40:$M$69,--($G$40:$G$69=J$72),--($AS$40:$AS$69=$E108),$AG$40:$AG$69)/1000","v":0},{"$f":"SUMPRODUCT($M$40:$M$69,--($G$40:$G$69=K$94),--($AS$40:$AS$69=$E108),$AG$40:$AG$69)/1000*$AH86","v":0},{"$f":"MAX(SUMPRODUCT($N$40:$N$69,--($G$40:$G$69=L$94),--($AS$40:$AS$69=$E108),$AG$40:$AG$69)/1000-SUMPRODUCT($P$40:$P$69,--($G$40:$G$69=L$94),--($AS$40:$AS$69=$E108)),0)","v":0},0,{"$f":"SUMPRODUCT($M$40:$M$69,--($G$40:$G$69=N$72),--($AS$40:$AS$69=$E108),$AG$40:$AG$69)/1000","v":0},{"$f":"SUMPRODUCT($M$40:$M$69,--($G$40:$G$69=O$94),--($AS$40:$AS$69=$E108),$AG$40:$AG$69)/1000*$AH86","v":0},{"$f":"MAX(SUMPRODUCT($N$40:$N$69,--($G$40:$G$69=P$94),--($AS$40:$AS$69=$E108),$AG$40:$AG$69)/1000-SUMPRODUCT($P$40:$P$69,--($G$40:$G$69=P$94),--($AS$40:$AS$69=$E108)),0)","v":0},0,{"$f":"SUMPRODUCT($M$40:$M$69,--($G$40:$G$69=R$72),--($AS$40:$AS$69=$E108),$AG$40:$AG$69)/1000","v":0},{"$f":"SUMPRODUCT($M$40:$M$69,--($G$40:$G$69=S$94),--($AS$40:$AS$69=$E108),$AG$40:$AG$69)/1000*$AH86","v":0},{"$f":"MAX(SUMPRODUCT($N$40:$N$69,--($G$40:$G$69=T$94),--($AS$40:$AS$69=$E108),$AG$40:$AG$69)/1000-SUMPRODUCT($P$40:$P$69,--($G$40:$G$69=T$94),--($AS$40:$AS$69=$E108)),0)","v":0},0,{"$f":"SUMPRODUCT($M$40:$M$69,--($G$40:$G$69=V$72),--($AS$40:$AS$69=$E108),$AG$40:$AG$69)/1000","v":0},{"$f":"SUMPRODUCT($M$40:$M$69,--($G$40:$G$69=W$94),--($AS$40:$AS$69=$E108),$AG$40:$AG$69)/1000*$AH86","v":0},{"$f":"MAX(SUMPRODUCT($N$40:$N$69,--($G$40:$G$69=X$94),--($AS$40:$AS$69=$E108),$AG$40:$AG$69)/1000-SUMPRODUCT($P$40:$P$69,--($G$40:$G$69=X$94),--($AS$40:$AS$69=$E108)),0)","v":0},0,0,0,0,0,0]
[null,null,{"$error":"#DIV/0!"},null,"Refrigeration equipment (regulated)",{"$f":"SUMPRODUCT($M$40:$M$69,--($G$40:$G$69=F$72),--($AS$40:$AS$69=$E109),$AG$40:$AG$69)/1000","v":0},{"$f":"SUMPRODUCT($M$40:$M$69,--($G$40:$G$69=G$94),--($AS$40:$AS$69=$E109),$AG$40:$AG$69)/1000*$AH87","v":0},{"$f":"MAX(SUMPRODUCT($N$40:$N$69,--($G$40:$G$69=H$94),--($AS$40:$AS$69=$E109),$AG$40:$AG$69)/1000-SUMPRODUCT($P$40:$P$69,--($G$40:$G$69=H$94),--($AS$40:$AS$69=$E109)),0)","v":0},0,{"$f":"SUMPRODUCT($M$40:$M$69,--($G$40:$G$69=J$72),--($AS$40:$AS$69=$E109),$AG$40:$AG$69)/1000","v":0},{"$f":"SUMPRODUCT($M$40:$M$69,--($G$40:$G$69=K$94),--($AS$40:$AS$69=$E109),$AG$40:$AG$69)/1000*$AH87","v":0},{"$f":"MAX(SUMPRODUCT($N$40:$N$69,--($G$40:$G$69=L$94),--($AS$40:$AS$69=$E109),$AG$40:$AG$69)/1000-SUMPRODUCT($P$40:$P$69,--($G$40:$G$69=L$94),--($AS$40:$AS$69=$E109)),0)","v":0},0,{"$f":"SUMPRODUCT($M$40:$M$69,--($G$40:$G$69=N$72),--($AS$40:$AS$69=$E109),$AG$40:$AG$69)/1000","v":0},{"$f":"SUMPRODUCT($M$40:$M$69,--($G$40:$G$69=O$94),--($AS$40:$AS$69=$E109),$AG$40:$AG$69)/1000*$AH87","v":0},{"$f":"MAX(SUMPRODUCT($N$40:$N$69,--($G$40:$G$69=P$94),--($AS$40:$AS$69=$E109),$AG$40:$AG$69)/1000-SUMPRODUCT($P$40:$P$69,--($G$40:$G$69=P$94),--($AS$40:$AS$69=$E109)),0)","v":0},0,{"$f":"SUMPRODUCT($M$40:$M$69,--($G$40:$G$69=R$72),--($AS$40:$AS$69=$E109),$AG$40:$AG$69)/1000","v":0},{"$f":"SUMPRODUCT($M$40:$M$69,--($G$40:$G$69=S$94),--($AS$40:$AS$69=$E109),$AG$40:$AG$69)/1000*$AH87","v":0},{"$f":"MAX(SUMPRODUCT($N$40:$N$69,--($G$40:$G$69=T$94),--($AS$40:$AS$69=$E109),$AG$40:$AG$69)/1000-SUMPRODUCT($P$40:$P$69,--($G$40:$G$69=T$94),--($AS$40:$AS$69=$E109)),0)","v":0},0,{"$f":"SUMPRODUCT($M$40:$M$69,--($G$40:$G$69=V$72),--($AS$40:$AS$69=$E109),$AG$40:$AG$69)/1000","v":0},{"$f":"SUMPRODUCT($M$40:$M$69,--($G$40:$G$69=W$94),--($AS$40:$AS$69=$E109),$AG$40:$AG$69)/1000*$AH87","v":0},{"$f":"MAX(SUMPRODUCT($N$40:$N$69,--($G$40:$G$69=X$94),--($AS$40:$AS$69=$E109),$AG$40:$AG$69)/1000-SUMPRODUCT($P$40:$P$69,--($G$40:$G$69=X$94),--($AS$40:$AS$69=$E109)),0)","v":0},0,0,0,0,0,0]
[null,null,{"$error":"#DIV/0!"},null,"Refrigeration equipment (unregulated)",{"$f":"SUMPRODUCT($M$40:$M$69,--($G$40:$G$69=F$72),--($AS$40:$AS$69=$E110),$AG$40:$AG$69)/1000","v":0},{"$f":"SUMPRODUCT($M$40:$M$69,--($G$40:$G$69=G$94),--($AS$40:$AS$69=$E110),$AG$40:$AG$69)/1000*$AH88","v":0},{"$f":"MAX(SUMPRODUCT($N$40:$N$69,--($G$40:$G$69=H$94),--($AS$40:$AS$69=$E110),$AG$40:$AG$69)/1000-SUMPRODUCT($P$40:$P$69,--($G$40:$G$69=H$94),--($AS$40:$AS$69=$E110)),0)","v":0},0,{"$f":"SUMPRODUCT($M$40:$M$69,--($G$40:$G$69=J$72),--($AS$40:$AS$69=$E110),$AG$40:$AG$69)/1000","v":0},{"$f":"SUMPRODUCT($M$40:$M$69,--($G$40:$G$69=K$94),--($AS$40:$AS$69=$E110),$AG$40:$AG$69)/1000*$AH88","v":0},{"$f":"MAX(SUMPRODUCT($N$40:$N$69,--($G$40:$G$69=L$94),--($AS$40:$AS$69=$E110),$AG$40:$AG$69)/1000-SUMPRODUCT($P$40:$P$69,--($G$40:$G$69=L$94),--($AS$40:$AS$69=$E110)),0)","v":0},0,{"$f":"SUMPRODUCT($M$40:$M$69,--($G$40:$G$69=N$72),--($AS$40:$AS$69=$E110),$AG$40:$AG$69)/1000","v":0},{"$f":"SUMPRODUCT($M$40:$M$69,--($G$40:$G$69=O$94),--($AS$40:$AS$69=$E110),$AG$40:$AG$69)/1000*$AH88","v":0},{"$f":"MAX(SUMPRODUCT($N$40:$N$69,--($G$40:$G$69=P$94),--($AS$40:$AS$69=$E110),$AG$40:$AG$69)/1000-SUMPRODUCT($P$40:$P$69,--($G$40:$G$69=P$94),--($AS$40:$AS$69=$E110)),0)","v":0},0,{"$f":"SUMPRODUCT($M$40:$M$69,--($G$40:$G$69=R$72),--($AS$40:$AS$69=$E110),$AG$40:$AG$69)/1000","v":0},{"$f":"SUMPRODUCT($M$40:$M$69,--($G$40:$G$69=S$94),--($AS$40:$AS$69=$E110),$AG$40:$AG$69)/1000*$AH88","v":0},{"$f":"MAX(SUMPRODUCT($N$40:$N$69,--($G$40:$G$69=T$94),--($AS$40:$AS$69=$E110),$AG$40:$AG$69)/1000-SUMPRODUCT($P$40:$P$69,--($G$40:$G$69=T$94),--($AS$40:$AS$69=$E110)),0)","v":0},0,{"$f":"SUMPRODUCT($M$40:$M$69,--($G$40:$G$69=V$72),--($AS$40:$AS$69=$E110),$AG$40:$AG$69)/1000","v":0},{"$f":"SUMPRODUCT($M$40:$M$69,--($G$40:$G$69=W$94),--($AS$40:$AS$69=$E110),$AG$40:$AG$69)/1000*$AH88","v":0},{"$f":"MAX(SUMPRODUCT($N$40:$N$69,--($G$40:$G$69=X$94),--($AS$40:$AS$69=$E110),$AG$40:$AG$69)/1000-SUMPRODUCT($P$40:$P$69,--($G$40:$G$69=X$94),--($AS$40:$AS$69=$E110)),0)","v":0},0,0,0,0,0,0]
[null,null,{"$error":"#DIV/0!"},null,"Elevators and escalators",{"$f":"SUMPRODUCT($M$40:$M$69,--($G$40:$G$69=F$72),--($AS$40:$AS$69=$E111),$AG$40:$AG$69)/1000","v":0},{"$f":"SUMPRODUCT($M$40:$M$69,--($G$40:$G$69=G$94),--($AS$40:$AS$69=$E111),$AG$40:$AG$69)/1000*$AH89","v":0},{"$f":"MAX(SUMPRODUCT($N$40:$N$69,--($G$40:$G$69=H$94),--($AS$40:$AS$69=$E111),$AG$40:$AG$69)/1000-SUMPRODUCT($P$40:$P$69,--($G$40:$G$69=H$94),--($AS$40:$AS$69=$E111)),0)","v":0},0,{"$f":"SUMPRODUCT($M$40:$M$69,--($G$40:$G$69=J$72),--($AS$40:$AS$69=$E111),$AG$40:$AG$69)/1000","v":0},{"$f":"SUMPRODUCT($M$40:$M$69,--($G$40:$G$69=K$94),--($AS$40:$AS$69=$E111),$AG$40:$AG$69)/1000*$AH89","v":0},{"$f":"MAX(SUMPRODUCT($N$40:$N$69,--($G$40:$G$69=L$94),--($AS$40:$AS$69=$E111),$AG$40:$AG$69)/1000-SUMPRODUCT($P$40:$P$69,--($G$40:$G$69=L$94),--($AS$40:$AS$69=$E111)),0)","v":0},0,{"$f":"SUMPRODUCT($M$40:$M$69,--($G$40:$G$69=N$72),--($AS$40:$AS$69=$E111),$AG$40:$AG$69)/1000","v":0},{"$f":"SUMPRODUCT($M$40:$M$69,--($G$40:$G$69=O$94),--($AS$40:$AS$69=$E111),$AG$40:$AG$69)/1000*$AH89","v":0},{"$f":"MAX(SUMPRODUCT($N$40:$N$69,--($G$40:$G$69=P$94),--($AS$40:$AS$69=$E111),$AG$40:$AG$69)/1000-SUMPRODUCT($P$40:$P$69,--($G$40:$G$69=P$94),--($AS$40:$AS$69=$E111)),0)","v":0},0,{"$f":"SUMPRODUCT($M$40:$M$69,--($G$40:$G$69=R$72),--($AS$40:$AS$69=$E111),$AG$40:$AG$69)/1000","v":0},{"$f":"SUMPRODUCT($M$40:$M$69,--($G$40:$G$69=S$94),--($AS$40:$AS$69=$E111),$AG$40:$AG$69)/1000*$AH89","v":0},{"$f":"MAX(SUMPRODUCT($N$40:$N$69,--($G$40:$G$69=T$94),--($AS$40:$AS$69=$E111),$AG$40:$AG$69)/1000-SUMPRODUCT($P$40:$P$69,--($G$40:$G$69=T$94),--($AS$40:$AS$69=$E111)),0)","v":0},0,{"$f":"SUMPRODUCT($M$40:$M$69,--($G$40:$G$69=V$72),--($AS$40:$AS$69=$E111),$AG$40:$AG$69)/1000","v":0},{"$f":"SUMPRODUCT($M$40:$M$69,--($G$40:$G$69=W$94),--($AS$40:$AS$69=$E111),$AG$40:$AG$69)/1000*$AH89","v":0},{"$f":"MAX(SUMPRODUCT($N$40:$N$69,--($G$40:$G$69=X$94),--($AS$40:$AS$69=$E111),$AG$40:$AG$69)/1000-SUMPRODUCT($P$40:$P$69,--($G$40:$G$69=X$94),--($AS$40:$AS$69=$E111)),0)","v":0},0,0,0,0,0,0]
[null,null,{"$error":"#DIV/0!"},null,"Other regulated",{"$f":"SUMPRODUCT($M$40:$M$69,--($G$40:$G$69=F$72),--($AS$40:$AS$69=$E112),$AG$40:$AG$69)/1000","v":0},{"$f":"SUMPRODUCT($M$40:$M$69,--($G$40:$G$69=G$94),--($AS$40:$AS$69=$E112),$AG$40:$AG$69)/1000*$AH90","v":0},{"$f":"MAX(SUMPRODUCT($N$40:$N$69,--($G$40:$G$69=H$94),--($AS$40:$AS$69=$E112),$AG$40:$AG$69)/1000-SUMPRODUCT($P$40:$P$69,--($G$40:$G$69=H$94),--($AS$40:$AS$69=$E112)),0)","v":0},0,{"$f":"SUMPRODUCT($M$40:$M$69,--($G$40:$G$69=J$72),--($AS$40:$AS$69=$E112),$AG$40:$AG$69)/1000","v":0},{"$f":"SUMPRODUCT($M$40:$M$69,--($G$40:$G$69=K$94),--($AS$40:$AS$69=$E112),$AG$40:$AG$69)/1000*$AH90","v":0},{"$f":"MAX(SUMPRODUCT($N$40:$N$69,--($G$40:$G$69=L$94),--($AS$40:$AS$69=$E112),$AG$40:$AG$69)/1000-SUMPRODUCT($P$40:$P$69,--($G$40:$G$69=L$94),--($AS$40:$AS$69=$E112)),0)","v":0},0,{"$f":"SUMPRODUCT($M$40:$M$69,--($G$40:$G$69=N$72),--($AS$40:$AS$69=$E112),$AG$40:$AG$69)/1000","v":0},{"$f":"SUMPRODUCT($M$40:$M$69,--($G$40:$G$69=O$94),--($AS$40:$AS$69=$E112),$AG$40:$AG$69)/1000*$AH90","v":0},{"$f":"MAX(SUMPRODUCT($N$40:$N$69,--($G$40:$G$69=P$94),--($AS$40:$AS$69=$E112),$AG$40:$AG$69)/1000-SUMPRODUCT($P$40:$P$69,--($G$40:$G$69=P$94),--($AS$40:$AS$69=$E112)),0)","v":0},0,{"$f":"SUMPRODUCT($M$40:$M$69,--($G$40:$G$69=R$72),--($AS$40:$AS$69=$E112),$AG$40:$AG$69)/1000","v":0},{"$f":"SUMPRODUCT($M$40:$M$69,--($G$40:$G$69=S$94),--($AS$40:$AS$69=$E112),$AG$40:$AG$69)/1000*$AH90","v":0},{"$f":"MAX(SUMPRODUCT($N$40:$N$69,--($G$40:$G$69=T$94),--($AS$40:$AS$69=$E112),$AG$40:$AG$69)/1000-SUMPRODUCT($P$40:$P$69,--($G$40:$G$69=T$94),--($AS$40:$AS$69=$E112)),0)","v":0},0,{"$f":"SUMPRODUCT($M$40:$M$69,--($G$40:$G$69=V$72),--($AS$40:$AS$69=$E112),$AG$40:$AG$69)/1000","v":0},{"$f":"SUMPRODUCT($M$40:$M$69,--($G$40:$G$69=W$94),--($AS$40:$AS$69=$E112),$AG$40:$AG$69)/1000*$AH90","v":0},{"$f":"MAX(SUMPRODUCT($N$40:$N$69,--($G$40:$G$69=X$94),--($AS$40:$AS$69=$E112),$AG$40:$AG$69)/1000-SUMPRODUCT($P$40:$P$69,--($G$40:$G$69=X$94),--($AS$40:$AS$69=$E112)),0)","v":0},0,0,0,0,0,0]
[null,null,{"$error":"#DIV/0!"},null,"Other unregulated",{"$f":"SUMPRODUCT($M$40:$M$69,--($G$40:$G$69=F$72),--($AS$40:$AS$69=$E113),$AG$40:$AG$69)/1000","v":0},{"$f":"SUMPRODUCT($M$40:$M$69,--($G$40:$G$69=G$94),--($AS$40:$AS$69=$E113),$AG$40:$AG$69)/1000*$AH91","v":0},{"$f":"MAX(SUMPRODUCT($N$40:$N$69,--($G$40:$G$69=H$94),--($AS$40:$AS$69=$E113),$AG$40:$AG$69)/1000-SUMPRODUCT($P$40:$P$69,--($G$40:$G$69=H$94),--($AS$40:$AS$69=$E113)),0)","v":0},0,{"$f":"SUMPRODUCT($M$40:$M$69,--($G$40:$G$69=J$72),--($AS$40:$AS$69=$E113),$AG$40:$AG$69)/1000","v":0},{"$f":"SUMPRODUCT($M$40:$M$69,--($G$40:$G$69=K$94),--($AS$40:$AS$69=$E113),$AG$40:$AG$69)/1000*$AH91","v":0},{"$f":"MAX(SUMPRODUCT($N$40:$N$69,--($G$40:$G$69=L$94),--($AS$40:$AS$69=$E113),$AG$40:$AG$69)/1000-SUMPRODUCT($P$40:$P$69,--($G$40:$G$69=L$94),--($AS$40:$AS$69=$E113)),0)","v":0},0,{"$f":"SUMPRODUCT($M$40:$M$69,--($G$40:$G$69=N$72),--($AS$40:$AS$69=$E113),$AG$40:$AG$69)/1000","v":0},{"$f":"SUMPRODUCT($M$40:$M$69,--($G$40:$G$69=O$94),--($AS$40:$AS$69=$E113),$AG$40:$AG$69)/1000*$AH91","v":0},{"$f":"MAX(SUMPRODUCT($N$40:$N$69,--($G$40:$G$69=P$94),--($AS$40:$AS$69=$E113),$AG$40:$AG$69)/1000-SUMPRODUCT($P$40:$P$69,--($G$40:$G$69=P$94),--($AS$40:$AS$69=$E113)),0)","v":0},0,{"$f":"SUMPRODUCT($M$40:$M$69,--($G$40:$G$69=R$72),--($AS$40:$AS$69=$E113),$AG$40:$AG$69)/1000","v":0},{"$f":"SUMPRODUCT($M$40:$M$69,--($G$40:$G$69=S$94),--($AS$40:$AS$69=$E113),$AG$40:$AG$69)/1000*$AH91","v":0},{"$f":"MAX(SUMPRODUCT($N$40:$N$69,--($G$40:$G$69=T$94),--($AS$40:$AS$69=$E113),$AG$40:$AG$69)/1000-SUMPRODUCT($P$40:$P$69,--($G$40:$G$69=T$94),--($AS$40:$AS$69=$E113)),0)","v":0},0,{"$f":"SUMPRODUCT($M$40:$M$69,--($G$40:$G$69=V$72),--($AS$40:$AS$69=$E113),$AG$40:$AG$69)/1000","v":0},{"$f":"SUMPRODUCT($M$40:$M$69,--($G$40:$G$69=W$94),--($AS$40:$AS$69=$E113),$AG$40:$AG$69)/1000*$AH91","v":0},{"$f":"MAX(SUMPRODUCT($N$40:$N$69,--($G$40:$G$69=X$94),--($AS$40:$AS$69=$E113),$AG$40:$AG$69)/1000-SUMPRODUCT($P$40:$P$69,--($G$40:$G$69=X$94),--($AS$40:$AS$69=$E113)),0)","v":0},0,0,0,0,0,0]
[null,null,{"$error":"#DIV/0!"}]
[null,null,{"$error":"#DIV/0!"},null,"Table 4: Energy Consumption and Savings by Fuel and End Use Including Exceptional Calculations With Cap Applied",null,null,null,null,null,null,null,null,null,"Back to Table of Contents"]
[null,null,{"$f":"5/0","v":{"$error":"#DIV/0!"}},null,null,{"$f":"F94","v":0},{"$f":"G94","v":0},0,0,0,0,0,0,0,0,0,0,0,0,0,0,0,0,0,0]
[null,null,{"$error":"#DIV/0!"},null,"End Use",{"$f":"\"ASHRAE 90.1 ~2004 Baseline \" & F116 & \" Site Energy (MMBtu)\"","v":"ASHRAE 90.1 ~2004 Baseline 0 Site Energy (MMBtu)"},{"$f":"\"ASHRAE 90.1 \" & Lists_Modeling_Protocol_Year & \" Adjusted Baseline \" & G116 & \" Site Energy (MMBtu)\"","v":"ASHRAE 90.1  Adjusted Baseline 0 Site Energy (MMBtu)"},{"$f":"\"Proposed \" & H116 & \" Site Energy (MMBtu)\"","v":"Proposed 0 Site Energy (MMBtu)"},{"$f":"I116 & \" Site Energy Savings (MMBtu)\"","v":"0 Site Energy Savings (MMBtu)"},{"$f":"\"ASHRAE 90.1 ~2004 Baseline \" & J116 & \" Site Energy (MMBtu)\"","v":"ASHRAE 90.1 ~2004 Baseline 0 Site Energy (MMBtu)"},{"$f":"\"ASHRAE 90.1 \" & Lists_Modeling_Protocol_Year & \" Adjusted Baseline \" & K116 & \" Site Energy (MMBtu)\"","v":"ASHRAE 90.1  Adjusted Baseline 0 Site Energy (MMBtu)"},{"$f":"\"Proposed \" & L116 & \" Site Energy (MMBtu)\"","v":"Proposed 0 Site Energy (MMBtu)"},{"$f":"M116 & \" Site Energy Savings (MMBtu)\"","v":"0 Site Energy Savings (MMBtu)"},{"$f":"\"ASHRAE 90.1 ~2004 Baseline \" & N116 & \" Site Energy (MMBtu)\"","v":"ASHRAE 90.1 ~2004 Baseline 0 Site Energy (MMBtu)"},{"$f":"\"ASHRAE 90.1 \" & Lists_Modeling_Protocol_Year & \" Adjusted Baseline \" & O116 & \" Site Energy (MMBtu)\"","v":"ASHRAE 90.1  Adjusted Baseline 0 Site Energy (MMBtu)"},{"$f":"\"Proposed \" & P116 & \" Site Energy (MMBtu)\"","v":"Proposed 0 Site Energy (MMBtu)"},{"$f":"Q116 & \" Site Energy Savings (MMBtu)\"","v":"0 Site Energy Savings (MMBtu)"},{"$f":"\"ASHRAE 90.1 ~2004 Baseline \" & R116 & \" Site Energy (MMBtu)\"","v":"ASHRAE 90.1 ~2004 Baseline 0 Site Energy (MMBtu)"},{"$f":"\"ASHRAE 90.1 \" & Lists_Modeling_Protocol_Year & \" Adjusted Baseline \" & S116 & \" Site Energy (MMBtu)\"","v":"ASHRAE 90.1  Adjusted Baseline 0 Site Energy (MMBtu)"},{"$f":"\"Proposed \" & T116 & \" Site Energy (MMBtu)\"","v":"Proposed 0 Site Energy (MMBtu)"},{"$f":"U116 & \" Site Energy Savings (MMBtu)\"","v":"0 Site Energy Savings (MMBtu)"},{"$f":"\"ASHRAE 90.1 ~2004 Baseline \" & V116 & \" Site Energy (MMBtu)\"","v":"ASHRAE 90.1 ~2004 Baseline 0 Site Energy (MMBtu)"},{"$f":"\"ASHRAE 90.1 \" & Lists_Modeling_Protocol_Year & \" Adjusted Baseline \" & W116 & \" Site Energy (MMBtu)\"","v":"ASHRAE 90.1  Adjusted Baseline 0 Site Energy (MMBtu)"},{"$f":"\"Proposed \" & X116 & \" Site Energy (MMBtu)\"","v":"Proposed 0 Site Energy (MMBtu)"},{"$f":"Y116 & \" Site Energy Savings (MMBtu)\"","v":"0 Site Energy Savings (MMBtu)"},"ASHRAE 90.1 ~2004 Baseline Site Energy (MMBtu)",{"$f":"\"Total ASHRAE 90.1 \" & Lists_Modeling_Protocol_Year & \" Adjusted Baseline Site Energy (MMBtu)\"","v":"Total ASHRAE 90.1  Adjusted Baseline Site Energy (MMBtu)"},"Total Proposed Site Energy (MMBtu)","Total Site Energy Savings Compared to ~2004 Baseline (MMBtu)",{"$f":"\"Total Site Energy Savings Compared to \" & Lists_Modeling_Protocol_Year & \" Baseline (MMBtu)\"","v":"Total Site Energy Savings Compared to  Baseline (MMBtu)"}]
[null,null,{"$error":"#DIV/0!"},null,"Interior lighting",{"$f":"SUMPRODUCT($M$40:$M$69,--($G$40:$G$69=F$72),--($AS$40:$AS$69=$E118),$AG$40:$AG$69)/1000","v":0},{"$f":"SUMPRODUCT($M$40:$M$69,--($G$40:$G$69=G$116),--($AS$40:$AS$69=$E118),$AG$40:$AG$69)/1000*$AH74","v":0},{"$f":"MAX(SUMPRODUCT($N$40:$N$69,--($G$40:$G$69=H$72),--($AS$40:$AS$69=$E118),$AG$40:$AG$69)/1000-SUMPRODUCT($Q$40:$Q$69,--($G$40:$G$69=H$72),--($AS$40:$AS$69=$E118)),0)","v":0},{"$f":"G118-H118","v":0},{"$f":"SUMPRODUCT($M$40:$M$69,--($G$40:$G$69=J$72),--($AS$40:$AS$69=$E118),$AG$40:$AG$69)/1000","v":0},{"$f":"SUMPRODUCT($M$40:$M$69,--($G$40:$G$69=K$116),--($AS$40:$AS$69=$E118),$AG$40:$AG$69)/1000*$AH74","v":0},{"$f":"SUMPRODUCT($N$40:$N$69,--($G$40:$G$69=L$72),--($AS$40:$AS$69=$E118),$AG$40:$AG$69)/1000-SUMPRODUCT($Q$40:$Q$69,--($G$40:$G$69=L$72),--($AS$40:$AS$69=$E118))","v":0},{"$f":"K118-L118","v":0},{"$f":"SUMPRODUCT($M$40:$M$69,--($G$40:$G$69=N$72),--($AS$40:$AS$69=$E118),$AG$40:$AG$69)/1000","v":0},{"$f":"SUMPRODUCT($M$40:$M$69,--($G$40:$G$69=O$116),--($AS$40:$AS$69=$E118),$AG$40:$AG$69)/1000*$AH74","v":0},{"$f":"MAX(SUMPRODUCT($N$40:$N$69,--($G$40:$G$69=P$72),--($AS$40:$AS$69=$E118),$AG$40:$AG$69)/1000-SUMPRODUCT($Q$40:$Q$69,--($G$40:$G$69=P$72),--($AS$40:$AS$69=$E118)),0)","v":0},{"$f":"O118-P118","v":0},{"$f":"SUMPRODUCT($M$40:$M$69,--($G$40:$G$69=R$72),--($AS$40:$AS$69=$E118),$AG$40:$AG$69)/1000","v":0},{"$f":"SUMPRODUCT($M$40:$M$69,--($G$40:$G$69=S$116),--($AS$40:$AS$69=$E118),$AG$40:$AG$69)/1000*$AH74","v":0},{"$f":"MAX(SUMPRODUCT($N$40:$N$69,--($G$40:$G$69=T$72),--($AS$40:$AS$69=$E118),$AG$40:$AG$69)/1000-SUMPRODUCT($Q$40:$Q$69,--($G$40:$G$69=T$72),--($AS$40:$AS$69=$E118)),0)","v":0},{"$f":"S118-T118","v":0},{"$f":"SUMPRODUCT($M$40:$M$69,--($G$40:$G$69=V$72),--($AS$40:$AS$69=$E118),$AG$40:$AG$69)/1000","v":0},{"$f":"SUMPRODUCT($M$40:$M$69,--($G$40:$G$69=W$116),--($AS$40:$AS$69=$E118),$AG$40:$AG$69)/1000*$AH74","v":0},{"$f":"MAX(SUMPRODUCT($N$40:$N$69,--($G$40:$G$69=X$72),--($AS$40:$AS$69=$E118),$AG$40:$AG$69)/1000-SUMPRODUCT($Q$40:$Q$69,--($G$40:$G$69=X$72),--($AS$40:$AS$69=$E118)),0)","v":0},{"$f":"W118-X118","v":0},{"$f":"F118+J118+N118+R118+V118","v":0},{"$f":"G118+K118+O118+S118+W118","v":0},{"$f":"H118+L118+P118+T118+X118","v":0},{"$f":"Z118-AB118","v":0},{"$f":"AA118-AB118","v":0}]
[null,null,{"$error":"#DIV/0!"},null,"Interior lighting (unregulated)",{"$f":"SUMPRODUCT($M$40:$M$69,--($G$40:$G$69=F$72),--($AS$40:$AS$69=$E119),$AG$40:$AG$69)/1000","v":0},{"$f":"SUMPRODUCT($M$40:$M$69,--($G$40:$G$69=G$116),--($AS$40:$AS$69=$E119),$AG$40:$AG$69)/1000*$AH75","v":0},{"$f":"MAX(SUMPRODUCT($N$40:$N$69,--($G$40:$G$69=H$72),--($AS$40:$AS$69=$E119),$AG$40:$AG$69)/1000-SUMPRODUCT($Q$40:$Q$69,--($G$40:$G$69=H$72),--($AS$40:$AS$69=$E119)),0)","v":0},{"$f":"G119-H119","v":0},{"$f":"SUMPRODUCT($M$40:$M$69,--($G$40:$G$69=J$72),--($AS$40:$AS$69=$E119),$AG$40:$AG$69)/1000","v":0},{"$f":"SUMPRODUCT($M$40:$M$69,--($G$40:$G$69=K$116),--($AS$40:$AS$69=$E119),$AG$40:$AG$69)/1000*$AH75","v":0},{"$f":"SUMPRODUCT($N$40:$N$69,--($G$40:$G$69=L$72),--($AS$40:$AS$69=$E119),$AG$40:$AG$69)/1000-SUMPRODUCT($Q$40:$Q$69,--($G$40:$G$69=L$72),--($AS$40:$AS$69=$E119))","v":0},{"$f":"K119-L119","v":0},{"$f":"SUMPRODUCT($M$40:$M$69,--($G$40:$G$69=N$72),--($AS$40:$AS$69=$E119),$AG$40:$AG$69)/1000","v":0},{"$f":"SUMPRODUCT($M$40:$M$69,--($G$40:$G$69=O$116),--($AS$40:$AS$69=$E119),$AG$40:$AG$69)/1000*$AH75","v":0},{"$f":"MAX(SUMPRODUCT($N$40:$N$69,--($G$40:$G$69=P$72),--($AS$40:$AS$69=$E119),$AG$40:$AG$69)/1000-SUMPRODUCT($Q$40:$Q$69,--($G$40:$G$69=P$72),--($AS$40:$AS$69=$E119)),0)","v":0},{"$f":"O119-P119","v":0},{"$f":"SUMPRODUCT($M$40:$M$69,--($G$40:$G$69=R$72),--($AS$40:$AS$69=$E119),$AG$40:$AG$69)/1000","v":0},{"$f":"SUMPRODUCT($M$40:$M$69,--($G$40:$G$69=S$116),--($AS$40:$AS$69=$E119),$AG$40:$AG$69)/1000*$AH75","v":0},{"$f":"MAX(SUMPRODUCT($N$40:$N$69,--($G$40:$G$69=T$72),--($AS$40:$AS$69=$E119),$AG$40:$AG$69)/1000-SUMPRODUCT($Q$40:$Q$69,--($G$40:$G$69=T$72),--($AS$40:$AS$69=$E119)),0)","v":0},{"$f":"S119-T119","v":0},{"$f":"SUMPRODUCT($M$40:$M$69,--($G$40:$G$69=V$72),--($AS$40:$AS$69=$E119),$AG$40:$AG$69)/1000","v":0},{"$f":"SUMPRODUCT($M$40:$M$69,--($G$40:$G$69=W$116),--($AS$40:$AS$69=$E119),$AG$40:$AG$69)/1000*$AH75","v":0},{"$f":"MAX(SUMPRODUCT($N$40:$N$69,--($G$40:$G$69=X$72),--($AS$40:$AS$69=$E119),$AG$40:$AG$69)/1000-SUMPRODUCT($Q$40:$Q$69,--($G$40:$G$69=X$72),--($AS$40:$AS$69=$E119)),0)","v":0},{"$f":"W119-X119","v":0},{"$f":"F119+J119+N119+R119+V119","v":0},{"$f":"G119+K119+O119+S119+W119","v":0},{"$f":"H119+L119+P119+T119+X119","v":0},{"$f":"Z119-AB119","v":0},0]
[null,null,{"$error":"#DIV/0!"},null,"Exterior lighting",{"$f":"SUMPRODUCT($M$40:$M$69,--($G$40:$G$69=F$72),--($AS$40:$AS$69=$E120),$AG$40:$AG$69)/1000","v":0},{"$f":"SUMPRODUCT($M$40:$M$69,--($G$40:$G$69=G$116),--($AS$40:$AS$69=$E120),$AG$40:$AG$69)/1000*$AH76","v":0},{"$f":"MAX(SUMPRODUCT($N$40:$N$69,--($G$40:$G$69=H$72),--($AS$40:$AS$69=$E120),$AG$40:$AG$69)/1000-SUMPRODUCT($Q$40:$Q$69,--($G$40:$G$69=H$72),--($AS$40:$AS$69=$E120)),0)","v":0},0,{"$f":"SUMPRODUCT($M$40:$M$69,--($G$40:$G$69=J$72),--($AS$40:$AS$69=$E120),$AG$40:$AG$69)/1000","v":0},{"$f":"SUMPRODUCT($M$40:$M$69,--($G$40:$G$69=K$116),--($AS$40:$AS$69=$E120),$AG$40:$AG$69)/1000*$AH76","v":0},{"$f":"SUMPRODUCT($N$40:$N$69,--($G$40:$G$69=L$72),--($AS$40:$AS$69=$E120),$AG$40:$AG$69)/1000-SUMPRODUCT($Q$40:$Q$69,--($G$40:$G$69=L$72),--($AS$40:$AS$69=$E120))","v":0},0,{"$f":"SUMPRODUCT($M$40:$M$69,--($G$40:$G$69=N$72),--($AS$40:$AS$69=$E120),$AG$40:$AG$69)/1000","v":0},{"$f":"SUMPRODUCT($M$40:$M$69,--($G$40:$G$69=O$116),--($AS$40:$AS$69=$E120),$AG$40:$AG$69)/1000*$AH76","v":0},{"$f":"MAX(SUMPRODUCT($N$40:$N$69,--($G$40:$G$69=P$72),--($AS$40:$AS$69=$E120),$AG$40:$AG$69)/1000-SUMPRODUCT($Q$40:$Q$69,--($G$40:$G$69=P$72),--($AS$40:$AS$69=$E120)),0)","v":0},0,{"$f":"SUMPRODUCT($M$40:$M$69,--($G$40:$G$69=R$72),--($AS$40:$AS$69=$E120),$AG$40:$AG$69)/1000","v":0},{"$f":"SUMPRODUCT($M$40:$M$69,--($G$40:$G$69=S$116),--($AS$40:$AS$69=$E120),$AG$40:$AG$69)/1000*$AH76","v":0},{"$f":"MAX(SUMPRODUCT($N$40:$N$69,--($G$40:$G$69=T$72),--($AS$40:$AS$69=$E120),$AG$40:$AG$69)/1000-SUMPRODUCT($Q$40:$Q$69,--($G$40:$G$69=T$72),--($AS$40:$AS$69=$E120)),0)","v":0},0,{"$f":"SUMPRODUCT($M$40:$M$69,--($G$40:$G$69=V$72),--($AS$40:$AS$69=$E120),$AG$40:$AG$69)/1000","v":0},{"$f":"SUMPRODUCT($M$40:$M$69,--($G$40:$G$69=W$116),--($AS$40:$AS$69=$E120),$AG$40:$AG$69)/1000*$AH76","v":0},{"$f":"MAX(SUMPRODUCT($N$40:$N$69,--($G$40:$G$69=X$72),--($AS$40:$AS$69=$E120),$AG$40:$AG$69)/1000-SUMPRODUCT($Q$40:$Q$69,--($G$40:$G$69=X$72),--($AS$40:$AS$69=$E120)),0)","v":0},0,0,0,0,0,0]
[null,null,{"$error":"#DIV/0!"},null,"Space heating",{"$f":"SUMPRODUCT($M$40:$M$69,--($G$40:$G$69=F$72),--($AS$40:$AS$69=$E121),$AG$40:$AG$69)/1000","v":0},{"$f":"SUMPRODUCT($M$40:$M$69,--($G$40:$G$69=G$116),--($AS$40:$AS$69=$E121),$AG$40:$AG$69)/1000*$AH77","v":0},{"$f":"MAX(SUMPRODUCT($N$40:$N$69,--($G$40:$G$69=H$72),--($AS$40:$AS$69=$E121),$AG$40:$AG$69)/1000-SUMPRODUCT($Q$40:$Q$69,--($G$40:$G$69=H$72),--($AS$40:$AS$69=$E121)),0)","v":0},0,{"$f":"SUMPRODUCT($M$40:$M$69,--($G$40:$G$69=J$72),--($AS$40:$AS$69=$E121),$AG$40:$AG$69)/1000","v":0},{"$f":"SUMPRODUCT($M$40:$M$69,--($G$40:$G$69=K$116),--($AS$40:$AS$69=$E121),$AG$40:$AG$69)/1000*$AH77","v":0},{"$f":"SUMPRODUCT($N$40:$N$69,--($G$40:$G$69=L$72),--($AS$40:$AS$69=$E121),$AG$40:$AG$69)/1000-SUMPRODUCT($Q$40:$Q$69,--($G$40:$G$69=L$72),--($AS$40:$AS$69=$E121))","v":0},0,{"$f":"SUMPRODUCT($M$40:$M$69,--($G$40:$G$69=N$72),--($AS$40:$AS$69=$E121),$AG$40:$AG$69)/1000","v":0},{"$f":"SUMPRODUCT($M$40:$M$69,--($G$40:$G$69=O$116),--($AS$40:$AS$69=$E121),$AG$40:$AG$69)/1000*$AH77","v":0},{"$f":"MAX(SUMPRODUCT($N$40:$N$69,--($G$40:$G$69=P$72),--($AS$40:$AS$69=$E121),$AG$40:$AG$69)/1000-SUMPRODUCT($Q$40:$Q$69,--($G$40:$G$69=P$72),--($AS$40:$AS$69=$E121)),0)","v":0},0,{"$f":"SUMPRODUCT($M$40:$M$69,--($G$40:$G$69=R$72),--($AS$40:$AS$69=$E121),$AG$40:$AG$69)/1000","v":0},{"$f":"SUMPRODUCT($M$40:$M$69,--($G$40:$G$69=S$116),--($AS$40:$AS$69=$E121),$AG$40:$AG$69)/1000*$AH77","v":0},{"$f":"MAX(SUMPRODUCT($N$40:$N$69,--($G$40:$G$69=T$72),--($AS$40:$AS$69=$E121),$AG$40:$AG$69)/1000-SUMPRODUCT($Q$40:$Q$69,--($G$40:$G$69=T$72),--($AS$40:$AS$69=$E121)),0)","v":0},0,{"$f":"SUMPRODUCT($M$40:$M$69,--($G$40:$G$69=V$72),--($AS$40:$AS$69=$E121),$AG$40:$AG$69)/1000","v":0},{"$f":"SUMPRODUCT($M$40:$M$69,--($G$40:$G$69=W$116),--($AS$40:$AS$69=$E121),$AG$40:$AG$69)/1000*$AH77","v":0},{"$f":"MAX(SUMPRODUCT($N$40:$N$69,--($G$40:$G$69=X$72),--($AS$40:$AS$69=$E121),$AG$40:$AG$69)/1000-SUMPRODUCT($Q$40:$Q$69,--($G$40:$G$69=X$72),--($AS$40:$AS$69=$E121)),0)","v":0},0,0,0,0,0,0]
[null,null,{"$error":"#DIV/0!"},null,"Heat pump supplemental heater",{"$f":"SUMPRODUCT($M$40:$M$69,--($G$40:$G$69=F$72),--($AS$40:$AS$69=$E122),$AG$40:$AG$69)/1000","v":0},{"$f":"SUMPRODUCT($M$40:$M$69,--($G$40:$G$69=G$116),--($AS$40:$AS$69=$E122),$AG$40:$AG$69)/1000*$AH78","v":0},{"$f":"MAX(SUMPRODUCT($N$40:$N$69,--($G$40:$G$69=H$72),--($AS$40:$AS$69=$E122),$AG$40:$AG$69)/1000-SUMPRODUCT($Q$40:$Q$69,--($G$40:$G$69=H$72),--($AS$40:$AS$69=$E122)),0)","v":0},0,{"$f":"SUMPRODUCT($M$40:$M$69,--($G$40:$G$69=J$72),--($AS$40:$AS$69=$E122),$AG$40:$AG$69)/1000","v":0},{"$f":"SUMPRODUCT($M$40:$M$69,--($G$40:$G$69=K$116),--($AS$40:$AS$69=$E122),$AG$40:$AG$69)/1000*$AH78","v":0},{"$f":"SUMPRODUCT($N$40:$N$69,--($G$40:$G$69=L$72),--($AS$40:$AS$69=$E122),$AG$40:$AG$69)/1000-SUMPRODUCT($Q$40:$Q$69,--($G$40:$G$69=L$72),--($AS$40:$AS$69=$E122))","v":0},0,{"$f":"SUMPRODUCT($M$40:$M$69,--($G$40:$G$69=N$72),--($AS$40:$AS$69=$E122),$AG$40:$AG$69)/1000","v":0},{"$f":"SUMPRODUCT($M$40:$M$69,--($G$40:$G$69=O$116),--($AS$40:$AS$69=$E122),$AG$40:$AG$69)/1000*$AH78","v":0},{"$f":"MAX(SUMPRODUCT($N$40:$N$69,--($G$40:$G$69=P$72),--($AS$40:$AS$69=$E122),$AG$40:$AG$69)/1000-SUMPRODUCT($Q$40:$Q$69,--($G$40:$G$69=P$72),--($AS$40:$AS$69=$E122)),0)","v":0},0,{"$f":"SUMPRODUCT($M$40:$M$69,--($G$40:$G$69=R$72),--($AS$40:$AS$69=$E122),$AG$40:$AG$69)/1000","v":0},{"$f":"SUMPRODUCT($M$40:$M$69,--($G$40:$G$69=S$116),--($AS$40:$AS$69=$E122),$AG$40:$AG$69)/1000*$AH78","v":0},{"$f":"MAX(SUMPRODUCT($N$40:$N$69,--($G$40:$G$69=T$72),--($AS$40:$AS$69=$E122),$AG$40:$AG$69)/1000-SUMPRODUCT($Q$40:$Q$69,--($G$40:$G$69=T$72),--($AS$40:$AS$69=$E122)),0)","v":0},0,{"$f":"SUMPRODUCT($M$40:$M$69,--($G$40:$G$69=V$72),--($AS$40:$AS$69=$E122),$AG$40:$AG$69)/1000","v":0},{"$f":"SUMPRODUCT($M$40:$M$69,--($G$40:$G$69=W$116),--($AS$40:$AS$69=$E122),$AG$40:$AG$69)/1000*$AH78","v":0},{"$f":"MAX(SUMPRODUCT($N$40:$N$69,--($G$40:$G$69=X$72),--($AS$40:$AS$69=$E122),$AG$40:$AG$69)/1000-SUMPRODUCT($Q$40:$Q$69,--($G$40:$G$69=X$72),--($AS$40:$AS$69=$E122)),0)","v":0},0,0,0,0,0,0]
[null,null,{"$error":"#DIV/0!"},null,"Space cooling",{"$f":"SUMPRODUCT($M$40:$M$69,--($G$40:$G$69=F$72),--($AS$40:$AS$69=$E123),$AG$40:$AG$69)/1000","v":0},{"$f":"SUMPRODUCT($M$40:$M$69,--($G$40:$G$69=G$116),--($AS$40:$AS$69=$E123),$AG$40:$AG$69)/1000*$AH79","v":0},{"$f":"MAX(SUMPRODUCT($N$40:$N$69,--($G$40:$G$69=H$72),--($AS$40:$AS$69=$E123),$AG$40:$AG$69)/1000-SUMPRODUCT($Q$40:$Q$69,--($G$40:$G$69=H$72),--($AS$40:$AS$69=$E123)),0)","v":0},0,{"$f":"SUMPRODUCT($M$40:$M$69,--($G$40:$G$69=J$72),--($AS$40:$AS$69=$E123),$AG$40:$AG$69)/1000","v":0},{"$f":"SUMPRODUCT($M$40:$M$69,--($G$40:$G$69=K$116),--($AS$40:$AS$69=$E123),$AG$40:$AG$69)/1000*$AH79","v":0},{"$f":"SUMPRODUCT($N$40:$N$69,--($G$40:$G$69=L$72),--($AS$40:$AS$69=$E123),$AG$40:$AG$69)/1000-SUMPRODUCT($Q$40:$Q$69,--($G$40:$G$69=L$72),--($AS$40:$AS$69=$E123))","v":0},0,{"$f":"SUMPRODUCT($M$40:$M$69,--($G$40:$G$69=N$72),--($AS$40:$AS$69=$E123),$AG$40:$AG$69)/1000","v":0},{"$f":"SUMPRODUCT($M$40:$M$69,--($G$40:$G$69=O$116),--($AS$40:$AS$69=$E123),$AG$40:$AG$69)/1000*$AH79","v":0},{"$f":"MAX(SUMPRODUCT($N$40:$N$69,--($G$40:$G$69=P$72),--($AS$40:$AS$69=$E123),$AG$40:$AG$69)/1000-SUMPRODUCT($Q$40:$Q$69,--($G$40:$G$69=P$72),--($AS$40:$AS$69=$E123)),0)","v":0},0,{"$f":"SUMPRODUCT($M$40:$M$69,--($G$40:$G$69=R$72),--($AS$40:$AS$69=$E123),$AG$40:$AG$69)/1000","v":0},{"$f":"SUMPRODUCT($M$40:$M$69,--($G$40:$G$69=S$116),--($AS$40:$AS$69=$E123),$AG$40:$AG$69)/1000*$AH79","v":0},{"$f":"MAX(SUMPRODUCT($N$40:$N$69,--($G$40:$G$69=T$72),--($AS$40:$AS$69=$E123),$AG$40:$AG$69)/1000-SUMPRODUCT($Q$40:$Q$69,--($G$40:$G$69=T$72),--($AS$40:$AS$69=$E123)),0)","v":0},0,{"$f":"SUMPRODUCT($M$40:$M$69,--($G$40:$G$69=V$72),--($AS$40:$AS$69=$E123),$AG$40:$AG$69)/1000","v":0},{"$f":"SUMPRODUCT($M$40:$M$69,--($G$40:$G$69=W$116),--($AS$40:$AS$69=$E123),$AG$40:$AG$69)/1000*$AH79","v":0},{"$f":"MAX(SUMPRODUCT($N$40:$N$69,--($G$40:$G$69=X$72),--($AS$40:$AS$69=$E123),$AG$40:$AG$69)/1000-SUMPRODUCT($Q$40:$Q$69,--($G$40:$G$69=X$72),--($AS$40:$AS$69=$E123)),0)","v":0},0,0,0,0,0,0]
[null,null,{"$error":"#DIV/0!"},null,"Pumps",{"$f":"SUMPRODUCT($M$40:$M$69,--($G$40:$G$69=F$72),--($AS$40:$AS$69=$E124),$AG$40:$AG$69)/1000","v":0},{"$f":"SUMPRODUCT($M$40:$M$69,--($G$40:$G$69=G$116),--($AS$40:$AS$69=$E124),$AG$40:$AG$69)/1000*$AH80","v":0},{"$f":"MAX(SUMPRODUCT($N$40:$N$69,--($G$40:$G$69=H$72),--($AS$40:$AS$69=$E124),$AG$40:$AG$69)/1000-SUMPRODUCT($Q$40:$Q$69,--($G$40:$G$69=H$72),--($AS$40:$AS$69=$E124)),0)","v":0},0,{"$f":"SUMPRODUCT($M$40:$M$69,--($G$40:$G$69=J$72),--($AS$40:$AS$69=$E124),$AG$40:$AG$69)/1000","v":0},{"$f":"SUMPRODUCT($M$40:$M$69,--($G$40:$G$69=K$116),--($AS$40:$AS$69=$E124),$AG$40:$AG$69)/1000*$AH80","v":0},{"$f":"SUMPRODUCT($N$40:$N$69,--($G$40:$G$69=L$72),--($AS$40:$AS$69=$E124),$AG$40:$AG$69)/1000-SUMPRODUCT($Q$40:$Q$69,--($G$40:$G$69=L$72),--($AS$40:$AS$69=$E124))","v":0},0,{"$f":"SUMPRODUCT($M$40:$M$69,--($G$40:$G$69=N$72),--($AS$40:$AS$69=$E124),$AG$40:$AG$69)/1000","v":0},{"$f":"SUMPRODUCT($M$40:$M$69,--($G$40:$G$69=O$116),--($AS$40:$AS$69=$E124),$AG$40:$AG$69)/1000*$AH80","v":0},{"$f":"MAX(SUMPRODUCT($N$40:$N$69,--($G$40:$G$69=P$72),--($AS$40:$AS$69=$E124),$AG$40:$AG$69)/1000-SUMPRODUCT($Q$40:$Q$69,--($G$40:$G$69=P$72),--($AS$40:$AS$69=$E124)),0)","v":0},0,{"$f":"SUMPRODUCT($M$40:$M$69,--($G$40:$G$69=R$72),--($AS$40:$AS$69=$E124),$AG$40:$AG$69)/1000","v":0},{"$f":"SUMPRODUCT($M$40:$M$69,--($G$40:$G$69=S$116),--($AS$40:$AS$69=$E124),$AG$40:$AG$69)/1000*$AH80","v":0},{"$f":"MAX(SUMPRODUCT($N$40:$N$69,--($G$40:$G$69=T$72),--($AS$40:$AS$69=$E124),$AG$40:$AG$69)/1000-SUMPRODUCT($Q$40:$Q$69,--($G$40:$G$69=T$72),--($AS$40:$AS$69=$E124)),0)","v":0},0,{"$f":"SUMPRODUCT($M$40:$M$69,--($G$40:$G$69=V$72),--($AS$40:$AS$69=$E124),$AG$40:$AG$69)/1000","v":0},{"$f":"SUMPRODUCT($M$40:$M$69,--($G$40:$G$69=W$116),--($AS$40:$AS$69=$E124),$AG$40:$AG$69)/1000*$AH80","v":0},{"$f":"MAX(SUMPRODUCT($N$40:$N$69,--($G$40:$G$69=X$72),--($AS$40:$AS$69=$E124),$AG$40:$AG$69)/1000-SUMPRODUCT($Q$40:$Q$69,--($G$40:$G$69=X$72),--($AS$40:$AS$69=$E124)),0)","v":0},0,0,0,0,0,0]
[null,null,{"$error":"#DIV/0!"},null,"Heat rejection",{"$f":"SUMPRODUCT($M$40:$M$69,--($G$40:$G$69=F$72),--($AS$40:$AS$69=$E125),$AG$40:$AG$69)/1000","v":0},{"$f":"SUMPRODUCT($M$40:$M$69,--($G$40:$G$69=G$116),--($AS$40:$AS$69=$E125),$AG$40:$AG$69)/1000*$AH81","v":0},{"$f":"MAX(SUMPRODUCT($N$40:$N$69,--($G$40:$G$69=H$72),--($AS$40:$AS$69=$E125),$AG$40:$AG$69)/1000-SUMPRODUCT($Q$40:$Q$69,--($G$40:$G$69=H$72),--($AS$40:$AS$69=$E125)),0)","v":0},0,{"$f":"SUMPRODUCT($M$40:$M$69,--($G$40:$G$69=J$72),--($AS$40:$AS$69=$E125),$AG$40:$AG$69)/1000","v":0},{"$f":"SUMPRODUCT($M$40:$M$69,--($G$40:$G$69=K$116),--($AS$40:$AS$69=$E125),$AG$40:$AG$69)/1000*$AH81","v":0},{"$f":"SUMPRODUCT($N$40:$N$69,--($G$40:$G$69=L$72),--($AS$40:$AS$69=$E125),$AG$40:$AG$69)/1000-SUMPRODUCT($Q$40:$Q$69,--($G$40:$G$69=L$72),--($AS$40:$AS$69=$E125))","v":0},0,{"$f":"SUMPRODUCT($M$40:$M$69,--($G$40:$G$69=N$72),--($AS$40:$AS$69=$E125),$AG$40:$AG$69)/1000","v":0},{"$f":"SUMPRODUCT($M$40:$M$69,--($G$40:$G$69=O$116),--($AS$40:$AS$69=$E125),$AG$40:$AG$69)/1000*$AH81","v":0},{"$f":"MAX(SUMPRODUCT($N$40:$N$69,--($G$40:$G$69=P$72),--($AS$40:$AS$69=$E125),$AG$40:$AG$69)/1000-SUMPRODUCT($Q$40:$Q$69,--($G$40:$G$69=P$72),--($AS$40:$AS$69=$E125)),0)","v":0},0,{"$f":"SUMPRODUCT($M$40:$M$69,--($G$40:$G$69=R$72),--($AS$40:$AS$69=$E125),$AG$40:$AG$69)/1000","v":0},{"$f":"SUMPRODUCT($M$40:$M$69,--($G$40:$G$69=S$116),--($AS$40:$AS$69=$E125),$AG$40:$AG$69)/1000*$AH81","v":0},{"$f":"MAX(SUMPRODUCT($N$40:$N$69,--($G$40:$G$69=T$72),--($AS$40:$AS$69=$E125),$AG$40:$AG$69)/1000-SUMPRODUCT($Q$40:$Q$69,--($G$40:$G$69=T$72),--($AS$40:$AS$69=$E125)),0)","v":0},0,{"$f":"SUMPRODUCT($M$40:$M$69,--($G$40:$G$69=V$72),--($AS$40:$AS$69=$E125),$AG$40:$AG$69)/1000","v":0},{"$f":"SUMPRODUCT($M$40:$M$69,--($G$40:$G$69=W$116),--($AS$40:$AS$69=$E125),$AG$40:$AG$69)/1000*$AH81","v":0},{"$f":"MAX(SUMPRODUCT($N$40:$N$69,--($G$40:$G$69=X$72),--($AS$40:$AS$69=$E125),$AG$40:$AG$69)/1000-SUMPRODUCT($Q$40:$Q$69,--($G$40:$G$69=X$72),--($AS$40:$AS$69=$E125)),0)","v":0},0,0,0,0,0,0]
[null,null,{"$error":"#DIV/0!"},null,"Fans - interior ventilation",{"$f":"SUMPRODUCT($M$40:$M$69,--($G$40:$G$69=F$72),--($AS$40:$AS$69=$E126),$AG$40:$AG$69)/1000","v":0},{"$f":"SUMPRODUCT($M$40:$M$69,--($G$40:$G$69=G$116),--($AS$40:$AS$69=$E126),$AG$40:$AG$69)/1000*$AH82","v":0},{"$f":"MAX(SUMPRODUCT($N$40:$N$69,--($G$40:$G$69=H$72),--($AS$40:$AS$69=$E126),$AG$40:$AG$69)/1000-SUMPRODUCT($Q$40:$Q$69,--($G$40:$G$69=H$72),--($AS$40:$AS$69=$E126)),0)","v":0},0,{"$f":"SUMPRODUCT($M$40:$M$69,--($G$40:$G$69=J$72),--($AS$40:$AS$69=$E126),$AG$40:$AG$69)/1000","v":0},{"$f":"SUMPRODUCT($M$40:$M$69,--($G$40:$G$69=K$116),--($AS$40:$AS$69=$E126),$AG$40:$AG$69)/1000*$AH82","v":0},{"$f":"SUMPRODUCT($N$40:$N$69,--($G$40:$G$69=L$72),--($AS$40:$AS$69=$E126),$AG$40:$AG$69)/1000-SUMPRODUCT($Q$40:$Q$69,--($G$40:$G$69=L$72),--($AS$40:$AS$69=$E126))","v":0},0,{"$f":"SUMPRODUCT($M$40:$M$69,--($G$40:$G$69=N$72),--($AS$40:$AS$69=$E126),$AG$40:$AG$69)/1000","v":0},{"$f":"SUMPRODUCT($M$40:$M$69,--($G$40:$G$69=O$116),--($AS$40:$AS$69=$E126),$AG$40:$AG$69)/1000*$AH82","v":0},{"$f":"MAX(SUMPRODUCT($N$40:$N$69,--($G$40:$G$69=P$72),--($AS$40:$AS$69=$E126),$AG$40:$AG$69)/1000-SUMPRODUCT($Q$40:$Q$69,--($G$40:$G$69=P$72),--($AS$40:$AS$69=$E126)),0)","v":0},0,{"$f":"SUMPRODUCT($M$40:$M$69,--($G$40:$G$69=R$72),--($AS$40:$AS$69=$E126),$AG$40:$AG$69)/1000","v":0},{"$f":"SUMPRODUCT($M$40:$M$69,--($G$40:$G$69=S$116),--($AS$40:$AS$69=$E126),$AG$40:$AG$69)/1000*$AH82","v":0},{"$f":"MAX(SUMPRODUCT($N$40:$N$69,--($G$40:$G$69=T$72),--($AS$40:$AS$69=$E126),$AG$40:$AG$69)/1000-SUMPRODUCT($Q$40:$Q$69,--($G$40:$G$69=T$72),--($AS$40:$AS$69=$E126)),0)","v":0},0,{"$f":"SUMPRODUCT($M$40:$M$69,--($G$40:$G$69=V$72),--($AS$40:$AS$69=$E126),$AG$40:$AG$69)/1000","v":0},{"$f":"SUMPRODUCT($M$40:$M$69,--($G$40:$G$69=W$116),--($AS$40:$AS$69=$E126),$AG$40:$AG$69)/1000*$AH82","v":0},{"$f":"MAX(SUMPRODUCT($N$40:$N$69,--($G$40:$G$69=X$72),--($AS$40:$AS$69=$E126),$AG$40:$AG$69)/1000-SUMPRODUCT($Q$40:$Q$69,--($G$40:$G$69=X$72),--($AS$40:$AS$69=$E126)),0)","v":0},0,0,0,0,0,0]
[null,null,{"$error":"#DIV/0!"},null,"Fans - parking garage",{"$f":"SUMPRODUCT($M$40:$M$69,--($G$40:$G$69=F$72),--($AS$40:$AS$69=$E127),$AG$40:$AG$69)/1000","v":0},{"$f":"SUMPRODUCT($M$40:$M$69,--($G$40:$G$69=G$116),--($AS$40:$AS$69=$E127),$AG$40:$AG$69)/1000*$AH83","v":0},{"$f":"MAX(SUMPRODUCT($N$40:$N$69,--($G$40:$G$69=H$72),--($AS$40:$AS$69=$E127),$AG$40:$AG$69)/1000-SUMPRODUCT($Q$40:$Q$69,--($G$40:$G$69=H$72),--($AS$40:$AS$69=$E127)),0)","v":0},0,{"$f":"SUMPRODUCT($M$40:$M$69,--($G$40:$G$69=J$72),--($AS$40:$AS$69=$E127),$AG$40:$AG$69)/1000","v":0},{"$f":"SUMPRODUCT($M$40:$M$69,--($G$40:$G$69=K$116),--($AS$40:$AS$69=$E127),$AG$40:$AG$69)/1000*$AH83","v":0},{"$f":"SUMPRODUCT($N$40:$N$69,--($G$40:$G$69=L$72),--($AS$40:$AS$69=$E127),$AG$40:$AG$69)/1000-SUMPRODUCT($Q$40:$Q$69,--($G$40:$G$69=L$72),--($AS$40:$AS$69=$E127))","v":0},0,{"$f":"SUMPRODUCT($M$40:$M$69,--($G$40:$G$69=N$72),--($AS$40:$AS$69=$E127),$AG$40:$AG$69)/1000","v":0},{"$f":"SUMPRODUCT($M$40:$M$69,--($G$40:$G$69=O$116),--($AS$40:$AS$69=$E127),$AG$40:$AG$69)/1000*$AH83","v":0},{"$f":"MAX(SUMPRODUCT($N$40:$N$69,--($G$40:$G$69=P$72),--($AS$40:$AS$69=$E127),$AG$40:$AG$69)/1000-SUMPRODUCT($Q$40:$Q$69,--($G$40:$G$69=P$72),--($AS$40:$AS$69=$E127)),0)","v":0},0,{"$f":"SUMPRODUCT($M$40:$M$69,--($G$40:$G$69=R$72),--($AS$40:$AS$69=$E127),$AG$40:$AG$69)/1000","v":0},{"$f":"SUMPRODUCT($M$40:$M$69,--($G$40:$G$69=S$116),--($AS$40:$AS$69=$E127),$AG$40:$AG$69)/1000*$AH83","v":0},{"$f":"MAX(SUMPRODUCT($N$40:$N$69,--($G$40:$G$69=T$72),--($AS$40:$AS$69=$E127),$AG$40:$AG$69)/1000-SUMPRODUCT($Q$40:$Q$69,--($G$40:$G$69=T$72),--($AS$40:$AS$69=$E127)),0)","v":0},0,{"$f":"SUMPRODUCT($M$40:$M$69,--($G$40:$G$69=V$72),--($AS$40:$AS$69=$E127),$AG$40:$AG$69)/1000","v":0},{"$f":"SUMPRODUCT($M$40:$M$69,--($G$40:$G$69=W$116),--($AS$40:$AS$69=$E127),$AG$40:$AG$69)/1000*$AH83","v":0},{"$f":"MAX(SUMPRODUCT($N$40:$N$69,--($G$40:$G$69=X$72),--($AS$40:$AS$69=$E127),$AG$40:$AG$69)/1000-SUMPRODUCT($Q$40:$Q$69,--($G$40:$G$69=X$72),--($AS$40:$AS$69=$E127)),0)","v":0},0,0,0,0,0,0]
[null,null,{"$error":"#DIV/0!"},null,"Service water heating",{"$f":"SUMPRODUCT($M$40:$M$69,--($G$40:$G$69=F$72),--($AS$40:$AS$69=$E128),$AG$40:$AG$69)/1000","v":0},{"$f":"SUMPRODUCT($M$40:$M$69,--($G$40:$G$69=G$116),--($AS$40:$AS$69=$E128),$AG$40:$AG$69)/1000*$AH84","v":0},{"$f":"MAX(SUMPRODUCT($N$40:$N$69,--($G$40:$G$69=H$72),--($AS$40:$AS$69=$E128),$AG$40:$AG$69)/1000-SUMPRODUCT($Q$40:$Q$69,--($G$40:$G$69=H$72),--($AS$40:$AS$69=$E128)),0)","v":0},0,{"$f":"SUMPRODUCT($M$40:$M$69,--($G$40:$G$69=J$72),--($AS$40:$AS$69=$E128),$AG$40:$AG$69)/1000","v":0},{"$f":"SUMPRODUCT($M$40:$M$69,--($G$40:$G$69=K$116),--($AS$40:$AS$69=$E128),$AG$40:$AG$69)/1000*$AH84","v":0},{"$f":"SUMPRODUCT($N$40:$N$69,--($G$40:$G$69=L$72),--($AS$40:$AS$69=$E128),$AG$40:$AG$69)/1000-SUMPRODUCT($Q$40:$Q$69,--($G$40:$G$69=L$72),--($AS$40:$AS$69=$E128))","v":0},0,{"$f":"SUMPRODUCT($M$40:$M$69,--($G$40:$G$69=N$72),--($AS$40:$AS$69=$E128),$AG$40:$AG$69)/1000","v":0},{"$f":"SUMPRODUCT($M$40:$M$69,--($G$40:$G$69=O$116),--($AS$40:$AS$69=$E128),$AG$40:$AG$69)/1000*$AH84","v":0},{"$f":"MAX(SUMPRODUCT($N$40:$N$69,--($G$40:$G$69=P$72),--($AS$40:$AS$69=$E128),$AG$40:$AG$69)/1000-SUMPRODUCT($Q$40:$Q$69,--($G$40:$G$69=P$72),--($AS$40:$AS$69=$E128)),0)","v":0},0,{"$f":"SUMPRODUCT($M$40:$M$69,--($G$40:$G$69=R$72),--($AS$40:$AS$69=$E128),$AG$40:$AG$69)/1000","v":0},{"$f":"SUMPRODUCT($M$40:$M$69,--($G$40:$G$69=S$116),--($AS$40:$AS$69=$E128),$AG$40:$AG$69)/1000*$AH84","v":0},{"$f":"MAX(SUMPRODUCT($N$40:$N$69,--($G$40:$G$69=T$72),--($AS$40:$AS$69=$E128),$AG$40:$AG$69)/1000-SUMPRODUCT($Q$40:$Q$69,--($G$40:$G$69=T$72),--($AS$40:$AS$69=$E128)),0)","v":0},0,{"$f":"SUMPRODUCT($M$40:$M$69,--($G$40:$G$69=V$72),--($AS$40:$AS$69=$E128),$AG$40:$AG$69)/1000","v":0},{"$f":"SUMPRODUCT($M$40:$M$69,--($G$40:$G$69=W$116),--($AS$40:$AS$69=$E128),$AG$40:$AG$69)/1000*$AH84","v":0},{"$f":"MAX(SUMPRODUCT($N$40:$N$69,--($G$40:$G$69=X$72),--($AS$40:$AS$69=$E128),$AG$40:$AG$69)/1000-SUMPRODUCT($Q$40:$Q$69,--($G$40:$G$69=X$72),--($AS$40:$AS$69=$E128)),0)","v":0},0,0,0,0,0,0]
[null,null,{"$error":"#DIV/0!"},null,"Misc equipment",{"$f":"SUMPRODUCT($M$40:$M$69,--($G$40:$G$69=F$72),--($AS$40:$AS$69=$E129),$AG$40:$AG$69)/1000","v":0},{"$f":"SUMPRODUCT($M$40:$M$69,--($G$40:$G$69=G$116),--($AS$40:$AS$69=$E129),$AG$40:$AG$69)/1000*$AH85","v":0},{"$f":"MAX(SUMPRODUCT($N$40:$N$69,--($G$40:$G$69=H$72),--($AS$40:$AS$69=$E129),$AG$40:$AG$69)/1000-SUMPRODUCT($Q$40:$Q$69,--($G$40:$G$69=H$72),--($AS$40:$AS$69=$E129)),0)","v":0},0,{"$f":"SUMPRODUCT($M$40:$M$69,--($G$40:$G$69=J$72),--($AS$40:$AS$69=$E129),$AG$40:$AG$69)/1000","v":0},{"$f":"SUMPRODUCT($M$40:$M$69,--($G$40:$G$69=K$116),--($AS$40:$AS$69=$E129),$AG$40:$AG$69)/1000*$AH85","v":0},{"$f":"SUMPRODUCT($N$40:$N$69,--($G$40:$G$69=L$72),--($AS$40:$AS$69=$E129),$AG$40:$AG$69)/1000-SUMPRODUCT($Q$40:$Q$69,--($G$40:$G$69=L$72),--($AS$40:$AS$69=$E129))","v":0},0,{"$f":"SUMPRODUCT($M$40:$M$69,--($G$40:$G$69=N$72),--($AS$40:$AS$69=$E129),$AG$40:$AG$69)/1000","v":0},{"$f":"SUMPRODUCT($M$40:$M$69,--($G$40:$G$69=O$116),--($AS$40:$AS$69=$E129),$AG$40:$AG$69)/1000*$AH85","v":0},{"$f":"MAX(SUMPRODUCT($N$40:$N$69,--($G$40:$G$69=P$72),--($AS$40:$AS$69=$E129),$AG$40:$AG$69)/1000-SUMPRODUCT($Q$40:$Q$69,--($G$40:$G$69=P$72),--($AS$40:$AS$69=$E129)),0)","v":0},0,{"$f":"SUMPRODUCT($M$40:$M$69,--($G$40:$G$69=R$72),--($AS$40:$AS$69=$E129),$AG$40:$AG$69)/1000","v":0},{"$f":"SUMPRODUCT($M$40:$M$69,--($G$40:$G$69=S$116),--($AS$40:$AS$69=$E129),$AG$40:$AG$69)/1000*$AH85","v":0},{"$f":"MAX(SUMPRODUCT($N$40:$N$69,--($G$40:$G$69=T$72),--($AS$40:$AS$69=$E129),$AG$40:$AG$69)/1000-SUMPRODUCT($Q$40:$Q$69,--($G$40:$G$69=T$72),--($AS$40:$AS$69=$E129)),0)","v":0},0,{"$f":"SUMPRODUCT($M$40:$M$69,--($G$40:$G$69=V$72),--($AS$40:$AS$69=$E129),$AG$40:$AG$69)/1000","v":0},{"$f":"SUMPRODUCT($M$40:$M$69,--($G$40:$G$69=W$116),--($AS$40:$AS$69=$E129),$AG$40:$AG$69)/1000*$AH85","v":0},{"$f":"MAX(SUMPRODUCT($N$40:$N$69,--($G$40:$G$69=X$72),--($AS$40:$AS$69=$E129),$AG$40:$AG$69)/1000-SUMPRODUCT($Q$40:$Q$69,--($G$40:$G$69=X$72),--($AS$40:$AS$69=$E129)),0)","v":0},0,0,0,0,0,0]
[null,null,{"$error":"#DIV/0!"},null,"Industrial process",{"$f":"SUMPRODUCT($M$40:$M$69,--($G$40:$G$69=F$72),--($AS$40:$AS$69=$E130),$AG$40:$AG$69)/1000","v":0},{"$f":"SUMPRODUCT($M$40:$M$69,--($G$40:$G$69=G$116),--($AS$40:$AS$69=$E130),$AG$40:$AG$69)/1000*$AH86","v":0},{"$f":"MAX(SUMPRODUCT($N$40:$N$69,--($G$40:$G$69=H$72),--($AS$40:$AS$69=$E130),$AG$40:$AG$69)/1000-SUMPRODUCT($Q$40:$Q$69,--($G$40:$G$69=H$72),--($AS$40:$AS$69=$E130)),0)","v":0},0,{"$f":"SUMPRODUCT($M$40:$M$69,--($G$40:$G$69=J$72),--($AS$40:$AS$69=$E130),$AG$40:$AG$69)/1000","v":0},{"$f":"SUMPRODUCT($M$40:$M$69,--($G$40:$G$69=K$116),--($AS$40:$AS$69=$E130),$AG$40:$AG$69)/1000*$AH86","v":0},{"$f":"SUMPRODUCT($N$40:$N$69,--($G$40:$G$69=L$72),--($AS$40:$AS$69=$E130),$AG$40:$AG$69)/1000-SUMPRODUCT($Q$40:$Q$69,--($G$40:$G$69=L$72),--($AS$40:$AS$69=$E130))","v":0},0,{"$f":"SUMPRODUCT($M$40:$M$69,--($G$40:$G$69=N$72),--($AS$40:$AS$69=$E130),$AG$40:$AG$69)/1000","v":0},{"$f":"SUMPRODUCT($M$40:$M$69,--($G$40:$G$69=O$116),--($AS$40:$AS$69=$E130),$AG$40:$AG$69)/1000*$AH86","v":0},{"$f":"MAX(SUMPRODUCT($N$40:$N$69,--($G$40:$G$69=P$72),--($AS$40:$AS$69=$E130),$AG$40:$AG$69)/1000-SUMPRODUCT($Q$40:$Q$69,--($G$40:$G$69=P$72),--($AS$40:$AS$69=$E130)),0)","v":0},0,{"$f":"SUMPRODUCT($M$40:$M$69,--($G$40:$G$69=R$72),--($AS$40:$AS$69=$E130),$AG$40:$AG$69)/1000","v":0},{"$f":"SUMPRODUCT($M$40:$M$69,--($G$40:$G$69=S$116),--($AS$40:$AS$69=$E130),$AG$40:$AG$69)/1000*$AH86","v":0},{"$f":"MAX(SUMPRODUCT($N$40:$N$69,--($G$40:$G$69=T$72),--($AS$40:$AS$69=$E130),$AG$40:$AG$69)/1000-SUMPRODUCT($Q$40:$Q$69,--($G$40:$G$69=T$72),--($AS$40:$AS$69=$E130)),0)","v":0},0,{"$f":"SUMPRODUCT($M$40:$M$69,--($G$40:$G$69=V$72),--($AS$40:$AS$69=$E130),$AG$40:$AG$69)/1000","v":0},{"$f":"SUMPRODUCT($M$40:$M$69,--($G$40:$G$69=W$116),--($AS$40:$AS$69=$E130),$AG$40:$AG$69)/1000*$AH86","v":0},{"$f":"MAX(SUMPRODUCT($N$40:$N$69,--($G$40:$G$69=X$72),--($AS$40:$AS$69=$E130),$AG$40:$AG$69)/1000-SUMPRODUCT($Q$40:$Q$69,--($G$40:$G$69=X$72),--($AS$40:$AS$69=$E130)),0)","v":0},0,0,0,0,0,0]
[null,null,{"$error":"#DIV/0!"},null,"Refrigeration equipment (regulated)",{"$f":"SUMPRODUCT($M$40:$M$69,--($G$40:$G$69=F$72),--($AS$40:$AS$69=$E131),$AG$40:$AG$69)/1000","v":0},{"$f":"SUMPRODUCT($M$40:$M$69,--($G$40:$G$69=G$116),--($AS$40:$AS$69=$E131),$AG$40:$AG$69)/1000*$AH87","v":0},{"$f":"MAX(SUMPRODUCT($N$40:$N$69,--($G$40:$G$69=H$72),--($AS$40:$AS$69=$E131),$AG$40:$AG$69)/1000-SUMPRODUCT($Q$40:$Q$69,--($G$40:$G$69=H$72),--($AS$40:$AS$69=$E131)),0)","v":0},0,{"$f":"SUMPRODUCT($M$40:$M$69,--($G$40:$G$69=J$72),--($AS$40:$AS$69=$E131),$AG$40:$AG$69)/1000","v":0},{"$f":"SUMPRODUCT($M$40:$M$69,--($G$40:$G$69=K$116),--($AS$40:$AS$69=$E131),$AG$40:$AG$69)/1000*$AH87","v":0},{"$f":"SUMPRODUCT($N$40:$N$69,--($G$40:$G$69=L$72),--($AS$40:$AS$69=$E131),$AG$40:$AG$69)/1000-SUMPRODUCT($Q$40:$Q$69,--($G$40:$G$69=L$72),--($AS$40:$AS$69=$E131))","v":0},0,{"$f":"SUMPRODUCT($M$40:$M$69,--($G$40:$G$69=N$72),--($AS$40:$AS$69=$E131),$AG$40:$AG$69)/1000","v":0},{"$f":"SUMPRODUCT($M$40:$M$69,--($G$40:$G$69=O$116),--($AS$40:$AS$69=$E131),$AG$40:$AG$69)/1000*$AH87","v":0},{"$f":"MAX(SUMPRODUCT($N$40:$N$69,--($G$40:$G$69=P$72),--($AS$40:$AS$69=$E131),$AG$40:$AG$69)/1000-SUMPRODUCT($Q$40:$Q$69,--($G$40:$G$69=P$72),--($AS$40:$AS$69=$E131)),0)","v":0},0,{"$f":"SUMPRODUCT($M$40:$M$69,--($G$40:$G$69=R$72),--($AS$40:$AS$69=$E131),$AG$40:$AG$69)/1000","v":0},{"$f":"SUMPRODUCT($M$40:$M$69,--($G$40:$G$69=S$116),--($AS$40:$AS$69=$E131),$AG$40:$AG$69)/1000*$AH87","v":0},{"$f":"MAX(SUMPRODUCT($N$40:$N$69,--($G$40:$G$69=T$72),--($AS$40:$AS$69=$E131),$AG$40:$AG$69)/1000-SUMPRODUCT($Q$40:$Q$69,--($G$40:$G$69=T$72),--($AS$40:$AS$69=$E131)),0)","v":0},0,{"$f":"SUMPRODUCT($M$40:$M$69,--($G$40:$G$69=V$72),--($AS$40:$AS$69=$E131),$AG$40:$AG$69)/1000","v":0},{"$f":"SUMPRODUCT($M$40:$M$69,--($G$40:$G$69=W$116),--($AS$40:$AS$69=$E131),$AG$40:$AG$69)/1000*$AH87","v":0},{"$f":"MAX(SUMPRODUCT($N$40:$N$69,--($G$40:$G$69=X$72),--($AS$40:$AS$69=$E131),$AG$40:$AG$69)/1000-SUMPRODUCT($Q$40:$Q$69,--($G$40:$G$69=X$72),--($AS$40:$AS$69=$E131)),0)","v":0},0,0,0,0,0,0]
[null,null,{"$error":"#DIV/0!"},null,"Refrigeration equipment (unregulated)",{"$f":"SUMPRODUCT($M$40:$M$69,--($G$40:$G$69=F$72),--($AS$40:$AS$69=$E132),$AG$40:$AG$69)/1000","v":0},{"$f":"SUMPRODUCT($M$40:$M$69,--($G$40:$G$69=G$116),--($AS$40:$AS$69=$E132),$AG$40:$AG$69)/1000*$AH88","v":0},{"$f":"MAX(SUMPRODUCT($N$40:$N$69,--($G$40:$G$69=H$72),--($AS$40:$AS$69=$E132),$AG$40:$AG$69)/1000-SUMPRODUCT($Q$40:$Q$69,--($G$40:$G$69=H$72),--($AS$40:$AS$69=$E132)),0)","v":0},0,{"$f":"SUMPRODUCT($M$40:$M$69,--($G$40:$G$69=J$72),--($AS$40:$AS$69=$E132),$AG$40:$AG$69)/1000","v":0},{"$f":"SUMPRODUCT($M$40:$M$69,--($G$40:$G$69=K$116),--($AS$40:$AS$69=$E132),$AG$40:$AG$69)/1000*$AH88","v":0},{"$f":"SUMPRODUCT($N$40:$N$69,--($G$40:$G$69=L$72),--($AS$40:$AS$69=$E132),$AG$40:$AG$69)/1000-SUMPRODUCT($Q$40:$Q$69,--($G$40:$G$69=L$72),--($AS$40:$AS$69=$E132))","v":0},0,{"$f":"SUMPRODUCT($M$40:$M$69,--($G$40:$G$69=N$72),--($AS$40:$AS$69=$E132),$AG$40:$AG$69)/1000","v":0},{"$f":"SUMPRODUCT($M$40:$M$69,--($G$40:$G$69=O$116),--($AS$40:$AS$69=$E132),$AG$40:$AG$69)/1000*$AH88","v":0},{"$f":"MAX(SUMPRODUCT($N$40:$N$69,--($G$40:$G$69=P$72),--($AS$40:$AS$69=$E132),$AG$40:$AG$69)/1000-SUMPRODUCT($Q$40:$Q$69,--($G$40:$G$69=P$72),--($AS$40:$AS$69=$E132)),0)","v":0},0,{"$f":"SUMPRODUCT($M$40:$M$69,--($G$40:$G$69=R$72),--($AS$40:$AS$69=$E132),$AG$40:$AG$69)/1000","v":0},{"$f":"SUMPRODUCT($M$40:$M$69,--($G$40:$G$69=S$116),--($AS$40:$AS$69=$E132),$AG$40:$AG$69)/1000*$AH88","v":0},{"$f":"MAX(SUMPRODUCT($N$40:$N$69,--($G$40:$G$69=T$72),--($AS$40:$AS$69=$E132),$AG$40:$AG$69)/1000-SUMPRODUCT($Q$40:$Q$69,--($G$40:$G$69=T$72),--($AS$40:$AS$69=$E132)),0)","v":0},0,{"$f":"SUMPRODUCT($M$40:$M$69,--($G$40:$G$69=V$72),--($AS$40:$AS$69=$E132),$AG$40:$AG$69)/1000","v":0},{"$f":"SUMPRODUCT($M$40:$M$69,--($G$40:$G$69=W$116),--($AS$40:$AS$69=$E132),$AG$40:$AG$69)/1000*$AH88","v":0},{"$f":"MAX(SUMPRODUCT($N$40:$N$69,--($G$40:$G$69=X$72),--($AS$40:$AS$69=$E132),$AG$40:$AG$69)/1000-SUMPRODUCT($Q$40:$Q$69,--($G$40:$G$69=X$72),--($AS$40:$AS$69=$E132)),0)","v":0},0,0,0,0,0,0]
[null,null,{"$error":"#DIV/0!"},null,"Elevators and escalators",{"$f":"SUMPRODUCT($M$40:$M$69,--($G$40:$G$69=F$72),--($AS$40:$AS$69=$E133),$AG$40:$AG$69)/1000","v":0},{"$f":"SUMPRODUCT($M$40:$M$69,--($G$40:$G$69=G$116),--($AS$40:$AS$69=$E133),$AG$40:$AG$69)/1000*$AH89","v":0},{"$f":"MAX(SUMPRODUCT($N$40:$N$69,--($G$40:$G$69=H$72),--($AS$40:$AS$69=$E133),$AG$40:$AG$69)/1000-SUMPRODUCT($Q$40:$Q$69,--($G$40:$G$69=H$72),--($AS$40:$AS$69=$E133)),0)","v":0},0,{"$f":"SUMPRODUCT($M$40:$M$69,--($G$40:$G$69=J$72),--($AS$40:$AS$69=$E133),$AG$40:$AG$69)/1000","v":0},{"$f":"SUMPRODUCT($M$40:$M$69,--($G$40:$G$69=K$116),--($AS$40:$AS$69=$E133),$AG$40:$AG$69)/1000*$AH89","v":0},{"$f":"SUMPRODUCT($N$40:$N$69,--($G$40:$G$69=L$72),--($AS$40:$AS$69=$E133),$AG$40:$AG$69)/1000-SUMPRODUCT($Q$40:$Q$69,--($G$40:$G$69=L$72),--($AS$40:$AS$69=$E133))","v":0},0,{"$f":"SUMPRODUCT($M$40:$M$69,--($G$40:$G$69=N$72),--($AS$40:$AS$69=$E133),$AG$40:$AG$69)/1000","v":0},{"$f":"SUMPRODUCT($M$40:$M$69,--($G$40:$G$69=O$116),--($AS$40:$AS$69=$E133),$AG$40:$AG$69)/1000*$AH89","v":0},{"$f":"MAX(SUMPRODUCT($N$40:$N$69,--($G$40:$G$69=P$72),--($AS$40:$AS$69=$E133),$AG$40:$AG$69)/1000-SUMPRODUCT($Q$40:$Q$69,--($G$40:$G$69=P$72),--($AS$40:$AS$69=$E133)),0)","v":0},0,{"$f":"SUMPRODUCT($M$40:$M$69,--($G$40:$G$69=R$72),--($AS$40:$AS$69=$E133),$AG$40:$AG$69)/1000","v":0},{"$f":"SUMPRODUCT($M$40:$M$69,--($G$40:$G$69=S$116),--($AS$40:$AS$69=$E133),$AG$40:$AG$69)/1000*$AH89","v":0},{"$f":"MAX(SUMPRODUCT($N$40:$N$69,--($G$40:$G$69=T$72),--($AS$40:$AS$69=$E133),$AG$40:$AG$69)/1000-SUMPRODUCT($Q$40:$Q$69,--($G$40:$G$69=T$72),--($AS$40:$AS$69=$E133)),0)","v":0},0,{"$f":"SUMPRODUCT($M$40:$M$69,--($G$40:$G$69=V$72),--($AS$40:$AS$69=$E133),$AG$40:$AG$69)/1000","v":0},{"$f":"SUMPRODUCT($M$40:$M$69,--($G$40:$G$69=W$116),--($AS$40:$AS$69=$E133),$AG$40:$AG$69)/1000*$AH89","v":0},{"$f":"MAX(SUMPRODUCT($N$40:$N$69,--($G$40:$G$69=X$72),--($AS$40:$AS$69=$E133),$AG$40:$AG$69)/1000-SUMPRODUCT($Q$40:$Q$69,--($G$40:$G$69=X$72),--($AS$40:$AS$69=$E133)),0)","v":0},0,0,0,0,0,0]
[null,null,{"$error":"#DIV/0!"},null,"Other regulated",{"$f":"SUMPRODUCT($M$40:$M$69,--($G$40:$G$69=F$72),--($AS$40:$AS$69=$E134),$AG$40:$AG$69)/1000","v":0},{"$f":"SUMPRODUCT($M$40:$M$69,--($G$40:$G$69=G$116),--($AS$40:$AS$69=$E134),$AG$40:$AG$69)/1000*$AH90","v":0},{"$f":"MAX(SUMPRODUCT($N$40:$N$69,--($G$40:$G$69=H$72),--($AS$40:$AS$69=$E134),$AG$40:$AG$69)/1000-SUMPRODUCT($Q$40:$Q$69,--($G$40:$G$69=H$72),--($AS$40:$AS$69=$E134)),0)","v":0},0,{"$f":"SUMPRODUCT($M$40:$M$69,--($G$40:$G$69=J$72),--($AS$40:$AS$69=$E134),$AG$40:$AG$69)/1000","v":0},{"$f":"SUMPRODUCT($M$40:$M$69,--($G$40:$G$69=K$116),--($AS$40:$AS$69=$E134),$AG$40:$AG$69)/1000*$AH90","v":0},{"$f":"SUMPRODUCT($N$40:$N$69,--($G$40:$G$69=L$72),--($AS$40:$AS$69=$E134),$AG$40:$AG$69)/1000-SUMPRODUCT($Q$40:$Q$69,--($G$40:$G$69=L$72),--($AS$40:$AS$69=$E134))","v":0},0,{"$f":"SUMPRODUCT($M$40:$M$69,--($G$40:$G$69=N$72),--($AS$40:$AS$69=$E134),$AG$40:$AG$69)/1000","v":0},{"$f":"SUMPRODUCT($M$40:$M$69,--($G$40:$G$69=O$116),--($AS$40:$AS$69=$E134),$AG$40:$AG$69)/1000*$AH90","v":0},{"$f":"MAX(SUMPRODUCT($N$40:$N$69,--($G$40:$G$69=P$72),--($AS$40:$AS$69=$E134),$AG$40:$AG$69)/1000-SUMPRODUCT($Q$40:$Q$69,--($G$40:$G$69=P$72),--($AS$40:$AS$69=$E134)),0)","v":0},0,{"$f":"SUMPRODUCT($M$40:$M$69,--($G$40:$G$69=R$72),--($AS$40:$AS$69=$E134),$AG$40:$AG$69)/1000","v":0},{"$f":"SUMPRODUCT($M$40:$M$69,--($G$40:$G$69=S$116),--($AS$40:$AS$69=$E134),$AG$40:$AG$69)/1000*$AH90","v":0},{"$f":"MAX(SUMPRODUCT($N$40:$N$69,--($G$40:$G$69=T$72),--($AS$40:$AS$69=$E134),$AG$40:$AG$69)/1000-SUMPRODUCT($Q$40:$Q$69,--($G$40:$G$69=T$72),--($AS$40:$AS$69=$E134)),0)","v":0},0,{"$f":"SUMPRODUCT($M$40:$M$69,--($G$40:$G$69=V$72),--($AS$40:$AS$69=$E134),$AG$40:$AG$69)/1000","v":0},{"$f":"SUMPRODUCT($M$40:$M$69,--($G$40:$G$69=W$116),--($AS$40:$AS$69=$E134),$AG$40:$AG$69)/1000*$AH90","v":0},{"$f":"MAX(SUMPRODUCT($N$40:$N$69,--($G$40:$G$69=X$72),--($AS$40:$AS$69=$E134),$AG$40:$AG$69)/1000-SUMPRODUCT($Q$40:$Q$69,--($G$40:$G$69=X$72),--($AS$40:$AS$69=$E134)),0)","v":0},0,0,0,0,0,0]
[null,null,{"$error":"#DIV/0!"},null,"Other unregulated",{"$f":"SUMPRODUCT($M$40:$M$69,--($G$40:$G$69=F$72),--($AS$40:$AS$69=$E135),$AG$40:$AG$69)/1000","v":0},{"$f":"SUMPRODUCT($M$40:$M$69,--($G$40:$G$69=G$116),--($AS$40:$AS$69=$E135),$AG$40:$AG$69)/1000*$AH91","v":0},{"$f":"MAX(SUMPRODUCT($N$40:$N$69,--($G$40:$G$69=H$72),--($AS$40:$AS$69=$E135),$AG$40:$AG$69)/1000-SUMPRODUCT($Q$40:$Q$69,--($G$40:$G$69=H$72),--($AS$40:$AS$69=$E135)),0)","v":0},0,{"$f":"SUMPRODUCT($M$40:$M$69,--($G$40:$G$69=J$72),--($AS$40:$AS$69=$E135),$AG$40:$AG$69)/1000","v":0},{"$f":"SUMPRODUCT($M$40:$M$69,--($G$40:$G$69=K$116),--($AS$40:$AS$69=$E135),$AG$40:$AG$69)/1000*$AH91","v":0},{"$f":"SUMPRODUCT($N$40:$N$69,--($G$40:$G$69=L$72),--($AS$40:$AS$69=$E135),$AG$40:$AG$69)/1000-SUMPRODUCT($Q$40:$Q$69,--($G$40:$G$69=L$72),--($AS$40:$AS$69=$E135))","v":0},0,{"$f":"SUMPRODUCT($M$40:$M$69,--($G$40:$G$69=N$72),--($AS$40:$AS$69=$E135),$AG$40:$AG$69)/1000","v":0},{"$f":"SUMPRODUCT($M$40:$M$69,--($G$40:$G$69=O$116),--($AS$40:$AS$69=$E135),$AG$40:$AG$69)/1000*$AH91","v":0},{"$f":"MAX(SUMPRODUCT($N$40:$N$69,--($G$40:$G$69=P$72),--($AS$40:$AS$69=$E135),$AG$40:$AG$69)/1000-SUMPRODUCT($Q$40:$Q$69,--($G$40:$G$69=P$72),--($AS$40:$AS$69=$E135)),0)","v":0},0,{"$f":"SUMPRODUCT($M$40:$M$69,--($G$40:$G$69=R$72),--($AS$40:$AS$69=$E135),$AG$40:$AG$69)/1000","v":0},{"$f":"SUMPRODUCT($M$40:$M$69,--($G$40:$G$69=S$116),--($AS$40:$AS$69=$E135),$AG$40:$AG$69)/1000*$AH91","v":0},{"$f":"MAX(SUMPRODUCT($N$40:$N$69,--($G$40:$G$69=T$72),--($AS$40:$AS$69=$E135),$AG$40:$AG$69)/1000-SUMPRODUCT($Q$40:$Q$69,--($G$40:$G$69=T$72),--($AS$40:$AS$69=$E135)),0)","v":0},0,{"$f":"SUMPRODUCT($M$40:$M$69,--($G$40:$G$69=V$72),--($AS$40:$AS$69=$E135),$AG$40:$AG$69)/1000","v":0},{"$f":"SUMPRODUCT($M$40:$M$69,--($G$40:$G$69=W$116),--($AS$40:$AS$69=$E135),$AG$40:$AG$69)/1000*$AH91","v":0},{"$f":"MAX(SUMPRODUCT($N$40:$N$69,--($G$40:$G$69=X$72),--($AS$40:$AS$69=$E135),$AG$40:$AG$69)/1000-SUMPRODUCT($Q$40:$Q$69,--($G$40:$G$69=X$72),--($AS$40:$AS$69=$E135)),0)","v":0},0,0,0,0,0,0]
[null,null,{"$error":"#DIV/0!"}]
[null,null,{"$f":"IF(AND(OR($AG$27=\"X\",$AG$27=\"x\"),OR(HP_Exceptional_Calcs=\"Yes\",HP_Renewable_Energy=\"Yes\")),1,5/0)","v":{"$error":"#DIV/0!"}},null,{"$f":"IF(AND(Lists_Modeling_Protocol_Year=2022,PRE_Accounted_For_2022=\"Yes\"),\"Table 5: Energy Consumption and Savings by Fuel and End Use Including Exceptional Calculations and Renewable Energy Without Cap (includes prescriptive renewables)\",IF(AND(Lists_Modeling_Protocol_Year=2022,PRE_Accounted_For_2022=\"No\"),\"Table 5: Energy Consumption and Savings by Fuel and End Use Including Exceptional Calculations and Renewable Energy Without Cap (does not include prescriptive renewables)\",\"Table 5: Energy Consumption and Savings by Fuel and End Use Including Exceptional Calculations and Renewable Energy Without Cap\"))","v":"Table 5: Energy Consumption and Savings by Fuel and End Use Including Exceptional Calculations and Renewable Energy Without Cap"},null,null,null,null,null,null,null,null,null,"Back to Table of Contents"]
[null,null,{"$f":"5/0","v":{"$error":"#DIV/0!"}},null,null,{"$f":"F116","v":0},{"$f":"G116","v":0},0,0,0,0,0,0,0,0,0,0,0,0,0,0,0,0,0,0]
[null,null,{"$error":"#DIV/0!"},null,"End Use",{"$f":"\"ASHRAE 90.1 ~2004 Baseline \" & F138 & \" Site Energy (MMBtu)\"","v":"ASHRAE 90.1 ~2004 Baseline 0 Site Energy (MMBtu)"},{"$f":"\"ASHRAE 90.1 \" & Lists_Modeling_Protocol_Year & \" Adjusted Baseline \" & G138 & \" Site Energy (MMBtu)\"","v":"ASHRAE 90.1  Adjusted Baseline 0 Site Energy (MMBtu)"},{"$f":"\"Proposed \" & H138 & \" Site Energy (MMBtu)\"","v":"Proposed 0 Site Energy (MMBtu)"},{"$f":"I138 & \" Site Energy Savings (MMBtu)\"","v":"0 Site Energy Savings (MMBtu)"},{"$f":"\"ASHRAE 90.1 ~2004 Baseline \" & J138 & \" Site Energy (MMBtu)\"","v":"ASHRAE 90.1 ~2004 Baseline 0 Site Energy (MMBtu)"},{"$f":"\"ASHRAE 90.1 \" & Lists_Modeling_Protocol_Year & \" Adjusted Baseline \" & K138 & \" Site Energy (MMBtu)\"","v":"ASHRAE 90.1  Adjusted Baseline 0 Site Energy (MMBtu)"},{"$f":"\"Proposed \" & L138 & \" Site Energy (MMBtu)\"","v":"Proposed 0 Site Energy (MMBtu)"},{"$f":"M138 & \" Site Energy Savings (MMBtu)\"","v":"0 Site Energy Savings (MMBtu)"},{"$f":"\"ASHRAE 90.1 ~2004 Baseline \" & N138 & \" Site Energy (MMBtu)\"","v":"ASHRAE 90.1 ~2004 Baseline 0 Site Energy (MMBtu)"},{"$f":"\"ASHRAE 90.1 \" & Lists_Modeling_Protocol_Year & \" Adjusted Baseline \" & O138 & \" Site Energy (MMBtu)\"","v":"ASHRAE 90.1  Adjusted Baseline 0 Site Energy (MMBtu)"},{"$f":"\"Proposed \" & P138 & \" Site Energy (MMBtu)\"","v":"Proposed 0 Site Energy (MMBtu)"},{"$f":"Q138 & \" Site Energy Savings (MMBtu)\"","v":"0 Site Energy Savings (MMBtu)"},{"$f":"\"ASHRAE 90.1 ~2004 Baseline \" & R138 & \" Site Energy (MMBtu)\"","v":"ASHRAE 90.1 ~2004 Baseline 0 Site Energy (MMBtu)"},{"$f":"\"ASHRAE 90.1 \" & Lists_Modeling_Protocol_Year & \" Adjusted Baseline \" & S138 & \" Site Energy (MMBtu)\"","v":"ASHRAE 90.1  Adjusted Baseline 0 Site Energy (MMBtu)"},{"$f":"\"Proposed \" & T138 & \" Site Energy (MMBtu)\"","v":"Proposed 0 Site Energy (MMBtu)"},{"$f":"U138 & \" Site Energy Savings (MMBtu)\"","v":"0 Site Energy Savings (MMBtu)"},{"$f":"\"ASHRAE 90.1 ~2004 Baseline \" & V138 & \" Site Energy (MMBtu)\"","v":"ASHRAE 90.1 ~2004 Baseline 0 Site Energy (MMBtu)"},{"$f":"\"ASHRAE 90.1 \" & Lists_Modeling_Protocol_Year & \" Adjusted Baseline \" & W138 & \" Site Energy (MMBtu)\"","v":"ASHRAE 90.1  Adjusted Baseline 0 Site Energy (MMBtu)"},{"$f":"\"Proposed \" & X138 & \" Site Energy (MMBtu)\"","v":"Proposed 0 Site Energy (MMBtu)"},{"$f":"Y138 & \" Site Energy Savings (MMBtu)\"","v":"0 Site Energy Savings (MMBtu)"},"ASHRAE 90.1 ~2004 Baseline Site Energy (MMBtu)",{"$f":"\"Total ASHRAE 90.1 \" & Lists_Modeling_Protocol_Year & \" Adjusted Baseline Site Energy (MMBtu)\"","v":"Total ASHRAE 90.1  Adjusted Baseline Site Energy (MMBtu)"},"Total Proposed Site Energy (MMBtu)","Total Site Energy Savings Compared to ~2004 Baseline (MMBtu)",{"$f":"\"Total Site Energy Savings Compared to \" & Lists_Modeling_Protocol_Year & \" Baseline (MMBtu)\"","v":"Total Site Energy Savings Compared to  Baseline (MMBtu)"}]
[null,null,{"$error":"#DIV/0!"},null,"Interior lighting",{"$f":"SUMPRODUCT($M$40:$M$69,--($G$40:$G$69=F$72),--($AS$40:$AS$69=$E140),$AG$40:$AG$69)/1000","v":0},{"$f":"(SUMPRODUCT($M$40:$M$69,--($G$40:$G$69=G$138),--($AS$40:$AS$69=$E140),$AG$40:$AG$69)/1000*$AH74)-SUMPRODUCT($AU$40:$AU$69,--($G$40:$G$69=G$138),--($AS$40:$AS$69=$E140))","v":0},{"$f":"MAX(SUMPRODUCT($N$40:$N$69,--($G$40:$G$69=H$138),--($AS$40:$AS$69=$E140),$AG$40:$AG$69)/1000-SUMPRODUCT($P$40:$P$69,--($G$40:$G$69=H$138),--($AS$40:$AS$69=$E140))-SUMPRODUCT($U$40:$U$69,--($G$40:$G$69=H$138),--($AS$40:$AS$69=$E140)),0)","v":0},{"$f":"G140-H140","v":0},{"$f":"SUMPRODUCT($M$40:$M$69,--($G$40:$G$69=J$72),--($AS$40:$AS$69=$E140),$AG$40:$AG$69)/1000","v":0},{"$f":"(SUMPRODUCT($M$40:$M$69,--($G$40:$G$69=K$138),--($AS$40:$AS$69=$E140),$AG$40:$AG$69)/1000*$AH74)-SUMPRODUCT($AU$40:$AU$69,--($G$40:$G$69=K$138),--($AS$40:$AS$69=$E140))","v":0},{"$f":"MAX(SUMPRODUCT($N$40:$N$69,--($G$40:$G$69=L$138),--($AS$40:$AS$69=$E140),$AG$40:$AG$69)/1000-SUMPRODUCT($P$40:$P$69,--($G$40:$G$69=L$138),--($AS$40:$AS$69=$E140))-SUMPRODUCT($U$40:$U$69,--($G$40:$G$69=L$138),--($AS$40:$AS$69=$E140)),0)","v":0},{"$f":"K140-L140","v":0},{"$f":"SUMPRODUCT($M$40:$M$69,--($G$40:$G$69=N$72),--($AS$40:$AS$69=$E140),$AG$40:$AG$69)/1000","v":0},{"$f":"SUMPRODUCT($M$40:$M$69,--($G$40:$G$69=O$138),--($AS$40:$AS$69=$E140),$AG$40:$AG$69)/1000*$AH74-SUMPRODUCT($AU$40:$AU$69,--($G$40:$G$69=O$138),--($AS$40:$AS$69=$E140))","v":0},{"$f":"MAX(SUMPRODUCT($N$40:$N$69,--($G$40:$G$69=P$138),--($AS$40:$AS$69=$E140),$AG$40:$AG$69)/1000-SUMPRODUCT($P$40:$P$69,--($G$40:$G$69=P$138),--($AS$40:$AS$69=$E140))-SUMPRODUCT($U$40:$U$69,--($G$40:$G$69=P$138),--($AS$40:$AS$69=$E140)),0)","v":0},{"$f":"O140-P140","v":0},{"$f":"SUMPRODUCT($M$40:$M$69,--($G$40:$G$69=R$72),--($AS$40:$AS$69=$E140),$AG$40:$AG$69)/1000","v":0},{"$f":"SUMPRODUCT($M$40:$M$69,--($G$40:$G$69=S$138),--($AS$40:$AS$69=$E140),$AG$40:$AG$69)/1000*$AH74-SUMPRODUCT($AU$40:$AU$69,--($G$40:$G$69=S$138),--($AS$40:$AS$69=$E140))","v":0},{"$f":"MAX(SUMPRODUCT($N$40:$N$69,--($G$40:$G$69=T$138),--($AS$40:$AS$69=$E140),$AG$40:$AG$69)/1000-SUMPRODUCT($P$40:$P$69,--($G$40:$G$69=T$138),--($AS$40:$AS$69=$E140))-SUMPRODUCT($U$40:$U$69,--($G$40:$G$69=T$138),--($AS$40:$AS$69=$E140)),0)","v":0},{"$f":"S140-T140","v":0},{"$f":"SUMPRODUCT($M$40:$M$69,--($G$40:$G$69=V$72),--($AS$40:$AS$69=$E140),$AG$40:$AG$69)/1000","v":0},{"$f":"SUMPRODUCT($M$40:$M$69,--($G$40:$G$69=W$138),--($AS$40:$AS$69=$E140),$AG$40:$AG$69)/1000*$AH74-SUMPRODUCT($AU$40:$AU$69,--($G$40:$G$69=W$138),--($AS$40:$AS$69=$E140))","v":0},{"$f":"MAX(SUMPRODUCT($N$40:$N$69,--($G$40:$G$69=X$138),--($AS$40:$AS$69=$E140),$AG$40:$AG$69)/1000-SUMPRODUCT($P$40:$P$69,--($G$40:$G$69=X$138),--($AS$40:$AS$69=$E140))-SUMPRODUCT($U$40:$U$69,--($G$40:$G$69=X$138),--($AS$40:$AS$69=$E140)),0)","v":0},{"$f":"W140-X140","v":0},{"$f":"F140+J140+N140+R140+V140","v":0},{"$f":"G140+K140+O140+S140+W140","v":0},{"$f":"H140+L140+P140+T140+X140","v":0},{"$f":"Z140-AB140","v":0},{"$f":"AA140-AB140","v":0}]
[null,null,{"$error":"#DIV/0!"},null,"Interior lighting (unregulated)",{"$f":"SUMPRODUCT($M$40:$M$69,--($G$40:$G$69=F$72),--($AS$40:$AS$69=$E141),$AG$40:$AG$69)/1000","v":0},{"$f":"(SUMPRODUCT($M$40:$M$69,--($G$40:$G$69=G$138),--($AS$40:$AS$69=$E141),$AG$40:$AG$69)/1000*$AH75)-SUMPRODUCT($AU$40:$AU$69,--($G$40:$G$69=G$138),--($AS$40:$AS$69=$E141))","v":0},{"$f":"MAX(SUMPRODUCT($N$40:$N$69,--($G$40:$G$69=H$138),--($AS$40:$AS$69=$E141),$AG$40:$AG$69)/1000-SUMPRODUCT($P$40:$P$69,--($G$40:$G$69=H$138),--($AS$40:$AS$69=$E141))-SUMPRODUCT($U$40:$U$69,--($G$40:$G$69=H$138),--($AS$40:$AS$69=$E141)),0)","v":0},{"$f":"G141-H141","v":0},{"$f":"SUMPRODUCT($M$40:$M$69,--($G$40:$G$69=J$72),--($AS$40:$AS$69=$E141),$AG$40:$AG$69)/1000","v":0},{"$f":"(SUMPRODUCT($M$40:$M$69,--($G$40:$G$69=K$138),--($AS$40:$AS$69=$E141),$AG$40:$AG$69)/1000*$AH75)-SUMPRODUCT($AU$40:$AU$69,--($G$40:$G$69=K$138),--($AS$40:$AS$69=$E141))","v":0},{"$f":"MAX(SUMPRODUCT($N$40:$N$69,--($G$40:$G$69=L$138),--($AS$40:$AS$69=$E141),$AG$40:$AG$69)/1000-SUMPRODUCT($P$40:$P$69,--($G$40:$G$69=L$138),--($AS$40:$AS$69=$E141))-SUMPRODUCT($U$40:$U$69,--($G$40:$G$69=L$138),--($AS$40:$AS$69=$E141)),0)","v":0},{"$f":"K141-L141","v":0},{"$f":"SUMPRODUCT($M$40:$M$69,--($G$40:$G$69=N$72),--($AS$40:$AS$69=$E141),$AG$40:$AG$69)/1000","v":0},{"$f":"SUMPRODUCT($M$40:$M$69,--($G$40:$G$69=O$138),--($AS$40:$AS$69=$E141),$AG$40:$AG$69)/1000*$AH75-SUMPRODUCT($AU$40:$AU$69,--($G$40:$G$69=O$138),--($AS$40:$AS$69=$E141))","v":0},{"$f":"MAX(SUMPRODUCT($N$40:$N$69,--($G$40:$G$69=P$138),--($AS$40:$AS$69=$E141),$AG$40:$AG$69)/1000-SUMPRODUCT($P$40:$P$69,--($G$40:$G$69=P$138),--($AS$40:$AS$69=$E141))-SUMPRODUCT($U$40:$U$69,--($G$40:$G$69=P$138),--($AS$40:$AS$69=$E141)),0)","v":0},{"$f":"O141-P141","v":0},{"$f":"SUMPRODUCT($M$40:$M$69,--($G$40:$G$69=R$72),--($AS$40:$AS$69=$E141),$AG$40:$AG$69)/1000","v":0},{"$f":"SUMPRODUCT($M$40:$M$69,--($G$40:$G$69=S$138),--($AS$40:$AS$69=$E141),$AG$40:$AG$69)/1000*$AH75-SUMPRODUCT($AU$40:$AU$69,--($G$40:$G$69=S$138),--($AS$40:$AS$69=$E141))","v":0},{"$f":"MAX(SUMPRODUCT($N$40:$N$69,--($G$40:$G$69=T$138),--($AS$40:$AS$69=$E141),$AG$40:$AG$69)/1000-SUMPRODUCT($P$40:$P$69,--($G$40:$G$69=T$138),--($AS$40:$AS$69=$E141))-SUMPRODUCT($U$40:$U$69,--($G$40:$G$69=T$138),--($AS$40:$AS$69=$E141)),0)","v":0},{"$f":"S141-T141","v":0},{"$f":"SUMPRODUCT($M$40:$M$69,--($G$40:$G$69=V$72),--($AS$40:$AS$69=$E141),$AG$40:$AG$69)/1000","v":0},{"$f":"SUMPRODUCT($M$40:$M$69,--($G$40:$G$69=W$138),--($AS$40:$AS$69=$E141),$AG$40:$AG$69)/1000*$AH75-SUMPRODUCT($AU$40:$AU$69,--($G$40:$G$69=W$138),--($AS$40:$AS$69=$E141))","v":0},{"$f":"MAX(SUMPRODUCT($N$40:$N$69,--($G$40:$G$69=X$138),--($AS$40:$AS$69=$E141),$AG$40:$AG$69)/1000-SUMPRODUCT($P$40:$P$69,--($G$40:$G$69=X$138),--($AS$40:$AS$69=$E141))-SUMPRODUCT($U$40:$U$69,--($G$40:$G$69=X$138),--($AS$40:$AS$69=$E141)),0)","v":0},{"$f":"W141-X141","v":0},{"$f":"F141+J141+N141+R141+V141","v":0},{"$f":"G141+K141+O141+S141+W141","v":0},{"$f":"H141+L141+P141+T141+X141","v":0},{"$f":"Z141-AB141","v":0},0]
[null,null,{"$error":"#DIV/0!"},null,"Exterior lighting",{"$f":"SUMPRODUCT($M$40:$M$69,--($G$40:$G$69=F$72),--($AS$40:$AS$69=$E142),$AG$40:$AG$69)/1000","v":0},{"$f":"(SUMPRODUCT($M$40:$M$69,--($G$40:$G$69=G$138),--($AS$40:$AS$69=$E142),$AG$40:$AG$69)/1000*$AH76)-SUMPRODUCT($AU$40:$AU$69,--($G$40:$G$69=G$138),--($AS$40:$AS$69=$E142))","v":0},{"$f":"MAX(SUMPRODUCT($N$40:$N$69,--($G$40:$G$69=H$138),--($AS$40:$AS$69=$E142),$AG$40:$AG$69)/1000-SUMPRODUCT($P$40:$P$69,--($G$40:$G$69=H$138),--($AS$40:$AS$69=$E142))-SUMPRODUCT($U$40:$U$69,--($G$40:$G$69=H$138),--($AS$40:$AS$69=$E142)),0)","v":0},0,{"$f":"SUMPRODUCT($M$40:$M$69,--($G$40:$G$69=J$72),--($AS$40:$AS$69=$E142),$AG$40:$AG$69)/1000","v":0},{"$f":"(SUMPRODUCT($M$40:$M$69,--($G$40:$G$69=K$138),--($AS$40:$AS$69=$E142),$AG$40:$AG$69)/1000*$AH76)-SUMPRODUCT($AU$40:$AU$69,--($G$40:$G$69=K$138),--($AS$40:$AS$69=$E142))","v":0},{"$f":"MAX(SUMPRODUCT($N$40:$N$69,--($G$40:$G$69=L$138),--($AS$40:$AS$69=$E142),$AG$40:$AG$69)/1000-SUMPRODUCT($P$40:$P$69,--($G$40:$G$69=L$138),--($AS$40:$AS$69=$E142))-SUMPRODUCT($U$40:$U$69,--($G$40:$G$69=L$138),--($AS$40:$AS$69=$E142)),0)","v":0},0,{"$f":"SUMPRODUCT($M$40:$M$69,--($G$40:$G$69=N$72),--($AS$40:$AS$69=$E142),$AG$40:$AG$69)/1000","v":0},{"$f":"SUMPRODUCT($M$40:$M$69,--($G$40:$G$69=O$138),--($AS$40:$AS$69=$E142),$AG$40:$AG$69)/1000*$AH76-SUMPRODUCT($AU$40:$AU$69,--($G$40:$G$69=O$138),--($AS$40:$AS$69=$E142))","v":0},{"$f":"MAX(SUMPRODUCT($N$40:$N$69,--($G$40:$G$69=P$138),--($AS$40:$AS$69=$E142),$AG$40:$AG$69)/1000-SUMPRODUCT($P$40:$P$69,--($G$40:$G$69=P$138),--($AS$40:$AS$69=$E142))-SUMPRODUCT($U$40:$U$69,--($G$40:$G$69=P$138),--($AS$40:$AS$69=$E142)),0)","v":0},0,{"$f":"SUMPRODUCT($M$40:$M$69,--($G$40:$G$69=R$72),--($AS$40:$AS$69=$E142),$AG$40:$AG$69)/1000","v":0},{"$f":"SUMPRODUCT($M$40:$M$69,--($G$40:$G$69=S$138),--($AS$40:$AS$69=$E142),$AG$40:$AG$69)/1000*$AH76-SUMPRODUCT($AU$40:$AU$69,--($G$40:$G$69=S$138),--($AS$40:$AS$69=$E142))","v":0},{"$f":"MAX(SUMPRODUCT($N$40:$N$69,--($G$40:$G$69=T$138),--($AS$40:$AS$69=$E142),$AG$40:$AG$69)/1000-SUMPRODUCT($P$40:$P$69,--($G$40:$G$69=T$138),--($AS$40:$AS$69=$E142))-SUMPRODUCT($U$40:$U$69,--($G$40:$G$69=T$138),--($AS$40:$AS$69=$E142)),0)","v":0},0,{"$f":"SUMPRODUCT($M$40:$M$69,--($G$40:$G$69=V$72),--($AS$40:$AS$69=$E142),$AG$40:$AG$69)/1000","v":0},{"$f":"SUMPRODUCT($M$40:$M$69,--($G$40:$G$69=W$138),--($AS$40:$AS$69=$E142),$AG$40:$AG$69)/1000*$AH76-SUMPRODUCT($AU$40:$AU$69,--($G$40:$G$69=W$138),--($AS$40:$AS$69=$E142))","v":0},{"$f":"MAX(SUMPRODUCT($N$40:$N$69,--($G$40:$G$69=X$138),--($AS$40:$AS$69=$E142),$AG$40:$AG$69)/1000-SUMPRODUCT($P$40:$P$69,--($G$40:$G$69=X$138),--($AS$40:$AS$69=$E142))-SUMPRODUCT($U$40:$U$69,--($G$40:$G$69=X$138),--($AS$40:$AS$69=$E142)),0)","v":0},0,0,0,0,0,0]
[null,null,{"$error":"#DIV/0!"},null,"Space heating",{"$f":"SUMPRODUCT($M$40:$M$69,--($G$40:$G$69=F$72),--($AS$40:$AS$69=$E143),$AG$40:$AG$69)/1000","v":0},{"$f":"(SUMPRODUCT($M$40:$M$69,--($G$40:$G$69=G$138),--($AS$40:$AS$69=$E143),$AG$40:$AG$69)/1000*$AH77)-SUMPRODUCT($AU$40:$AU$69,--($G$40:$G$69=G$138),--($AS$40:$AS$69=$E143))","v":0},{"$f":"MAX(SUMPRODUCT($N$40:$N$69,--($G$40:$G$69=H$138),--($AS$40:$AS$69=$E143),$AG$40:$AG$69)/1000-SUMPRODUCT($P$40:$P$69,--($G$40:$G$69=H$138),--($AS$40:$AS$69=$E143))-SUMPRODUCT($U$40:$U$69,--($G$40:$G$69=H$138),--($AS$40:$AS$69=$E143)),0)","v":0},0,{"$f":"SUMPRODUCT($M$40:$M$69,--($G$40:$G$69=J$72),--($AS$40:$AS$69=$E143),$AG$40:$AG$69)/1000","v":0},{"$f":"(SUMPRODUCT($M$40:$M$69,--($G$40:$G$69=K$138),--($AS$40:$AS$69=$E143),$AG$40:$AG$69)/1000*$AH77)-SUMPRODUCT($AU$40:$AU$69,--($G$40:$G$69=K$138),--($AS$40:$AS$69=$E143))","v":0},{"$f":"MAX(SUMPRODUCT($N$40:$N$69,--($G$40:$G$69=L$138),--($AS$40:$AS$69=$E143),$AG$40:$AG$69)/1000-SUMPRODUCT($P$40:$P$69,--($G$40:$G$69=L$138),--($AS$40:$AS$69=$E143))-SUMPRODUCT($U$40:$U$69,--($G$40:$G$69=L$138),--($AS$40:$AS$69=$E143)),0)","v":0},0,{"$f":"SUMPRODUCT($M$40:$M$69,--($G$40:$G$69=N$72),--($AS$40:$AS$69=$E143),$AG$40:$AG$69)/1000","v":0},{"$f":"SUMPRODUCT($M$40:$M$69,--($G$40:$G$69=O$138),--($AS$40:$AS$69=$E143),$AG$40:$AG$69)/1000*$AH77-SUMPRODUCT($AU$40:$AU$69,--($G$40:$G$69=O$138),--($AS$40:$AS$69=$E143))","v":0},{"$f":"MAX(SUMPRODUCT($N$40:$N$69,--($G$40:$G$69=P$138),--($AS$40:$AS$69=$E143),$AG$40:$AG$69)/1000-SUMPRODUCT($P$40:$P$69,--($G$40:$G$69=P$138),--($AS$40:$AS$69=$E143))-SUMPRODUCT($U$40:$U$69,--($G$40:$G$69=P$138),--($AS$40:$AS$69=$E143)),0)","v":0},0,{"$f":"SUMPRODUCT($M$40:$M$69,--($G$40:$G$69=R$72),--($AS$40:$AS$69=$E143),$AG$40:$AG$69)/1000","v":0},{"$f":"SUMPRODUCT($M$40:$M$69,--($G$40:$G$69=S$138),--($AS$40:$AS$69=$E143),$AG$40:$AG$69)/1000*$AH77-SUMPRODUCT($AU$40:$AU$69,--($G$40:$G$69=S$138),--($AS$40:$AS$69=$E143))","v":0},{"$f":"MAX(SUMPRODUCT($N$40:$N$69,--($G$40:$G$69=T$138),--($AS$40:$AS$69=$E143),$AG$40:$AG$69)/1000-SUMPRODUCT($P$40:$P$69,--($G$40:$G$69=T$138),--($AS$40:$AS$69=$E143))-SUMPRODUCT($U$40:$U$69,--($G$40:$G$69=T$138),--($AS$40:$AS$69=$E143)),0)","v":0},0,{"$f":"SUMPRODUCT($M$40:$M$69,--($G$40:$G$69=V$72),--($AS$40:$AS$69=$E143),$AG$40:$AG$69)/1000","v":0},{"$f":"SUMPRODUCT($M$40:$M$69,--($G$40:$G$69=W$138),--($AS$40:$AS$69=$E143),$AG$40:$AG$69)/1000*$AH77-SUMPRODUCT($AU$40:$AU$69,--($G$40:$G$69=W$138),--($AS$40:$AS$69=$E143))","v":0},{"$f":"MAX(SUMPRODUCT($N$40:$N$69,--($G$40:$G$69=X$138),--($AS$40:$AS$69=$E143),$AG$40:$AG$69)/1000-SUMPRODUCT($P$40:$P$69,--($G$40:$G$69=X$138),--($AS$40:$AS$69=$E143))-SUMPRODUCT($U$40:$U$69,--($G$40:$G$69=X$138),--($AS$40:$AS$69=$E143)),0)","v":0},0,0,0,0,0,0]
[null,null,{"$error":"#DIV/0!"},null,"Heat pump supplemental heater",{"$f":"SUMPRODUCT($M$40:$M$69,--($G$40:$G$69=F$72),--($AS$40:$AS$69=$E144),$AG$40:$AG$69)/1000","v":0},{"$f":"(SUMPRODUCT($M$40:$M$69,--($G$40:$G$69=G$138),--($AS$40:$AS$69=$E144),$AG$40:$AG$69)/1000*$AH78)-SUMPRODUCT($AU$40:$AU$69,--($G$40:$G$69=G$138),--($AS$40:$AS$69=$E144))","v":0},{"$f":"MAX(SUMPRODUCT($N$40:$N$69,--($G$40:$G$69=H$138),--($AS$40:$AS$69=$E144),$AG$40:$AG$69)/1000-SUMPRODUCT($P$40:$P$69,--($G$40:$G$69=H$138),--($AS$40:$AS$69=$E144))-SUMPRODUCT($U$40:$U$69,--($G$40:$G$69=H$138),--($AS$40:$AS$69=$E144)),0)","v":0},0,{"$f":"SUMPRODUCT($M$40:$M$69,--($G$40:$G$69=J$72),--($AS$40:$AS$69=$E144),$AG$40:$AG$69)/1000","v":0},{"$f":"(SUMPRODUCT($M$40:$M$69,--($G$40:$G$69=K$138),--($AS$40:$AS$69=$E144),$AG$40:$AG$69)/1000*$AH78)-SUMPRODUCT($AU$40:$AU$69,--($G$40:$G$69=K$138),--($AS$40:$AS$69=$E144))","v":0},{"$f":"MAX(SUMPRODUCT($N$40:$N$69,--($G$40:$G$69=L$138),--($AS$40:$AS$69=$E144),$AG$40:$AG$69)/1000-SUMPRODUCT($P$40:$P$69,--($G$40:$G$69=L$138),--($AS$40:$AS$69=$E144))-SUMPRODUCT($U$40:$U$69,--($G$40:$G$69=L$138),--($AS$40:$AS$69=$E144)),0)","v":0},0,{"$f":"SUMPRODUCT($M$40:$M$69,--($G$40:$G$69=N$72),--($AS$40:$AS$69=$E144),$AG$40:$AG$69)/1000","v":0},{"$f":"SUMPRODUCT($M$40:$M$69,--($G$40:$G$69=O$138),--($AS$40:$AS$69=$E144),$AG$40:$AG$69)/1000*$AH78-SUMPRODUCT($AU$40:$AU$69,--($G$40:$G$69=O$138),--($AS$40:$AS$69=$E144))","v":0},{"$f":"MAX(SUMPRODUCT($N$40:$N$69,--($G$40:$G$69=P$138),--($AS$40:$AS$69=$E144),$AG$40:$AG$69)/1000-SUMPRODUCT($P$40:$P$69,--($G$40:$G$69=P$138),--($AS$40:$AS$69=$E144))-SUMPRODUCT($U$40:$U$69,--($G$40:$G$69=P$138),--($AS$40:$AS$69=$E144)),0)","v":0},0,{"$f":"SUMPRODUCT($M$40:$M$69,--($G$40:$G$69=R$72),--($AS$40:$AS$69=$E144),$AG$40:$AG$69)/1000","v":0},{"$f":"SUMPRODUCT($M$40:$M$69,--($G$40:$G$69=S$138),--($AS$40:$AS$69=$E144),$AG$40:$AG$69)/1000*$AH78-SUMPRODUCT($AU$40:$AU$69,--($G$40:$G$69=S$138),--($AS$40:$AS$69=$E144))","v":0},{"$f":"MAX(SUMPRODUCT($N$40:$N$69,--($G$40:$G$69=T$138),--($AS$40:$AS$69=$E144),$AG$40:$AG$69)/1000-SUMPRODUCT($P$40:$P$69,--($G$40:$G$69=T$138),--($AS$40:$AS$69=$E144))-SUMPRODUCT($U$40:$U$69,--($G$40:$G$69=T$138),--($AS$40:$AS$69=$E144)),0)","v":0},0,{"$f":"SUMPRODUCT($M$40:$M$69,--($G$40:$G$69=V$72),--($AS$40:$AS$69=$E144),$AG$40:$AG$69)/1000","v":0},{"$f":"SUMPRODUCT($M$40:$M$69,--($G$40:$G$69=W$138),--($AS$40:$AS$69=$E144),$AG$40:$AG$69)/1000*$AH78-SUMPRODUCT($AU$40:$AU$69,--($G$40:$G$69=W$138),--($AS$40:$AS$69=$E144))","v":0},{"$f":"MAX(SUMPRODUCT($N$40:$N$69,--($G$40:$G$69=X$138),--($AS$40:$AS$69=$E144),$AG$40:$AG$69)/1000-SUMPRODUCT($P$40:$P$69,--($G$40:$G$69=X$138),--($AS$40:$AS$69=$E144))-SUMPRODUCT($U$40:$U$69,--($G$40:$G$69=X$138),--($AS$40:$AS$69=$E144)),0)","v":0},0,0,0,0,0,0]
[null,null,{"$error":"#DIV/0!"},null,"Space cooling",{"$f":"SUMPRODUCT($M$40:$M$69,--($G$40:$G$69=F$72),--($AS$40:$AS$69=$E145),$AG$40:$AG$69)/1000","v":0},{"$f":"(SUMPRODUCT($M$40:$M$69,--($G$40:$G$69=G$138),--($AS$40:$AS$69=$E145),$AG$40:$AG$69)/1000*$AH79)-SUMPRODUCT($AU$40:$AU$69,--($G$40:$G$69=G$138),--($AS$40:$AS$69=$E145))","v":0},{"$f":"MAX(SUMPRODUCT($N$40:$N$69,--($G$40:$G$69=H$138),--($AS$40:$AS$69=$E145),$AG$40:$AG$69)/1000-SUMPRODUCT($P$40:$P$69,--($G$40:$G$69=H$138),--($AS$40:$AS$69=$E145))-SUMPRODUCT($U$40:$U$69,--($G$40:$G$69=H$138),--($AS$40:$AS$69=$E145)),0)","v":0},0,{"$f":"SUMPRODUCT($M$40:$M$69,--($G$40:$G$69=J$72),--($AS$40:$AS$69=$E145),$AG$40:$AG$69)/1000","v":0},{"$f":"(SUMPRODUCT($M$40:$M$69,--($G$40:$G$69=K$138),--($AS$40:$AS$69=$E145),$AG$40:$AG$69)/1000*$AH79)-SUMPRODUCT($AU$40:$AU$69,--($G$40:$G$69=K$138),--($AS$40:$AS$69=$E145))","v":0},{"$f":"MAX(SUMPRODUCT($N$40:$N$69,--($G$40:$G$69=L$138),--($AS$40:$AS$69=$E145),$AG$40:$AG$69)/1000-SUMPRODUCT($P$40:$P$69,--($G$40:$G$69=L$138),--($AS$40:$AS$69=$E145))-SUMPRODUCT($U$40:$U$69,--($G$40:$G$69=L$138),--($AS$40:$AS$69=$E145)),0)","v":0},0,{"$f":"SUMPRODUCT($M$40:$M$69,--($G$40:$G$69=N$72),--($AS$40:$AS$69=$E145),$AG$40:$AG$69)/1000","v":0},{"$f":"SUMPRODUCT($M$40:$M$69,--($G$40:$G$69=O$138),--($AS$40:$AS$69=$E145),$AG$40:$AG$69)/1000*$AH79-SUMPRODUCT($AU$40:$AU$69,--($G$40:$G$69=O$138),--($AS$40:$AS$69=$E145))","v":0},{"$f":"MAX(SUMPRODUCT($N$40:$N$69,--($G$40:$G$69=P$138),--($AS$40:$AS$69=$E145),$AG$40:$AG$69)/1000-SUMPRODUCT($P$40:$P$69,--($G$40:$G$69=P$138),--($AS$40:$AS$69=$E145))-SUMPRODUCT($U$40:$U$69,--($G$40:$G$69=P$138),--($AS$40:$AS$69=$E145)),0)","v":0},0,{"$f":"SUMPRODUCT($M$40:$M$69,--($G$40:$G$69=R$72),--($AS$40:$AS$69=$E145),$AG$40:$AG$69)/1000","v":0},{"$f":"SUMPRODUCT($M$40:$M$69,--($G$40:$G$69=S$138),--($AS$40:$AS$69=$E145),$AG$40:$AG$69)/1000*$AH79-SUMPRODUCT($AU$40:$AU$69,--($G$40:$G$69=S$138),--($AS$40:$AS$69=$E145))","v":0},{"$f":"MAX(SUMPRODUCT($N$40:$N$69,--($G$40:$G$69=T$138),--($AS$40:$AS$69=$E145),$AG$40:$AG$69)/1000-SUMPRODUCT($P$40:$P$69,--($G$40:$G$69=T$138),--($AS$40:$AS$69=$E145))-SUMPRODUCT($U$40:$U$69,--($G$40:$G$69=T$138),--($AS$40:$AS$69=$E145)),0)","v":0},0,{"$f":"SUMPRODUCT($M$40:$M$69,--($G$40:$G$69=V$72),--($AS$40:$AS$69=$E145),$AG$40:$AG$69)/1000","v":0},{"$f":"SUMPRODUCT($M$40:$M$69,--($G$40:$G$69=W$138),--($AS$40:$AS$69=$E145),$AG$40:$AG$69)/1000*$AH79-SUMPRODUCT($AU$40:$AU$69,--($G$40:$G$69=W$138),--($AS$40:$AS$69=$E145))","v":0},{"$f":"MAX(SUMPRODUCT($N$40:$N$69,--($G$40:$G$69=X$138),--($AS$40:$AS$69=$E145),$AG$40:$AG$69)/1000-SUMPRODUCT($P$40:$P$69,--($G$40:$G$69=X$138),--($AS$40:$AS$69=$E145))-SUMPRODUCT($U$40:$U$69,--($G$40:$G$69=X$138),--($AS$40:$AS$69=$E145)),0)","v":0},0,0,0,0,0,0]
[null,null,{"$error":"#DIV/0!"},null,"Pumps",{"$f":"SUMPRODUCT($M$40:$M$69,--($G$40:$G$69=F$72),--($AS$40:$AS$69=$E146),$AG$40:$AG$69)/1000","v":0},{"$f":"(SUMPRODUCT($M$40:$M$69,--($G$40:$G$69=G$138),--($AS$40:$AS$69=$E146),$AG$40:$AG$69)/1000*$AH80)-SUMPRODUCT($AU$40:$AU$69,--($G$40:$G$69=G$138),--($AS$40:$AS$69=$E146))","v":0},{"$f":"MAX(SUMPRODUCT($N$40:$N$69,--($G$40:$G$69=H$138),--($AS$40:$AS$69=$E146),$AG$40:$AG$69)/1000-SUMPRODUCT($P$40:$P$69,--($G$40:$G$69=H$138),--($AS$40:$AS$69=$E146))-SUMPRODUCT($U$40:$U$69,--($G$40:$G$69=H$138),--($AS$40:$AS$69=$E146)),0)","v":0},0,{"$f":"SUMPRODUCT($M$40:$M$69,--($G$40:$G$69=J$72),--($AS$40:$AS$69=$E146),$AG$40:$AG$69)/1000","v":0},{"$f":"(SUMPRODUCT($M$40:$M$69,--($G$40:$G$69=K$138),--($AS$40:$AS$69=$E146),$AG$40:$AG$69)/1000*$AH80)-SUMPRODUCT($AU$40:$AU$69,--($G$40:$G$69=K$138),--($AS$40:$AS$69=$E146))","v":0},{"$f":"MAX(SUMPRODUCT($N$40:$N$69,--($G$40:$G$69=L$138),--($AS$40:$AS$69=$E146),$AG$40:$AG$69)/1000-SUMPRODUCT($P$40:$P$69,--($G$40:$G$69=L$138),--($AS$40:$AS$69=$E146))-SUMPRODUCT($U$40:$U$69,--($G$40:$G$69=L$138),--($AS$40:$AS$69=$E146)),0)","v":0},0,{"$f":"SUMPRODUCT($M$40:$M$69,--($G$40:$G$69=N$72),--($AS$40:$AS$69=$E146),$AG$40:$AG$69)/1000","v":0},{"$f":"SUMPRODUCT($M$40:$M$69,--($G$40:$G$69=O$138),--($AS$40:$AS$69=$E146),$AG$40:$AG$69)/1000*$AH80-SUMPRODUCT($AU$40:$AU$69,--($G$40:$G$69=O$138),--($AS$40:$AS$69=$E146))","v":0},{"$f":"MAX(SUMPRODUCT($N$40:$N$69,--($G$40:$G$69=P$138),--($AS$40:$AS$69=$E146),$AG$40:$AG$69)/1000-SUMPRODUCT($P$40:$P$69,--($G$40:$G$69=P$138),--($AS$40:$AS$69=$E146))-SUMPRODUCT($U$40:$U$69,--($G$40:$G$69=P$138),--($AS$40:$AS$69=$E146)),0)","v":0},0,{"$f":"SUMPRODUCT($M$40:$M$69,--($G$40:$G$69=R$72),--($AS$40:$AS$69=$E146),$AG$40:$AG$69)/1000","v":0},{"$f":"SUMPRODUCT($M$40:$M$69,--($G$40:$G$69=S$138),--($AS$40:$AS$69=$E146),$AG$40:$AG$69)/1000*$AH80-SUMPRODUCT($AU$40:$AU$69,--($G$40:$G$69=S$138),--($AS$40:$AS$69=$E146))","v":0},{"$f":"MAX(SUMPRODUCT($N$40:$N$69,--($G$40:$G$69=T$138),--($AS$40:$AS$69=$E146),$AG$40:$AG$69)/1000-SUMPRODUCT($P$40:$P$69,--($G$40:$G$69=T$138),--($AS$40:$AS$69=$E146))-SUMPRODUCT($U$40:$U$69,--($G$40:$G$69=T$138),--($AS$40:$AS$69=$E146)),0)","v":0},0,{"$f":"SUMPRODUCT($M$40:$M$69,--($G$40:$G$69=V$72),--($AS$40:$AS$69=$E146),$AG$40:$AG$69)/1000","v":0},{"$f":"SUMPRODUCT($M$40:$M$69,--($G$40:$G$69=W$138),--($AS$40:$AS$69=$E146),$AG$40:$AG$69)/1000*$AH80-SUMPRODUCT($AU$40:$AU$69,--($G$40:$G$69=W$138),--($AS$40:$AS$69=$E146))","v":0},{"$f":"MAX(SUMPRODUCT($N$40:$N$69,--($G$40:$G$69=X$138),--($AS$40:$AS$69=$E146),$AG$40:$AG$69)/1000-SUMPRODUCT($P$40:$P$69,--($G$40:$G$69=X$138),--($AS$40:$AS$69=$E146))-SUMPRODUCT($U$40:$U$69,--($G$40:$G$69=X$138),--($AS$40:$AS$69=$E146)),0)","v":0},0,0,0,0,0,0]
[null,null,{"$error":"#DIV/0!"},null,"Heat rejection",{"$f":"SUMPRODUCT($M$40:$M$69,--($G$40:$G$69=F$72),--($AS$40:$AS$69=$E147),$AG$40:$AG$69)/1000","v":0},{"$f":"(SUMPRODUCT($M$40:$M$69,--($G$40:$G$69=G$138),--($AS$40:$AS$69=$E147),$AG$40:$AG$69)/1000*$AH81)-SUMPRODUCT($AU$40:$AU$69,--($G$40:$G$69=G$138),--($AS$40:$AS$69=$E147))","v":0},{"$f":"MAX(SUMPRODUCT($N$40:$N$69,--($G$40:$G$69=H$138),--($AS$40:$AS$69=$E147),$AG$40:$AG$69)/1000-SUMPRODUCT($P$40:$P$69,--($G$40:$G$69=H$138),--($AS$40:$AS$69=$E147))-SUMPRODUCT($U$40:$U$69,--($G$40:$G$69=H$138),--($AS$40:$AS$69=$E147)),0)","v":0},0,{"$f":"SUMPRODUCT($M$40:$M$69,--($G$40:$G$69=J$72),--($AS$40:$AS$69=$E147),$AG$40:$AG$69)/1000","v":0},{"$f":"(SUMPRODUCT($M$40:$M$69,--($G$40:$G$69=K$138),--($AS$40:$AS$69=$E147),$AG$40:$AG$69)/1000*$AH81)-SUMPRODUCT($AU$40:$AU$69,--($G$40:$G$69=K$138),--($AS$40:$AS$69=$E147))","v":0},{"$f":"MAX(SUMPRODUCT($N$40:$N$69,--($G$40:$G$69=L$138),--($AS$40:$AS$69=$E147),$AG$40:$AG$69)/1000-SUMPRODUCT($P$40:$P$69,--($G$40:$G$69=L$138),--($AS$40:$AS$69=$E147))-SUMPRODUCT($U$40:$U$69,--($G$40:$G$69=L$138),--($AS$40:$AS$69=$E147)),0)","v":0},0,{"$f":"SUMPRODUCT($M$40:$M$69,--($G$40:$G$69=N$72),--($AS$40:$AS$69=$E147),$AG$40:$AG$69)/1000","v":0},{"$f":"SUMPRODUCT($M$40:$M$69,--($G$40:$G$69=O$138),--($AS$40:$AS$69=$E147),$AG$40:$AG$69)/1000*$AH81-SUMPRODUCT($AU$40:$AU$69,--($G$40:$G$69=O$138),--($AS$40:$AS$69=$E147))","v":0},{"$f":"MAX(SUMPRODUCT($N$40:$N$69,--($G$40:$G$69=P$138),--($AS$40:$AS$69=$E147),$AG$40:$AG$69)/1000-SUMPRODUCT($P$40:$P$69,--($G$40:$G$69=P$138),--($AS$40:$AS$69=$E147))-SUMPRODUCT($U$40:$U$69,--($G$40:$G$69=P$138),--($AS$40:$AS$69=$E147)),0)","v":0},0,{"$f":"SUMPRODUCT($M$40:$M$69,--($G$40:$G$69=R$72),--($AS$40:$AS$69=$E147),$AG$40:$AG$69)/1000","v":0},{"$f":"SUMPRODUCT($M$40:$M$69,--($G$40:$G$69=S$138),--($AS$40:$AS$69=$E147),$AG$40:$AG$69)/1000*$AH81-SUMPRODUCT($AU$40:$AU$69,--($G$40:$G$69=S$138),--($AS$40:$AS$69=$E147))","v":0},{"$f":"MAX(SUMPRODUCT($N$40:$N$69,--($G$40:$G$69=T$138),--($AS$40:$AS$69=$E147),$AG$40:$AG$69)/1000-SUMPRODUCT($P$40:$P$69,--($G$40:$G$69=T$138),--($AS$40:$AS$69=$E147))-SUMPRODUCT($U$40:$U$69,--($G$40:$G$69=T$138),--($AS$40:$AS$69=$E147)),0)","v":0},0,{"$f":"SUMPRODUCT($M$40:$M$69,--($G$40:$G$69=V$72),--($AS$40:$AS$69=$E147),$AG$40:$AG$69)/1000","v":0},{"$f":"SUMPRODUCT($M$40:$M$69,--($G$40:$G$69=W$138),--($AS$40:$AS$69=$E147),$AG$40:$AG$69)/1000*$AH81-SUMPRODUCT($AU$40:$AU$69,--($G$40:$G$69=W$138),--($AS$40:$AS$69=$E147))","v":0},{"$f":"MAX(SUMPRODUCT($N$40:$N$69,--($G$40:$G$69=X$138),--($AS$40:$AS$69=$E147),$AG$40:$AG$69)/1000-SUMPRODUCT($P$40:$P$69,--($G$40:$G$69=X$138),--($AS$40:$AS$69=$E147))-SUMPRODUCT($U$40:$U$69,--($G$40:$G$69=X$138),--($AS$40:$AS$69=$E147)),0)","v":0},0,0,0,0,0,0]
[null,null,{"$error":"#DIV/0!"},null,"Fans - interior ventilation",{"$f":"SUMPRODUCT($M$40:$M$69,--($G$40:$G$69=F$72),--($AS$40:$AS$69=$E148),$AG$40:$AG$69)/1000","v":0},{"$f":"(SUMPRODUCT($M$40:$M$69,--($G$40:$G$69=G$138),--($AS$40:$AS$69=$E148),$AG$40:$AG$69)/1000*$AH82)-SUMPRODUCT($AU$40:$AU$69,--($G$40:$G$69=G$138),--($AS$40:$AS$69=$E148))","v":0},{"$f":"MAX(SUMPRODUCT($N$40:$N$69,--($G$40:$G$69=H$138),--($AS$40:$AS$69=$E148),$AG$40:$AG$69)/1000-SUMPRODUCT($P$40:$P$69,--($G$40:$G$69=H$138),--($AS$40:$AS$69=$E148))-SUMPRODUCT($U$40:$U$69,--($G$40:$G$69=H$138),--($AS$40:$AS$69=$E148)),0)","v":0},0,{"$f":"SUMPRODUCT($M$40:$M$69,--($G$40:$G$69=J$72),--($AS$40:$AS$69=$E148),$AG$40:$AG$69)/1000","v":0},{"$f":"(SUMPRODUCT($M$40:$M$69,--($G$40:$G$69=K$138),--($AS$40:$AS$69=$E148),$AG$40:$AG$69)/1000*$AH82)-SUMPRODUCT($AU$40:$AU$69,--($G$40:$G$69=K$138),--($AS$40:$AS$69=$E148))","v":0},{"$f":"MAX(SUMPRODUCT($N$40:$N$69,--($G$40:$G$69=L$138),--($AS$40:$AS$69=$E148),$AG$40:$AG$69)/1000-SUMPRODUCT($P$40:$P$69,--($G$40:$G$69=L$138),--($AS$40:$AS$69=$E148))-SUMPRODUCT($U$40:$U$69,--($G$40:$G$69=L$138),--($AS$40:$AS$69=$E148)),0)","v":0},0,{"$f":"SUMPRODUCT($M$40:$M$69,--($G$40:$G$69=N$72),--($AS$40:$AS$69=$E148),$AG$40:$AG$69)/1000","v":0},{"$f":"SUMPRODUCT($M$40:$M$69,--($G$40:$G$69=O$138),--($AS$40:$AS$69=$E148),$AG$40:$AG$69)/1000*$AH82-SUMPRODUCT($AU$40:$AU$69,--($G$40:$G$69=O$138),--($AS$40:$AS$69=$E148))","v":0},{"$f":"MAX(SUMPRODUCT($N$40:$N$69,--($G$40:$G$69=P$138),--($AS$40:$AS$69=$E148),$AG$40:$AG$69)/1000-SUMPRODUCT($P$40:$P$69,--($G$40:$G$69=P$138),--($AS$40:$AS$69=$E148))-SUMPRODUCT($U$40:$U$69,--($G$40:$G$69=P$138),--($AS$40:$AS$69=$E148)),0)","v":0},0,{"$f":"SUMPRODUCT($M$40:$M$69,--($G$40:$G$69=R$72),--($AS$40:$AS$69=$E148),$AG$40:$AG$69)/1000","v":0},{"$f":"SUMPRODUCT($M$40:$M$69,--($G$40:$G$69=S$138),--($AS$40:$AS$69=$E148),$AG$40:$AG$69)/1000*$AH82-SUMPRODUCT($AU$40:$AU$69,--($G$40:$G$69=S$138),--($AS$40:$AS$69=$E148))","v":0},{"$f":"MAX(SUMPRODUCT($N$40:$N$69,--($G$40:$G$69=T$138),--($AS$40:$AS$69=$E148),$AG$40:$AG$69)/1000-SUMPRODUCT($P$40:$P$69,--($G$40:$G$69=T$138),--($AS$40:$AS$69=$E148))-SUMPRODUCT($U$40:$U$69,--($G$40:$G$69=T$138),--($AS$40:$AS$69=$E148)),0)","v":0},0,{"$f":"SUMPRODUCT($M$40:$M$69,--($G$40:$G$69=V$72),--($AS$40:$AS$69=$E148),$AG$40:$AG$69)/1000","v":0},{"$f":"SUMPRODUCT($M$40:$M$69,--($G$40:$G$69=W$138),--($AS$40:$AS$69=$E148),$AG$40:$AG$69)/1000*$AH82-SUMPRODUCT($AU$40:$AU$69,--($G$40:$G$69=W$138),--($AS$40:$AS$69=$E148))","v":0},{"$f":"MAX(SUMPRODUCT($N$40:$N$69,--($G$40:$G$69=X$138),--($AS$40:$AS$69=$E148),$AG$40:$AG$69)/1000-SUMPRODUCT($P$40:$P$69,--($G$40:$G$69=X$138),--($AS$40:$AS$69=$E148))-SUMPRODUCT($U$40:$U$69,--($G$40:$G$69=X$138),--($AS$40:$AS$69=$E148)),0)","v":0},0,0,0,0,0,0]
[null,null,{"$error":"#DIV/0!"},null,"Fans - parking garage",{"$f":"SUMPRODUCT($M$40:$M$69,--($G$40:$G$69=F$72),--($AS$40:$AS$69=$E149),$AG$40:$AG$69)/1000","v":0},{"$f":"(SUMPRODUCT($M$40:$M$69,--($G$40:$G$69=G$138),--($AS$40:$AS$69=$E149),$AG$40:$AG$69)/1000*$AH83)-SUMPRODUCT($AU$40:$AU$69,--($G$40:$G$69=G$138),--($AS$40:$AS$69=$E149))","v":0},{"$f":"MAX(SUMPRODUCT($N$40:$N$69,--($G$40:$G$69=H$138),--($AS$40:$AS$69=$E149),$AG$40:$AG$69)/1000-SUMPRODUCT($P$40:$P$69,--($G$40:$G$69=H$138),--($AS$40:$AS$69=$E149))-SUMPRODUCT($U$40:$U$69,--($G$40:$G$69=H$138),--($AS$40:$AS$69=$E149)),0)","v":0},0,{"$f":"SUMPRODUCT($M$40:$M$69,--($G$40:$G$69=J$72),--($AS$40:$AS$69=$E149),$AG$40:$AG$69)/1000","v":0},{"$f":"(SUMPRODUCT($M$40:$M$69,--($G$40:$G$69=K$138),--($AS$40:$AS$69=$E149),$AG$40:$AG$69)/1000*$AH83)-SUMPRODUCT($AU$40:$AU$69,--($G$40:$G$69=K$138),--($AS$40:$AS$69=$E149))","v":0},{"$f":"MAX(SUMPRODUCT($N$40:$N$69,--($G$40:$G$69=L$138),--($AS$40:$AS$69=$E149),$AG$40:$AG$69)/1000-SUMPRODUCT($P$40:$P$69,--($G$40:$G$69=L$138),--($AS$40:$AS$69=$E149))-SUMPRODUCT($U$40:$U$69,--($G$40:$G$69=L$138),--($AS$40:$AS$69=$E149)),0)","v":0},0,{"$f":"SUMPRODUCT($M$40:$M$69,--($G$40:$G$69=N$72),--($AS$40:$AS$69=$E149),$AG$40:$AG$69)/1000","v":0},{"$f":"SUMPRODUCT($M$40:$M$69,--($G$40:$G$69=O$138),--($AS$40:$AS$69=$E149),$AG$40:$AG$69)/1000*$AH83-SUMPRODUCT($AU$40:$AU$69,--($G$40:$G$69=O$138),--($AS$40:$AS$69=$E149))","v":0},{"$f":"MAX(SUMPRODUCT($N$40:$N$69,--($G$40:$G$69=P$138),--($AS$40:$AS$69=$E149),$AG$40:$AG$69)/1000-SUMPRODUCT($P$40:$P$69,--($G$40:$G$69=P$138),--($AS$40:$AS$69=$E149))-SUMPRODUCT($U$40:$U$69,--($G$40:$G$69=P$138),--($AS$40:$AS$69=$E149)),0)","v":0},0,{"$f":"SUMPRODUCT($M$40:$M$69,--($G$40:$G$69=R$72),--($AS$40:$AS$69=$E149),$AG$40:$AG$69)/1000","v":0},{"$f":"SUMPRODUCT($M$40:$M$69,--($G$40:$G$69=S$138),--($AS$40:$AS$69=$E149),$AG$40:$AG$69)/1000*$AH83-SUMPRODUCT($AU$40:$AU$69,--($G$40:$G$69=S$138),--($AS$40:$AS$69=$E149))","v":0},{"$f":"MAX(SUMPRODUCT($N$40:$N$69,--($G$40:$G$69=T$138),--($AS$40:$AS$69=$E149),$AG$40:$AG$69)/1000-SUMPRODUCT($P$40:$P$69,--($G$40:$G$69=T$138),--($AS$40:$AS$69=$E149))-SUMPRODUCT($U$40:$U$69,--($G$40:$G$69=T$138),--($AS$40:$AS$69=$E149)),0)","v":0},0,{"$f":"SUMPRODUCT($M$40:$M$69,--($G$40:$G$69=V$72),--($AS$40:$AS$69=$E149),$AG$40:$AG$69)/1000","v":0},{"$f":"SUMPRODUCT($M$40:$M$69,--($G$40:$G$69=W$138),--($AS$40:$AS$69=$E149),$AG$40:$AG$69)/1000*$AH83-SUMPRODUCT($AU$40:$AU$69,--($G$40:$G$69=W$138),--($AS$40:$AS$69=$E149))","v":0},{"$f":"MAX(SUMPRODUCT($N$40:$N$69,--($G$40:$G$69=X$138),--($AS$40:$AS$69=$E149),$AG$40:$AG$69)/1000-SUMPRODUCT($P$40:$P$69,--($G$40:$G$69=X$138),--($AS$40:$AS$69=$E149))-SUMPRODUCT($U$40:$U$69,--($G$40:$G$69=X$138),--($AS$40:$AS$69=$E149)),0)","v":0},0,0,0,0,0,0]
[null,null,{"$error":"#DIV/0!"},null,"Service water heating",{"$f":"SUMPRODUCT($M$40:$M$69,--($G$40:$G$69=F$72),--($AS$40:$AS$69=$E150),$AG$40:$AG$69)/1000","v":0},{"$f":"(SUMPRODUCT($M$40:$M$69,--($G$40:$G$69=G$138),--($AS$40:$AS$69=$E150),$AG$40:$AG$69)/1000*$AH84)-SUMPRODUCT($AU$40:$AU$69,--($G$40:$G$69=G$138),--($AS$40:$AS$69=$E150))","v":0},{"$f":"MAX(SUMPRODUCT($N$40:$N$69,--($G$40:$G$69=H$138),--($AS$40:$AS$69=$E150),$AG$40:$AG$69)/1000-SUMPRODUCT($P$40:$P$69,--($G$40:$G$69=H$138),--($AS$40:$AS$69=$E150))-SUMPRODUCT($U$40:$U$69,--($G$40:$G$69=H$138),--($AS$40:$AS$69=$E150)),0)","v":0},0,{"$f":"SUMPRODUCT($M$40:$M$69,--($G$40:$G$69=J$72),--($AS$40:$AS$69=$E150),$AG$40:$AG$69)/1000","v":0},{"$f":"(SUMPRODUCT($M$40:$M$69,--($G$40:$G$69=K$138),--($AS$40:$AS$69=$E150),$AG$40:$AG$69)/1000*$AH84)-SUMPRODUCT($AU$40:$AU$69,--($G$40:$G$69=K$138),--($AS$40:$AS$69=$E150))","v":0},{"$f":"MAX(SUMPRODUCT($N$40:$N$69,--($G$40:$G$69=L$138),--($AS$40:$AS$69=$E150),$AG$40:$AG$69)/1000-SUMPRODUCT($P$40:$P$69,--($G$40:$G$69=L$138),--($AS$40:$AS$69=$E150))-SUMPRODUCT($U$40:$U$69,--($G$40:$G$69=L$138),--($AS$40:$AS$69=$E150)),0)","v":0},0,{"$f":"SUMPRODUCT($M$40:$M$69,--($G$40:$G$69=N$72),--($AS$40:$AS$69=$E150),$AG$40:$AG$69)/1000","v":0},{"$f":"SUMPRODUCT($M$40:$M$69,--($G$40:$G$69=O$138),--($AS$40:$AS$69=$E150),$AG$40:$AG$69)/1000*$AH84-SUMPRODUCT($AU$40:$AU$69,--($G$40:$G$69=O$138),--($AS$40:$AS$69=$E150))","v":0},{"$f":"MAX(SUMPRODUCT($N$40:$N$69,--($G$40:$G$69=P$138),--($AS$40:$AS$69=$E150),$AG$40:$AG$69)/1000-SUMPRODUCT($P$40:$P$69,--($G$40:$G$69=P$138),--($AS$40:$AS$69=$E150))-SUMPRODUCT($U$40:$U$69,--($G$40:$G$69=P$138),--($AS$40:$AS$69=$E150)),0)","v":0},0,{"$f":"SUMPRODUCT($M$40:$M$69,--($G$40:$G$69=R$72),--($AS$40:$AS$69=$E150),$AG$40:$AG$69)/1000","v":0},{"$f":"SUMPRODUCT($M$40:$M$69,--($G$40:$G$69=S$138),--($AS$40:$AS$69=$E150),$AG$40:$AG$69)/1000*$AH84-SUMPRODUCT($AU$40:$AU$69,--($G$40:$G$69=S$138),--($AS$40:$AS$69=$E150))","v":0},{"$f":"MAX(SUMPRODUCT($N$40:$N$69,--($G$40:$G$69=T$138),--($AS$40:$AS$69=$E150),$AG$40:$AG$69)/1000-SUMPRODUCT($P$40:$P$69,--($G$40:$G$69=T$138),--($AS$40:$AS$69=$E150))-SUMPRODUCT($U$40:$U$69,--($G$40:$G$69=T$138),--($AS$40:$AS$69=$E150)),0)","v":0},0,{"$f":"SUMPRODUCT($M$40:$M$69,--($G$40:$G$69=V$72),--($AS$40:$AS$69=$E150),$AG$40:$AG$69)/1000","v":0},{"$f":"SUMPRODUCT($M$40:$M$69,--($G$40:$G$69=W$138),--($AS$40:$AS$69=$E150),$AG$40:$AG$69)/1000*$AH84-SUMPRODUCT($AU$40:$AU$69,--($G$40:$G$69=W$138),--($AS$40:$AS$69=$E150))","v":0},{"$f":"MAX(SUMPRODUCT($N$40:$N$69,--($G$40:$G$69=X$138),--($AS$40:$AS$69=$E150),$AG$40:$AG$69)/1000-SUMPRODUCT($P$40:$P$69,--($G$40:$G$69=X$138),--($AS$40:$AS$69=$E150))-SUMPRODUCT($U$40:$U$69,--($G$40:$G$69=X$138),--($AS$40:$AS$69=$E150)),0)","v":0},0,0,0,0,0,0]
[null,null,{"$error":"#DIV/0!"},null,"Misc equipment",{"$f":"SUMPRODUCT($M$40:$M$69,--($G$40:$G$69=F$72),--($AS$40:$AS$69=$E151),$AG$40:$AG$69)/1000","v":0},{"$f":"(SUMPRODUCT($M$40:$M$69,--($G$40:$G$69=G$138),--($AS$40:$AS$69=$E151),$AG$40:$AG$69)/1000*$AH85)-SUMPRODUCT($AU$40:$AU$69,--($G$40:$G$69=G$138),--($AS$40:$AS$69=$E151))","v":0},{"$f":"MAX(SUMPRODUCT($N$40:$N$69,--($G$40:$G$69=H$138),--($AS$40:$AS$69=$E151),$AG$40:$AG$69)/1000-SUMPRODUCT($P$40:$P$69,--($G$40:$G$69=H$138),--($AS$40:$AS$69=$E151))-SUMPRODUCT($U$40:$U$69,--($G$40:$G$69=H$138),--($AS$40:$AS$69=$E151)),0)","v":0},0,{"$f":"SUMPRODUCT($M$40:$M$69,--($G$40:$G$69=J$72),--($AS$40:$AS$69=$E151),$AG$40:$AG$69)/1000","v":0},{"$f":"(SUMPRODUCT($M$40:$M$69,--($G$40:$G$69=K$138),--($AS$40:$AS$69=$E151),$AG$40:$AG$69)/1000*$AH85)-SUMPRODUCT($AU$40:$AU$69,--($G$40:$G$69=K$138),--($AS$40:$AS$69=$E151))","v":0},{"$f":"MAX(SUMPRODUCT($N$40:$N$69,--($G$40:$G$69=L$138),--($AS$40:$AS$69=$E151),$AG$40:$AG$69)/1000-SUMPRODUCT($P$40:$P$69,--($G$40:$G$69=L$138),--($AS$40:$AS$69=$E151))-SUMPRODUCT($U$40:$U$69,--($G$40:$G$69=L$138),--($AS$40:$AS$69=$E151)),0)","v":0},0,{"$f":"SUMPRODUCT($M$40:$M$69,--($G$40:$G$69=N$72),--($AS$40:$AS$69=$E151),$AG$40:$AG$69)/1000","v":0},{"$f":"SUMPRODUCT($M$40:$M$69,--($G$40:$G$69=O$138),--($AS$40:$AS$69=$E151),$AG$40:$AG$69)/1000*$AH85-SUMPRODUCT($AU$40:$AU$69,--($G$40:$G$69=O$138),--($AS$40:$AS$69=$E151))","v":0},{"$f":"MAX(SUMPRODUCT($N$40:$N$69,--($G$40:$G$69=P$138),--($AS$40:$AS$69=$E151),$AG$40:$AG$69)/1000-SUMPRODUCT($P$40:$P$69,--($G$40:$G$69=P$138),--($AS$40:$AS$69=$E151))-SUMPRODUCT($U$40:$U$69,--($G$40:$G$69=P$138),--($AS$40:$AS$69=$E151)),0)","v":0},0,{"$f":"SUMPRODUCT($M$40:$M$69,--($G$40:$G$69=R$72),--($AS$40:$AS$69=$E151),$AG$40:$AG$69)/1000","v":0},{"$f":"SUMPRODUCT($M$40:$M$69,--($G$40:$G$69=S$138),--($AS$40:$AS$69=$E151),$AG$40:$AG$69)/1000*$AH85-SUMPRODUCT($AU$40:$AU$69,--($G$40:$G$69=S$138),--($AS$40:$AS$69=$E151))","v":0},{"$f":"MAX(SUMPRODUCT($N$40:$N$69,--($G$40:$G$69=T$138),--($AS$40:$AS$69=$E151),$AG$40:$AG$69)/1000-SUMPRODUCT($P$40:$P$69,--($G$40:$G$69=T$138),--($AS$40:$AS$69=$E151))-SUMPRODUCT($U$40:$U$69,--($G$40:$G$69=T$138),--($AS$40:$AS$69=$E151)),0)","v":0},0,{"$f":"SUMPRODUCT($M$40:$M$69,--($G$40:$G$69=V$72),--($AS$40:$AS$69=$E151),$AG$40:$AG$69)/1000","v":0},{"$f":"SUMPRODUCT($M$40:$M$69,--($G$40:$G$69=W$138),--($AS$40:$AS$69=$E151),$AG$40:$AG$69)/1000*$AH85-SUMPRODUCT($AU$40:$AU$69,--($G$40:$G$69=W$138),--($AS$40:$AS$69=$E151))","v":0},{"$f":"MAX(SUMPRODUCT($N$40:$N$69,--($G$40:$G$69=X$138),--($AS$40:$AS$69=$E151),$AG$40:$AG$69)/1000-SUMPRODUCT($P$40:$P$69,--($G$40:$G$69=X$138),--($AS$40:$AS$69=$E151))-SUMPRODUCT($U$40:$U$69,--($G$40:$G$69=X$138),--($AS$40:$AS$69=$E151)),0)","v":0},0,0,0,0,0,0]
[null,null,{"$error":"#DIV/0!"},null,"Industrial process",{"$f":"SUMPRODUCT($M$40:$M$69,--($G$40:$G$69=F$72),--($AS$40:$AS$69=$E152),$AG$40:$AG$69)/1000","v":0},{"$f":"(SUMPRODUCT($M$40:$M$69,--($G$40:$G$69=G$138),--($AS$40:$AS$69=$E152),$AG$40:$AG$69)/1000*$AH86)-SUMPRODUCT($AU$40:$AU$69,--($G$40:$G$69=G$138),--($AS$40:$AS$69=$E152))","v":0},{"$f":"MAX(SUMPRODUCT($N$40:$N$69,--($G$40:$G$69=H$138),--($AS$40:$AS$69=$E152),$AG$40:$AG$69)/1000-SUMPRODUCT($P$40:$P$69,--($G$40:$G$69=H$138),--($AS$40:$AS$69=$E152))-SUMPRODUCT($U$40:$U$69,--($G$40:$G$69=H$138),--($AS$40:$AS$69=$E152)),0)","v":0},0,{"$f":"SUMPRODUCT($M$40:$M$69,--($G$40:$G$69=J$72),--($AS$40:$AS$69=$E152),$AG$40:$AG$69)/1000","v":0},{"$f":"(SUMPRODUCT($M$40:$M$69,--($G$40:$G$69=K$138),--($AS$40:$AS$69=$E152),$AG$40:$AG$69)/1000*$AH86)-SUMPRODUCT($AU$40:$AU$69,--($G$40:$G$69=K$138),--($AS$40:$AS$69=$E152))","v":0},{"$f":"MAX(SUMPRODUCT($N$40:$N$69,--($G$40:$G$69=L$138),--($AS$40:$AS$69=$E152),$AG$40:$AG$69)/1000-SUMPRODUCT($P$40:$P$69,--($G$40:$G$69=L$138),--($AS$40:$AS$69=$E152))-SUMPRODUCT($U$40:$U$69,--($G$40:$G$69=L$138),--($AS$40:$AS$69=$E152)),0)","v":0},0,{"$f":"SUMPRODUCT($M$40:$M$69,--($G$40:$G$69=N$72),--($AS$40:$AS$69=$E152),$AG$40:$AG$69)/1000","v":0},{"$f":"SUMPRODUCT($M$40:$M$69,--($G$40:$G$69=O$138),--($AS$40:$AS$69=$E152),$AG$40:$AG$69)/1000*$AH86-SUMPRODUCT($AU$40:$AU$69,--($G$40:$G$69=O$138),--($AS$40:$AS$69=$E152))","v":0},{"$f":"MAX(SUMPRODUCT($N$40:$N$69,--($G$40:$G$69=P$138),--($AS$40:$AS$69=$E152),$AG$40:$AG$69)/1000-SUMPRODUCT($P$40:$P$69,--($G$40:$G$69=P$138),--($AS$40:$AS$69=$E152))-SUMPRODUCT($U$40:$U$69,--($G$40:$G$69=P$138),--($AS$40:$AS$69=$E152)),0)","v":0},0,{"$f":"SUMPRODUCT($M$40:$M$69,--($G$40:$G$69=R$72),--($AS$40:$AS$69=$E152),$AG$40:$AG$69)/1000","v":0},{"$f":"SUMPRODUCT($M$40:$M$69,--($G$40:$G$69=S$138),--($AS$40:$AS$69=$E152),$AG$40:$AG$69)/1000*$AH86-SUMPRODUCT($AU$40:$AU$69,--($G$40:$G$69=S$138),--($AS$40:$AS$69=$E152))","v":0},{"$f":"MAX(SUMPRODUCT($N$40:$N$69,--($G$40:$G$69=T$138),--($AS$40:$AS$69=$E152),$AG$40:$AG$69)/1000-SUMPRODUCT($P$40:$P$69,--($G$40:$G$69=T$138),--($AS$40:$AS$69=$E152))-SUMPRODUCT($U$40:$U$69,--($G$40:$G$69=T$138),--($AS$40:$AS$69=$E152)),0)","v":0},0,{"$f":"SUMPRODUCT($M$40:$M$69,--($G$40:$G$69=V$72),--($AS$40:$AS$69=$E152),$AG$40:$AG$69)/1000","v":0},{"$f":"SUMPRODUCT($M$40:$M$69,--($G$40:$G$69=W$138),--($AS$40:$AS$69=$E152),$AG$40:$AG$69)/1000*$AH86-SUMPRODUCT($AU$40:$AU$69,--($G$40:$G$69=W$138),--($AS$40:$AS$69=$E152))","v":0},{"$f":"MAX(SUMPRODUCT($N$40:$N$69,--($G$40:$G$69=X$138),--($AS$40:$AS$69=$E152),$AG$40:$AG$69)/1000-SUMPRODUCT($P$40:$P$69,--($G$40:$G$69=X$138),--($AS$40:$AS$69=$E152))-SUMPRODUCT($U$40:$U$69,--($G$40:$G$69=X$138),--($AS$40:$AS$69=$E152)),0)","v":0},0,0,0,0,0,0]
[null,null,{"$error":"#DIV/0!"},null,"Refrigeration equipment (regulated)",{"$f":"SUMPRODUCT($M$40:$M$69,--($G$40:$G$69=F$72),--($AS$40:$AS$69=$E153),$AG$40:$AG$69)/1000","v":0},{"$f":"(SUMPRODUCT($M$40:$M$69,--($G$40:$G$69=G$138),--($AS$40:$AS$69=$E153),$AG$40:$AG$69)/1000*$AH87)-SUMPRODUCT($AU$40:$AU$69,--($G$40:$G$69=G$138),--($AS$40:$AS$69=$E153))","v":0},{"$f":"MAX(SUMPRODUCT($N$40:$N$69,--($G$40:$G$69=H$138),--($AS$40:$AS$69=$E153),$AG$40:$AG$69)/1000-SUMPRODUCT($P$40:$P$69,--($G$40:$G$69=H$138),--($AS$40:$AS$69=$E153))-SUMPRODUCT($U$40:$U$69,--($G$40:$G$69=H$138),--($AS$40:$AS$69=$E153)),0)","v":0},0,{"$f":"SUMPRODUCT($M$40:$M$69,--($G$40:$G$69=J$72),--($AS$40:$AS$69=$E153),$AG$40:$AG$69)/1000","v":0},{"$f":"(SUMPRODUCT($M$40:$M$69,--($G$40:$G$69=K$138),--($AS$40:$AS$69=$E153),$AG$40:$AG$69)/1000*$AH87)-SUMPRODUCT($AU$40:$AU$69,--($G$40:$G$69=K$138),--($AS$40:$AS$69=$E153))","v":0},{"$f":"MAX(SUMPRODUCT($N$40:$N$69,--($G$40:$G$69=L$138),--($AS$40:$AS$69=$E153),$AG$40:$AG$69)/1000-SUMPRODUCT($P$40:$P$69,--($G$40:$G$69=L$138),--($AS$40:$AS$69=$E153))-SUMPRODUCT($U$40:$U$69,--($G$40:$G$69=L$138),--($AS$40:$AS$69=$E153)),0)","v":0},0,{"$f":"SUMPRODUCT($M$40:$M$69,--($G$40:$G$69=N$72),--($AS$40:$AS$69=$E153),$AG$40:$AG$69)/1000","v":0},{"$f":"SUMPRODUCT($M$40:$M$69,--($G$40:$G$69=O$138),--($AS$40:$AS$69=$E153),$AG$40:$AG$69)/1000*$AH87-SUMPRODUCT($AU$40:$AU$69,--($G$40:$G$69=O$138),--($AS$40:$AS$69=$E153))","v":0},{"$f":"MAX(SUMPRODUCT($N$40:$N$69,--($G$40:$G$69=P$138),--($AS$40:$AS$69=$E153),$AG$40:$AG$69)/1000-SUMPRODUCT($P$40:$P$69,--($G$40:$G$69=P$138),--($AS$40:$AS$69=$E153))-SUMPRODUCT($U$40:$U$69,--($G$40:$G$69=P$138),--($AS$40:$AS$69=$E153)),0)","v":0},0,{"$f":"SUMPRODUCT($M$40:$M$69,--($G$40:$G$69=R$72),--($AS$40:$AS$69=$E153),$AG$40:$AG$69)/1000","v":0},{"$f":"SUMPRODUCT($M$40:$M$69,--($G$40:$G$69=S$138),--($AS$40:$AS$69=$E153),$AG$40:$AG$69)/1000*$AH87-SUMPRODUCT($AU$40:$AU$69,--($G$40:$G$69=S$138),--($AS$40:$AS$69=$E153))","v":0},{"$f":"MAX(SUMPRODUCT($N$40:$N$69,--($G$40:$G$69=T$138),--($AS$40:$AS$69=$E153),$AG$40:$AG$69)/1000-SUMPRODUCT($P$40:$P$69,--($G$40:$G$69=T$138),--($AS$40:$AS$69=$E153))-SUMPRODUCT($U$40:$U$69,--($G$40:$G$69=T$138),--($AS$40:$AS$69=$E153)),0)","v":0},0,{"$f":"SUMPRODUCT($M$40:$M$69,--($G$40:$G$69=V$72),--($AS$40:$AS$69=$E153),$AG$40:$AG$69)/1000","v":0},{"$f":"SUMPRODUCT($M$40:$M$69,--($G$40:$G$69=W$138),--($AS$40:$AS$69=$E153),$AG$40:$AG$69)/1000*$AH87-SUMPRODUCT($AU$40:$AU$69,--($G$40:$G$69=W$138),--($AS$40:$AS$69=$E153))","v":0},{"$f":"MAX(SUMPRODUCT($N$40:$N$69,--($G$40:$G$69=X$138),--($AS$40:$AS$69=$E153),$AG$40:$AG$69)/1000-SUMPRODUCT($P$40:$P$69,--($G$40:$G$69=X$138),--($AS$40:$AS$69=$E153))-SUMPRODUCT($U$40:$U$69,--($G$40:$G$69=X$138),--($AS$40:$AS$69=$E153)),0)","v":0},0,0,0,0,0,0]
[null,null,{"$error":"#DIV/0!"},null,"Refrigeration equipment (unregulated)",{"$f":"SUMPRODUCT($M$40:$M$69,--($G$40:$G$69=F$72),--($AS$40:$AS$69=$E154),$AG$40:$AG$69)/1000","v":0},{"$f":"(SUMPRODUCT($M$40:$M$69,--($G$40:$G$69=G$138),--($AS$40:$AS$69=$E154),$AG$40:$AG$69)/1000*$AH88)-SUMPRODUCT($AU$40:$AU$69,--($G$40:$G$69=G$138),--($AS$40:$AS$69=$E154))","v":0},{"$f":"MAX(SUMPRODUCT($N$40:$N$69,--($G$40:$G$69=H$138),--($AS$40:$AS$69=$E154),$AG$40:$AG$69)/1000-SUMPRODUCT($P$40:$P$69,--($G$40:$G$69=H$138),--($AS$40:$AS$69=$E154))-SUMPRODUCT($U$40:$U$69,--($G$40:$G$69=H$138),--($AS$40:$AS$69=$E154)),0)","v":0},0,{"$f":"SUMPRODUCT($M$40:$M$69,--($G$40:$G$69=J$72),--($AS$40:$AS$69=$E154),$AG$40:$AG$69)/1000","v":0},{"$f":"(SUMPRODUCT($M$40:$M$69,--($G$40:$G$69=K$138),--($AS$40:$AS$69=$E154),$AG$40:$AG$69)/1000*$AH88)-SUMPRODUCT($AU$40:$AU$69,--($G$40:$G$69=K$138),--($AS$40:$AS$69=$E154))","v":0},{"$f":"MAX(SUMPRODUCT($N$40:$N$69,--($G$40:$G$69=L$138),--($AS$40:$AS$69=$E154),$AG$40:$AG$69)/1000-SUMPRODUCT($P$40:$P$69,--($G$40:$G$69=L$138),--($AS$40:$AS$69=$E154))-SUMPRODUCT($U$40:$U$69,--($G$40:$G$69=L$138),--($AS$40:$AS$69=$E154)),0)","v":0},0,{"$f":"SUMPRODUCT($M$40:$M$69,--($G$40:$G$69=N$72),--($AS$40:$AS$69=$E154),$AG$40:$AG$69)/1000","v":0},{"$f":"SUMPRODUCT($M$40:$M$69,--($G$40:$G$69=O$138),--($AS$40:$AS$69=$E154),$AG$40:$AG$69)/1000*$AH88-SUMPRODUCT($AU$40:$AU$69,--($G$40:$G$69=O$138),--($AS$40:$AS$69=$E154))","v":0},{"$f":"MAX(SUMPRODUCT($N$40:$N$69,--($G$40:$G$69=P$138),--($AS$40:$AS$69=$E154),$AG$40:$AG$69)/1000-SUMPRODUCT($P$40:$P$69,--($G$40:$G$69=P$138),--($AS$40:$AS$69=$E154))-SUMPRODUCT($U$40:$U$69,--($G$40:$G$69=P$138),--($AS$40:$AS$69=$E154)),0)","v":0},0,{"$f":"SUMPRODUCT($M$40:$M$69,--($G$40:$G$69=R$72),--($AS$40:$AS$69=$E154),$AG$40:$AG$69)/1000","v":0},{"$f":"SUMPRODUCT($M$40:$M$69,--($G$40:$G$69=S$138),--($AS$40:$AS$69=$E154),$AG$40:$AG$69)/1000*$AH88-SUMPRODUCT($AU$40:$AU$69,--($G$40:$G$69=S$138),--($AS$40:$AS$69=$E154))","v":0},{"$f":"MAX(SUMPRODUCT($N$40:$N$69,--($G$40:$G$69=T$138),--($AS$40:$AS$69=$E154),$AG$40:$AG$69)/1000-SUMPRODUCT($P$40:$P$69,--($G$40:$G$69=T$138),--($AS$40:$AS$69=$E154))-SUMPRODUCT($U$40:$U$69,--($G$40:$G$69=T$138),--($AS$40:$AS$69=$E154)),0)","v":0},0,{"$f":"SUMPRODUCT($M$40:$M$69,--($G$40:$G$69=V$72),--($AS$40:$AS$69=$E154),$AG$40:$AG$69)/1000","v":0},{"$f":"SUMPRODUCT($M$40:$M$69,--($G$40:$G$69=W$138),--($AS$40:$AS$69=$E154),$AG$40:$AG$69)/1000*$AH88-SUMPRODUCT($AU$40:$AU$69,--($G$40:$G$69=W$138),--($AS$40:$AS$69=$E154))","v":0},{"$f":"MAX(SUMPRODUCT($N$40:$N$69,--($G$40:$G$69=X$138),--($AS$40:$AS$69=$E154),$AG$40:$AG$69)/1000-SUMPRODUCT($P$40:$P$69,--($G$40:$G$69=X$138),--($AS$40:$AS$69=$E154))-SUMPRODUCT($U$40:$U$69,--($G$40:$G$69=X$138),--($AS$40:$AS$69=$E154)),0)","v":0},0,0,0,0,0,0]
[null,null,{"$error":"#DIV/0!"},null,"Elevators and escalators",{"$f":"SUMPRODUCT($M$40:$M$69,--($G$40:$G$69=F$72),--($AS$40:$AS$69=$E155),$AG$40:$AG$69)/1000","v":0},{"$f":"(SUMPRODUCT($M$40:$M$69,--($G$40:$G$69=G$138),--($AS$40:$AS$69=$E155),$AG$40:$AG$69)/1000*$AH89)-SUMPRODUCT($AU$40:$AU$69,--($G$40:$G$69=G$138),--($AS$40:$AS$69=$E155))","v":0},{"$f":"MAX(SUMPRODUCT($N$40:$N$69,--($G$40:$G$69=H$138),--($AS$40:$AS$69=$E155),$AG$40:$AG$69)/1000-SUMPRODUCT($P$40:$P$69,--($G$40:$G$69=H$138),--($AS$40:$AS$69=$E155))-SUMPRODUCT($U$40:$U$69,--($G$40:$G$69=H$138),--($AS$40:$AS$69=$E155)),0)","v":0},0,{"$f":"SUMPRODUCT($M$40:$M$69,--($G$40:$G$69=J$72),--($AS$40:$AS$69=$E155),$AG$40:$AG$69)/1000","v":0},{"$f":"(SUMPRODUCT($M$40:$M$69,--($G$40:$G$69=K$138),--($AS$40:$AS$69=$E155),$AG$40:$AG$69)/1000*$AH89)-SUMPRODUCT($AU$40:$AU$69,--($G$40:$G$69=K$138),--($AS$40:$AS$69=$E155))","v":0},{"$f":"MAX(SUMPRODUCT($N$40:$N$69,--($G$40:$G$69=L$138),--($AS$40:$AS$69=$E155),$AG$40:$AG$69)/1000-SUMPRODUCT($P$40:$P$69,--($G$40:$G$69=L$138),--($AS$40:$AS$69=$E155))-SUMPRODUCT($U$40:$U$69,--($G$40:$G$69=L$138),--($AS$40:$AS$69=$E155)),0)","v":0},0,{"$f":"SUMPRODUCT($M$40:$M$69,--($G$40:$G$69=N$72),--($AS$40:$AS$69=$E155),$AG$40:$AG$69)/1000","v":0},{"$f":"SUMPRODUCT($M$40:$M$69,--($G$40:$G$69=O$138),--($AS$40:$AS$69=$E155),$AG$40:$AG$69)/1000*$AH89-SUMPRODUCT($AU$40:$AU$69,--($G$40:$G$69=O$138),--($AS$40:$AS$69=$E155))","v":0},{"$f":"MAX(SUMPRODUCT($N$40:$N$69,--($G$40:$G$69=P$138),--($AS$40:$AS$69=$E155),$AG$40:$AG$69)/1000-SUMPRODUCT($P$40:$P$69,--($G$40:$G$69=P$138),--($AS$40:$AS$69=$E155))-SUMPRODUCT($U$40:$U$69,--($G$40:$G$69=P$138),--($AS$40:$AS$69=$E155)),0)","v":0},0,{"$f":"SUMPRODUCT($M$40:$M$69,--($G$40:$G$69=R$72),--($AS$40:$AS$69=$E155),$AG$40:$AG$69)/1000","v":0},{"$f":"SUMPRODUCT($M$40:$M$69,--($G$40:$G$69=S$138),--($AS$40:$AS$69=$E155),$AG$40:$AG$69)/1000*$AH89-SUMPRODUCT($AU$40:$AU$69,--($G$40:$G$69=S$138),--($AS$40:$AS$69=$E155))","v":0},{"$f":"MAX(SUMPRODUCT($N$40:$N$69,--($G$40:$G$69=T$138),--($AS$40:$AS$69=$E155),$AG$40:$AG$69)/1000-SUMPRODUCT($P$40:$P$69,--($G$40:$G$69=T$138),--($AS$40:$AS$69=$E155))-SUMPRODUCT($U$40:$U$69,--($G$40:$G$69=T$138),--($AS$40:$AS$69=$E155)),0)","v":0},0,{"$f":"SUMPRODUCT($M$40:$M$69,--($G$40:$G$69=V$72),--($AS$40:$AS$69=$E155),$AG$40:$AG$69)/1000","v":0},{"$f":"SUMPRODUCT($M$40:$M$69,--($G$40:$G$69=W$138),--($AS$40:$AS$69=$E155),$AG$40:$AG$69)/1000*$AH89-SUMPRODUCT($AU$40:$AU$69,--($G$40:$G$69=W$138),--($AS$40:$AS$69=$E155))","v":0},{"$f":"MAX(SUMPRODUCT($N$40:$N$69,--($G$40:$G$69=X$138),--($AS$40:$AS$69=$E155),$AG$40:$AG$69)/1000-SUMPRODUCT($P$40:$P$69,--($G$40:$G$69=X$138),--($AS$40:$AS$69=$E155))-SUMPRODUCT($U$40:$U$69,--($G$40:$G$69=X$138),--($AS$40:$AS$69=$E155)),0)","v":0},0,0,0,0,0,0]
[null,null,{"$error":"#DIV/0!"},null,"Other regulated",{"$f":"SUMPRODUCT($M$40:$M$69,--($G$40:$G$69=F$72),--($AS$40:$AS$69=$E156),$AG$40:$AG$69)/1000","v":0},{"$f":"(SUMPRODUCT($M$40:$M$69,--($G$40:$G$69=G$138),--($AS$40:$AS$69=$E156),$AG$40:$AG$69)/1000*$AH90)-SUMPRODUCT($AU$40:$AU$69,--($G$40:$G$69=G$138),--($AS$40:$AS$69=$E156))","v":0},{"$f":"MAX(SUMPRODUCT($N$40:$N$69,--($G$40:$G$69=H$138),--($AS$40:$AS$69=$E156),$AG$40:$AG$69)/1000-SUMPRODUCT($P$40:$P$69,--($G$40:$G$69=H$138),--($AS$40:$AS$69=$E156))-SUMPRODUCT($U$40:$U$69,--($G$40:$G$69=H$138),--($AS$40:$AS$69=$E156)),0)","v":0},0,{"$f":"SUMPRODUCT($M$40:$M$69,--($G$40:$G$69=J$72),--($AS$40:$AS$69=$E156),$AG$40:$AG$69)/1000","v":0},{"$f":"(SUMPRODUCT($M$40:$M$69,--($G$40:$G$69=K$138),--($AS$40:$AS$69=$E156),$AG$40:$AG$69)/1000*$AH90)-SUMPRODUCT($AU$40:$AU$69,--($G$40:$G$69=K$138),--($AS$40:$AS$69=$E156))","v":0},{"$f":"MAX(SUMPRODUCT($N$40:$N$69,--($G$40:$G$69=L$138),--($AS$40:$AS$69=$E156),$AG$40:$AG$69)/1000-SUMPRODUCT($P$40:$P$69,--($G$40:$G$69=L$138),--($AS$40:$AS$69=$E156))-SUMPRODUCT($U$40:$U$69,--($G$40:$G$69=L$138),--($AS$40:$AS$69=$E156)),0)","v":0},0,{"$f":"SUMPRODUCT($M$40:$M$69,--($G$40:$G$69=N$72),--($AS$40:$AS$69=$E156),$AG$40:$AG$69)/1000","v":0},{"$f":"SUMPRODUCT($M$40:$M$69,--($G$40:$G$69=O$138),--($AS$40:$AS$69=$E156),$AG$40:$AG$69)/1000*$AH90-SUMPRODUCT($AU$40:$AU$69,--($G$40:$G$69=O$138),--($AS$40:$AS$69=$E156))","v":0},{"$f":"MAX(SUMPRODUCT($N$40:$N$69,--($G$40:$G$69=P$138),--($AS$40:$AS$69=$E156),$AG$40:$AG$69)/1000-SUMPRODUCT($P$40:$P$69,--($G$40:$G$69=P$138),--($AS$40:$AS$69=$E156))-SUMPRODUCT($U$40:$U$69,--($G$40:$G$69=P$138),--($AS$40:$AS$69=$E156)),0)","v":0},0,{"$f":"SUMPRODUCT($M$40:$M$69,--($G$40:$G$69=R$72),--($AS$40:$AS$69=$E156),$AG$40:$AG$69)/1000","v":0},{"$f":"SUMPRODUCT($M$40:$M$69,--($G$40:$G$69=S$138),--($AS$40:$AS$69=$E156),$AG$40:$AG$69)/1000*$AH90-SUMPRODUCT($AU$40:$AU$69,--($G$40:$G$69=S$138),--($AS$40:$AS$69=$E156))","v":0},{"$f":"MAX(SUMPRODUCT($N$40:$N$69,--($G$40:$G$69=T$138),--($AS$40:$AS$69=$E156),$AG$40:$AG$69)/1000-SUMPRODUCT($P$40:$P$69,--($G$40:$G$69=T$138),--($AS$40:$AS$69=$E156))-SUMPRODUCT($U$40:$U$69,--($G$40:$G$69=T$138),--($AS$40:$AS$69=$E156)),0)","v":0},0,{"$f":"SUMPRODUCT($M$40:$M$69,--($G$40:$G$69=V$72),--($AS$40:$AS$69=$E156),$AG$40:$AG$69)/1000","v":0},{"$f":"SUMPRODUCT($M$40:$M$69,--($G$40:$G$69=W$138),--($AS$40:$AS$69=$E156),$AG$40:$AG$69)/1000*$AH90-SUMPRODUCT($AU$40:$AU$69,--($G$40:$G$69=W$138),--($AS$40:$AS$69=$E156))","v":0},{"$f":"MAX(SUMPRODUCT($N$40:$N$69,--($G$40:$G$69=X$138),--($AS$40:$AS$69=$E156),$AG$40:$AG$69)/1000-SUMPRODUCT($P$40:$P$69,--($G$40:$G$69=X$138),--($AS$40:$AS$69=$E156))-SUMPRODUCT($U$40:$U$69,--($G$40:$G$69=X$138),--($AS$40:$AS$69=$E156)),0)","v":0},0,0,0,0,0,0]
[null,null,{"$error":"#DIV/0!"},null,"Other unregulated",{"$f":"SUMPRODUCT($M$40:$M$69,--($G$40:$G$69=F$72),--($AS$40:$AS$69=$E157),$AG$40:$AG$69)/1000","v":0},{"$f":"(SUMPRODUCT($M$40:$M$69,--($G$40:$G$69=G$138),--($AS$40:$AS$69=$E157),$AG$40:$AG$69)/1000*$AH91)-SUMPRODUCT($AU$40:$AU$69,--($G$40:$G$69=G$138),--($AS$40:$AS$69=$E157))","v":0},{"$f":"MAX(SUMPRODUCT($N$40:$N$69,--($G$40:$G$69=H$138),--($AS$40:$AS$69=$E157),$AG$40:$AG$69)/1000-SUMPRODUCT($P$40:$P$69,--($G$40:$G$69=H$138),--($AS$40:$AS$69=$E157))-SUMPRODUCT($U$40:$U$69,--($G$40:$G$69=H$138),--($AS$40:$AS$69=$E157)),0)","v":0},0,{"$f":"SUMPRODUCT($M$40:$M$69,--($G$40:$G$69=J$72),--($AS$40:$AS$69=$E157),$AG$40:$AG$69)/1000","v":0},{"$f":"(SUMPRODUCT($M$40:$M$69,--($G$40:$G$69=K$138),--($AS$40:$AS$69=$E157),$AG$40:$AG$69)/1000*$AH91)-SUMPRODUCT($AU$40:$AU$69,--($G$40:$G$69=K$138),--($AS$40:$AS$69=$E157))","v":0},{"$f":"MAX(SUMPRODUCT($N$40:$N$69,--($G$40:$G$69=L$138),--($AS$40:$AS$69=$E157),$AG$40:$AG$69)/1000-SUMPRODUCT($P$40:$P$69,--($G$40:$G$69=L$138),--($AS$40:$AS$69=$E157))-SUMPRODUCT($U$40:$U$69,--($G$40:$G$69=L$138),--($AS$40:$AS$69=$E157)),0)","v":0},0,{"$f":"SUMPRODUCT($M$40:$M$69,--($G$40:$G$69=N$72),--($AS$40:$AS$69=$E157),$AG$40:$AG$69)/1000","v":0},{"$f":"SUMPRODUCT($M$40:$M$69,--($G$40:$G$69=O$138),--($AS$40:$AS$69=$E157),$AG$40:$AG$69)/1000*$AH91-SUMPRODUCT($AU$40:$AU$69,--($G$40:$G$69=O$138),--($AS$40:$AS$69=$E157))","v":0},{"$f":"MAX(SUMPRODUCT($N$40:$N$69,--($G$40:$G$69=P$138),--($AS$40:$AS$69=$E157),$AG$40:$AG$69)/1000-SUMPRODUCT($P$40:$P$69,--($G$40:$G$69=P$138),--($AS$40:$AS$69=$E157))-SUMPRODUCT($U$40:$U$69,--($G$40:$G$69=P$138),--($AS$40:$AS$69=$E157)),0)","v":0},0,{"$f":"SUMPRODUCT($M$40:$M$69,--($G$40:$G$69=R$72),--($AS$40:$AS$69=$E157),$AG$40:$AG$69)/1000","v":0},{"$f":"SUMPRODUCT($M$40:$M$69,--($G$40:$G$69=S$138),--($AS$40:$AS$69=$E157),$AG$40:$AG$69)/1000*$AH91-SUMPRODUCT($AU$40:$AU$69,--($G$40:$G$69=S$138),--($AS$40:$AS$69=$E157))","v":0},{"$f":"MAX(SUMPRODUCT($N$40:$N$69,--($G$40:$G$69=T$138),--($AS$40:$AS$69=$E157),$AG$40:$AG$69)/1000-SUMPRODUCT($P$40:$P$69,--($G$40:$G$69=T$138),--($AS$40:$AS$69=$E157))-SUMPRODUCT($U$40:$U$69,--($G$40:$G$69=T$138),--($AS$40:$AS$69=$E157)),0)","v":0},0,{"$f":"SUMPRODUCT($M$40:$M$69,--($G$40:$G$69=V$72),--($AS$40:$AS$69=$E157),$AG$40:$AG$69)/1000","v":0},{"$f":"SUMPRODUCT($M$40:$M$69,--($G$40:$G$69=W$138),--($AS$40:$AS$69=$E157),$AG$40:$AG$69)/1000*$AH91-SUMPRODUCT($AU$40:$AU$69,--($G$40:$G$69=W$138),--($AS$40:$AS$69=$E157))","v":0},{"$f":"MAX(SUMPRODUCT($N$40:$N$69,--($G$40:$G$69=X$138),--($AS$40:$AS$69=$E157),$AG$40:$AG$69)/1000-SUMPRODUCT($P$40:$P$69,--($G$40:$G$69=X$138),--($AS$40:$AS$69=$E157))-SUMPRODUCT($U$40:$U$69,--($G$40:$G$69=X$138),--($AS$40:$AS$69=$E157)),0)","v":0},0,0,0,0,0,0]
[null,null,{"$error":"#DIV/0!"}]
[null,null,{"$error":"#DIV/0!"},null,{"$f":"IF(AND(Lists_Modeling_Protocol_Year=2022,PRE_Accounted_For_2022=\"Yes\"),\"Table 6: Energy Consumption and Savings by Fuel and End Use Including Exceptional Calculations and Renewable Energy With Cap Applied (includes prescriptive renewables)\",IF(AND(Lists_Modeling_Protocol_Year=2022,PRE_Accounted_For_2022=\"No\"),\"Table 6: Energy Consumption and Savings by Fuel and End Use Including Exceptional Calculations and Renewable Energy With Cap Applied (does not include prescriptive renewables)\",\"Table 6: Energy Consumption and Savings by Fuel and End Use Including Exceptional Calculations and Renewable Energy With Cap Applied\"))","v":"Table 6: Energy Consumption and Savings by Fuel and End Use Including Exceptional Calculations and Renewable Energy With Cap Applied"},null,null,null,null,null,null,null,null,null,null,null,"Back to Table of Contents"]
[null,null,{"$f":"5/0","v":{"$error":"#DIV/0!"}},null,null,1,2,3,4,1,2,3,4,1,2,3,4,1,2,3,4,1,2,3,4]
[null,null,{"$f":"5/0","v":{"$error":"#DIV/0!"}},null,null,{"$f":"F138","v":0},{"$f":"G138","v":0},0,0,0,0,0,0,0,0,0,0,0,0,0,0,0,0,0,0]
[null,null,{"$error":"#DIV/0!"},null,"End Use",{"$f":"\"ASHRAE 90.1 ~2004 Baseline \" & F161 & \" Site Energy (MMBtu)\"","v":"ASHRAE 90.1 ~2004 Baseline 0 Site Energy (MMBtu)"},{"$f":"\"ASHRAE 90.1 \" & Lists_Modeling_Protocol_Year & \" Adjusted Baseline \" & G161 & \" Site Energy (MMBtu)\"","v":"ASHRAE 90.1  Adjusted Baseline 0 Site Energy (MMBtu)"},{"$f":"\"Proposed \" & H161 & \" Site Energy (MMBtu)\"","v":"Proposed 0 Site Energy (MMBtu)"},{"$f":"I161 & \" Site Energy Savings (MMBtu)\"","v":"0 Site Energy Savings (MMBtu)"},{"$f":"\"ASHRAE 90.1 ~2004 Baseline \" & J161 & \" Site Energy (MMBtu)\"","v":"ASHRAE 90.1 ~2004 Baseline 0 Site Energy (MMBtu)"},{"$f":"\"ASHRAE 90.1 \" & Lists_Modeling_Protocol_Year & \" Adjusted Baseline \" & K161 & \" Site Energy (MMBtu)\"","v":"ASHRAE 90.1  Adjusted Baseline 0 Site Energy (MMBtu)"},{"$f":"\"Proposed \" & L161 & \" Site Energy (MMBtu)\"","v":"Proposed 0 Site Energy (MMBtu)"},{"$f":"M161 & \" Site Energy Savings (MMBtu)\"","v":"0 Site Energy Savings (MMBtu)"},{"$f":"\"ASHRAE 90.1 ~2004 Baseline \" & N161 & \" Site Energy (MMBtu)\"","v":"ASHRAE 90.1 ~2004 Baseline 0 Site Energy (MMBtu)"},{"$f":"\"ASHRAE 90.1 \" & Lists_Modeling_Protocol_Year & \" Adjusted Baseline \" & O161 & \" Site Energy (MMBtu)\"","v":"ASHRAE 90.1  Adjusted Baseline 0 Site Energy (MMBtu)"},{"$f":"\"Proposed \" & P161 & \" Site Energy (MMBtu)\"","v":"Proposed 0 Site Energy (MMBtu)"},{"$f":"Q161 & \" Site Energy Savings (MMBtu)\"","v":"0 Site Energy Savings (MMBtu)"},{"$f":"\"ASHRAE 90.1 ~2004 Baseline \" & R161 & \" Site Energy (MMBtu)\"","v":"ASHRAE 90.1 ~2004 Baseline 0 Site Energy (MMBtu)"},{"$f":"\"ASHRAE 90.1 \" & Lists_Modeling_Protocol_Year & \" Adjusted Baseline \" & S161 & \" Site Energy (MMBtu)\"","v":"ASHRAE 90.1  Adjusted Baseline 0 Site Energy (MMBtu)"},{"$f":"\"Proposed \" & T161 & \" Site Energy (MMBtu)\"","v":"Proposed 0 Site Energy (MMBtu)"},{"$f":"U161 & \" Site Energy Savings (MMBtu)\"","v":"0 Site Energy Savings (MMBtu)"},{"$f":"\"ASHRAE 90.1 ~2004 Baseline \" & V161 & \" Site Energy (MMBtu)\"","v":"ASHRAE 90.1 ~2004 Baseline 0 Site Energy (MMBtu)"},{"$f":"\"ASHRAE 90.1 \" & Lists_Modeling_Protocol_Year & \" Adjusted Baseline \" & W161 & \" Site Energy (MMBtu)\"","v":"ASHRAE 90.1  Adjusted Baseline 0 Site Energy (MMBtu)"},{"$f":"\"Proposed \" & X161 & \" Site Energy (MMBtu)\"","v":"Proposed 0 Site Energy (MMBtu)"},{"$f":"Y161 & \" Site Energy Savings (MMBtu)\"","v":"0 Site Energy Savings (MMBtu)"},"ASHRAE 90.1 ~2004 Baseline Site Energy (MMBtu)",{"$f":"\"Total ASHRAE 90.1 \" & Lists_Modeling_Protocol_Year & \" Adjusted Baseline Site Energy (MMBtu)\"","v":"Total ASHRAE 90.1  Adjusted Baseline Site Energy (MMBtu)"},"Total Proposed Site Energy (MMBtu)","Total Site Energy Savings Compared to ~2004 Baseline (MMBtu)",{"$f":"\"Total Site Energy Savings Compared to \" & Lists_Modeling_Protocol_Year & \" Baseline (MMBtu)\"","v":"Total Site Energy Savings Compared to  Baseline (MMBtu)"}]
[null,null,{"$error":"#DIV/0!"},null,"Interior lighting",{"$f":"SUMPRODUCT($M$40:$M$69,--($G$40:$G$69=F$72),--($AS$40:$AS$69=$E163),$AG$40:$AG$69)/1000","v":0},{"$f":"SUMPRODUCT($M$40:$M$69,--($G$40:$G$69=G$161),--($AS$40:$AS$69=$E163),$AG$40:$AG$69)/1000*$AH74-SUMPRODUCT($AU$40:$AU$69,--($G$40:$G$69=G$161),--($AS$40:$AS$69=$E163))","v":0},{"$f":"MAX(SUMPRODUCT($N$40:$N$69,--($G$40:$G$69=H$161),--($AS$40:$AS$69=$E163),$AG$40:$AG$69)/1000-SUMPRODUCT($Q$40:$Q$69,--($G$40:$G$69=H$161),--($AS$40:$AS$69=$E163))-SUMPRODUCT($V$40:$V$69,--($G$40:$G$69=H$161),--($AS$40:$AS$69=$E163)),0)","v":0},{"$f":"G163-H163","v":0},{"$f":"SUMPRODUCT($M$40:$M$69,--($G$40:$G$69=J$72),--($AS$40:$AS$69=$E163),$AG$40:$AG$69)/1000","v":0},{"$f":"SUMPRODUCT($M$40:$M$69,--($G$40:$G$69=K$161),--($AS$40:$AS$69=$E163),$AG$40:$AG$69)/1000*$AH74-SUMPRODUCT($AU$40:$AU$69,--($G$40:$G$69=K$161),--($AS$40:$AS$69=$E163))","v":0},{"$f":"MAX(SUMPRODUCT($N$40:$N$69,--($G$40:$G$69=L$161),--($AS$40:$AS$69=$E163),$AG$40:$AG$69)/1000-SUMPRODUCT($Q$40:$Q$69,--($G$40:$G$69=L$161),--($AS$40:$AS$69=$E163))-SUMPRODUCT($V$40:$V$69,--($G$40:$G$69=L$161),--($AS$40:$AS$69=$E163)),0)","v":0},{"$f":"K163-L163","v":0},{"$f":"SUMPRODUCT($M$40:$M$69,--($G$40:$G$69=N$72),--($AS$40:$AS$69=$E163),$AG$40:$AG$69)/1000","v":0},{"$f":"SUMPRODUCT($M$40:$M$69,--($G$40:$G$69=O$161),--($AS$40:$AS$69=$E163),$AG$40:$AG$69)/1000*$AH74-SUMPRODUCT($AU$40:$AU$69,--($G$40:$G$69=O$161),--($AS$40:$AS$69=$E163))","v":0},{"$f":"MAX(SUMPRODUCT($N$40:$N$69,--($G$40:$G$69=P$161),--($AS$40:$AS$69=$E163),$AG$40:$AG$69)/1000-SUMPRODUCT($Q$40:$Q$69,--($G$40:$G$69=P$161),--($AS$40:$AS$69=$E163))-SUMPRODUCT($V$40:$V$69,--($G$40:$G$69=P$161),--($AS$40:$AS$69=$E163)),0)","v":0},{"$f":"O163-P163","v":0},{"$f":"SUMPRODUCT($M$40:$M$69,--($G$40:$G$69=R$72),--($AS$40:$AS$69=$E163),$AG$40:$AG$69)/1000","v":0},{"$f":"SUMPRODUCT($M$40:$M$69,--($G$40:$G$69=S$161),--($AS$40:$AS$69=$E163),$AG$40:$AG$69)/1000*$AH74-SUMPRODUCT($AU$40:$AU$69,--($G$40:$G$69=S$161),--($AS$40:$AS$69=$E163))","v":0},{"$f":"MAX(SUMPRODUCT($N$40:$N$69,--($G$40:$G$69=T$161),--($AS$40:$AS$69=$E163),$AG$40:$AG$69)/1000-SUMPRODUCT($Q$40:$Q$69,--($G$40:$G$69=T$161),--($AS$40:$AS$69=$E163))-SUMPRODUCT($V$40:$V$69,--($G$40:$G$69=T$161),--($AS$40:$AS$69=$E163)),0)","v":0},{"$f":"S163-T163","v":0},{"$f":"SUMPRODUCT($M$40:$M$69,--($G$40:$G$69=V$72),--($AS$40:$AS$69=$E163),$AG$40:$AG$69)/1000","v":0},{"$f":"SUMPRODUCT($M$40:$M$69,--($G$40:$G$69=W$161),--($AS$40:$AS$69=$E163),$AG$40:$AG$69)/1000*$AH74-SUMPRODUCT($AU$40:$AU$69,--($G$40:$G$69=W$161),--($AS$40:$AS$69=$E163))","v":0},{"$f":"MAX(SUMPRODUCT($N$40:$N$69,--($G$40:$G$69=X$161),--($AS$40:$AS$69=$E163),$AG$40:$AG$69)/1000-SUMPRODUCT($Q$40:$Q$69,--($G$40:$G$69=X$161),--($AS$40:$AS$69=$E163))-SUMPRODUCT($V$40:$V$69,--($G$40:$G$69=X$161),--($AS$40:$AS$69=$E163)),0)","v":0},{"$f":"W163-X163","v":0},{"$f":"F163+J163+N163+R163+V163","v":0},{"$f":"G163+K163+O163+S163+W163","v":0},{"$f":"H163+L163+P163+T163+X163","v":0},{"$f":"Z163-AB163","v":0},{"$f":"AA163-AB163","v":0}]
[null,null,{"$error":"#DIV/0!"},null,"Interior lighting (unregulated)",{"$f":"SUMPRODUCT($M$40:$M$69,--($G$40:$G$69=F$72),--($AS$40:$AS$69=$E164),$AG$40:$AG$69)/1000","v":0},{"$f":"SUMPRODUCT($M$40:$M$69,--($G$40:$G$69=G$161),--($AS$40:$AS$69=$E164),$AG$40:$AG$69)/1000*$AH75-SUMPRODUCT($AU$40:$AU$69,--($G$40:$G$69=G$161),--($AS$40:$AS$69=$E164))","v":0},{"$f":"MAX(SUMPRODUCT($N$40:$N$69,--($G$40:$G$69=H$161),--($AS$40:$AS$69=$E164),$AG$40:$AG$69)/1000-SUMPRODUCT($Q$40:$Q$69,--($G$40:$G$69=H$161),--($AS$40:$AS$69=$E164))-SUMPRODUCT($V$40:$V$69,--($G$40:$G$69=H$161),--($AS$40:$AS$69=$E164)),0)","v":0},{"$f":"G164-H164","v":0},{"$f":"SUMPRODUCT($M$40:$M$69,--($G$40:$G$69=J$72),--($AS$40:$AS$69=$E164),$AG$40:$AG$69)/1000","v":0},{"$f":"SUMPRODUCT($M$40:$M$69,--($G$40:$G$69=K$161),--($AS$40:$AS$69=$E164),$AG$40:$AG$69)/1000*$AH75-SUMPRODUCT($AU$40:$AU$69,--($G$40:$G$69=K$161),--($AS$40:$AS$69=$E164))","v":0},{"$f":"MAX(SUMPRODUCT($N$40:$N$69,--($G$40:$G$69=L$161),--($AS$40:$AS$69=$E164),$AG$40:$AG$69)/1000-SUMPRODUCT($Q$40:$Q$69,--($G$40:$G$69=L$161),--($AS$40:$AS$69=$E164))-SUMPRODUCT($V$40:$V$69,--($G$40:$G$69=L$161),--($AS$40:$AS$69=$E164)),0)","v":0},{"$f":"K164-L164","v":0},{"$f":"SUMPRODUCT($M$40:$M$69,--($G$40:$G$69=N$72),--($AS$40:$AS$69=$E164),$AG$40:$AG$69)/1000","v":0},{"$f":"SUMPRODUCT($M$40:$M$69,--($G$40:$G$69=O$161),--($AS$40:$AS$69=$E164),$AG$40:$AG$69)/1000*$AH75-SUMPRODUCT($AU$40:$AU$69,--($G$40:$G$69=O$161),--($AS$40:$AS$69=$E164))","v":0},{"$f":"MAX(SUMPRODUCT($N$40:$N$69,--($G$40:$G$69=P$161),--($AS$40:$AS$69=$E164),$AG$40:$AG$69)/1000-SUMPRODUCT($Q$40:$Q$69,--($G$40:$G$69=P$161),--($AS$40:$AS$69=$E164))-SUMPRODUCT($V$40:$V$69,--($G$40:$G$69=P$161),--($AS$40:$AS$69=$E164)),0)","v":0},{"$f":"O164-P164","v":0},{"$f":"SUMPRODUCT($M$40:$M$69,--($G$40:$G$69=R$72),--($AS$40:$AS$69=$E164),$AG$40:$AG$69)/1000","v":0},{"$f":"SUMPRODUCT($M$40:$M$69,--($G$40:$G$69=S$161),--($AS$40:$AS$69=$E164),$AG$40:$AG$69)/1000*$AH75-SUMPRODUCT($AU$40:$AU$69,--($G$40:$G$69=S$161),--($AS$40:$AS$69=$E164))","v":0},{"$f":"MAX(SUMPRODUCT($N$40:$N$69,--($G$40:$G$69=T$161),--($AS$40:$AS$69=$E164),$AG$40:$AG$69)/1000-SUMPRODUCT($Q$40:$Q$69,--($G$40:$G$69=T$161),--($AS$40:$AS$69=$E164))-SUMPRODUCT($V$40:$V$69,--($G$40:$G$69=T$161),--($AS$40:$AS$69=$E164)),0)","v":0},{"$f":"S164-T164","v":0},{"$f":"SUMPRODUCT($M$40:$M$69,--($G$40:$G$69=V$72),--($AS$40:$AS$69=$E164),$AG$40:$AG$69)/1000","v":0},{"$f":"SUMPRODUCT($M$40:$M$69,--($G$40:$G$69=W$161),--($AS$40:$AS$69=$E164),$AG$40:$AG$69)/1000*$AH75-SUMPRODUCT($AU$40:$AU$69,--($G$40:$G$69=W$161),--($AS$40:$AS$69=$E164))","v":0},{"$f":"MAX(SUMPRODUCT($N$40:$N$69,--($G$40:$G$69=X$161),--($AS$40:$AS$69=$E164),$AG$40:$AG$69)/1000-SUMPRODUCT($Q$40:$Q$69,--($G$40:$G$69=X$161),--($AS$40:$AS$69=$E164))-SUMPRODUCT($V$40:$V$69,--($G$40:$G$69=X$161),--($AS$40:$AS$69=$E164)),0)","v":0},{"$f":"W164-X164","v":0},{"$f":"F164+J164+N164+R164+V164","v":0},{"$f":"G164+K164+O164+S164+W164","v":0},{"$f":"H164+L164+P164+T164+X164","v":0},{"$f":"Z164-AB164","v":0},0]
[null,null,{"$error":"#DIV/0!"},null,"Exterior lighting",{"$f":"SUMPRODUCT($M$40:$M$69,--($G$40:$G$69=F$72),--($AS$40:$AS$69=$E165),$AG$40:$AG$69)/1000","v":0},{"$f":"SUMPRODUCT($M$40:$M$69,--($G$40:$G$69=G$161),--($AS$40:$AS$69=$E165),$AG$40:$AG$69)/1000*$AH76-SUMPRODUCT($AU$40:$AU$69,--($G$40:$G$69=G$161),--($AS$40:$AS$69=$E165))","v":0},{"$f":"MAX(SUMPRODUCT($N$40:$N$69,--($G$40:$G$69=H$161),--($AS$40:$AS$69=$E165),$AG$40:$AG$69)/1000-SUMPRODUCT($Q$40:$Q$69,--($G$40:$G$69=H$161),--($AS$40:$AS$69=$E165))-SUMPRODUCT($V$40:$V$69,--($G$40:$G$69=H$161),--($AS$40:$AS$69=$E165)),0)","v":0},0,{"$f":"SUMPRODUCT($M$40:$M$69,--($G$40:$G$69=J$72),--($AS$40:$AS$69=$E165),$AG$40:$AG$69)/1000","v":0},{"$f":"SUMPRODUCT($M$40:$M$69,--($G$40:$G$69=K$161),--($AS$40:$AS$69=$E165),$AG$40:$AG$69)/1000*$AH76-SUMPRODUCT($AU$40:$AU$69,--($G$40:$G$69=K$161),--($AS$40:$AS$69=$E165))","v":0},{"$f":"MAX(SUMPRODUCT($N$40:$N$69,--($G$40:$G$69=L$161),--($AS$40:$AS$69=$E165),$AG$40:$AG$69)/1000-SUMPRODUCT($Q$40:$Q$69,--($G$40:$G$69=L$161),--($AS$40:$AS$69=$E165))-SUMPRODUCT($V$40:$V$69,--($G$40:$G$69=L$161),--($AS$40:$AS$69=$E165)),0)","v":0},0,{"$f":"SUMPRODUCT($M$40:$M$69,--($G$40:$G$69=N$72),--($AS$40:$AS$69=$E165),$AG$40:$AG$69)/1000","v":0},{"$f":"SUMPRODUCT($M$40:$M$69,--($G$40:$G$69=O$161),--($AS$40:$AS$69=$E165),$AG$40:$AG$69)/1000*$AH76-SUMPRODUCT($AU$40:$AU$69,--($G$40:$G$69=O$161),--($AS$40:$AS$69=$E165))","v":0},{"$f":"MAX(SUMPRODUCT($N$40:$N$69,--($G$40:$G$69=P$161),--($AS$40:$AS$69=$E165),$AG$40:$AG$69)/1000-SUMPRODUCT($Q$40:$Q$69,--($G$40:$G$69=P$161),--($AS$40:$AS$69=$E165))-SUMPRODUCT($V$40:$V$69,--($G$40:$G$69=P$161),--($AS$40:$AS$69=$E165)),0)","v":0},0,{"$f":"SUMPRODUCT($M$40:$M$69,--($G$40:$G$69=R$72),--($AS$40:$AS$69=$E165),$AG$40:$AG$69)/1000","v":0},{"$f":"SUMPRODUCT($M$40:$M$69,--($G$40:$G$69=S$161),--($AS$40:$AS$69=$E165),$AG$40:$AG$69)/1000*$AH76-SUMPRODUCT($AU$40:$AU$69,--($G$40:$G$69=S$161),--($AS$40:$AS$69=$E165))","v":0},{"$f":"MAX(SUMPRODUCT($N$40:$N$69,--($G$40:$G$69=T$161),--($AS$40:$AS$69=$E165),$AG$40:$AG$69)/1000-SUMPRODUCT($Q$40:$Q$69,--($G$40:$G$69=T$161),--($AS$40:$AS$69=$E165))-SUMPRODUCT($V$40:$V$69,--($G$40:$G$69=T$161),--($AS$40:$AS$69=$E165)),0)","v":0},0,{"$f":"SUMPRODUCT($M$40:$M$69,--($G$40:$G$69=V$72),--($AS$40:$AS$69=$E165),$AG$40:$AG$69)/1000","v":0},{"$f":"SUMPRODUCT($M$40:$M$69,--($G$40:$G$69=W$161),--($AS$40:$AS$69=$E165),$AG$40:$AG$69)/1000*$AH76-SUMPRODUCT($AU$40:$AU$69,--($G$40:$G$69=W$161),--($AS$40:$AS$69=$E165))","v":0},{"$f":"MAX(SUMPRODUCT($N$40:$N$69,--($G$40:$G$69=X$161),--($AS$40:$AS$69=$E165),$AG$40:$AG$69)/1000-SUMPRODUCT($Q$40:$Q$69,--($G$40:$G$69=X$161),--($AS$40:$AS$69=$E165))-SUMPRODUCT($V$40:$V$69,--($G$40:$G$69=X$161),--($AS$40:$AS$69=$E165)),0)","v":0},0,0,0,0,0,0]
[null,null,{"$error":"#DIV/0!"},null,"Space heating",{"$f":"SUMPRODUCT($M$40:$M$69,--($G$40:$G$69=F$72),--($AS$40:$AS$69=$E166),$AG$40:$AG$69)/1000","v":0},{"$f":"SUMPRODUCT($M$40:$M$69,--($G$40:$G$69=G$161),--($AS$40:$AS$69=$E166),$AG$40:$AG$69)/1000*$AH77-SUMPRODUCT($AU$40:$AU$69,--($G$40:$G$69=G$161),--($AS$40:$AS$69=$E166))","v":0},{"$f":"MAX(SUMPRODUCT($N$40:$N$69,--($G$40:$G$69=H$161),--($AS$40:$AS$69=$E166),$AG$40:$AG$69)/1000-SUMPRODUCT($Q$40:$Q$69,--($G$40:$G$69=H$161),--($AS$40:$AS$69=$E166))-SUMPRODUCT($V$40:$V$69,--($G$40:$G$69=H$161),--($AS$40:$AS$69=$E166)),0)","v":0},0,{"$f":"SUMPRODUCT($M$40:$M$69,--($G$40:$G$69=J$72),--($AS$40:$AS$69=$E166),$AG$40:$AG$69)/1000","v":0},{"$f":"SUMPRODUCT($M$40:$M$69,--($G$40:$G$69=K$161),--($AS$40:$AS$69=$E166),$AG$40:$AG$69)/1000*$AH77-SUMPRODUCT($AU$40:$AU$69,--($G$40:$G$69=K$161),--($AS$40:$AS$69=$E166))","v":0},{"$f":"MAX(SUMPRODUCT($N$40:$N$69,--($G$40:$G$69=L$161),--($AS$40:$AS$69=$E166),$AG$40:$AG$69)/1000-SUMPRODUCT($Q$40:$Q$69,--($G$40:$G$69=L$161),--($AS$40:$AS$69=$E166))-SUMPRODUCT($V$40:$V$69,--($G$40:$G$69=L$161),--($AS$40:$AS$69=$E166)),0)","v":0},0,{"$f":"SUMPRODUCT($M$40:$M$69,--($G$40:$G$69=N$72),--($AS$40:$AS$69=$E166),$AG$40:$AG$69)/1000","v":0},{"$f":"SUMPRODUCT($M$40:$M$69,--($G$40:$G$69=O$161),--($AS$40:$AS$69=$E166),$AG$40:$AG$69)/1000*$AH77-SUMPRODUCT($AU$40:$AU$69,--($G$40:$G$69=O$161),--($AS$40:$AS$69=$E166))","v":0},{"$f":"MAX(SUMPRODUCT($N$40:$N$69,--($G$40:$G$69=P$161),--($AS$40:$AS$69=$E166),$AG$40:$AG$69)/1000-SUMPRODUCT($Q$40:$Q$69,--($G$40:$G$69=P$161),--($AS$40:$AS$69=$E166))-SUMPRODUCT($V$40:$V$69,--($G$40:$G$69=P$161),--($AS$40:$AS$69=$E166)),0)","v":0},0,{"$f":"SUMPRODUCT($M$40:$M$69,--($G$40:$G$69=R$72),--($AS$40:$AS$69=$E166),$AG$40:$AG$69)/1000","v":0},{"$f":"SUMPRODUCT($M$40:$M$69,--($G$40:$G$69=S$161),--($AS$40:$AS$69=$E166),$AG$40:$AG$69)/1000*$AH77-SUMPRODUCT($AU$40:$AU$69,--($G$40:$G$69=S$161),--($AS$40:$AS$69=$E166))","v":0},{"$f":"MAX(SUMPRODUCT($N$40:$N$69,--($G$40:$G$69=T$161),--($AS$40:$AS$69=$E166),$AG$40:$AG$69)/1000-SUMPRODUCT($Q$40:$Q$69,--($G$40:$G$69=T$161),--($AS$40:$AS$69=$E166))-SUMPRODUCT($V$40:$V$69,--($G$40:$G$69=T$161),--($AS$40:$AS$69=$E166)),0)","v":0},0,{"$f":"SUMPRODUCT($M$40:$M$69,--($G$40:$G$69=V$72),--($AS$40:$AS$69=$E166),$AG$40:$AG$69)/1000","v":0},{"$f":"SUMPRODUCT($M$40:$M$69,--($G$40:$G$69=W$161),--($AS$40:$AS$69=$E166),$AG$40:$AG$69)/1000*$AH77-SUMPRODUCT($AU$40:$AU$69,--($G$40:$G$69=W$161),--($AS$40:$AS$69=$E166))","v":0},{"$f":"MAX(SUMPRODUCT($N$40:$N$69,--($G$40:$G$69=X$161),--($AS$40:$AS$69=$E166),$AG$40:$AG$69)/1000-SUMPRODUCT($Q$40:$Q$69,--($G$40:$G$69=X$161),--($AS$40:$AS$69=$E166))-SUMPRODUCT($V$40:$V$69,--($G$40:$G$69=X$161),--($AS$40:$AS$69=$E166)),0)","v":0},0,0,0,0,0,0]
[null,null,{"$error":"#DIV/0!"},null,"Heat pump supplemental heater",{"$f":"SUMPRODUCT($M$40:$M$69,--($G$40:$G$69=F$72),--($AS$40:$AS$69=$E167),$AG$40:$AG$69)/1000","v":0},{"$f":"SUMPRODUCT($M$40:$M$69,--($G$40:$G$69=G$161),--($AS$40:$AS$69=$E167),$AG$40:$AG$69)/1000*$AH78-SUMPRODUCT($AU$40:$AU$69,--($G$40:$G$69=G$161),--($AS$40:$AS$69=$E167))","v":0},{"$f":"MAX(SUMPRODUCT($N$40:$N$69,--($G$40:$G$69=H$161),--($AS$40:$AS$69=$E167),$AG$40:$AG$69)/1000-SUMPRODUCT($Q$40:$Q$69,--($G$40:$G$69=H$161),--($AS$40:$AS$69=$E167))-SUMPRODUCT($V$40:$V$69,--($G$40:$G$69=H$161),--($AS$40:$AS$69=$E167)),0)","v":0},0,{"$f":"SUMPRODUCT($M$40:$M$69,--($G$40:$G$69=J$72),--($AS$40:$AS$69=$E167),$AG$40:$AG$69)/1000","v":0},{"$f":"SUMPRODUCT($M$40:$M$69,--($G$40:$G$69=K$161),--($AS$40:$AS$69=$E167),$AG$40:$AG$69)/1000*$AH78-SUMPRODUCT($AU$40:$AU$69,--($G$40:$G$69=K$161),--($AS$40:$AS$69=$E167))","v":0},{"$f":"MAX(SUMPRODUCT($N$40:$N$69,--($G$40:$G$69=L$161),--($AS$40:$AS$69=$E167),$AG$40:$AG$69)/1000-SUMPRODUCT($Q$40:$Q$69,--($G$40:$G$69=L$161),--($AS$40:$AS$69=$E167))-SUMPRODUCT($V$40:$V$69,--($G$40:$G$69=L$161),--($AS$40:$AS$69=$E167)),0)","v":0},0,{"$f":"SUMPRODUCT($M$40:$M$69,--($G$40:$G$69=N$72),--($AS$40:$AS$69=$E167),$AG$40:$AG$69)/1000","v":0},{"$f":"SUMPRODUCT($M$40:$M$69,--($G$40:$G$69=O$161),--($AS$40:$AS$69=$E167),$AG$40:$AG$69)/1000*$AH78-SUMPRODUCT($AU$40:$AU$69,--($G$40:$G$69=O$161),--($AS$40:$AS$69=$E167))","v":0},{"$f":"MAX(SUMPRODUCT($N$40:$N$69,--($G$40:$G$69=P$161),--($AS$40:$AS$69=$E167),$AG$40:$AG$69)/1000-SUMPRODUCT($Q$40:$Q$69,--($G$40:$G$69=P$161),--($AS$40:$AS$69=$E167))-SUMPRODUCT($V$40:$V$69,--($G$40:$G$69=P$161),--($AS$40:$AS$69=$E167)),0)","v":0},0,{"$f":"SUMPRODUCT($M$40:$M$69,--($G$40:$G$69=R$72),--($AS$40:$AS$69=$E167),$AG$40:$AG$69)/1000","v":0},{"$f":"SUMPRODUCT($M$40:$M$69,--($G$40:$G$69=S$161),--($AS$40:$AS$69=$E167),$AG$40:$AG$69)/1000*$AH78-SUMPRODUCT($AU$40:$AU$69,--($G$40:$G$69=S$161),--($AS$40:$AS$69=$E167))","v":0},{"$f":"MAX(SUMPRODUCT($N$40:$N$69,--($G$40:$G$69=T$161),--($AS$40:$AS$69=$E167),$AG$40:$AG$69)/1000-SUMPRODUCT($Q$40:$Q$69,--($G$40:$G$69=T$161),--($AS$40:$AS$69=$E167))-SUMPRODUCT($V$40:$V$69,--($G$40:$G$69=T$161),--($AS$40:$AS$69=$E167)),0)","v":0},0,{"$f":"SUMPRODUCT($M$40:$M$69,--($G$40:$G$69=V$72),--($AS$40:$AS$69=$E167),$AG$40:$AG$69)/1000","v":0},{"$f":"SUMPRODUCT($M$40:$M$69,--($G$40:$G$69=W$161),--($AS$40:$AS$69=$E167),$AG$40:$AG$69)/1000*$AH78-SUMPRODUCT($AU$40:$AU$69,--($G$40:$G$69=W$161),--($AS$40:$AS$69=$E167))","v":0},{"$f":"MAX(SUMPRODUCT($N$40:$N$69,--($G$40:$G$69=X$161),--($AS$40:$AS$69=$E167),$AG$40:$AG$69)/1000-SUMPRODUCT($Q$40:$Q$69,--($G$40:$G$69=X$161),--($AS$40:$AS$69=$E167))-SUMPRODUCT($V$40:$V$69,--($G$40:$G$69=X$161),--($AS$40:$AS$69=$E167)),0)","v":0},0,0,0,0,0,0]
[null,null,{"$error":"#DIV/0!"},null,"Space cooling",{"$f":"SUMPRODUCT($M$40:$M$69,--($G$40:$G$69=F$72),--($AS$40:$AS$69=$E168),$AG$40:$AG$69)/1000","v":0},{"$f":"SUMPRODUCT($M$40:$M$69,--($G$40:$G$69=G$161),--($AS$40:$AS$69=$E168),$AG$40:$AG$69)/1000*$AH79-SUMPRODUCT($AU$40:$AU$69,--($G$40:$G$69=G$161),--($AS$40:$AS$69=$E168))","v":0},{"$f":"MAX(SUMPRODUCT($N$40:$N$69,--($G$40:$G$69=H$161),--($AS$40:$AS$69=$E168),$AG$40:$AG$69)/1000-SUMPRODUCT($Q$40:$Q$69,--($G$40:$G$69=H$161),--($AS$40:$AS$69=$E168))-SUMPRODUCT($V$40:$V$69,--($G$40:$G$69=H$161),--($AS$40:$AS$69=$E168)),0)","v":0},0,{"$f":"SUMPRODUCT($M$40:$M$69,--($G$40:$G$69=J$72),--($AS$40:$AS$69=$E168),$AG$40:$AG$69)/1000","v":0},{"$f":"SUMPRODUCT($M$40:$M$69,--($G$40:$G$69=K$161),--($AS$40:$AS$69=$E168),$AG$40:$AG$69)/1000*$AH79-SUMPRODUCT($AU$40:$AU$69,--($G$40:$G$69=K$161),--($AS$40:$AS$69=$E168))","v":0},{"$f":"MAX(SUMPRODUCT($N$40:$N$69,--($G$40:$G$69=L$161),--($AS$40:$AS$69=$E168),$AG$40:$AG$69)/1000-SUMPRODUCT($Q$40:$Q$69,--($G$40:$G$69=L$161),--($AS$40:$AS$69=$E168))-SUMPRODUCT($V$40:$V$69,--($G$40:$G$69=L$161),--($AS$40:$AS$69=$E168)),0)","v":0},0,{"$f":"SUMPRODUCT($M$40:$M$69,--($G$40:$G$69=N$72),--($AS$40:$AS$69=$E168),$AG$40:$AG$69)/1000","v":0},{"$f":"SUMPRODUCT($M$40:$M$69,--($G$40:$G$69=O$161),--($AS$40:$AS$69=$E168),$AG$40:$AG$69)/1000*$AH79-SUMPRODUCT($AU$40:$AU$69,--($G$40:$G$69=O$161),--($AS$40:$AS$69=$E168))","v":0},{"$f":"MAX(SUMPRODUCT($N$40:$N$69,--($G$40:$G$69=P$161),--($AS$40:$AS$69=$E168),$AG$40:$AG$69)/1000-SUMPRODUCT($Q$40:$Q$69,--($G$40:$G$69=P$161),--($AS$40:$AS$69=$E168))-SUMPRODUCT($V$40:$V$69,--($G$40:$G$69=P$161),--($AS$40:$AS$69=$E168)),0)","v":0},0,{"$f":"SUMPRODUCT($M$40:$M$69,--($G$40:$G$69=R$72),--($AS$40:$AS$69=$E168),$AG$40:$AG$69)/1000","v":0},{"$f":"SUMPRODUCT($M$40:$M$69,--($G$40:$G$69=S$161),--($AS$40:$AS$69=$E168),$AG$40:$AG$69)/1000*$AH79-SUMPRODUCT($AU$40:$AU$69,--($G$40:$G$69=S$161),--($AS$40:$AS$69=$E168))","v":0},{"$f":"MAX(SUMPRODUCT($N$40:$N$69,--($G$40:$G$69=T$161),--($AS$40:$AS$69=$E168),$AG$40:$AG$69)/1000-SUMPRODUCT($Q$40:$Q$69,--($G$40:$G$69=T$161),--($AS$40:$AS$69=$E168))-SUMPRODUCT($V$40:$V$69,--($G$40:$G$69=T$161),--($AS$40:$AS$69=$E168)),0)","v":0},0,{"$f":"SUMPRODUCT($M$40:$M$69,--($G$40:$G$69=V$72),--($AS$40:$AS$69=$E168),$AG$40:$AG$69)/1000","v":0},{"$f":"SUMPRODUCT($M$40:$M$69,--($G$40:$G$69=W$161),--($AS$40:$AS$69=$E168),$AG$40:$AG$69)/1000*$AH79-SUMPRODUCT($AU$40:$AU$69,--($G$40:$G$69=W$161),--($AS$40:$AS$69=$E168))","v":0},{"$f":"MAX(SUMPRODUCT($N$40:$N$69,--($G$40:$G$69=X$161),--($AS$40:$AS$69=$E168),$AG$40:$AG$69)/1000-SUMPRODUCT($Q$40:$Q$69,--($G$40:$G$69=X$161),--($AS$40:$AS$69=$E168))-SUMPRODUCT($V$40:$V$69,--($G$40:$G$69=X$161),--($AS$40:$AS$69=$E168)),0)","v":0},0,0,0,0,0,0]
[null,null,{"$error":"#DIV/0!"},null,"Pumps",{"$f":"SUMPRODUCT($M$40:$M$69,--($G$40:$G$69=F$72),--($AS$40:$AS$69=$E169),$AG$40:$AG$69)/1000","v":0},{"$f":"SUMPRODUCT($M$40:$M$69,--($G$40:$G$69=G$161),--($AS$40:$AS$69=$E169),$AG$40:$AG$69)/1000*$AH80-SUMPRODUCT($AU$40:$AU$69,--($G$40:$G$69=G$161),--($AS$40:$AS$69=$E169))","v":0},{"$f":"MAX(SUMPRODUCT($N$40:$N$69,--($G$40:$G$69=H$161),--($AS$40:$AS$69=$E169),$AG$40:$AG$69)/1000-SUMPRODUCT($Q$40:$Q$69,--($G$40:$G$69=H$161),--($AS$40:$AS$69=$E169))-SUMPRODUCT($V$40:$V$69,--($G$40:$G$69=H$161),--($AS$40:$AS$69=$E169)),0)","v":0},0,{"$f":"SUMPRODUCT($M$40:$M$69,--($G$40:$G$69=J$72),--($AS$40:$AS$69=$E169),$AG$40:$AG$69)/1000","v":0},{"$f":"SUMPRODUCT($M$40:$M$69,--($G$40:$G$69=K$161),--($AS$40:$AS$69=$E169),$AG$40:$AG$69)/1000*$AH80-SUMPRODUCT($AU$40:$AU$69,--($G$40:$G$69=K$161),--($AS$40:$AS$69=$E169))","v":0},{"$f":"MAX(SUMPRODUCT($N$40:$N$69,--($G$40:$G$69=L$161),--($AS$40:$AS$69=$E169),$AG$40:$AG$69)/1000-SUMPRODUCT($Q$40:$Q$69,--($G$40:$G$69=L$161),--($AS$40:$AS$69=$E169))-SUMPRODUCT($V$40:$V$69,--($G$40:$G$69=L$161),--($AS$40:$AS$69=$E169)),0)","v":0},0,{"$f":"SUMPRODUCT($M$40:$M$69,--($G$40:$G$69=N$72),--($AS$40:$AS$69=$E169),$AG$40:$AG$69)/1000","v":0},{"$f":"SUMPRODUCT($M$40:$M$69,--($G$40:$G$69=O$161),--($AS$40:$AS$69=$E169),$AG$40:$AG$69)/1000*$AH80-SUMPRODUCT($AU$40:$AU$69,--($G$40:$G$69=O$161),--($AS$40:$AS$69=$E169))","v":0},{"$f":"MAX(SUMPRODUCT($N$40:$N$69,--($G$40:$G$69=P$161),--($AS$40:$AS$69=$E169),$AG$40:$AG$69)/1000-SUMPRODUCT($Q$40:$Q$69,--($G$40:$G$69=P$161),--($AS$40:$AS$69=$E169))-SUMPRODUCT($V$40:$V$69,--($G$40:$G$69=P$161),--($AS$40:$AS$69=$E169)),0)","v":0},0,{"$f":"SUMPRODUCT($M$40:$M$69,--($G$40:$G$69=R$72),--($AS$40:$AS$69=$E169),$AG$40:$AG$69)/1000","v":0},{"$f":"SUMPRODUCT($M$40:$M$69,--($G$40:$G$69=S$161),--($AS$40:$AS$69=$E169),$AG$40:$AG$69)/1000*$AH80-SUMPRODUCT($AU$40:$AU$69,--($G$40:$G$69=S$161),--($AS$40:$AS$69=$E169))","v":0},{"$f":"MAX(SUMPRODUCT($N$40:$N$69,--($G$40:$G$69=T$161),--($AS$40:$AS$69=$E169),$AG$40:$AG$69)/1000-SUMPRODUCT($Q$40:$Q$69,--($G$40:$G$69=T$161),--($AS$40:$AS$69=$E169))-SUMPRODUCT($V$40:$V$69,--($G$40:$G$69=T$161),--($AS$40:$AS$69=$E169)),0)","v":0},0,{"$f":"SUMPRODUCT($M$40:$M$69,--($G$40:$G$69=V$72),--($AS$40:$AS$69=$E169),$AG$40:$AG$69)/1000","v":0},{"$f":"SUMPRODUCT($M$40:$M$69,--($G$40:$G$69=W$161),--($AS$40:$AS$69=$E169),$AG$40:$AG$69)/1000*$AH80-SUMPRODUCT($AU$40:$AU$69,--($G$40:$G$69=W$161),--($AS$40:$AS$69=$E169))","v":0},{"$f":"MAX(SUMPRODUCT($N$40:$N$69,--($G$40:$G$69=X$161),--($AS$40:$AS$69=$E169),$AG$40:$AG$69)/1000-SUMPRODUCT($Q$40:$Q$69,--($G$40:$G$69=X$161),--($AS$40:$AS$69=$E169))-SUMPRODUCT($V$40:$V$69,--($G$40:$G$69=X$161),--($AS$40:$AS$69=$E169)),0)","v":0},0,0,0,0,0,0]
[null,null,{"$error":"#DIV/0!"},null,"Heat rejection",{"$f":"SUMPRODUCT($M$40:$M$69,--($G$40:$G$69=F$72),--($AS$40:$AS$69=$E170),$AG$40:$AG$69)/1000","v":0},{"$f":"SUMPRODUCT($M$40:$M$69,--($G$40:$G$69=G$161),--($AS$40:$AS$69=$E170),$AG$40:$AG$69)/1000*$AH81-SUMPRODUCT($AU$40:$AU$69,--($G$40:$G$69=G$161),--($AS$40:$AS$69=$E170))","v":0},{"$f":"MAX(SUMPRODUCT($N$40:$N$69,--($G$40:$G$69=H$161),--($AS$40:$AS$69=$E170),$AG$40:$AG$69)/1000-SUMPRODUCT($Q$40:$Q$69,--($G$40:$G$69=H$161),--($AS$40:$AS$69=$E170))-SUMPRODUCT($V$40:$V$69,--($G$40:$G$69=H$161),--($AS$40:$AS$69=$E170)),0)","v":0},0,{"$f":"SUMPRODUCT($M$40:$M$69,--($G$40:$G$69=J$72),--($AS$40:$AS$69=$E170),$AG$40:$AG$69)/1000","v":0},{"$f":"SUMPRODUCT($M$40:$M$69,--($G$40:$G$69=K$161),--($AS$40:$AS$69=$E170),$AG$40:$AG$69)/1000*$AH81-SUMPRODUCT($AU$40:$AU$69,--($G$40:$G$69=K$161),--($AS$40:$AS$69=$E170))","v":0},{"$f":"MAX(SUMPRODUCT($N$40:$N$69,--($G$40:$G$69=L$161),--($AS$40:$AS$69=$E170),$AG$40:$AG$69)/1000-SUMPRODUCT($Q$40:$Q$69,--($G$40:$G$69=L$161),--($AS$40:$AS$69=$E170))-SUMPRODUCT($V$40:$V$69,--($G$40:$G$69=L$161),--($AS$40:$AS$69=$E170)),0)","v":0},0,{"$f":"SUMPRODUCT($M$40:$M$69,--($G$40:$G$69=N$72),--($AS$40:$AS$69=$E170),$AG$40:$AG$69)/1000","v":0},{"$f":"SUMPRODUCT($M$40:$M$69,--($G$40:$G$69=O$161),--($AS$40:$AS$69=$E170),$AG$40:$AG$69)/1000*$AH81-SUMPRODUCT($AU$40:$AU$69,--($G$40:$G$69=O$161),--($AS$40:$AS$69=$E170))","v":0},{"$f":"MAX(SUMPRODUCT($N$40:$N$69,--($G$40:$G$69=P$161),--($AS$40:$AS$69=$E170),$AG$40:$AG$69)/1000-SUMPRODUCT($Q$40:$Q$69,--($G$40:$G$69=P$161),--($AS$40:$AS$69=$E170))-SUMPRODUCT($V$40:$V$69,--($G$40:$G$69=P$161),--($AS$40:$AS$69=$E170)),0)","v":0},0,{"$f":"SUMPRODUCT($M$40:$M$69,--($G$40:$G$69=R$72),--($AS$40:$AS$69=$E170),$AG$40:$AG$69)/1000","v":0},{"$f":"SUMPRODUCT($M$40:$M$69,--($G$40:$G$69=S$161),--($AS$40:$AS$69=$E170),$AG$40:$AG$69)/1000*$AH81-SUMPRODUCT($AU$40:$AU$69,--($G$40:$G$69=S$161),--($AS$40:$AS$69=$E170))","v":0},{"$f":"MAX(SUMPRODUCT($N$40:$N$69,--($G$40:$G$69=T$161),--($AS$40:$AS$69=$E170),$AG$40:$AG$69)/1000-SUMPRODUCT($Q$40:$Q$69,--($G$40:$G$69=T$161),--($AS$40:$AS$69=$E170))-SUMPRODUCT($V$40:$V$69,--($G$40:$G$69=T$161),--($AS$40:$AS$69=$E170)),0)","v":0},0,{"$f":"SUMPRODUCT($M$40:$M$69,--($G$40:$G$69=V$72),--($AS$40:$AS$69=$E170),$AG$40:$AG$69)/1000","v":0},{"$f":"SUMPRODUCT($M$40:$M$69,--($G$40:$G$69=W$161),--($AS$40:$AS$69=$E170),$AG$40:$AG$69)/1000*$AH81-SUMPRODUCT($AU$40:$AU$69,--($G$40:$G$69=W$161),--($AS$40:$AS$69=$E170))","v":0},{"$f":"MAX(SUMPRODUCT($N$40:$N$69,--($G$40:$G$69=X$161),--($AS$40:$AS$69=$E170),$AG$40:$AG$69)/1000-SUMPRODUCT($Q$40:$Q$69,--($G$40:$G$69=X$161),--($AS$40:$AS$69=$E170))-SUMPRODUCT($V$40:$V$69,--($G$40:$G$69=X$161),--($AS$40:$AS$69=$E170)),0)","v":0},0,0,0,0,0,0]
[null,null,{"$error":"#DIV/0!"},null,"Fans - interior ventilation",{"$f":"SUMPRODUCT($M$40:$M$69,--($G$40:$G$69=F$72),--($AS$40:$AS$69=$E171),$AG$40:$AG$69)/1000","v":0},{"$f":"SUMPRODUCT($M$40:$M$69,--($G$40:$G$69=G$161),--($AS$40:$AS$69=$E171),$AG$40:$AG$69)/1000*$AH82-SUMPRODUCT($AU$40:$AU$69,--($G$40:$G$69=G$161),--($AS$40:$AS$69=$E171))","v":0},{"$f":"MAX(SUMPRODUCT($N$40:$N$69,--($G$40:$G$69=H$161),--($AS$40:$AS$69=$E171),$AG$40:$AG$69)/1000-SUMPRODUCT($Q$40:$Q$69,--($G$40:$G$69=H$161),--($AS$40:$AS$69=$E171))-SUMPRODUCT($V$40:$V$69,--($G$40:$G$69=H$161),--($AS$40:$AS$69=$E171)),0)","v":0},0,{"$f":"SUMPRODUCT($M$40:$M$69,--($G$40:$G$69=J$72),--($AS$40:$AS$69=$E171),$AG$40:$AG$69)/1000","v":0},{"$f":"SUMPRODUCT($M$40:$M$69,--($G$40:$G$69=K$161),--($AS$40:$AS$69=$E171),$AG$40:$AG$69)/1000*$AH82-SUMPRODUCT($AU$40:$AU$69,--($G$40:$G$69=K$161),--($AS$40:$AS$69=$E171))","v":0},{"$f":"MAX(SUMPRODUCT($N$40:$N$69,--($G$40:$G$69=L$161),--($AS$40:$AS$69=$E171),$AG$40:$AG$69)/1000-SUMPRODUCT($Q$40:$Q$69,--($G$40:$G$69=L$161),--($AS$40:$AS$69=$E171))-SUMPRODUCT($V$40:$V$69,--($G$40:$G$69=L$161),--($AS$40:$AS$69=$E171)),0)","v":0},0,{"$f":"SUMPRODUCT($M$40:$M$69,--($G$40:$G$69=N$72),--($AS$40:$AS$69=$E171),$AG$40:$AG$69)/1000","v":0},{"$f":"SUMPRODUCT($M$40:$M$69,--($G$40:$G$69=O$161),--($AS$40:$AS$69=$E171),$AG$40:$AG$69)/1000*$AH82-SUMPRODUCT($AU$40:$AU$69,--($G$40:$G$69=O$161),--($AS$40:$AS$69=$E171))","v":0},{"$f":"MAX(SUMPRODUCT($N$40:$N$69,--($G$40:$G$69=P$161),--($AS$40:$AS$69=$E171),$AG$40:$AG$69)/1000-SUMPRODUCT($Q$40:$Q$69,--($G$40:$G$69=P$161),--($AS$40:$AS$69=$E171))-SUMPRODUCT($V$40:$V$69,--($G$40:$G$69=P$161),--($AS$40:$AS$69=$E171)),0)","v":0},0,{"$f":"SUMPRODUCT($M$40:$M$69,--($G$40:$G$69=R$72),--($AS$40:$AS$69=$E171),$AG$40:$AG$69)/1000","v":0},{"$f":"SUMPRODUCT($M$40:$M$69,--($G$40:$G$69=S$161),--($AS$40:$AS$69=$E171),$AG$40:$AG$69)/1000*$AH82-SUMPRODUCT($AU$40:$AU$69,--($G$40:$G$69=S$161),--($AS$40:$AS$69=$E171))","v":0},{"$f":"MAX(SUMPRODUCT($N$40:$N$69,--($G$40:$G$69=T$161),--($AS$40:$AS$69=$E171),$AG$40:$AG$69)/1000-SUMPRODUCT($Q$40:$Q$69,--($G$40:$G$69=T$161),--($AS$40:$AS$69=$E171))-SUMPRODUCT($V$40:$V$69,--($G$40:$G$69=T$161),--($AS$40:$AS$69=$E171)),0)","v":0},0,{"$f":"SUMPRODUCT($M$40:$M$69,--($G$40:$G$69=V$72),--($AS$40:$AS$69=$E171),$AG$40:$AG$69)/1000","v":0},{"$f":"SUMPRODUCT($M$40:$M$69,--($G$40:$G$69=W$161),--($AS$40:$AS$69=$E171),$AG$40:$AG$69)/1000*$AH82-SUMPRODUCT($AU$40:$AU$69,--($G$40:$G$69=W$161),--($AS$40:$AS$69=$E171))","v":0},{"$f":"MAX(SUMPRODUCT($N$40:$N$69,--($G$40:$G$69=X$161),--($AS$40:$AS$69=$E171),$AG$40:$AG$69)/1000-SUMPRODUCT($Q$40:$Q$69,--($G$40:$G$69=X$161),--($AS$40:$AS$69=$E171))-SUMPRODUCT($V$40:$V$69,--($G$40:$G$69=X$161),--($AS$40:$AS$69=$E171)),0)","v":0},0,0,0,0,0,0]
[null,null,{"$error":"#DIV/0!"},null,"Fans - parking garage",{"$f":"SUMPRODUCT($M$40:$M$69,--($G$40:$G$69=F$72),--($AS$40:$AS$69=$E172),$AG$40:$AG$69)/1000","v":0},{"$f":"SUMPRODUCT($M$40:$M$69,--($G$40:$G$69=G$161),--($AS$40:$AS$69=$E172),$AG$40:$AG$69)/1000*$AH83-SUMPRODUCT($AU$40:$AU$69,--($G$40:$G$69=G$161),--($AS$40:$AS$69=$E172))","v":0},{"$f":"MAX(SUMPRODUCT($N$40:$N$69,--($G$40:$G$69=H$161),--($AS$40:$AS$69=$E172),$AG$40:$AG$69)/1000-SUMPRODUCT($Q$40:$Q$69,--($G$40:$G$69=H$161),--($AS$40:$AS$69=$E172))-SUMPRODUCT($V$40:$V$69,--($G$40:$G$69=H$161),--($AS$40:$AS$69=$E172)),0)","v":0},0,{"$f":"SUMPRODUCT($M$40:$M$69,--($G$40:$G$69=J$72),--($AS$40:$AS$69=$E172),$AG$40:$AG$69)/1000","v":0},{"$f":"SUMPRODUCT($M$40:$M$69,--($G$40:$G$69=K$161),--($AS$40:$AS$69=$E172),$AG$40:$AG$69)/1000*$AH83-SUMPRODUCT($AU$40:$AU$69,--($G$40:$G$69=K$161),--($AS$40:$AS$69=$E172))","v":0},{"$f":"MAX(SUMPRODUCT($N$40:$N$69,--($G$40:$G$69=L$161),--($AS$40:$AS$69=$E172),$AG$40:$AG$69)/1000-SUMPRODUCT($Q$40:$Q$69,--($G$40:$G$69=L$161),--($AS$40:$AS$69=$E172))-SUMPRODUCT($V$40:$V$69,--($G$40:$G$69=L$161),--($AS$40:$AS$69=$E172)),0)","v":0},0,{"$f":"SUMPRODUCT($M$40:$M$69,--($G$40:$G$69=N$72),--($AS$40:$AS$69=$E172),$AG$40:$AG$69)/1000","v":0},{"$f":"SUMPRODUCT($M$40:$M$69,--($G$40:$G$69=O$161),--($AS$40:$AS$69=$E172),$AG$40:$AG$69)/1000*$AH83-SUMPRODUCT($AU$40:$AU$69,--($G$40:$G$69=O$161),--($AS$40:$AS$69=$E172))","v":0},{"$f":"MAX(SUMPRODUCT($N$40:$N$69,--($G$40:$G$69=P$161),--($AS$40:$AS$69=$E172),$AG$40:$AG$69)/1000-SUMPRODUCT($Q$40:$Q$69,--($G$40:$G$69=P$161),--($AS$40:$AS$69=$E172))-SUMPRODUCT($V$40:$V$69,--($G$40:$G$69=P$161),--($AS$40:$AS$69=$E172)),0)","v":0},0,{"$f":"SUMPRODUCT($M$40:$M$69,--($G$40:$G$69=R$72),--($AS$40:$AS$69=$E172),$AG$40:$AG$69)/1000","v":0},{"$f":"SUMPRODUCT($M$40:$M$69,--($G$40:$G$69=S$161),--($AS$40:$AS$69=$E172),$AG$40:$AG$69)/1000*$AH83-SUMPRODUCT($AU$40:$AU$69,--($G$40:$G$69=S$161),--($AS$40:$AS$69=$E172))","v":0},{"$f":"MAX(SUMPRODUCT($N$40:$N$69,--($G$40:$G$69=T$161),--($AS$40:$AS$69=$E172),$AG$40:$AG$69)/1000-SUMPRODUCT($Q$40:$Q$69,--($G$40:$G$69=T$161),--($AS$40:$AS$69=$E172))-SUMPRODUCT($V$40:$V$69,--($G$40:$G$69=T$161),--($AS$40:$AS$69=$E172)),0)","v":0},0,{"$f":"SUMPRODUCT($M$40:$M$69,--($G$40:$G$69=V$72),--($AS$40:$AS$69=$E172),$AG$40:$AG$69)/1000","v":0},{"$f":"SUMPRODUCT($M$40:$M$69,--($G$40:$G$69=W$161),--($AS$40:$AS$69=$E172),$AG$40:$AG$69)/1000*$AH83-SUMPRODUCT($AU$40:$AU$69,--($G$40:$G$69=W$161),--($AS$40:$AS$69=$E172))","v":0},{"$f":"MAX(SUMPRODUCT($N$40:$N$69,--($G$40:$G$69=X$161),--($AS$40:$AS$69=$E172),$AG$40:$AG$69)/1000-SUMPRODUCT($Q$40:$Q$69,--($G$40:$G$69=X$161),--($AS$40:$AS$69=$E172))-SUMPRODUCT($V$40:$V$69,--($G$40:$G$69=X$161),--($AS$40:$AS$69=$E172)),0)","v":0},0,0,0,0,0,0]
[null,null,{"$error":"#DIV/0!"},null,"Service water heating",{"$f":"SUMPRODUCT($M$40:$M$69,--($G$40:$G$69=F$72),--($AS$40:$AS$69=$E173),$AG$40:$AG$69)/1000","v":0},{"$f":"SUMPRODUCT($M$40:$M$69,--($G$40:$G$69=G$161),--($AS$40:$AS$69=$E173),$AG$40:$AG$69)/1000*$AH84-SUMPRODUCT($AU$40:$AU$69,--($G$40:$G$69=G$161),--($AS$40:$AS$69=$E173))","v":0},{"$f":"MAX(SUMPRODUCT($N$40:$N$69,--($G$40:$G$69=H$161),--($AS$40:$AS$69=$E173),$AG$40:$AG$69)/1000-SUMPRODUCT($Q$40:$Q$69,--($G$40:$G$69=H$161),--($AS$40:$AS$69=$E173))-SUMPRODUCT($V$40:$V$69,--($G$40:$G$69=H$161),--($AS$40:$AS$69=$E173)),0)","v":0},0,{"$f":"SUMPRODUCT($M$40:$M$69,--($G$40:$G$69=J$72),--($AS$40:$AS$69=$E173),$AG$40:$AG$69)/1000","v":0},{"$f":"SUMPRODUCT($M$40:$M$69,--($G$40:$G$69=K$161),--($AS$40:$AS$69=$E173),$AG$40:$AG$69)/1000*$AH84-SUMPRODUCT($AU$40:$AU$69,--($G$40:$G$69=K$161),--($AS$40:$AS$69=$E173))","v":0},{"$f":"MAX(SUMPRODUCT($N$40:$N$69,--($G$40:$G$69=L$161),--($AS$40:$AS$69=$E173),$AG$40:$AG$69)/1000-SUMPRODUCT($Q$40:$Q$69,--($G$40:$G$69=L$161),--($AS$40:$AS$69=$E173))-SUMPRODUCT($V$40:$V$69,--($G$40:$G$69=L$161),--($AS$40:$AS$69=$E173)),0)","v":0},0,{"$f":"SUMPRODUCT($M$40:$M$69,--($G$40:$G$69=N$72),--($AS$40:$AS$69=$E173),$AG$40:$AG$69)/1000","v":0},{"$f":"SUMPRODUCT($M$40:$M$69,--($G$40:$G$69=O$161),--($AS$40:$AS$69=$E173),$AG$40:$AG$69)/1000*$AH84-SUMPRODUCT($AU$40:$AU$69,--($G$40:$G$69=O$161),--($AS$40:$AS$69=$E173))","v":0},{"$f":"MAX(SUMPRODUCT($N$40:$N$69,--($G$40:$G$69=P$161),--($AS$40:$AS$69=$E173),$AG$40:$AG$69)/1000-SUMPRODUCT($Q$40:$Q$69,--($G$40:$G$69=P$161),--($AS$40:$AS$69=$E173))-SUMPRODUCT($V$40:$V$69,--($G$40:$G$69=P$161),--($AS$40:$AS$69=$E173)),0)","v":0},0,{"$f":"SUMPRODUCT($M$40:$M$69,--($G$40:$G$69=R$72),--($AS$40:$AS$69=$E173),$AG$40:$AG$69)/1000","v":0},{"$f":"SUMPRODUCT($M$40:$M$69,--($G$40:$G$69=S$161),--($AS$40:$AS$69=$E173),$AG$40:$AG$69)/1000*$AH84-SUMPRODUCT($AU$40:$AU$69,--($G$40:$G$69=S$161),--($AS$40:$AS$69=$E173))","v":0},{"$f":"MAX(SUMPRODUCT($N$40:$N$69,--($G$40:$G$69=T$161),--($AS$40:$AS$69=$E173),$AG$40:$AG$69)/1000-SUMPRODUCT($Q$40:$Q$69,--($G$40:$G$69=T$161),--($AS$40:$AS$69=$E173))-SUMPRODUCT($V$40:$V$69,--($G$40:$G$69=T$161),--($AS$40:$AS$69=$E173)),0)","v":0},0,{"$f":"SUMPRODUCT($M$40:$M$69,--($G$40:$G$69=V$72),--($AS$40:$AS$69=$E173),$AG$40:$AG$69)/1000","v":0},{"$f":"SUMPRODUCT($M$40:$M$69,--($G$40:$G$69=W$161),--($AS$40:$AS$69=$E173),$AG$40:$AG$69)/1000*$AH84-SUMPRODUCT($AU$40:$AU$69,--($G$40:$G$69=W$161),--($AS$40:$AS$69=$E173))","v":0},{"$f":"MAX(SUMPRODUCT($N$40:$N$69,--($G$40:$G$69=X$161),--($AS$40:$AS$69=$E173),$AG$40:$AG$69)/1000-SUMPRODUCT($Q$40:$Q$69,--($G$40:$G$69=X$161),--($AS$40:$AS$69=$E173))-SUMPRODUCT($V$40:$V$69,--($G$40:$G$69=X$161),--($AS$40:$AS$69=$E173)),0)","v":0},0,0,0,0,0,0]
[null,null,{"$error":"#DIV/0!"},null,"Misc equipment",{"$f":"SUMPRODUCT($M$40:$M$69,--($G$40:$G$69=F$72),--($AS$40:$AS$69=$E174),$AG$40:$AG$69)/1000","v":0},{"$f":"SUMPRODUCT($M$40:$M$69,--($G$40:$G$69=G$161),--($AS$40:$AS$69=$E174),$AG$40:$AG$69)/1000*$AH85-SUMPRODUCT($AU$40:$AU$69,--($G$40:$G$69=G$161),--($AS$40:$AS$69=$E174))","v":0},{"$f":"MAX(SUMPRODUCT($N$40:$N$69,--($G$40:$G$69=H$161),--($AS$40:$AS$69=$E174),$AG$40:$AG$69)/1000-SUMPRODUCT($Q$40:$Q$69,--($G$40:$G$69=H$161),--($AS$40:$AS$69=$E174))-SUMPRODUCT($V$40:$V$69,--($G$40:$G$69=H$161),--($AS$40:$AS$69=$E174)),0)","v":0},0,{"$f":"SUMPRODUCT($M$40:$M$69,--($G$40:$G$69=J$72),--($AS$40:$AS$69=$E174),$AG$40:$AG$69)/1000","v":0},{"$f":"SUMPRODUCT($M$40:$M$69,--($G$40:$G$69=K$161),--($AS$40:$AS$69=$E174),$AG$40:$AG$69)/1000*$AH85-SUMPRODUCT($AU$40:$AU$69,--($G$40:$G$69=K$161),--($AS$40:$AS$69=$E174))","v":0},{"$f":"MAX(SUMPRODUCT($N$40:$N$69,--($G$40:$G$69=L$161),--($AS$40:$AS$69=$E174),$AG$40:$AG$69)/1000-SUMPRODUCT($Q$40:$Q$69,--($G$40:$G$69=L$161),--($AS$40:$AS$69=$E174))-SUMPRODUCT($V$40:$V$69,--($G$40:$G$69=L$161),--($AS$40:$AS$69=$E174)),0)","v":0},0,{"$f":"SUMPRODUCT($M$40:$M$69,--($G$40:$G$69=N$72),--($AS$40:$AS$69=$E174),$AG$40:$AG$69)/1000","v":0},{"$f":"SUMPRODUCT($M$40:$M$69,--($G$40:$G$69=O$161),--($AS$40:$AS$69=$E174),$AG$40:$AG$69)/1000*$AH85-SUMPRODUCT($AU$40:$AU$69,--($G$40:$G$69=O$161),--($AS$40:$AS$69=$E174))","v":0},{"$f":"MAX(SUMPRODUCT($N$40:$N$69,--($G$40:$G$69=P$161),--($AS$40:$AS$69=$E174),$AG$40:$AG$69)/1000-SUMPRODUCT($Q$40:$Q$69,--($G$40:$G$69=P$161),--($AS$40:$AS$69=$E174))-SUMPRODUCT($V$40:$V$69,--($G$40:$G$69=P$161),--($AS$40:$AS$69=$E174)),0)","v":0},0,{"$f":"SUMPRODUCT($M$40:$M$69,--($G$40:$G$69=R$72),--($AS$40:$AS$69=$E174),$AG$40:$AG$69)/1000","v":0},{"$f":"SUMPRODUCT($M$40:$M$69,--($G$40:$G$69=S$161),--($AS$40:$AS$69=$E174),$AG$40:$AG$69)/1000*$AH85-SUMPRODUCT($AU$40:$AU$69,--($G$40:$G$69=S$161),--($AS$40:$AS$69=$E174))","v":0},{"$f":"MAX(SUMPRODUCT($N$40:$N$69,--($G$40:$G$69=T$161),--($AS$40:$AS$69=$E174),$AG$40:$AG$69)/1000-SUMPRODUCT($Q$40:$Q$69,--($G$40:$G$69=T$161),--($AS$40:$AS$69=$E174))-SUMPRODUCT($V$40:$V$69,--($G$40:$G$69=T$161),--($AS$40:$AS$69=$E174)),0)","v":0},0,{"$f":"SUMPRODUCT($M$40:$M$69,--($G$40:$G$69=V$72),--($AS$40:$AS$69=$E174),$AG$40:$AG$69)/1000","v":0},{"$f":"SUMPRODUCT($M$40:$M$69,--($G$40:$G$69=W$161),--($AS$40:$AS$69=$E174),$AG$40:$AG$69)/1000*$AH85-SUMPRODUCT($AU$40:$AU$69,--($G$40:$G$69=W$161),--($AS$40:$AS$69=$E174))","v":0},{"$f":"MAX(SUMPRODUCT($N$40:$N$69,--($G$40:$G$69=X$161),--($AS$40:$AS$69=$E174),$AG$40:$AG$69)/1000-SUMPRODUCT($Q$40:$Q$69,--($G$40:$G$69=X$161),--($AS$40:$AS$69=$E174))-SUMPRODUCT($V$40:$V$69,--($G$40:$G$69=X$161),--($AS$40:$AS$69=$E174)),0)","v":0},0,0,0,0,0,0]
[null,null,{"$error":"#DIV/0!"},null,"Industrial process",{"$f":"SUMPRODUCT($M$40:$M$69,--($G$40:$G$69=F$72),--($AS$40:$AS$69=$E175),$AG$40:$AG$69)/1000","v":0},{"$f":"SUMPRODUCT($M$40:$M$69,--($G$40:$G$69=G$161),--($AS$40:$AS$69=$E175),$AG$40:$AG$69)/1000*$AH86-SUMPRODUCT($AU$40:$AU$69,--($G$40:$G$69=G$161),--($AS$40:$AS$69=$E175))","v":0},{"$f":"MAX(SUMPRODUCT($N$40:$N$69,--($G$40:$G$69=H$161),--($AS$40:$AS$69=$E175),$AG$40:$AG$69)/1000-SUMPRODUCT($Q$40:$Q$69,--($G$40:$G$69=H$161),--($AS$40:$AS$69=$E175))-SUMPRODUCT($V$40:$V$69,--($G$40:$G$69=H$161),--($AS$40:$AS$69=$E175)),0)","v":0},0,{"$f":"SUMPRODUCT($M$40:$M$69,--($G$40:$G$69=J$72),--($AS$40:$AS$69=$E175),$AG$40:$AG$69)/1000","v":0},{"$f":"SUMPRODUCT($M$40:$M$69,--($G$40:$G$69=K$161),--($AS$40:$AS$69=$E175),$AG$40:$AG$69)/1000*$AH86-SUMPRODUCT($AU$40:$AU$69,--($G$40:$G$69=K$161),--($AS$40:$AS$69=$E175))","v":0},{"$f":"MAX(SUMPRODUCT($N$40:$N$69,--($G$40:$G$69=L$161),--($AS$40:$AS$69=$E175),$AG$40:$AG$69)/1000-SUMPRODUCT($Q$40:$Q$69,--($G$40:$G$69=L$161),--($AS$40:$AS$69=$E175))-SUMPRODUCT($V$40:$V$69,--($G$40:$G$69=L$161),--($AS$40:$AS$69=$E175)),0)","v":0},0,{"$f":"SUMPRODUCT($M$40:$M$69,--($G$40:$G$69=N$72),--($AS$40:$AS$69=$E175),$AG$40:$AG$69)/1000","v":0},{"$f":"SUMPRODUCT($M$40:$M$69,--($G$40:$G$69=O$161),--($AS$40:$AS$69=$E175),$AG$40:$AG$69)/1000*$AH86-SUMPRODUCT($AU$40:$AU$69,--($G$40:$G$69=O$161),--($AS$40:$AS$69=$E175))","v":0},{"$f":"MAX(SUMPRODUCT($N$40:$N$69,--($G$40:$G$69=P$161),--($AS$40:$AS$69=$E175),$AG$40:$AG$69)/1000-SUMPRODUCT($Q$40:$Q$69,--($G$40:$G$69=P$161),--($AS$40:$AS$69=$E175))-SUMPRODUCT($V$40:$V$69,--($G$40:$G$69=P$161),--($AS$40:$AS$69=$E175)),0)","v":0},0,{"$f":"SUMPRODUCT($M$40:$M$69,--($G$40:$G$69=R$72),--($AS$40:$AS$69=$E175),$AG$40:$AG$69)/1000","v":0},{"$f":"SUMPRODUCT($M$40:$M$69,--($G$40:$G$69=S$161),--($AS$40:$AS$69=$E175),$AG$40:$AG$69)/1000*$AH86-SUMPRODUCT($AU$40:$AU$69,--($G$40:$G$69=S$161),--($AS$40:$AS$69=$E175))","v":0},{"$f":"MAX(SUMPRODUCT($N$40:$N$69,--($G$40:$G$69=T$161),--($AS$40:$AS$69=$E175),$AG$40:$AG$69)/1000-SUMPRODUCT($Q$40:$Q$69,--($G$40:$G$69=T$161),--($AS$40:$AS$69=$E175))-SUMPRODUCT($V$40:$V$69,--($G$40:$G$69=T$161),--($AS$40:$AS$69=$E175)),0)","v":0},0,{"$f":"SUMPRODUCT($M$40:$M$69,--($G$40:$G$69=V$72),--($AS$40:$AS$69=$E175),$AG$40:$AG$69)/1000","v":0},{"$f":"SUMPRODUCT($M$40:$M$69,--($G$40:$G$69=W$161),--($AS$40:$AS$69=$E175),$AG$40:$AG$69)/1000*$AH86-SUMPRODUCT($AU$40:$AU$69,--($G$40:$G$69=W$161),--($AS$40:$AS$69=$E175))","v":0},{"$f":"MAX(SUMPRODUCT($N$40:$N$69,--($G$40:$G$69=X$161),--($AS$40:$AS$69=$E175),$AG$40:$AG$69)/1000-SUMPRODUCT($Q$40:$Q$69,--($G$40:$G$69=X$161),--($AS$40:$AS$69=$E175))-SUMPRODUCT($V$40:$V$69,--($G$40:$G$69=X$161),--($AS$40:$AS$69=$E175)),0)","v":0},0,0,0,0,0,0]
[null,null,{"$error":"#DIV/0!"},null,"Refrigeration equipment (regulated)",{"$f":"SUMPRODUCT($M$40:$M$69,--($G$40:$G$69=F$72),--($AS$40:$AS$69=$E176),$AG$40:$AG$69)/1000","v":0},{"$f":"SUMPRODUCT($M$40:$M$69,--($G$40:$G$69=G$161),--($AS$40:$AS$69=$E176),$AG$40:$AG$69)/1000*$AH87-SUMPRODUCT($AU$40:$AU$69,--($G$40:$G$69=G$161),--($AS$40:$AS$69=$E176))","v":0},{"$f":"MAX(SUMPRODUCT($N$40:$N$69,--($G$40:$G$69=H$161),--($AS$40:$AS$69=$E176),$AG$40:$AG$69)/1000-SUMPRODUCT($Q$40:$Q$69,--($G$40:$G$69=H$161),--($AS$40:$AS$69=$E176))-SUMPRODUCT($V$40:$V$69,--($G$40:$G$69=H$161),--($AS$40:$AS$69=$E176)),0)","v":0},0,{"$f":"SUMPRODUCT($M$40:$M$69,--($G$40:$G$69=J$72),--($AS$40:$AS$69=$E176),$AG$40:$AG$69)/1000","v":0},{"$f":"SUMPRODUCT($M$40:$M$69,--($G$40:$G$69=K$161),--($AS$40:$AS$69=$E176),$AG$40:$AG$69)/1000*$AH87-SUMPRODUCT($AU$40:$AU$69,--($G$40:$G$69=K$161),--($AS$40:$AS$69=$E176))","v":0},{"$f":"MAX(SUMPRODUCT($N$40:$N$69,--($G$40:$G$69=L$161),--($AS$40:$AS$69=$E176),$AG$40:$AG$69)/1000-SUMPRODUCT($Q$40:$Q$69,--($G$40:$G$69=L$161),--($AS$40:$AS$69=$E176))-SUMPRODUCT($V$40:$V$69,--($G$40:$G$69=L$161),--($AS$40:$AS$69=$E176)),0)","v":0},0,{"$f":"SUMPRODUCT($M$40:$M$69,--($G$40:$G$69=N$72),--($AS$40:$AS$69=$E176),$AG$40:$AG$69)/1000","v":0},{"$f":"SUMPRODUCT($M$40:$M$69,--($G$40:$G$69=O$161),--($AS$40:$AS$69=$E176),$AG$40:$AG$69)/1000*$AH87-SUMPRODUCT($AU$40:$AU$69,--($G$40:$G$69=O$161),--($AS$40:$AS$69=$E176))","v":0},{"$f":"MAX(SUMPRODUCT($N$40:$N$69,--($G$40:$G$69=P$161),--($AS$40:$AS$69=$E176),$AG$40:$AG$69)/1000-SUMPRODUCT($Q$40:$Q$69,--($G$40:$G$69=P$161),--($AS$40:$AS$69=$E176))-SUMPRODUCT($V$40:$V$69,--($G$40:$G$69=P$161),--($AS$40:$AS$69=$E176)),0)","v":0},0,{"$f":"SUMPRODUCT($M$40:$M$69,--($G$40:$G$69=R$72),--($AS$40:$AS$69=$E176),$AG$40:$AG$69)/1000","v":0},{"$f":"SUMPRODUCT($M$40:$M$69,--($G$40:$G$69=S$161),--($AS$40:$AS$69=$E176),$AG$40:$AG$69)/1000*$AH87-SUMPRODUCT($AU$40:$AU$69,--($G$40:$G$69=S$161),--($AS$40:$AS$69=$E176))","v":0},{"$f":"MAX(SUMPRODUCT($N$40:$N$69,--($G$40:$G$69=T$161),--($AS$40:$AS$69=$E176),$AG$40:$AG$69)/1000-SUMPRODUCT($Q$40:$Q$69,--($G$40:$G$69=T$161),--($AS$40:$AS$69=$E176))-SUMPRODUCT($V$40:$V$69,--($G$40:$G$69=T$161),--($AS$40:$AS$69=$E176)),0)","v":0},0,{"$f":"SUMPRODUCT($M$40:$M$69,--($G$40:$G$69=V$72),--($AS$40:$AS$69=$E176),$AG$40:$AG$69)/1000","v":0},{"$f":"SUMPRODUCT($M$40:$M$69,--($G$40:$G$69=W$161),--($AS$40:$AS$69=$E176),$AG$40:$AG$69)/1000*$AH87-SUMPRODUCT($AU$40:$AU$69,--($G$40:$G$69=W$161),--($AS$40:$AS$69=$E176))","v":0},{"$f":"MAX(SUMPRODUCT($N$40:$N$69,--($G$40:$G$69=X$161),--($AS$40:$AS$69=$E176),$AG$40:$AG$69)/1000-SUMPRODUCT($Q$40:$Q$69,--($G$40:$G$69=X$161),--($AS$40:$AS$69=$E176))-SUMPRODUCT($V$40:$V$69,--($G$40:$G$69=X$161),--($AS$40:$AS$69=$E176)),0)","v":0},0,0,0,0,0,0]
[null,null,{"$error":"#DIV/0!"},null,"Refrigeration equipment (unregulated)",{"$f":"SUMPRODUCT($M$40:$M$69,--($G$40:$G$69=F$72),--($AS$40:$AS$69=$E177),$AG$40:$AG$69)/1000","v":0},{"$f":"SUMPRODUCT($M$40:$M$69,--($G$40:$G$69=G$161),--($AS$40:$AS$69=$E177),$AG$40:$AG$69)/1000*$AH88-SUMPRODUCT($AU$40:$AU$69,--($G$40:$G$69=G$161),--($AS$40:$AS$69=$E177))","v":0},{"$f":"MAX(SUMPRODUCT($N$40:$N$69,--($G$40:$G$69=H$161),--($AS$40:$AS$69=$E177),$AG$40:$AG$69)/1000-SUMPRODUCT($Q$40:$Q$69,--($G$40:$G$69=H$161),--($AS$40:$AS$69=$E177))-SUMPRODUCT($V$40:$V$69,--($G$40:$G$69=H$161),--($AS$40:$AS$69=$E177)),0)","v":0},0,{"$f":"SUMPRODUCT($M$40:$M$69,--($G$40:$G$69=J$72),--($AS$40:$AS$69=$E177),$AG$40:$AG$69)/1000","v":0},{"$f":"SUMPRODUCT($M$40:$M$69,--($G$40:$G$69=K$161),--($AS$40:$AS$69=$E177),$AG$40:$AG$69)/1000*$AH88-SUMPRODUCT($AU$40:$AU$69,--($G$40:$G$69=K$161),--($AS$40:$AS$69=$E177))","v":0},{"$f":"MAX(SUMPRODUCT($N$40:$N$69,--($G$40:$G$69=L$161),--($AS$40:$AS$69=$E177),$AG$40:$AG$69)/1000-SUMPRODUCT($Q$40:$Q$69,--($G$40:$G$69=L$161),--($AS$40:$AS$69=$E177))-SUMPRODUCT($V$40:$V$69,--($G$40:$G$69=L$161),--($AS$40:$AS$69=$E177)),0)","v":0},0,{"$f":"SUMPRODUCT($M$40:$M$69,--($G$40:$G$69=N$72),--($AS$40:$AS$69=$E177),$AG$40:$AG$69)/1000","v":0},{"$f":"SUMPRODUCT($M$40:$M$69,--($G$40:$G$69=O$161),--($AS$40:$AS$69=$E177),$AG$40:$AG$69)/1000*$AH88-SUMPRODUCT($AU$40:$AU$69,--($G$40:$G$69=O$161),--($AS$40:$AS$69=$E177))","v":0},{"$f":"MAX(SUMPRODUCT($N$40:$N$69,--($G$40:$G$69=P$161),--($AS$40:$AS$69=$E177),$AG$40:$AG$69)/1000-SUMPRODUCT($Q$40:$Q$69,--($G$40:$G$69=P$161),--($AS$40:$AS$69=$E177))-SUMPRODUCT($V$40:$V$69,--($G$40:$G$69=P$161),--($AS$40:$AS$69=$E177)),0)","v":0},0,{"$f":"SUMPRODUCT($M$40:$M$69,--($G$40:$G$69=R$72),--($AS$40:$AS$69=$E177),$AG$40:$AG$69)/1000","v":0},{"$f":"SUMPRODUCT($M$40:$M$69,--($G$40:$G$69=S$161),--($AS$40:$AS$69=$E177),$AG$40:$AG$69)/1000*$AH88-SUMPRODUCT($AU$40:$AU$69,--($G$40:$G$69=S$161),--($AS$40:$AS$69=$E177))","v":0},{"$f":"MAX(SUMPRODUCT($N$40:$N$69,--($G$40:$G$69=T$161),--($AS$40:$AS$69=$E177),$AG$40:$AG$69)/1000-SUMPRODUCT($Q$40:$Q$69,--($G$40:$G$69=T$161),--($AS$40:$AS$69=$E177))-SUMPRODUCT($V$40:$V$69,--($G$40:$G$69=T$161),--($AS$40:$AS$69=$E177)),0)","v":0},0,{"$f":"SUMPRODUCT($M$40:$M$69,--($G$40:$G$69=V$72),--($AS$40:$AS$69=$E177),$AG$40:$AG$69)/1000","v":0},{"$f":"SUMPRODUCT($M$40:$M$69,--($G$40:$G$69=W$161),--($AS$40:$AS$69=$E177),$AG$40:$AG$69)/1000*$AH88-SUMPRODUCT($AU$40:$AU$69,--($G$40:$G$69=W$161),--($AS$40:$AS$69=$E177))","v":0},{"$f":"MAX(SUMPRODUCT($N$40:$N$69,--($G$40:$G$69=X$161),--($AS$40:$AS$69=$E177),$AG$40:$AG$69)/1000-SUMPRODUCT($Q$40:$Q$69,--($G$40:$G$69=X$161),--($AS$40:$AS$69=$E177))-SUMPRODUCT($V$40:$V$69,--($G$40:$G$69=X$161),--($AS$40:$AS$69=$E177)),0)","v":0},0,0,0,0,0,0]
[null,null,{"$error":"#DIV/0!"},null,"Elevators and escalators",{"$f":"SUMPRODUCT($M$40:$M$69,--($G$40:$G$69=F$72),--($AS$40:$AS$69=$E178),$AG$40:$AG$69)/1000","v":0},{"$f":"SUMPRODUCT($M$40:$M$69,--($G$40:$G$69=G$161),--($AS$40:$AS$69=$E178),$AG$40:$AG$69)/1000*$AH89-SUMPRODUCT($AU$40:$AU$69,--($G$40:$G$69=G$161),--($AS$40:$AS$69=$E178))","v":0},{"$f":"MAX(SUMPRODUCT($N$40:$N$69,--($G$40:$G$69=H$161),--($AS$40:$AS$69=$E178),$AG$40:$AG$69)/1000-SUMPRODUCT($Q$40:$Q$69,--($G$40:$G$69=H$161),--($AS$40:$AS$69=$E178))-SUMPRODUCT($V$40:$V$69,--($G$40:$G$69=H$161),--($AS$40:$AS$69=$E178)),0)","v":0},0,{"$f":"SUMPRODUCT($M$40:$M$69,--($G$40:$G$69=J$72),--($AS$40:$AS$69=$E178),$AG$40:$AG$69)/1000","v":0},{"$f":"SUMPRODUCT($M$40:$M$69,--($G$40:$G$69=K$161),--($AS$40:$AS$69=$E178),$AG$40:$AG$69)/1000*$AH89-SUMPRODUCT($AU$40:$AU$69,--($G$40:$G$69=K$161),--($AS$40:$AS$69=$E178))","v":0},{"$f":"MAX(SUMPRODUCT($N$40:$N$69,--($G$40:$G$69=L$161),--($AS$40:$AS$69=$E178),$AG$40:$AG$69)/1000-SUMPRODUCT($Q$40:$Q$69,--($G$40:$G$69=L$161),--($AS$40:$AS$69=$E178))-SUMPRODUCT($V$40:$V$69,--($G$40:$G$69=L$161),--($AS$40:$AS$69=$E178)),0)","v":0},0,{"$f":"SUMPRODUCT($M$40:$M$69,--($G$40:$G$69=N$72),--($AS$40:$AS$69=$E178),$AG$40:$AG$69)/1000","v":0},{"$f":"SUMPRODUCT($M$40:$M$69,--($G$40:$G$69=O$161),--($AS$40:$AS$69=$E178),$AG$40:$AG$69)/1000*$AH89-SUMPRODUCT($AU$40:$AU$69,--($G$40:$G$69=O$161),--($AS$40:$AS$69=$E178))","v":0},{"$f":"MAX(SUMPRODUCT($N$40:$N$69,--($G$40:$G$69=P$161),--($AS$40:$AS$69=$E178),$AG$40:$AG$69)/1000-SUMPRODUCT($Q$40:$Q$69,--($G$40:$G$69=P$161),--($AS$40:$AS$69=$E178))-SUMPRODUCT($V$40:$V$69,--($G$40:$G$69=P$161),--($AS$40:$AS$69=$E178)),0)","v":0},0,{"$f":"SUMPRODUCT($M$40:$M$69,--($G$40:$G$69=R$72),--($AS$40:$AS$69=$E178),$AG$40:$AG$69)/1000","v":0},{"$f":"SUMPRODUCT($M$40:$M$69,--($G$40:$G$69=S$161),--($AS$40:$AS$69=$E178),$AG$40:$AG$69)/1000*$AH89-SUMPRODUCT($AU$40:$AU$69,--($G$40:$G$69=S$161),--($AS$40:$AS$69=$E178))","v":0},{"$f":"MAX(SUMPRODUCT($N$40:$N$69,--($G$40:$G$69=T$161),--($AS$40:$AS$69=$E178),$AG$40:$AG$69)/1000-SUMPRODUCT($Q$40:$Q$69,--($G$40:$G$69=T$161),--($AS$40:$AS$69=$E178))-SUMPRODUCT($V$40:$V$69,--($G$40:$G$69=T$161),--($AS$40:$AS$69=$E178)),0)","v":0},0,{"$f":"SUMPRODUCT($M$40:$M$69,--($G$40:$G$69=V$72),--($AS$40:$AS$69=$E178),$AG$40:$AG$69)/1000","v":0},{"$f":"SUMPRODUCT($M$40:$M$69,--($G$40:$G$69=W$161),--($AS$40:$AS$69=$E178),$AG$40:$AG$69)/1000*$AH89-SUMPRODUCT($AU$40:$AU$69,--($G$40:$G$69=W$161),--($AS$40:$AS$69=$E178))","v":0},{"$f":"MAX(SUMPRODUCT($N$40:$N$69,--($G$40:$G$69=X$161),--($AS$40:$AS$69=$E178),$AG$40:$AG$69)/1000-SUMPRODUCT($Q$40:$Q$69,--($G$40:$G$69=X$161),--($AS$40:$AS$69=$E178))-SUMPRODUCT($V$40:$V$69,--($G$40:$G$69=X$161),--($AS$40:$AS$69=$E178)),0)","v":0},0,0,0,0,0,0]
[null,null,{"$error":"#DIV/0!"},null,"Other regulated",{"$f":"SUMPRODUCT($M$40:$M$69,--($G$40:$G$69=F$72),--($AS$40:$AS$69=$E179),$AG$40:$AG$69)/1000","v":0},{"$f":"SUMPRODUCT($M$40:$M$69,--($G$40:$G$69=G$161),--($AS$40:$AS$69=$E179),$AG$40:$AG$69)/1000*$AH90-SUMPRODUCT($AU$40:$AU$69,--($G$40:$G$69=G$161),--($AS$40:$AS$69=$E179))","v":0},{"$f":"MAX(SUMPRODUCT($N$40:$N$69,--($G$40:$G$69=H$161),--($AS$40:$AS$69=$E179),$AG$40:$AG$69)/1000-SUMPRODUCT($Q$40:$Q$69,--($G$40:$G$69=H$161),--($AS$40:$AS$69=$E179))-SUMPRODUCT($V$40:$V$69,--($G$40:$G$69=H$161),--($AS$40:$AS$69=$E179)),0)","v":0},0,{"$f":"SUMPRODUCT($M$40:$M$69,--($G$40:$G$69=J$72),--($AS$40:$AS$69=$E179),$AG$40:$AG$69)/1000","v":0},{"$f":"SUMPRODUCT($M$40:$M$69,--($G$40:$G$69=K$161),--($AS$40:$AS$69=$E179),$AG$40:$AG$69)/1000*$AH90-SUMPRODUCT($AU$40:$AU$69,--($G$40:$G$69=K$161),--($AS$40:$AS$69=$E179))","v":0},{"$f":"MAX(SUMPRODUCT($N$40:$N$69,--($G$40:$G$69=L$161),--($AS$40:$AS$69=$E179),$AG$40:$AG$69)/1000-SUMPRODUCT($Q$40:$Q$69,--($G$40:$G$69=L$161),--($AS$40:$AS$69=$E179))-SUMPRODUCT($V$40:$V$69,--($G$40:$G$69=L$161),--($AS$40:$AS$69=$E179)),0)","v":0},0,{"$f":"SUMPRODUCT($M$40:$M$69,--($G$40:$G$69=N$72),--($AS$40:$AS$69=$E179),$AG$40:$AG$69)/1000","v":0},{"$f":"SUMPRODUCT($M$40:$M$69,--($G$40:$G$69=O$161),--($AS$40:$AS$69=$E179),$AG$40:$AG$69)/1000*$AH90-SUMPRODUCT($AU$40:$AU$69,--($G$40:$G$69=O$161),--($AS$40:$AS$69=$E179))","v":0},{"$f":"MAX(SUMPRODUCT($N$40:$N$69,--($G$40:$G$69=P$161),--($AS$40:$AS$69=$E179),$AG$40:$AG$69)/1000-SUMPRODUCT($Q$40:$Q$69,--($G$40:$G$69=P$161),--($AS$40:$AS$69=$E179))-SUMPRODUCT($V$40:$V$69,--($G$40:$G$69=P$161),--($AS$40:$AS$69=$E179)),0)","v":0},0,{"$f":"SUMPRODUCT($M$40:$M$69,--($G$40:$G$69=R$72),--($AS$40:$AS$69=$E179),$AG$40:$AG$69)/1000","v":0},{"$f":"SUMPRODUCT($M$40:$M$69,--($G$40:$G$69=S$161),--($AS$40:$AS$69=$E179),$AG$40:$AG$69)/1000*$AH90-SUMPRODUCT($AU$40:$AU$69,--($G$40:$G$69=S$161),--($AS$40:$AS$69=$E179))","v":0},{"$f":"MAX(SUMPRODUCT($N$40:$N$69,--($G$40:$G$69=T$161),--($AS$40:$AS$69=$E179),$AG$40:$AG$69)/1000-SUMPRODUCT($Q$40:$Q$69,--($G$40:$G$69=T$161),--($AS$40:$AS$69=$E179))-SUMPRODUCT($V$40:$V$69,--($G$40:$G$69=T$161),--($AS$40:$AS$69=$E179)),0)","v":0},0,{"$f":"SUMPRODUCT($M$40:$M$69,--($G$40:$G$69=V$72),--($AS$40:$AS$69=$E179),$AG$40:$AG$69)/1000","v":0},{"$f":"SUMPRODUCT($M$40:$M$69,--($G$40:$G$69=W$161),--($AS$40:$AS$69=$E179),$AG$40:$AG$69)/1000*$AH90-SUMPRODUCT($AU$40:$AU$69,--($G$40:$G$69=W$161),--($AS$40:$AS$69=$E179))","v":0},{"$f":"MAX(SUMPRODUCT($N$40:$N$69,--($G$40:$G$69=X$161),--($AS$40:$AS$69=$E179),$AG$40:$AG$69)/1000-SUMPRODUCT($Q$40:$Q$69,--($G$40:$G$69=X$161),--($AS$40:$AS$69=$E179))-SUMPRODUCT($V$40:$V$69,--($G$40:$G$69=X$161),--($AS$40:$AS$69=$E179)),0)","v":0},0,0,0,0,0,0]
[null,null,{"$error":"#DIV/0!"},null,"Other unregulated",{"$f":"SUMPRODUCT($M$40:$M$69,--($G$40:$G$69=F$72),--($AS$40:$AS$69=$E180),$AG$40:$AG$69)/1000","v":0},{"$f":"SUMPRODUCT($M$40:$M$69,--($G$40:$G$69=G$161),--($AS$40:$AS$69=$E180),$AG$40:$AG$69)/1000*$AH91-SUMPRODUCT($AU$40:$AU$69,--($G$40:$G$69=G$161),--($AS$40:$AS$69=$E180))","v":0},{"$f":"MAX(SUMPRODUCT($N$40:$N$69,--($G$40:$G$69=H$161),--($AS$40:$AS$69=$E180),$AG$40:$AG$69)/1000-SUMPRODUCT($Q$40:$Q$69,--($G$40:$G$69=H$161),--($AS$40:$AS$69=$E180))-SUMPRODUCT($V$40:$V$69,--($G$40:$G$69=H$161),--($AS$40:$AS$69=$E180)),0)","v":0},0,{"$f":"SUMPRODUCT($M$40:$M$69,--($G$40:$G$69=J$72),--($AS$40:$AS$69=$E180),$AG$40:$AG$69)/1000","v":0},{"$f":"SUMPRODUCT($M$40:$M$69,--($G$40:$G$69=K$161),--($AS$40:$AS$69=$E180),$AG$40:$AG$69)/1000*$AH91-SUMPRODUCT($AU$40:$AU$69,--($G$40:$G$69=K$161),--($AS$40:$AS$69=$E180))","v":0},{"$f":"MAX(SUMPRODUCT($N$40:$N$69,--($G$40:$G$69=L$161),--($AS$40:$AS$69=$E180),$AG$40:$AG$69)/1000-SUMPRODUCT($Q$40:$Q$69,--($G$40:$G$69=L$161),--($AS$40:$AS$69=$E180))-SUMPRODUCT($V$40:$V$69,--($G$40:$G$69=L$161),--($AS$40:$AS$69=$E180)),0)","v":0},0,{"$f":"SUMPRODUCT($M$40:$M$69,--($G$40:$G$69=N$72),--($AS$40:$AS$69=$E180),$AG$40:$AG$69)/1000","v":0},{"$f":"SUMPRODUCT($M$40:$M$69,--($G$40:$G$69=O$161),--($AS$40:$AS$69=$E180),$AG$40:$AG$69)/1000*$AH91-SUMPRODUCT($AU$40:$AU$69,--($G$40:$G$69=O$161),--($AS$40:$AS$69=$E180))","v":0},{"$f":"MAX(SUMPRODUCT($N$40:$N$69,--($G$40:$G$69=P$161),--($AS$40:$AS$69=$E180),$AG$40:$AG$69)/1000-SUMPRODUCT($Q$40:$Q$69,--($G$40:$G$69=P$161),--($AS$40:$AS$69=$E180))-SUMPRODUCT($V$40:$V$69,--($G$40:$G$69=P$161),--($AS$40:$AS$69=$E180)),0)","v":0},0,{"$f":"SUMPRODUCT($M$40:$M$69,--($G$40:$G$69=R$72),--($AS$40:$AS$69=$E180),$AG$40:$AG$69)/1000","v":0},{"$f":"SUMPRODUCT($M$40:$M$69,--($G$40:$G$69=S$161),--($AS$40:$AS$69=$E180),$AG$40:$AG$69)/1000*$AH91-SUMPRODUCT($AU$40:$AU$69,--($G$40:$G$69=S$161),--($AS$40:$AS$69=$E180))","v":0},{"$f":"MAX(SUMPRODUCT($N$40:$N$69,--($G$40:$G$69=T$161),--($AS$40:$AS$69=$E180),$AG$40:$AG$69)/1000-SUMPRODUCT($Q$40:$Q$69,--($G$40:$G$69=T$161),--($AS$40:$AS$69=$E180))-SUMPRODUCT($V$40:$V$69,--($G$40:$G$69=T$161),--($AS$40:$AS$69=$E180)),0)","v":0},0,{"$f":"SUMPRODUCT($M$40:$M$69,--($G$40:$G$69=V$72),--($AS$40:$AS$69=$E180),$AG$40:$AG$69)/1000","v":0},{"$f":"SUMPRODUCT($M$40:$M$69,--($G$40:$G$69=W$161),--($AS$40:$AS$69=$E180),$AG$40:$AG$69)/1000*$AH91-SUMPRODUCT($AU$40:$AU$69,--($G$40:$G$69=W$161),--($AS$40:$AS$69=$E180))","v":0},{"$f":"MAX(SUMPRODUCT($N$40:$N$69,--($G$40:$G$69=X$161),--($AS$40:$AS$69=$E180),$AG$40:$AG$69)/1000-SUMPRODUCT($Q$40:$Q$69,--($G$40:$G$69=X$161),--($AS$40:$AS$69=$E180))-SUMPRODUCT($V$40:$V$69,--($G$40:$G$69=X$161),--($AS$40:$AS$69=$E180)),0)","v":0},0,0,0,0,0,0]
[null,null,{"$error":"#DIV/0!"}]
[null,null,{"$f":"IF($AH$27=0,5/0,1)","v":1},null,"Table 7: Site Energy Savings by Fuel Excluding Renewable Energy and Exceptional Calculations",null,null,null,null,null,null,"Back to Table of Contents"]
[null,null,{"$f":"IF($AH$27=0,5/0,1)","v":1},null,"Fuel","Energy Units",null,{"$f":"\"ASHRAE 90.1 ~2004 Baseline Site Energy (in energy units)\"","v":"ASHRAE 90.1 ~2004 Baseline Site Energy (in energy units)"},null,{"$f":"\"ASHRAE 90.1 \" & Lists_Modeling_Protocol_Year & \" Adjusted Baseline Site Energy (in energy units)\"","v":"ASHRAE 90.1  Adjusted Baseline Site Energy (in energy units)"},null,"Proposed Design Site Energy Excluding Exceptional Calculations and Renewable Energy (in energy units)",null,"Site Energy Savings Excluding Exceptional Calculations and Renewable Energy (in energy units)",null,{"$f":"\"ASHRAE 90.1 ~2004 Baseline Site Energy (MMBtu)\"","v":"ASHRAE 90.1 ~2004 Baseline Site Energy (MMBtu)"},null,{"$f":"\"ASHRAE 90.1 \" & Lists_Modeling_Protocol_Year & \" Adjusted Baseline Site Energy (MMBtu)\"","v":"ASHRAE 90.1  Adjusted Baseline Site Energy (MMBtu)"},null,"Proposed Design Site Energy Excluding Exceptional Calculations and Renewable Energy (MMBtu)",null,"Site Energy Savings Excluding Exceptional Calculations and Renewable Energy (MMBtu)",null,null,null,null,null,null,null,null,null,"Conversion back to energy units"]
[null,null,{"$f":"IF(OR($AH$27=0,E184=0),5/0,1)","v":{"$error":"#DIV/0!"}},null,{"$f":"G72","v":0},{"$f":"AF184","v":0},null,{"$f":"IFERROR(P184*1000/$AG184,\"\")","v":""},null,{"$f":"IFERROR(R184*1000/$AG184,\"\")","v":""},null,{"$f":"IFERROR(T184*1000/$AG184,\"\")","v":""},null,{"$f":"IFERROR(V184*1000/$AG184,\"\")","v":""},null,{"$f":"SUM(F74:F91)","v":0},null,{"$f":"SUM(G74:G91)","v":0},null,{"$f":"SUM(H74:H91)","v":0},null,{"$f":"R184-T184","v":0},null,null,null,null,null,null,null,null,null,{"$f":"'HP Import'!B75","v":0},{"$f":"IFERROR(INDEX(Ref_UnitConversions_Energy_Content_kBtu_Unit, IFERROR(MATCH(E184&AF184,Ref_UnitConversions_Energy_Units_Lookup,0),MATCH(\"All\"&AF184,Ref_UnitConversions_Energy_Units_Lookup,0)),),0)","v":0}]
[null,null,{"$f":"IF(OR($AH$27=0,E185=0),5/0,1)","v":{"$error":"#DIV/0!"}},null,{"$f":"K72","v":0},{"$f":"AF185","v":0},null,{"$f":"IFERROR(P185*1000/$AG185,\"\")","v":""},null,{"$f":"IFERROR(R185*1000/$AG185,\"\")","v":""},null,{"$f":"IFERROR(T185*1000/$AG185,\"\")","v":""},null,{"$f":"IFERROR(V185*1000/$AG185,\"\")","v":""},null,{"$f":"SUM(J74:J91)","v":0},null,{"$f":"SUM(K74:K91)","v":0},null,{"$f":"SUM(L74:L91)","v":0},null,{"$f":"R185-T185","v":0},null,null,null,null,null,null,null,null,null,{"$f":"'HP Import'!B76","v":0},{"$f":"IFERROR(INDEX(Ref_UnitConversions_Energy_Content_kBtu_Unit, IFERROR(MATCH(E185&AF185,Ref_UnitConversions_Energy_Units_Lookup,0),MATCH(\"All\"&AF185,Ref_UnitConversions_Energy_Units_Lookup,0)),),0)","v":0}]
[null,null,{"$f":"IF(OR($AH$27=0,E186=0),5/0,1)","v":{"$error":"#DIV/0!"}},null,{"$f":"O72","v":0},{"$f":"AF186","v":0},null,{"$f":"IFERROR(P186*1000/$AG186,\"\")","v":""},null,{"$f":"IFERROR(R186*1000/$AG186,\"\")","v":""},null,{"$f":"IFERROR(T186*1000/$AG186,\"\")","v":""},null,{"$f":"IFERROR(V186*1000/$AG186,\"\")","v":""},null,{"$f":"SUM(N74:N91)","v":0},null,{"$f":"SUM(O74:O91)","v":0},null,{"$f":"SUM(P74:P91)","v":0},null,{"$f":"R186-T186","v":0},null,null,null,null,null,null,null,null,null,{"$f":"'HP Import'!B77","v":0},{"$f":"IFERROR(INDEX(Ref_UnitConversions_Energy_Content_kBtu_Unit, IFERROR(MATCH(E186&AF186,Ref_UnitConversions_Energy_Units_Lookup,0),MATCH(\"All\"&AF186,Ref_UnitConversions_Energy_Units_Lookup,0)),),0)","v":0}]
[null,null,{"$f":"IF(OR($AH$27=0,E187=0),5/0,1)","v":{"$error":"#DIV/0!"}},null,{"$f":"S72","v":0},{"$f":"AF187","v":0},null,{"$f":"IFERROR(P187*1000/$AG187,\"\")","v":""},null,{"$f":"IFERROR(R187*1000/$AG187,\"\")","v":""},null,{"$f":"IFERROR(T187*1000/$AG187,\"\")","v":""},null,{"$f":"IFERROR(V187*1000/$AG187,\"\")","v":""},null,{"$f":"SUM(R74:R91)","v":0},null,{"$f":"SUM(S74:S91)","v":0},null,{"$f":"SUM(T74:T91)","v":0},null,{"$f":"R187-T187","v":0},null,null,null,null,null,null,null,null,null,{"$f":"'HP Import'!B78","v":0},{"$f":"IFERROR(INDEX(Ref_UnitConversions_Energy_Content_kBtu_Unit, IFERROR(MATCH(E187&AF187,Ref_UnitConversions_Energy_Units_Lookup,0),MATCH(\"All\"&AF187,Ref_UnitConversions_Energy_Units_Lookup,0)),),0)","v":0}]
[null,null,{"$f":"IF(OR($AH$27=0,E188=0),5/0,1)","v":{"$error":"#DIV/0!"}},null,{"$f":"W72","v":0},{"$f":"AF188","v":0},null,{"$f":"IFERROR(P188*1000/$AG188,\"\")","v":""},null,{"$f":"IFERROR(R188*1000/$AG188,\"\")","v":""},null,{"$f":"IFERROR(T188*1000/$AG188,\"\")","v":""},null,{"$f":"IFERROR(V188*1000/$AG188,\"\")","v":""},null,{"$f":"SUM(V74:V91)","v":0},null,{"$f":"SUM(W74:W91)","v":0},null,{"$f":"SUM(X74:X91)","v":0},null,{"$f":"R188-T188","v":0},null,null,null,null,null,null,null,null,null,{"$f":"'HP Import'!B79","v":0},{"$f":"IFERROR(INDEX(Ref_UnitConversions_Energy_Content_kBtu_Unit, IFERROR(MATCH(E188&AF188,Ref_UnitConversions_Energy_Units_Lookup,0),MATCH(\"All\"&AF188,Ref_UnitConversions_Energy_Units_Lookup,0)),),0)","v":0}]
[null,null,{"$f":"IF($AH$27=0,5/0,1)","v":1}]
[null,null,{"$f":"IF(AND(OR($AH$27=\"X\",$AH$27=\"x\"),HP_Exceptional_Calcs=\"Yes\"),1,5/0)","v":{"$error":"#DIV/0!"}},null,"Table 8: Site Energy Savings by Fuel Including Exceptional Calculations Without Cap",null,null,null,null,null,null,"Back to Table of Contents"]
[null,null,{"$f":"IF(AND(OR($AH$27=\"X\",$AH$27=\"x\"),HP_Exceptional_Calcs=\"Yes\"),1,5/0)","v":{"$error":"#DIV/0!"}},null,"Fuel","Energy Units",null,{"$f":"\"ASHRAE 90.1 ~2004 Baseline Site Energy (in energy units)\"","v":"ASHRAE 90.1 ~2004 Baseline Site Energy (in energy units)"},null,{"$f":"\"ASHRAE 90.1 \" & Lists_Modeling_Protocol_Year & \" Adjusted Baseline Site Energy (in energy units)\"","v":"ASHRAE 90.1  Adjusted Baseline Site Energy (in energy units)"},null,"Proposed Design Site Energy Including Exceptional Calculations Without Cap (in energy units)",null,"Site Energy Savings Including Exceptional Calculations Without Cap (in energy units)",null,{"$f":"\"ASHRAE 90.1 ~2004 Baseline Site Energy (MMBtu)\"","v":"ASHRAE 90.1 ~2004 Baseline Site Energy (MMBtu)"},null,{"$f":"\"ASHRAE 90.1 \" & Lists_Modeling_Protocol_Year & \" Adjusted Baseline Site Energy (MMBtu)\"","v":"ASHRAE 90.1  Adjusted Baseline Site Energy (MMBtu)"},null,"Proposed Design Site Energy Including Exceptional Calculations Without Cap (MMBtu)",null,"Site Energy Savings Including Exceptional Calculations Without Cap (MMBtu)",null,null,null,null,null,null,null,null,null,"Conversion back to energy units"]
[null,null,{"$f":"IF(AND(OR($AH$27=\"X\",$AH$27=\"x\"),HP_Exceptional_Calcs=\"Yes\",E192<>0),1,5/0)","v":{"$error":"#DIV/0!"}},null,{"$f":"G94","v":0},{"$f":"AF192","v":0},null,{"$f":"IFERROR(P192*1000/$AG192,\"\")","v":""},null,{"$f":"IFERROR(R192*1000/$AG192,\"\")","v":""},null,{"$f":"IFERROR(T192*1000/$AG192,\"\")","v":""},null,{"$f":"IFERROR(V192*1000/$AG192,\"\")","v":""},null,{"$f":"SUM(F96:F113)","v":0},null,{"$f":"SUM(G96:G113)","v":0},null,{"$f":"SUM(H96:H113)","v":0},null,{"$f":"R192-T192","v":0},null,null,null,null,null,null,null,null,null,{"$f":"'HP Import'!B75","v":0},{"$f":"IFERROR(INDEX(Ref_UnitConversions_Energy_Content_kBtu_Unit, IFERROR(MATCH(E192&AF192,Ref_UnitConversions_Energy_Units_Lookup,0),MATCH(\"All\"&AF192,Ref_UnitConversions_Energy_Units_Lookup,0)),),0)","v":0}]
[null,null,{"$f":"IF(AND(OR($AH$27=\"X\",$AH$27=\"x\"),HP_Exceptional_Calcs=\"Yes\",E193<>0),1,5/0)","v":{"$error":"#DIV/0!"}},null,{"$f":"K94","v":0},{"$f":"AF193","v":0},null,{"$f":"IFERROR(P193*1000/$AG193,\"\")","v":""},null,{"$f":"IFERROR(R193*1000/$AG193,\"\")","v":""},null,{"$f":"IFERROR(T193*1000/$AG193,\"\")","v":""},null,{"$f":"IFERROR(V193*1000/$AG193,\"\")","v":""},null,{"$f":"SUM(J96:J113)","v":0},null,{"$f":"SUM(K96:K113)","v":0},null,{"$f":"SUM(L96:L113)","v":0},null,{"$f":"R193-T193","v":0},null,null,null,null,null,null,null,null,null,{"$f":"'HP Import'!B76","v":0},{"$f":"IFERROR(INDEX(Ref_UnitConversions_Energy_Content_kBtu_Unit, IFERROR(MATCH(E193&AF193,Ref_UnitConversions_Energy_Units_Lookup,0),MATCH(\"All\"&AF193,Ref_UnitConversions_Energy_Units_Lookup,0)),),0)","v":0}]
[null,null,{"$f":"IF(AND(OR($AH$27=\"X\",$AH$27=\"x\"),HP_Exceptional_Calcs=\"Yes\",E194<>0),1,5/0)","v":{"$error":"#DIV/0!"}},null,{"$f":"O94","v":0},{"$f":"AF194","v":0},null,{"$f":"IFERROR(P194*1000/$AG194,\"\")","v":""},null,{"$f":"IFERROR(R194*1000/$AG194,\"\")","v":""},null,{"$f":"IFERROR(T194*1000/$AG194,\"\")","v":""},null,{"$f":"IFERROR(V194*1000/$AG194,\"\")","v":""},null,{"$f":"SUM(N96:N113)","v":0},null,{"$f":"SUM(O96:O113)","v":0},null,{"$f":"SUM(P96:P113)","v":0},null,{"$f":"R194-T194","v":0},null,null,null,null,null,null,null,null,null,{"$f":"'HP Import'!B77","v":0},{"$f":"IFERROR(INDEX(Ref_UnitConversions_Energy_Content_kBtu_Unit, IFERROR(MATCH(E194&AF194,Ref_UnitConversions_Energy_Units_Lookup,0),MATCH(\"All\"&AF194,Ref_UnitConversions_Energy_Units_Lookup,0)),),0)","v":0}]
[null,null,{"$f":"IF(AND(OR($AH$27=\"X\",$AH$27=\"x\"),HP_Exceptional_Calcs=\"Yes\",E195<>0),1,5/0)","v":{"$error":"#DIV/0!"}},null,{"$f":"S94","v":0},{"$f":"AF195","v":0},null,{"$f":"IFERROR(P195*1000/$AG195,\"\")","v":""},null,{"$f":"IFERROR(R195*1000/$AG195,\"\")","v":""},null,{"$f":"IFERROR(T195*1000/$AG195,\"\")","v":""},null,{"$f":"IFERROR(V195*1000/$AG195,\"\")","v":""},null,{"$f":"SUM(R96:R113)","v":0},null,{"$f":"SUM(S96:S113)","v":0},null,{"$f":"SUM(T96:T113)","v":0},null,{"$f":"R195-T195","v":0},null,null,null,null,null,null,null,null,null,{"$f":"'HP Import'!B78","v":0},{"$f":"IFERROR(INDEX(Ref_UnitConversions_Energy_Content_kBtu_Unit, IFERROR(MATCH(E195&AF195,Ref_UnitConversions_Energy_Units_Lookup,0),MATCH(\"All\"&AF195,Ref_UnitConversions_Energy_Units_Lookup,0)),),0)","v":0}]
[null,null,{"$f":"IF(AND(OR($AH$27=\"X\",$AH$27=\"x\"),HP_Exceptional_Calcs=\"Yes\",E196<>0),1,5/0)","v":{"$error":"#DIV/0!"}},null,{"$f":"W94","v":0},{"$f":"AF196","v":0},null,{"$f":"IFERROR(P196*1000/$AG196,\"\")","v":""},null,{"$f":"IFERROR(R196*1000/$AG196,\"\")","v":""},null,{"$f":"IFERROR(T196*1000/$AG196,\"\")","v":""},null,{"$f":"IFERROR(V196*1000/$AG196,\"\")","v":""},null,{"$f":"SUM(V96:V113)","v":0},null,{"$f":"SUM(W96:W113)","v":0},null,{"$f":"SUM(X96:X113)","v":0},null,{"$f":"R196-T196","v":0},null,null,null,null,null,null,null,null,null,{"$f":"'HP Import'!B79","v":0},{"$f":"IFERROR(INDEX(Ref_UnitConversions_Energy_Content_kBtu_Unit, IFERROR(MATCH(E196&AF196,Ref_UnitConversions_Energy_Units_Lookup,0),MATCH(\"All\"&AF196,Ref_UnitConversions_Energy_Units_Lookup,0)),),0)","v":0}]
[null,null,{"$f":"IF(AND(OR($AH$27=\"X\",$AH$27=\"x\"),HP_Exceptional_Calcs=\"Yes\"),1,5/0)","v":{"$error":"#DIV/0!"}}]
[null,null,{"$f":"IF(AND(OR($AH$27=\"X\",$AH$27=\"x\"),HP_Exceptional_Calcs=\"Yes\"),1,5/0)","v":{"$error":"#DIV/0!"}},null,"Table 9: Site Energy Savings by Fuel Including Exceptional Calculations With Cap Applied",null,null,null,null,null,null,"Back to Table of Contents"]
[null,null,{"$f":"IF(AND(OR($AH$27=\"X\",$AH$27=\"x\"),HP_Exceptional_Calcs=\"Yes\"),1,5/0)","v":{"$error":"#DIV/0!"}},null,"Fuel","Energy Units",null,{"$f":"\"ASHRAE 90.1 ~2004 Baseline Site Energy (in energy units)\"","v":"ASHRAE 90.1 ~2004 Baseline Site Energy (in energy units)"},null,{"$f":"\"ASHRAE 90.1 \" & Lists_Modeling_Protocol_Year & \" Adjusted Baseline Site Energy (in energy units)\"","v":"ASHRAE 90.1  Adjusted Baseline Site Energy (in energy units)"},null,"Proposed Design Site Energy Including Exceptional Calculations With Cap (in energy units)",null,"Site Energy Savings Including Exceptional Calculations With Cap (in energy units)",null,{"$f":"\"ASHRAE 90.1 ~2004 Baseline Site Energy (MMBtu)\"","v":"ASHRAE 90.1 ~2004 Baseline Site Energy (MMBtu)"},null,{"$f":"\"ASHRAE 90.1 \" & Lists_Modeling_Protocol_Year & \" Adjusted Baseline Site Energy (MMBtu)\"","v":"ASHRAE 90.1  Adjusted Baseline Site Energy (MMBtu)"},null,"Proposed Design Site Energy Including Exceptional Calculations With Cap (MMBtu)",null,"Site Energy Savings Including Exceptional Calculations WithCap (MMBtu)",null,null,null,null,null,null,null,null,null,"Conversion back to energy units"]
[null,null,{"$f":"IF(AND(OR($AH$27=\"X\",$AH$27=\"x\"),HP_Exceptional_Calcs=\"Yes\",E200<>0),1,5/0)","v":{"$error":"#DIV/0!"}},null,{"$f":"G116","v":0},{"$f":"AF200","v":0},null,{"$f":"IFERROR(P200*1000/$AG200,\"\")","v":""},null,{"$f":"IFERROR(R200*1000/$AG200,\"\")","v":""},null,{"$f":"IFERROR(T200*1000/$AG200,\"\")","v":""},null,{"$f":"IFERROR(V200*1000/$AG200,\"\")","v":""},null,{"$f":"SUM(F118:F135)","v":0},null,{"$f":"SUM(G118:G135)","v":0},null,{"$f":"SUM(H118:H135)","v":0},null,{"$f":"R200-T200","v":0},null,null,null,null,null,null,null,null,null,{"$f":"'HP Import'!B75","v":0},{"$f":"IFERROR(INDEX(Ref_UnitConversions_Energy_Content_kBtu_Unit, IFERROR(MATCH(E200&AF200,Ref_UnitConversions_Energy_Units_Lookup,0),MATCH(\"All\"&AF200,Ref_UnitConversions_Energy_Units_Lookup,0)),),0)","v":0}]
[null,null,{"$f":"IF(AND(OR($AH$27=\"X\",$AH$27=\"x\"),HP_Exceptional_Calcs=\"Yes\",E201<>0),1,5/0)","v":{"$error":"#DIV/0!"}},null,{"$f":"K116","v":0},{"$f":"AF201","v":0},null,{"$f":"IFERROR(P201*1000/$AG201,\"\")","v":""},null,{"$f":"IFERROR(R201*1000/$AG201,\"\")","v":""},null,{"$f":"IFERROR(T201*1000/$AG201,\"\")","v":""},null,{"$f":"IFERROR(V201*1000/$AG201,\"\")","v":""},null,{"$f":"SUM(J118:J135)","v":0},null,{"$f":"SUM(K118:K135)","v":0},null,{"$f":"SUM(L118:L135)","v":0},null,{"$f":"R201-T201","v":0},null,null,null,null,null,null,null,null,null,{"$f":"'HP Import'!B76","v":0},{"$f":"IFERROR(INDEX(Ref_UnitConversions_Energy_Content_kBtu_Unit, IFERROR(MATCH(E201&AF201,Ref_UnitConversions_Energy_Units_Lookup,0),MATCH(\"All\"&AF201,Ref_UnitConversions_Energy_Units_Lookup,0)),),0)","v":0}]
[null,null,{"$f":"IF(AND(OR($AH$27=\"X\",$AH$27=\"x\"),HP_Exceptional_Calcs=\"Yes\",E202<>0),1,5/0)","v":{"$error":"#DIV/0!"}},null,{"$f":"O116","v":0},{"$f":"AF202","v":0},null,{"$f":"IFERROR(P202*1000/$AG202,\"\")","v":""},null,{"$f":"IFERROR(R202*1000/$AG202,\"\")","v":""},null,{"$f":"IFERROR(T202*1000/$AG202,\"\")","v":""},null,{"$f":"IFERROR(V202*1000/$AG202,\"\")","v":""},null,{"$f":"SUM(N118:N135)","v":0},null,{"$f":"SUM(O118:O135)","v":0},null,{"$f":"SUM(P118:P135)","v":0},null,{"$f":"R202-T202","v":0},null,null,null,null,null,null,null,null,null,{"$f":"'HP Import'!B77","v":0},{"$f":"IFERROR(INDEX(Ref_UnitConversions_Energy_Content_kBtu_Unit, IFERROR(MATCH(E202&AF202,Ref_UnitConversions_Energy_Units_Lookup,0),MATCH(\"All\"&AF202,Ref_UnitConversions_Energy_Units_Lookup,0)),),0)","v":0}]
[null,null,{"$f":"IF(AND(OR($AH$27=\"X\",$AH$27=\"x\"),HP_Exceptional_Calcs=\"Yes\",E203<>0),1,5/0)","v":{"$error":"#DIV/0!"}},null,{"$f":"S116","v":0},{"$f":"AF203","v":0},null,{"$f":"IFERROR(P203*1000/$AG203,\"\")","v":""},null,{"$f":"IFERROR(R203*1000/$AG203,\"\")","v":""},null,{"$f":"IFERROR(T203*1000/$AG203,\"\")","v":""},null,{"$f":"IFERROR(V203*1000/$AG203,\"\")","v":""},null,{"$f":"SUM(R118:R135)","v":0},null,{"$f":"SUM(S118:S135)","v":0},null,{"$f":"SUM(T118:T135)","v":0},null,{"$f":"R203-T203","v":0},null,null,null,null,null,null,null,null,null,{"$f":"'HP Import'!B78","v":0},{"$f":"IFERROR(INDEX(Ref_UnitConversions_Energy_Content_kBtu_Unit, IFERROR(MATCH(E203&AF203,Ref_UnitConversions_Energy_Units_Lookup,0),MATCH(\"All\"&AF203,Ref_UnitConversions_Energy_Units_Lookup,0)),),0)","v":0}]
[null,null,{"$f":"IF(AND(OR($AH$27=\"X\",$AH$27=\"x\"),HP_Exceptional_Calcs=\"Yes\",E204<>0),1,5/0)","v":{"$error":"#DIV/0!"}},null,{"$f":"W116","v":0},{"$f":"AF204","v":0},null,{"$f":"IFERROR(P204*1000/$AG204,\"\")","v":""},null,{"$f":"IFERROR(R204*1000/$AG204,\"\")","v":""},null,{"$f":"IFERROR(T204*1000/$AG204,\"\")","v":""},null,{"$f":"IFERROR(V204*1000/$AG204,\"\")","v":""},null,{"$f":"SUM(V118:V135)","v":0},null,{"$f":"SUM(W118:W135)","v":0},null,{"$f":"SUM(X118:X135)","v":0},null,{"$f":"R204-T204","v":0},null,null,null,null,null,null,null,null,null,{"$f":"'HP Import'!B79","v":0},{"$f":"IFERROR(INDEX(Ref_UnitConversions_Energy_Content_kBtu_Unit, IFERROR(MATCH(E204&AF204,Ref_UnitConversions_Energy_Units_Lookup,0),MATCH(\"All\"&AF204,Ref_UnitConversions_Energy_Units_Lookup,0)),),0)","v":0}]
[null,null,{"$f":"IF(AND(OR($AH$27=\"X\",$AH$27=\"x\"),HP_Exceptional_Calcs=\"Yes\"),1,5/0)","v":{"$error":"#DIV/0!"}}]
[null,null,{"$f":"IF(AND(OR($AH$27=\"X\",$AH$27=\"x\"),OR(HP_Exceptional_Calcs=\"Yes\",HP_Renewable_Energy=\"Yes\")),1,5/0)","v":{"$error":"#DIV/0!"}},null,"Table 10: Site Energy Savings by Fuel Including Renewable Energy and Exceptional Calculations Without Cap",null,null,null,null,null,null,"Back to Table of Contents"]
[null,null,{"$error":"#DIV/0!"},null,"Fuel","Energy Units",null,{"$f":"\"ASHRAE 90.1 ~2004 Baseline Site Energy (in energy units)\"","v":"ASHRAE 90.1 ~2004 Baseline Site Energy (in energy units)"},null,{"$f":"\"ASHRAE 90.1 \" & Lists_Modeling_Protocol_Year & \" Adjusted Baseline Site Energy (in energy units)\"","v":"ASHRAE 90.1  Adjusted Baseline Site Energy (in energy units)"},null,"Proposed Design Site Energy Including Exceptional Calculations and Renewable Energy Without Cap (in energy units)",null,"Site Energy Savings Including Exceptional Calculations and Renewable Energy Without Cap (in energy units)",null,{"$f":"\"ASHRAE 90.1 ~2004 Baseline Site Energy (MMBtu)\"","v":"ASHRAE 90.1 ~2004 Baseline Site Energy (MMBtu)"},null,{"$f":"\"ASHRAE 90.1 \" & Lists_Modeling_Protocol_Year & \" Adjusted Baseline Site Energy (MMBtu)\"","v":"ASHRAE 90.1  Adjusted Baseline Site Energy (MMBtu)"},null,"Proposed Design Site Energy Including Exceptional Calculations and Renewable Energy Without Cap (MMBtu)",null,"Site Energy Savings Including Exceptional Calculations and Renewable Energy Without Cap (MMBtu)",null,null,null,null,null,null,null,null,null,"Conversion back to energy units"]
[null,null,{"$f":"IF(AND(OR($AH$27=\"X\",$AH$27=\"x\"),OR(HP_Exceptional_Calcs=\"Yes\",HP_Renewable_Energy=\"Yes\"),E208<>0),1,5/0)","v":{"$error":"#DIV/0!"}},null,{"$f":"G138","v":0},{"$f":"AF208","v":0},null,{"$f":"IFERROR(P208*1000/$AG208,\"\")","v":""},null,{"$f":"IFERROR(R208*1000/$AG208,\"\")","v":""},null,{"$f":"IFERROR(T208*1000/$AG208,\"\")","v":""},null,{"$f":"IFERROR(V208*1000/$AG208,\"\")","v":""},null,{"$f":"SUM(F140:F157)","v":0},null,{"$f":"SUM(G140:G157)","v":0},null,{"$f":"SUM(H140:H157)","v":0},null,{"$f":"R208-T208","v":0},null,null,null,null,null,null,null,null,null,{"$f":"'HP Import'!B75","v":0},{"$f":"IFERROR(INDEX(Ref_UnitConversions_Energy_Content_kBtu_Unit, IFERROR(MATCH(E208&AF208,Ref_UnitConversions_Energy_Units_Lookup,0),MATCH(\"All\"&AF208,Ref_UnitConversions_Energy_Units_Lookup,0)),),0)","v":0}]
[null,null,{"$f":"IF(AND(OR($AH$27=\"X\",$AH$27=\"x\"),OR(HP_Exceptional_Calcs=\"Yes\",HP_Renewable_Energy=\"Yes\"),E209<>0),1,5/0)","v":{"$error":"#DIV/0!"}},null,{"$f":"K138","v":0},{"$f":"AF209","v":0},null,{"$f":"IFERROR(P209*1000/$AG209,\"\")","v":""},null,{"$f":"IFERROR(R209*1000/$AG209,\"\")","v":""},null,{"$f":"IFERROR(T209*1000/$AG209,\"\")","v":""},null,{"$f":"IFERROR(V209*1000/$AG209,\"\")","v":""},null,{"$f":"SUM(J140:J157)","v":0},null,{"$f":"SUM(K140:K157)","v":0},null,{"$f":"SUM(L140:L157)","v":0},null,{"$f":"R209-T209","v":0},null,null,null,null,null,null,null,null,null,{"$f":"'HP Import'!B76","v":0},{"$f":"IFERROR(INDEX(Ref_UnitConversions_Energy_Content_kBtu_Unit, IFERROR(MATCH(E209&AF209,Ref_UnitConversions_Energy_Units_Lookup,0),MATCH(\"All\"&AF209,Ref_UnitConversions_Energy_Units_Lookup,0)),),0)","v":0}]
[null,null,{"$f":"IF(AND(OR($AH$27=\"X\",$AH$27=\"x\"),OR(HP_Exceptional_Calcs=\"Yes\",HP_Renewable_Energy=\"Yes\"),E210<>0),1,5/0)","v":{"$error":"#DIV/0!"}},null,{"$f":"O138","v":0},{"$f":"AF210","v":0},null,{"$f":"IFERROR(P210*1000/$AG210,\"\")","v":""},null,{"$f":"IFERROR(R210*1000/$AG210,\"\")","v":""},null,{"$f":"IFERROR(T210*1000/$AG210,\"\")","v":""},null,{"$f":"IFERROR(V210*1000/$AG210,\"\")","v":""},null,{"$f":"SUM(N140:N157)","v":0},null,{"$f":"SUM(O140:O157)","v":0},null,{"$f":"SUM(P140:P157)","v":0},null,{"$f":"R210-T210","v":0},null,null,null,null,null,null,null,null,null,{"$f":"'HP Import'!B77","v":0},{"$f":"IFERROR(INDEX(Ref_UnitConversions_Energy_Content_kBtu_Unit, IFERROR(MATCH(E210&AF210,Ref_UnitConversions_Energy_Units_Lookup,0),MATCH(\"All\"&AF210,Ref_UnitConversions_Energy_Units_Lookup,0)),),0)","v":0}]
[null,null,{"$f":"IF(AND(OR($AH$27=\"X\",$AH$27=\"x\"),OR(HP_Exceptional_Calcs=\"Yes\",HP_Renewable_Energy=\"Yes\"),E211<>0),1,5/0)","v":{"$error":"#DIV/0!"}},null,{"$f":"S138","v":0},{"$f":"AF211","v":0},null,{"$f":"IFERROR(P211*1000/$AG211,\"\")","v":""},null,{"$f":"IFERROR(R211*1000/$AG211,\"\")","v":""},null,{"$f":"IFERROR(T211*1000/$AG211,\"\")","v":""},null,{"$f":"IFERROR(V211*1000/$AG211,\"\")","v":""},null,{"$f":"SUM(R140:R157)","v":0},null,{"$f":"SUM(S140:S157)","v":0},null,{"$f":"SUM(T140:T157)","v":0},null,{"$f":"R211-T211","v":0},null,null,null,null,null,null,null,null,null,{"$f":"'HP Import'!B78","v":0},{"$f":"IFERROR(INDEX(Ref_UnitConversions_Energy_Content_kBtu_Unit, IFERROR(MATCH(E211&AF211,Ref_UnitConversions_Energy_Units_Lookup,0),MATCH(\"All\"&AF211,Ref_UnitConversions_Energy_Units_Lookup,0)),),0)","v":0}]
[null,null,{"$f":"IF(AND(OR($AH$27=\"X\",$AH$27=\"x\"),OR(HP_Exceptional_Calcs=\"Yes\",HP_Renewable_Energy=\"Yes\"),E212<>0),1,5/0)","v":{"$error":"#DIV/0!"}},null,{"$f":"W138","v":0},{"$f":"AF212","v":0},null,{"$f":"IFERROR(P212*1000/$AG212,\"\")","v":""},null,{"$f":"IFERROR(R212*1000/$AG212,\"\")","v":""},null,{"$f":"IFERROR(T212*1000/$AG212,\"\")","v":""},null,{"$f":"IFERROR(V212*1000/$AG212,\"\")","v":""},null,{"$f":"SUM(V140:V157)","v":0},null,{"$f":"SUM(W140:W157)","v":0},null,{"$f":"SUM(X140:X157)","v":0},null,{"$f":"R212-T212","v":0},null,null,null,null,null,null,null,null,null,{"$f":"'HP Import'!B79","v":0},{"$f":"IFERROR(INDEX(Ref_UnitConversions_Energy_Content_kBtu_Unit, IFERROR(MATCH(E212&AF212,Ref_UnitConversions_Energy_Units_Lookup,0),MATCH(\"All\"&AF212,Ref_UnitConversions_Energy_Units_Lookup,0)),),0)","v":0}]
[null,null,{"$error":"#DIV/0!"}]
[null,null,{"$error":"#DIV/0!"},null,"Table 11: Site Energy Savings by Fuel Including Renewable Energy and Exceptional Calculations With Cap",null,null,null,null,null,null,"Back to Table of Contents"]
[null,null,{"$f":"5/0","v":{"$error":"#DIV/0!"}},null,1,2,3,4,5,6,7,8,9,10,11,12,13,14,15,16,17,18,19]
[null,null,{"$error":"#DIV/0!"},null,"Fuel","Energy Units",null,{"$f":"\"ASHRAE 90.1 ~2004 Baseline Site Energy (in energy units)\"","v":"ASHRAE 90.1 ~2004 Baseline Site Energy (in energy units)"},null,{"$f":"\"ASHRAE 90.1 \" & Lists_Modeling_Protocol_Year & \" Adjusted Baseline Site Energy (in energy units)\"","v":"ASHRAE 90.1  Adjusted Baseline Site Energy (in energy units)"},null,"Proposed Design Site Energy Including Exceptional Calculations and Renewable Energy With Cap (in energy units)",null,"Site Energy Savings Including Exceptional Calculations and Renewable Energy With Cap (in energy units)",null,{"$f":"\"ASHRAE 90.1 ~2004 Baseline Site Energy (MMBtu)\"","v":"ASHRAE 90.1 ~2004 Baseline Site Energy (MMBtu)"},null,{"$f":"\"ASHRAE 90.1 \" & Lists_Modeling_Protocol_Year & \" Adjusted Baseline Site Energy (MMBtu)\"","v":"ASHRAE 90.1  Adjusted Baseline Site Energy (MMBtu)"},null,"Proposed Design Site Energy Including Exceptional Calculations and Renewable Energy With Cap (MMBtu)",null,"Site Energy Savings Including Exceptional Calculations and Renewable Energy With Cap (MMBtu)",null,null,null,null,null,null,null,null,null,"Conversion back to energy units"]
[null,null,{"$f":"IF(AND(OR($AH$27=\"X\",$AH$27=\"x\"),OR(HP_Exceptional_Calcs=\"Yes\",HP_Renewable_Energy=\"Yes\"),E217<>0),1,5/0)","v":{"$error":"#DIV/0!"}},null,{"$f":"G161","v":0},{"$f":"AF217","v":0},null,{"$f":"IFERROR(P217*1000/$AG217,\"\")","v":""},null,{"$f":"IFERROR(R217*1000/$AG217,\"\")","v":""},null,{"$f":"IFERROR(T217*1000/$AG217,\"\")","v":""},null,{"$f":"IFERROR(V217*1000/$AG217,\"\")","v":""},null,{"$f":"SUM(F163:F180)","v":0},null,{"$f":"SUM(G163:G180)","v":0},null,{"$f":"SUM(H163:H180)","v":0},null,{"$f":"R217-T217","v":0},null,null,null,null,null,null,null,null,null,{"$f":"'HP Import'!B75","v":0},{"$f":"IFERROR(INDEX(Ref_UnitConversions_Energy_Content_kBtu_Unit, IFERROR(MATCH(E217&AF217,Ref_UnitConversions_Energy_Units_Lookup,0),MATCH(\"All\"&AF217,Ref_UnitConversions_Energy_Units_Lookup,0)),),0)","v":0}]
[null,null,{"$f":"IF(AND(OR($AH$27=\"X\",$AH$27=\"x\"),OR(HP_Exceptional_Calcs=\"Yes\",HP_Renewable_Energy=\"Yes\"),E218<>0),1,5/0)","v":{"$error":"#DIV/0!"}},null,{"$f":"K161","v":0},{"$f":"AF218","v":0},null,{"$f":"IFERROR(P218*1000/$AG218,\"\")","v":""},null,{"$f":"IFERROR(R218*1000/$AG218,\"\")","v":""},null,{"$f":"IFERROR(T218*1000/$AG218,\"\")","v":""},null,{"$f":"IFERROR(V218*1000/$AG218,\"\")","v":""},null,{"$f":"SUM(J163:J180)","v":0},null,{"$f":"SUM(K163:K180)","v":0},null,{"$f":"SUM(L163:L180)","v":0},null,{"$f":"R218-T218","v":0},null,null,null,null,null,null,null,null,null,{"$f":"'HP Import'!B76","v":0},{"$f":"IFERROR(INDEX(Ref_UnitConversions_Energy_Content_kBtu_Unit, IFERROR(MATCH(E218&AF218,Ref_UnitConversions_Energy_Units_Lookup,0),MATCH(\"All\"&AF218,Ref_UnitConversions_Energy_Units_Lookup,0)),),0)","v":0}]
[null,null,{"$f":"IF(AND(OR($AH$27=\"X\",$AH$27=\"x\"),OR(HP_Exceptional_Calcs=\"Yes\",HP_Renewable_Energy=\"Yes\"),E219<>0),1,5/0)","v":{"$error":"#DIV/0!"}},null,{"$f":"O161","v":0},{"$f":"AF219","v":0},null,{"$f":"IFERROR(P219*1000/$AG219,\"\")","v":""},null,{"$f":"IFERROR(R219*1000/$AG219,\"\")","v":""},null,{"$f":"IFERROR(T219*1000/$AG219,\"\")","v":""},null,{"$f":"IFERROR(V219*1000/$AG219,\"\")","v":""},null,{"$f":"SUM(N163:N180)","v":0},null,{"$f":"SUM(O163:O180)","v":0},null,{"$f":"SUM(P163:P180)","v":0},null,{"$f":"R219-T219","v":0},null,null,null,null,null,null,null,null,null,{"$f":"'HP Import'!B77","v":0},{"$f":"IFERROR(INDEX(Ref_UnitConversions_Energy_Content_kBtu_Unit, IFERROR(MATCH(E219&AF219,Ref_UnitConversions_Energy_Units_Lookup,0),MATCH(\"All\"&AF219,Ref_UnitConversions_Energy_Units_Lookup,0)),),0)","v":0}]
[null,null,{"$f":"IF(AND(OR($AH$27=\"X\",$AH$27=\"x\"),OR(HP_Exceptional_Calcs=\"Yes\",HP_Renewable_Energy=\"Yes\"),E220<>0),1,5/0)","v":{"$error":"#DIV/0!"}},null,{"$f":"S161","v":0},{"$f":"AF220","v":0},null,{"$f":"IFERROR(P220*1000/$AG220,\"\")","v":""},null,{"$f":"IFERROR(R220*1000/$AG220,\"\")","v":""},null,{"$f":"IFERROR(T220*1000/$AG220,\"\")","v":""},null,{"$f":"IFERROR(V220*1000/$AG220,\"\")","v":""},null,{"$f":"SUM(R163:R180)","v":0},null,{"$f":"SUM(S163:S180)","v":0},null,{"$f":"SUM(T163:T180)","v":0},null,{"$f":"R220-T220","v":0},null,null,null,null,null,null,null,null,null,{"$f":"'HP Import'!B78","v":0},{"$f":"IFERROR(INDEX(Ref_UnitConversions_Energy_Content_kBtu_Unit, IFERROR(MATCH(E220&AF220,Ref_UnitConversions_Energy_Units_Lookup,0),MATCH(\"All\"&AF220,Ref_UnitConversions_Energy_Units_Lookup,0)),),0)","v":0}]
[null,null,{"$f":"IF(AND(OR($AH$27=\"X\",$AH$27=\"x\"),OR(HP_Exceptional_Calcs=\"Yes\",HP_Renewable_Energy=\"Yes\"),E221<>0),1,5/0)","v":{"$error":"#DIV/0!"}},null,{"$f":"W161","v":0},{"$f":"AF221","v":0},null,{"$f":"IFERROR(P221*1000/$AG221,\"\")","v":""},null,{"$f":"IFERROR(R221*1000/$AG221,\"\")","v":""},null,{"$f":"IFERROR(T221*1000/$AG221,\"\")","v":""},null,{"$f":"IFERROR(V221*1000/$AG221,\"\")","v":""},null,{"$f":"SUM(V163:V180)","v":0},null,{"$f":"SUM(W163:W180)","v":0},null,{"$f":"SUM(X163:X180)","v":0},null,{"$f":"R221-T221","v":0},null,null,null,null,null,null,null,null,null,{"$f":"'HP Import'!B79","v":0},{"$f":"IFERROR(INDEX(Ref_UnitConversions_Energy_Content_kBtu_Unit, IFERROR(MATCH(E221&AF221,Ref_UnitConversions_Energy_Units_Lookup,0),MATCH(\"All\"&AF221,Ref_UnitConversions_Energy_Units_Lookup,0)),),0)","v":0}]
[null,null,{"$error":"#DIV/0!"}]

{"sheet":"Hrly eQuest Results","index":20,"n_rows":10,"n_cols":61,"rows_kept":10,"cut":false,"hidden":true,"merged":[[0,30,1,30],[4,30,5,30],[9,30,29,30]]}
[null,null,null,null,null,null,null,null,null,null,null,null,null,null,null,null,null,null,null,null,null,null,null,null,null,null,null,null,null,null,"App G Baseline Results "]
[]
[null,null,null,null,null,null,null,null,null,null,null,null,null,null,null,null,null,null,null,null,null,null,null,null,null,null,null,null,null,null,"<-------"]
[]
[null,null,null,null,"Hourly Report",null,null,null,null,null,null,null,null,null,null,null,null,null,null,null,null,null,null,null,null,null,null,null,null,null,"App G Proposed Results",null,null,null,null,"Hourly Report"]
[null,null,null,null,"EM1 Hourly Report Block",null,null,null,null,null,null,null,null,null,null,null,null,"FM1 Hourly Report Block",null,null,null,null,null,null,null,null,null,null,null,null,null,null,null,null,null,"EM1 Hourly Report Block",null,null,null,null,null,null,null,null,null,null,null,null,"FM1 Hourly Report Block"]
[null,null,null,null,"ELEC-METER",null,null,null,null,null,null,null,null,null,null,null,null,"FUEL-METER",null,null,null,null,null,null,null,null,null,null,null,null,"------->",null,null,null,null,"ELEC-METER",null,null,null,null,null,null,null,null,null,null,null,null,"FUEL-METER"]
[null,null,null,null,"EM1",null,null,null,null,null,null,null,null,null,null,null,null,"FM1",null,null,null,null,null,null,null,null,null,null,null,null,null,null,null,null,null,"EM1",null,null,null,null,null,null,null,null,null,null,null,null,"FM1"]
[null,null,null,"Day","Var 1","Var 2","Var 3","Var 4","Var 5","Var 6","Var 7","Var 8","Var 9","Var 10","Var 11","Var 12","Var 20","Var 1","Var 2","Var 3","Var 4","Var 5","Var 6","Var 7","Var 8","Var 9","Var 10","Var 11","Var 12","Var 20","Directions:",null,null,null,"Day","Var 1","Var 2","Var 3","Var 4","Var 5","Var 6","Var 7","Var 8","Var 9","Var 10","Var 11","Var 12","Var 20","Var 1","Var 2","Var 3","Var 4","Var 5","Var 6","Var 7","Var 8","Var 9","Var 10","Var 11","Var 12","Var 20"]
["Month","Day","Hour","Type","Lighting end-use energy","Task lighting end-use energy","Miscellaneous equipment end-use energy","Heating end-use energy","Cooling end-use energy","Heat rejection end-use energy","Auxiliary end-use energy (pumps)","Vent fan end-use energy","Refrigeration systems end-use energy","Supplemental heat pump end-use energy","Domestic hot water end-use energy","Exterior to the building end-use energy","Total end-use energy","Lighting end-use energy","Task lighting end-use energy","Miscellaneous equipment end-use energy","Heating end-use energy","Cooling end-use energy","Heat rejection end-use energy","Auxiliary end-use energy (pumps)","Vent fan end-use energy","Refrigeration systems end-use energy","Supplemental heat pump end-use energy","Domestic hot water end-use energy","Exterior to the building end-use energy","Total end-use energy","1.Open eQuest to the Baseline or Proposed model.\n2.Simulate all parametric runs in the model to generate results by clicking the ‘Perform Simulation’ button.\n3.After all parametric runs are simulated, click File > Export File > Hourly Results (CSV). An ‘Export Hourly Results’ dialogue box will appear. Check the Baseline and Proposed runs and click “Export”. Please note: If you have two separate models for the Baseline and Proposed, this will need to be done in both model files, once in the Baseline model, and once in the Proposed model.\n4. Click “Open” in the next screen to open the Excel based Hourly Results.\n5.Once the Excel CSV file is open, notice that there are hourly results in columns A:AD. Select all of these columns by clicking the column A heading and dragging the selection to AD, and copy the entire section (CTRL+C).\n6.The copied selection should then be pasted into the appropriate section of the ‘Hrly eQuest Results’ tab. If these are Baseline results, select column ‘A’ in the ‘Hrly eQuest Results’ tab, right click and select Paste Values. If these are Proposed results, do the same in column ‘AF’.\n7. After baseline and proposed results are entered on this tab, transfer eQuest hourly results to the standard \"Hourly Input\" tab using the button below. This will move the data from this tab to the \"Hourly Input\" tab to retain file size. Alternatively, manually copy and paste results for each end use on the Hourly Input tab.","Month","Day","Hour","Type","Lighting end-use energy","Task lighting end-use energy","Miscellaneous equipment end-use energy","Heating end-use energy","Cooling end-use energy","Heat rejection end-use energy","Auxiliary end-use energy (pumps)","Vent fan end-use energy","Refrigeration systems end-use energy","Supplemental heat pump end-use energy","Domestic hot water end-use energy","Exterior to the building end-use energy","Total end-use energy","Lighting end-use energy","Task lighting end-use energy","Miscellaneous equipment end-use energy","Heating end-use energy","Cooling end-use energy","Heat rejection end-use energy","Auxiliary end-use energy (pumps)","Vent fan end-use energy","Refrigeration systems end-use energy","Supplemental heat pump end-use energy","Domestic hot water end-use energy","Exterior to the building end-use energy","Total end-use energy"]

{"sheet":"Hourly Input","index":21,"n_rows":8765,"n_cols":56,"rows_kept":1125,"cut":true,"hidden":true,"merged":[[2,3,3,5],[2,7,2,25],[2,26,2,44],[3,7,3,25],[3,26,3,44]],"bounds":{"rows_first":500,"rows_last":125,"rows_between":500,"halvings":2}}
[null,null,{"$f":"5/0","v":{"$error":"#DIV/0!"}},null,null,null,1,1,1,1,1,1,1,1,1,1,1,1,1,1,1,1,1,1,1,1,1,1,1,1,1,1,1,1,1,1,1,1,1,1,1,1,1,1,1,null,null,null,1]
[null,null,null,null,null,null,null,null,null,null,null,null,null,null,null,null,null,null,null,null,null,null,null,null,null,null,null,null,null,null,null,null,null,null,null,null,null,null,null,null,null,null,null,null,null,null,null,null,2]
[null,null,null,"Instructions\n1. Copy and paste hourly data from the simulation tool for electricity (in kW) demand in the yellow cells for the baseline and proposed models. Make manual adjustments as needed.",null,null,null,"Baseline/Budget",null,null,null,null,null,null,null,null,null,null,null,null,null,null,null,null,null,null,"Proposed",null,null,null,null,null,null,null,null,null,null,null,null,null,null,null,null,null,null,null,null,null,3,null,2,"Start date",{"$f":"'HP Pathway Support'!BA5","v":"2024-06-01"},null,"Monday",1]
[null,null,null,null,null,null,null,"Electric kW - Hourly Values",null,null,null,null,null,null,null,null,null,null,null,null,null,null,null,null,null,null,"Electric kW - Hourly Values",null,null,null,null,null,null,null,null,null,null,null,null,null,null,null,null,null,null,null,null,null,4,null,3,"End date",{"$f":"'HP Pathway Support'!BA6","v":"2024-08-31"},null,"Tuesday",2]
["Date","Time","Date and Time","Month","Day","Hour","Type","Interior Lighting","Interior Lighting (unregulated)","Exterior Lighting","Space Heating","Heat Pump Supplemental Heater","Space Cooling","Pumps","Heat Rejection","Fans - Interior Ventilation","Fans - Parking Garage","Service Water Heating","Misc Equipment","Industrial Process","Refrigeration Equipment (regulated)","Refrigeration Equipment (unregulated)","Elevators and Escalators","Other Regulated","Other Unregulated","Total","Interior Lighting","Interior Lighting (unregulated)","Exterior Lighting","Space Heating","Heat Pump Supplemental Heater","Space Cooling","Pumps","Heat Rejection","Fans - Interior Ventilation","Fans - Parking Garage","Service Water Heating","Misc Equipment","Industrial Process","Refrigeration Equipment (regulated)","Refrigeration Equipment (unregulated)","Elevators and Escalators","Other Regulated","Other Unregulated","Total","Month&Day","Date and Hour","Row #",5,null,4,"Start time",{"$f":"'HP Pathway Support'!BA7","v":15},null,"Wednesday",3]
[{"$f":"TEXT(DATE(,D6,E6),\"MM/DD\")","v":"01/01"},{"$f":"TIME(F6,0,0)","v":"01:00:00"},{"$f":"A6+B6","v":"2025-01-01T01:00:00"},1,1,1,8,null,null,null,null,null,null,null,null,null,null,null,null,null,null,null,null,null,null,null,null,null,null,null,null,null,null,null,null,null,null,null,null,null,null,null,null,null,null,{"$f":"TEXT(D6*29,\"mmm\")&E6","v":"Jan1"},{"$f":"D6&\"/\"&E6&\" Hour \"&F6","v":"1/1 Hour 1"},{"$f":"ROW()-ROW($AV$5)","v":1},6,null,5,"End time",{"$f":"'HP Pathway Support'!BA8","v":18},null,"Thursday",4]
[{"$f":"TEXT(DATE(,D7,E7),\"MM/DD\")","v":"01/01"},{"$f":"TIME(F7,0,0)","v":"02:00:00"},"2025-01-01T02:00:00",1,1,2,8,null,null,null,null,null,null,null,null,null,null,null,null,null,null,null,null,null,null,null,null,null,null,null,null,null,null,null,null,null,null,null,null,null,null,null,null,null,null,"Jan1","1/1 Hour 2",{"$f":"ROW()-ROW($AV$5)","v":2},7,null,6,"Day type",{"$f":"'HP Pathway Support'!BA9","v":"Weekdays"},null,"Friday",5]
["01/01","03:00:00","2025-01-01T03:00:00",1,1,3,8,null,null,null,null,null,null,null,null,null,null,null,null,null,null,null,null,null,null,null,null,null,null,null,null,null,null,null,null,null,null,null,null,null,null,null,null,null,null,"Jan1","1/1 Hour 3",3,8,null,null,"Day type 1",{"$f":"IF(BA7=\"Weekends\",6,1)","v":1},null,"Saturday",6]
["01/01","04:00:00","2025-01-01T04:00:00",1,1,4,8,null,null,null,null,null,null,null,null,null,null,null,null,null,null,null,null,null,null,null,null,null,null,null,null,null,null,null,null,null,null,null,null,null,null,null,null,null,null,"Jan1","1/1 Hour 4",4,9,null,null,"Day type 2",{"$f":"IF(BA7=\"Weekdays\",5,IF(BA7=\"All Days\",8,7))","v":5},null,"Sunday",7]
["01/01","05:00:00","2025-01-01T05:00:00",1,1,5,8,null,null,null,null,null,null,null,null,null,null,null,null,null,null,null,null,null,null,null,null,null,null,null,null,null,null,null,null,null,null,null,null,null,null,null,null,null,null,"Jan1","1/1 Hour 5",5,10,null,null,"Month start",{"$f":"MONTH(BA3)","v":6},null,"Holiday",8]
["01/01","06:00:00","2025-01-01T06:00:00",1,1,6,8,null,null,null,null,null,null,null,null,null,null,null,null,null,null,null,null,null,null,null,null,null,null,null,null,null,null,null,null,null,null,null,null,null,null,null,null,null,null,"Jan1","1/1 Hour 6",6,11,null,null,"Month end",{"$f":"MONTH(BA4)","v":8}]
["01/01","07:00:00","2025-01-01T07:00:00",1,1,7,8,null,null,null,null,null,null,null,null,null,null,null,null,null,null,null,null,null,null,null,null,null,null,null,null,null,null,null,null,null,null,null,null,null,null,null,null,null,null,"Jan1","1/1 Hour 7",7,12]
["01/01","08:00:00","2025-01-01T08:00:00",1,1,8,8,null,null,null,null,null,null,null,null,null,null,null,null,null,null,null,null,null,null,null,null,null,null,null,null,null,null,null,null,null,null,null,null,null,null,null,null,null,null,"Jan1","1/1 Hour 8",8,13,null,null,"Internal note: Baseline and proposed formulas aren't the same. Do not pull those across to one another"]
["01/01","09:00:00","2025-01-01T09:00:00",1,1,9,8,null,null,null,null,null,null,null,null,null,null,null,null,null,null,null,null,null,null,null,null,null,null,null,null,null,null,null,null,null,null,null,null,null,null,null,null,null,null,"Jan1","1/1 Hour 9",9,14,null,null,"Baseline","Proposed"]
["01/01","10:00:00","2025-01-01T10:00:00",1,1,10,8,null,null,null,null,null,null,null,null,null,null,null,null,null,null,null,null,null,null,null,null,null,null,null,null,null,null,null,null,null,null,null,null,null,null,null,null,null,null,"Jan1","1/1 Hour 10",10,15,null,"Range #",1,1]
["01/01","11:00:00","2025-01-01T11:00:00",1,1,11,8,null,null,null,null,null,null,null,null,null,null,null,null,null,null,null,null,null,null,null,null,null,null,null,null,null,null,null,null,null,null,null,null,null,null,null,null,null,null,"Jan1","1/1 Hour 11",11,16,null,"Max, kW",{"$f":"_xlfn.MAXIFS($Z$6:$Z$8765,$D$6:$D$8765,\">=\"&BA$10,$D$6:$D$8765,\"<=\"&BA$11,$F$6:$F$8765,\">=\"&BA$5,$F$6:$F$8765,\"<=\"&BA$6,$G$6:$G$8765,\">=\"&BA$8,$G$6:$G$8765,\"<=\"&BA$9)","v":0},{"$f":"_xlfn.MAXIFS($AS$6:$AS$8765,$D$6:$D$8765,\">=\"&BA$10,$D$6:$D$8765,\"<=\"&BA$11,$F$6:$F$8765,\">=\"&BA$5,$F$6:$F$8765,\"<=\"&BA$6,$G$6:$G$8765,\">=\"&BA$8,$G$6:$G$8765,\"<=\"&BA$9)","v":0}]
["01/01","12:00:00","2025-01-01T12:00:00",1,1,12,8,null,null,null,null,null,null,null,null,null,null,null,null,null,null,null,null,null,null,null,null,null,null,null,null,null,null,null,null,null,null,null,null,null,null,null,null,null,null,"Jan1","1/1 Hour 12",12,17,null,"Date and Hour",{"$f":"INDEX($AU$6:$AU$8765,MAX(--($Z$6:$Z$8765=AZ$16)*--($D$6:$D$8765>=BA$10)*--($D$6:$D$8765<=BA$11)*--($F$6:$F$8765>=BA$5)*--($F$6:$F$8765<=BA$6)*--($G$6:$G$8765>=BA$8)*--($G$6:$G$8765<=BA$9)*$AV$6:$AV$8765),1)","v":"8/31 Hour 18"},{"$f":"INDEX($AU$6:$AU$8765,MAX(--($AS$6:$AS$8765=BA$16)*--($D$6:$D$8765>=BA$10)*--($D$6:$D$8765<=BA$11)*--($F$6:$F$8765>=BA$5)*--($F$6:$F$8765<=BA$6)*--($G$6:$G$8765>=BA$8)*--($G$6:$G$8765<=BA$9)*$AV$6:$AV$8765),1)","v":"8/31 Hour 18"}]
["01/01","13:00:00","2025-01-01T13:00:00",1,1,13,8,null,null,null,null,null,null,null,null,null,null,null,null,null,null,null,null,null,null,null,null,null,null,null,null,null,null,null,null,null,null,null,null,null,null,null,null,null,null,"Jan1","1/1 Hour 13",13,18]
["01/01","14:00:00","2025-01-01T14:00:00",1,1,14,8,null,null,null,null,null,null,null,null,null,null,null,null,null,null,null,null,null,null,null,null,null,null,null,null,null,null,null,null,null,null,null,null,null,null,null,null,null,null,"Jan1","1/1 Hour 14",14,19,null,null,"Baseline/budget, kW","Proposed, kW"]
["01/01","15:00:00","2025-01-01T15:00:00",1,1,15,8,null,null,null,null,null,null,null,null,null,null,null,null,null,null,null,null,null,null,null,null,null,null,null,null,null,null,null,null,null,null,null,null,null,null,null,null,null,null,"Jan1","1/1 Hour 15",15,20,null,null,"Max for first date range","Max for first date range"]
["01/01","16:00:00","2025-01-01T16:00:00",1,1,16,8,null,null,null,null,null,null,null,null,null,null,null,null,null,null,null,null,null,null,null,null,null,null,null,null,null,null,null,null,null,null,null,null,null,null,null,null,null,null,"Jan1","1/1 Hour 16",16,21,null,"Interior lighting",{"$f":"SUMIF($AU$6:$AU$8765,AZ$17,$H$6:$H$8765)","v":0},{"$f":"SUMIF($AU$6:$AU$8765,BA$17,$AA$6:$AA$8765)","v":0}]
["01/01","17:00:00","2025-01-01T17:00:00",1,1,17,8,null,null,null,null,null,null,null,null,null,null,null,null,null,null,null,null,null,null,null,null,null,null,null,null,null,null,null,null,null,null,null,null,null,null,null,null,null,null,"Jan1","1/1 Hour 17",17,22,null,"Interior lighting (unregulated)",{"$f":"SUMIF($AU$6:$AU$8765,AZ$17,$I$6:$I$8765)","v":0},{"$f":"SUMIF($AU$6:$AU$8765,BA$17,$AB$6:$AB$8765)","v":0}]
["01/01","18:00:00","2025-01-01T18:00:00",1,1,18,8,null,null,null,null,null,null,null,null,null,null,null,null,null,null,null,null,null,null,null,null,null,null,null,null,null,null,null,null,null,null,null,null,null,null,null,null,null,null,"Jan1","1/1 Hour 18",18,23,null,"Exterior lighting",{"$f":"SUMIF($AU$6:$AU$8765,AZ$17,$J$6:$J$8765)","v":0},{"$f":"SUMIF($AU$6:$AU$8765,BA$17,$AC$6:$AC$8765)","v":0}]
["01/01","19:00:00","2025-01-01T19:00:00",1,1,19,8,null,null,null,null,null,null,null,null,null,null,null,null,null,null,null,null,null,null,null,null,null,null,null,null,null,null,null,null,null,null,null,null,null,null,null,null,null,null,"Jan1","1/1 Hour 19",19,24,null,"Space heating",{"$f":"SUMIF($AU$6:$AU$8765,AZ$17,$K$6:$K$8765)","v":0},{"$f":"SUMIF($AU$6:$AU$8765,BA$17,$AD$6:$AD$8765)","v":0}]
["01/01","20:00:00","2025-01-01T20:00:00",1,1,20,8,null,null,null,null,null,null,null,null,null,null,null,null,null,null,null,null,null,null,null,null,null,null,null,null,null,null,null,null,null,null,null,null,null,null,null,null,null,null,"Jan1","1/1 Hour 20",20,25,null,"Heat pump supplemental heater",{"$f":"SUMIF($AU$6:$AU$8765,AZ$17,$L$6:$L$8765)","v":0},{"$f":"SUMIF($AU$6:$AU$8765,BA$17,$AE$6:$AE$8765)","v":0}]
["01/01","21:00:00","2025-01-01T21:00:00",1,1,21,8,null,null,null,null,null,null,null,null,null,null,null,null,null,null,null,null,null,null,null,null,null,null,null,null,null,null,null,null,null,null,null,null,null,null,null,null,null,null,"Jan1","1/1 Hour 21",21,26,null,"Space cooling",{"$f":"SUMIF($AU$6:$AU$8765,AZ$17,$M$6:$M$8765)","v":0},{"$f":"SUMIF($AU$6:$AU$8765,BA$17,$AF$6:$AF$8765)","v":0}]
["01/01","22:00:00","2025-01-01T22:00:00",1,1,22,8,null,null,null,null,null,null,null,null,null,null,null,null,null,null,null,null,null,null,null,null,null,null,null,null,null,null,null,null,null,null,null,null,null,null,null,null,null,null,"Jan1","1/1 Hour 22",22,27,null,"Pumps",{"$f":"SUMIF($AU$6:$AU$8765,AZ$17,$N$6:$N$8765)","v":0},{"$f":"SUMIF($AU$6:$AU$8765,BA$17,$AG$6:$AG$8765)","v":0}]
["01/01","23:00:00","2025-01-01T23:00:00",1,1,23,8,null,null,null,null,null,null,null,null,null,null,null,null,null,null,null,null,null,null,null,null,null,null,null,null,null,null,null,null,null,null,null,null,null,null,null,null,null,null,"Jan1","1/1 Hour 23",23,28,null,"Heat rejection",{"$f":"SUMIF($AU$6:$AU$8765,AZ$17,$O$6:$O$8765)","v":0},{"$f":"SUMIF($AU$6:$AU$8765,BA$17,$AH$6:$AH$8765)","v":0}]
["01/01","00:00:00","2025-01-01",1,1,24,8,null,null,null,null,null,null,null,null,null,null,null,null,null,null,null,null,null,null,null,null,null,null,null,null,null,null,null,null,null,null,null,null,null,null,null,null,null,null,"Jan1","1/1 Hour 24",24,29,null,"Fans - interior ventilation",{"$f":"SUMIF($AU$6:$AU$8765,AZ$17,$P$6:$P$8765)","v":0},{"$f":"SUMIF($AU$6:$AU$8765,BA$17,$AI$6:$AI$8765)","v":0}]
["01/02","01:00:00","2025-01-02T01:00:00",1,2,1,6,null,null,null,null,null,null,null,null,null,null,null,null,null,null,null,null,null,null,null,null,null,null,null,null,null,null,null,null,null,null,null,null,null,null,null,null,null,null,"Jan2","1/2 Hour 1",25,30,null,"Fans - parking garage",{"$f":"SUMIF($AU$6:$AU$8765,AZ$17,$Q$6:$Q$8765)","v":0},{"$f":"SUMIF($AU$6:$AU$8765,BA$17,$AJ$6:$AJ$8765)","v":0}]
["01/02","02:00:00","2025-01-02T02:00:00",1,2,2,6,null,null,null,null,null,null,null,null,null,null,null,null,null,null,null,null,null,null,null,null,null,null,null,null,null,null,null,null,null,null,null,null,null,null,null,null,null,null,"Jan2","1/2 Hour 2",26,31,null,"Service water heating",{"$f":"SUMIF($AU$6:$AU$8765,AZ$17,$R$6:$R$8765)","v":0},{"$f":"SUMIF($AU$6:$AU$8765,BA$17,$AK$6:$AK$8765)","v":0}]
["01/02","03:00:00","2025-01-02T03:00:00",1,2,3,6,null,null,null,null,null,null,null,null,null,null,null,null,null,null,null,null,null,null,null,null,null,null,null,null,null,null,null,null,null,null,null,null,null,null,null,null,null,null,"Jan2","1/2 Hour 3",27,32,null,"Misc equipment",{"$f":"SUMIF($AU$6:$AU$8765,AZ$17,$S$6:$S$8765)","v":0},{"$f":"SUMIF($AU$6:$AU$8765,BA$17,$AL$6:$AL$8765)","v":0}]
["01/02","04:00:00","2025-01-02T04:00:00",1,2,4,6,null,null,null,null,null,null,null,null,null,null,null,null,null,null,null,null,null,null,null,null,null,null,null,null,null,null,null,null,null,null,null,null,null,null,null,null,null,null,"Jan2","1/2 Hour 4",28,33,null,"Industrial process",{"$f":"SUMIF($AU$6:$AU$8765,AZ$17,$T$6:$T$8765)","v":0},{"$f":"SUMIF($AU$6:$AU$8765,BA$17,$AM$6:$AM$8765)","v":0}]
["01/02","05:00:00","2025-01-02T05:00:00",1,2,5,6,null,null,null,null,null,null,null,null,null,null,null,null,null,null,null,null,null,null,null,null,null,null,null,null,null,null,null,null,null,null,null,null,null,null,null,null,null,null,"Jan2","1/2 Hour 5",29,34,null,"Refrigeration equipment (regulated)",{"$f":"SUMIF($AU$6:$AU$8765,AZ$17,$U$6:$U$8765)","v":0},{"$f":"SUMIF($AU$6:$AU$8765,BA$17,$AN$6:$AN$8765)","v":0}]
["01/02","06:00:00","2025-01-02T06:00:00",1,2,6,6,null,null,null,null,null,null,null,null,null,null,null,null,null,null,null,null,null,null,null,null,null,null,null,null,null,null,null,null,null,null,null,null,null,null,null,null,null,null,"Jan2","1/2 Hour 6",30,35,null,"Refrigeration equipment (unregulated)",{"$f":"SUMIF($AU$6:$AU$8765,AZ$17,$V$6:$V$8765)","v":0},{"$f":"SUMIF($AU$6:$AU$8765,BA$17,$AO$6:$AO$8765)","v":0}]
["01/02","07:00:00","2025-01-02T07:00:00",1,2,7,6,null,null,null,null,null,null,null,null,null,null,null,null,null,null,null,null,null,null,null,null,null,null,null,null,null,null,null,null,null,null,null,null,null,null,null,null,null,null,"Jan2","1/2 Hour 7",31,36,null,"Elevators and escalators",{"$f":"SUMIF($AU$6:$AU$8765,AZ$17,$W$6:$W$8765)","v":0},{"$f":"SUMIF($AU$6:$AU$8765,BA$17,$AP$6:$AP$8765)","v":0}]
["01/02","08:00:00","2025-01-02T08:00:00",1,2,8,6,null,null,null,null,null,null,null,null,null,null,null,null,null,null,null,null,null,null,null,null,null,null,null,null,null,null,null,null,null,null,null,null,null,null,null,null,null,null,"Jan2","1/2 Hour 8",32,37,null,"Other regulated",{"$f":"SUMIF($AU$6:$AU$8765,AZ$17,$X$6:$X$8765)","v":0},{"$f":"SUMIF($AU$6:$AU$8765,BA$17,$AQ$6:$AQ$8765)","v":0}]
["01/02","09:00:00","2025-01-02T09:00:00",1,2,9,6,null,null,null,null,null,null,null,null,null,null,null,null,null,null,null,null,null,null,null,null,null,null,null,null,null,null,null,null,null,null,null,null,null,null,null,null,null,null,{"$f":"TEXT(D38*29,\"mmm\")&E38","v":"Jan2"},{"$f":"D38&\"/\"&E38&\" Hour \"&F38","v":"1/2 Hour 9"},33,38,null,"Other unregulated",{"$f":"SUMIF($AU$6:$AU$8765,AZ$17,$Y$6:$Y$8765)","v":0},{"$f":"SUMIF($AU$6:$AU$8765,BA$17,$AR$6:$AR$8765)","v":0}]
["01/02","10:00:00","2025-01-02T10:00:00",1,2,10,6,null,null,null,null,null,null,null,null,null,null,null,null,null,null,null,null,null,null,null,null,null,null,null,null,null,null,null,null,null,null,null,null,null,null,null,null,null,null,"Jan2","1/2 Hour 10",34,39,null,"Whole building",{"$f":"SUMIF($AU$6:$AU$8765,AZ$17,$Z$6:$Z$8765)","v":0},{"$f":"SUMIF($AU$6:$AU$8765,BA$17,$AS$6:$AS$8765)","v":0}]
["01/02","11:00:00","2025-01-02T11:00:00",1,2,11,6,null,null,null,null,null,null,null,null,null,null,null,null,null,null,null,null,null,null,null,null,null,null,null,null,null,null,null,null,null,null,null,null,null,null,null,null,null,null,"Jan2","1/2 Hour 11",35,40]
["01/02","12:00:00","2025-01-02T12:00:00",1,2,12,6,null,null,null,null,null,null,null,null,null,null,null,null,null,null,null,null,null,null,null,null,null,null,null,null,null,null,null,null,null,null,null,null,null,null,null,null,null,null,"Jan2","1/2 Hour 12",36,41]
["01/02","13:00:00","2025-01-02T13:00:00",1,2,13,6,null,null,null,null,null,null,null,null,null,null,null,null,null,null,null,null,null,null,null,null,null,null,null,null,null,null,null,null,null,null,null,null,null,null,null,null,null,null,"Jan2","1/2 Hour 13",37,42]
["01/02","14:00:00","2025-01-02T14:00:00",1,2,14,6,null,null,null,null,null,null,null,null,null,null,null,null,null,null,null,null,null,null,null,null,null,null,null,null,null,null,null,null,null,null,null,null,null,null,null,null,null,null,"Jan2","1/2 Hour 14",38,43]
["01/02","15:00:00","2025-01-02T15:00:00",1,2,15,6,null,null,null,null,null,null,null,null,null,null,null,null,null,null,null,null,null,null,null,null,null,null,null,null,null,null,null,null,null,null,null,null,null,null,null,null,null,null,"Jan2","1/2 Hour 15",39,44]
["01/02","16:00:00","2025-01-02T16:00:00",1,2,16,6,null,null,null,null,null,null,null,null,null,null,null,null,null,null,null,null,null,null,null,null,null,null,null,null,null,null,null,null,null,null,null,null,null,null,null,null,null,null,"Jan2","1/2 Hour 16",40,45]
["01/02","17:00:00","2025-01-02T17:00:00",1,2,17,6,null,null,null,null,null,null,null,null,null,null,null,null,null,null,null,null,null,null,null,null,null,null,null,null,null,null,null,null,null,null,null,null,null,null,null,null,null,null,"Jan2","1/2 Hour 17",41,46]
["01/02","18:00:00","2025-01-02T18:00:00",1,2,18,6,null,null,null,null,null,null,null,null,null,null,null,null,null,null,null,null,null,null,null,null,null,null,null,null,null,null,null,null,null,null,null,null,null,null,null,null,null,null,"Jan2","1/2 Hour 18",42,47]
["01/02","19:00:00","2025-01-02T19:00:00",1,2,19,6,null,null,null,null,null,null,null,null,null,null,null,null,null,null,null,null,null,null,null,null,null,null,null,null,null,null,null,null,null,null,null,null,null,null,null,null,null,null,"Jan2","1/2 Hour 19",43,48]
["01/02","20:00:00","2025-01-02T20:00:00",1,2,20,6,null,null,null,null,null,null,null,null,null,null,null,null,null,null,null,null,null,null,null,null,null,null,null,null,null,null,null,null,null,null,null,null,null,null,null,null,null,null,"Jan2","1/2 Hour 20",44,49]
["01/02","21:00:00","2025-01-02T21:00:00",1,2,21,6,null,null,null,null,null,null,null,null,null,null,null,null,null,null,null,null,null,null,null,null,null,null,null,null,null,null,null,null,null,null,null,null,null,null,null,null,null,null,"Jan2","1/2 Hour 21",45,50]
["01/02","22:00:00","2025-01-02T22:00:00",1,2,22,6,null,null,null,null,null,null,null,null,null,null,null,null,null,null,null,null,null,null,null,null,null,null,null,null,null,null,null,null,null,null,null,null,null,null,null,null,null,null,"Jan2","1/2 Hour 22",46,51]
["01/02","23:00:00","2025-01-02T23:00:00",1,2,23,6,null,null,null,null,null,null,null,null,null,null,null,null,null,null,null,null,null,null,null,null,null,null,null,null,null,null,null,null,null,null,null,null,null,null,null,null,null,null,"Jan2","1/2 Hour 23",47,52]
["01/02","00:00:00","2025-01-02",1,2,24,6,null,null,null,null,null,null,null,null,null,null,null,null,null,null,null,null,null,null,null,null,null,null,null,null,null,null,null,null,null,null,null,null,null,null,null,null,null,null,"Jan2","1/2 Hour 24",48,53]
["01/03","01:00:00","2025-01-03T01:00:00",1,3,1,7,null,null,null,null,null,null,null,null,null,null,null,null,null,null,null,null,null,null,null,null,null,null,null,null,null,null,null,null,null,null,null,null,null,null,null,null,null,null,"Jan3","1/3 Hour 1",49,54]
["01/03","02:00:00","2025-01-03T02:00:00",1,3,2,7,null,null,null,null,null,null,null,null,null,null,null,null,null,null,null,null,null,null,null,null,null,null,null,null,null,null,null,null,null,null,null,null,null,null,null,null,null,null,"Jan3","1/3 Hour 2",50,55]
["01/03","03:00:00","2025-01-03T03:00:00",1,3,3,7,null,null,null,null,null,null,null,null,null,null,null,null,null,null,null,null,null,null,null,null,null,null,null,null,null,null,null,null,null,null,null,null,null,null,null,null,null,null,"Jan3","1/3 Hour 3",51,56]
["01/03","04:00:00","2025-01-03T04:00:00",1,3,4,7,null,null,null,null,null,null,null,null,null,null,null,null,null,null,null,null,null,null,null,null,null,null,null,null,null,null,null,null,null,null,null,null,null,null,null,null,null,null,"Jan3","1/3 Hour 4",52,57]
["01/03","05:00:00","2025-01-03T05:00:00",1,3,5,7,null,null,null,null,null,null,null,null,null,null,null,null,null,null,null,null,null,null,null,null,null,null,null,null,null,null,null,null,null,null,null,null,null,null,null,null,null,null,"Jan3","1/3 Hour 5",53,58]
["01/03","06:00:00","2025-01-03T06:00:00",1,3,6,7,null,null,null,null,null,null,null,null,null,null,null,null,null,null,null,null,null,null,null,null,null,null,null,null,null,null,null,null,null,null,null,null,null,null,null,null,null,null,"Jan3","1/3 Hour 6",54,59]
["01/03","07:00:00","2025-01-03T07:00:00",1,3,7,7,null,null,null,null,null,null,null,null,null,null,null,null,null,null,null,null,null,null,null,null,null,null,null,null,null,null,null,null,null,null,null,null,null,null,null,null,null,null,"Jan3","1/3 Hour 7",55,60]
["01/03","08:00:00","2025-01-03T08:00:00",1,3,8,7,null,null,null,null,null,null,null,null,null,null,null,null,null,null,null,null,null,null,null,null,null,null,null,null,null,null,null,null,null,null,null,null,null,null,null,null,null,null,"Jan3","1/3 Hour 8",56,61]
["01/03","09:00:00","2025-01-03T09:00:00",1,3,9,7,null,null,null,null,null,null,null,null,null,null,null,null,null,null,null,null,null,null,null,null,null,null,null,null,null,null,null,null,null,null,null,null,null,null,null,null,null,null,"Jan3","1/3 Hour 9",57,62]
["01/03","10:00:00","2025-01-03T10:00:00",1,3,10,7,null,null,null,null,null,null,null,null,null,null,null,null,null,null,null,null,null,null,null,null,null,null,null,null,null,null,null,null,null,null,null,null,null,null,null,null,null,null,"Jan3","1/3 Hour 10",58,63]
["01/03","11:00:00","2025-01-03T11:00:00",1,3,11,7,null,null,null,null,null,null,null,null,null,null,null,null,null,null,null,null,null,null,null,null,null,null,null,null,null,null,null,null,null,null,null,null,null,null,null,null,null,null,"Jan3","1/3 Hour 11",59,64]
["01/03","12:00:00","2025-01-03T12:00:00",1,3,12,7,null,null,null,null,null,null,null,null,null,null,null,null,null,null,null,null,null,null,null,null,null,null,null,null,null,null,null,null,null,null,null,null,null,null,null,null,null,null,"Jan3","1/3 Hour 12",60,65]
["01/03","13:00:00","2025-01-03T13:00:00",1,3,13,7,null,null,null,null,null,null,null,null,null,null,null,null,null,null,null,null,null,null,null,null,null,null,null,null,null,null,null,null,null,null,null,null,null,null,null,null,null,null,"Jan3","1/3 Hour 13",61,66]
["01/03","14:00:00","2025-01-03T14:00:00",1,3,14,7,null,null,null,null,null,null,null,null,null,null,null,null,null,null,null,null,null,null,null,null,null,null,null,null,null,null,null,null,null,null,null,null,null,null,null,null,null,null,"Jan3","1/3 Hour 14",62,67]
["01/03","15:00:00","2025-01-03T15:00:00",1,3,15,7,null,null,null,null,null,null,null,null,null,null,null,null,null,null,null,null,null,null,null,null,null,null,null,null,null,null,null,null,null,null,null,null,null,null,null,null,null,null,"Jan3","1/3 Hour 15",63,68]
["01/03","16:00:00","2025-01-03T16:00:00",1,3,16,7,null,null,null,null,null,null,null,null,null,null,null,null,null,null,null,null,null,null,null,null,null,null,null,null,null,null,null,null,null,null,null,null,null,null,null,null,null,null,"Jan3","1/3 Hour 16",64,69]
["01/03","17:00:00",{"$f":"A70+B70","v":"2025-01-03T17:00:00"},1,3,17,7,null,null,null,null,null,null,null,null,null,null,null,null,null,null,null,null,null,null,null,null,null,null,null,null,null,null,null,null,null,null,null,null,null,null,null,null,null,null,"Jan3","1/3 Hour 17",65,70]
[{"$f":"TEXT(DATE(,D71,E71),\"MM/DD\")","v":"01/03"},{"$f":"TIME(F71,0,0)","v":"18:00:00"},"2025-01-03T18:00:00",1,3,18,7,null,null,null,null,null,null,null,null,null,null,null,null,null,null,null,null,null,null,null,null,null,null,null,null,null,null,null,null,null,null,null,null,null,null,null,null,null,null,{"$f":"TEXT(D71*29,\"mmm\")&E71","v":"Jan3"},{"$f":"D71&\"/\"&E71&\" Hour \"&F71","v":"1/3 Hour 18"},{"$f":"ROW()-ROW($AV$5)","v":66},71]
["01/03","19:00:00","2025-01-03T19:00:00",1,3,19,7,null,null,null,null,null,null,null,null,null,null,null,null,null,null,null,null,null,null,null,null,null,null,null,null,null,null,null,null,null,null,null,null,null,null,null,null,null,null,"Jan3","1/3 Hour 19",67,72]
["01/03","20:00:00","2025-01-03T20:00:00",1,3,20,7,null,null,null,null,null,null,null,null,null,null,null,null,null,null,null,null,null,null,null,null,null,null,null,null,null,null,null,null,null,null,null,null,null,null,null,null,null,null,"Jan3","1/3 Hour 20",68,73]
["01/03","21:00:00","2025-01-03T21:00:00",1,3,21,7,null,null,null,null,null,null,null,null,null,null,null,null,null,null,null,null,null,null,null,null,null,null,null,null,null,null,null,null,null,null,null,null,null,null,null,null,null,null,"Jan3","1/3 Hour 21",69,74]
["01/03","22:00:00","2025-01-03T22:00:00",1,3,22,7,null,null,null,null,null,null,null,null,null,null,null,null,null,null,null,null,null,null,null,null,null,null,null,null,null,null,null,null,null,null,null,null,null,null,null,null,null,null,"Jan3","1/3 Hour 22",70,75]
["01/03","23:00:00","2025-01-03T23:00:00",1,3,23,7,null,null,null,null,null,null,null,null,null,null,null,null,null,null,null,null,null,null,null,null,null,null,null,null,null,null,null,null,null,null,null,null,null,null,null,null,null,null,"Jan3","1/3 Hour 23",71,76]
["01/03","00:00:00","2025-01-03",1,3,24,7,null,null,null,null,null,null,null,null,null,null,null,null,null,null,null,null,null,null,null,null,null,null,null,null,null,null,null,null,null,null,null,null,null,null,null,null,null,null,"Jan3","1/3 Hour 24",72,77]
["01/04","01:00:00","2025-01-04T01:00:00",1,4,1,1,null,null,null,null,null,null,null,null,null,null,null,null,null,null,null,null,null,null,null,null,null,null,null,null,null,null,null,null,null,null,null,null,null,null,null,null,null,null,"Jan4","1/4 Hour 1",73,78]
["01/04","02:00:00","2025-01-04T02:00:00",1,4,2,1,null,null,null,null,null,null,null,null,null,null,null,null,null,null,null,null,null,null,null,null,null,null,null,null,null,null,null,null,null,null,null,null,null,null,null,null,null,null,"Jan4","1/4 Hour 2",74,79]
["01/04","03:00:00","2025-01-04T03:00:00",1,4,3,1,null,null,null,null,null,null,null,null,null,null,null,null,null,null,null,null,null,null,null,null,null,null,null,null,null,null,null,null,null,null,null,null,null,null,null,null,null,null,"Jan4","1/4 Hour 3",75,80]
["01/04","04:00:00","2025-01-04T04:00:00",1,4,4,1,null,null,null,null,null,null,null,null,null,null,null,null,null,null,null,null,null,null,null,null,null,null,null,null,null,null,null,null,null,null,null,null,null,null,null,null,null,null,"Jan4","1/4 Hour 4",76,81]
["01/04","05:00:00","2025-01-04T05:00:00",1,4,5,1,null,null,null,null,null,null,null,null,null,null,null,null,null,null,null,null,null,null,null,null,null,null,null,null,null,null,null,null,null,null,null,null,null,null,null,null,null,null,"Jan4","1/4 Hour 5",77,82]
["01/04","06:00:00","2025-01-04T06:00:00",1,4,6,1,null,null,null,null,null,null,null,null,null,null,null,null,null,null,null,null,null,null,null,null,null,null,null,null,null,null,null,null,null,null,null,null,null,null,null,null,null,null,"Jan4","1/4 Hour 6",78,83]
["01/04","07:00:00","2025-01-04T07:00:00",1,4,7,1,null,null,null,null,null,null,null,null,null,null,null,null,null,null,null,null,null,null,null,null,null,null,null,null,null,null,null,null,null,null,null,null,null,null,null,null,null,null,"Jan4","1/4 Hour 7",79,84]
["01/04","08:00:00","2025-01-04T08:00:00",1,4,8,1,null,null,null,null,null,null,null,null,null,null,null,null,null,null,null,null,null,null,null,null,null,null,null,null,null,null,null,null,null,null,null,null,null,null,null,null,null,null,"Jan4","1/4 Hour 8",80,85]
["01/04","09:00:00","2025-01-04T09:00:00",1,4,9,1,null,null,null,null,null,null,null,null,null,null,null,null,null,null,null,null,null,null,null,null,null,null,null,null,null,null,null,null,null,null,null,null,null,null,null,null,null,null,"Jan4","1/4 Hour 9",81,86]
["01/04","10:00:00","2025-01-04T10:00:00",1,4,10,1,null,null,null,null,null,null,null,null,null,null,null,null,null,null,null,null,null,null,null,null,null,null,null,null,null,null,null,null,null,null,null,null,null,null,null,null,null,null,"Jan4","1/4 Hour 10",82,87]
["01/04","11:00:00","2025-01-04T11:00:00",1,4,11,1,null,null,null,null,null,null,null,null,null,null,null,null,null,null,null,null,null,null,null,null,null,null,null,null,null,null,null,null,null,null,null,null,null,null,null,null,null,null,"Jan4","1/4 Hour 11",83,88]
["01/04","12:00:00","2025-01-04T12:00:00",1,4,12,1,null,null,null,null,null,null,null,null,null,null,null,null,null,null,null,null,null,null,null,null,null,null,null,null,null,null,null,null,null,null,null,null,null,null,null,null,null,null,"Jan4","1/4 Hour 12",84,89]
["01/04","13:00:00","2025-01-04T13:00:00",1,4,13,1,null,null,null,null,null,null,null,null,null,null,null,null,null,null,null,null,null,null,null,null,null,null,null,null,null,null,null,null,null,null,null,null,null,null,null,null,null,null,"Jan4","1/4 Hour 13",85,90]
["01/04","14:00:00","2025-01-04T14:00:00",1,4,14,1,null,null,null,null,null,null,null,null,null,null,null,null,null,null,null,null,null,null,null,null,null,null,null,null,null,null,null,null,null,null,null,null,null,null,null,null,null,null,"Jan4","1/4 Hour 14",86,91]
["01/04","15:00:00","2025-01-04T15:00:00",1,4,15,1,null,null,null,null,null,null,null,null,null,null,null,null,null,null,null,null,null,null,null,null,null,null,null,null,null,null,null,null,null,null,null,null,null,null,null,null,null,null,"Jan4","1/4 Hour 15",87,92]
["01/04","16:00:00","2025-01-04T16:00:00",1,4,16,1,null,null,null,null,null,null,null,null,null,null,null,null,null,null,null,null,null,null,null,null,null,null,null,null,null,null,null,null,null,null,null,null,null,null,null,null,null,null,"Jan4","1/4 Hour 16",88,93]
["01/04","17:00:00","2025-01-04T17:00:00",1,4,17,1,null,null,null,null,null,null,null,null,null,null,null,null,null,null,null,null,null,null,null,null,null,null,null,null,null,null,null,null,null,null,null,null,null,null,null,null,null,null,"Jan4","1/4 Hour 17",89,94]
["01/04","18:00:00","2025-01-04T18:00:00",1,4,18,1,null,null,null,null,null,null,null,null,null,null,null,null,null,null,null,null,null,null,null,null,null,null,null,null,null,null,null,null,null,null,null,null,null,null,null,null,null,null,"Jan4","1/4 Hour 18",90,95]
["01/04","19:00:00","2025-01-04T19:00:00",1,4,19,1,null,null,null,null,null,null,null,null,null,null,null,null,null,null,null,null,null,null,null,null,null,null,null,null,null,null,null,null,null,null,null,null,null,null,null,null,null,null,"Jan4","1/4 Hour 19",91,96]
["01/04","20:00:00","2025-01-04T20:00:00",1,4,20,1,null,null,null,null,null,null,null,null,null,null,null,null,null,null,null,null,null,null,null,null,null,null,null,null,null,null,null,null,null,null,null,null,null,null,null,null,null,null,"Jan4","1/4 Hour 20",92,97]
["01/04","21:00:00","2025-01-04T21:00:00",1,4,21,1,null,null,null,null,null,null,null,null,null,null,null,null,null,null,null,null,null,null,null,null,null,null,null,null,null,null,null,null,null,null,null,null,null,null,null,null,null,null,"Jan4","1/4 Hour 21",93,98]
["01/04","22:00:00","2025-01-04T22:00:00",1,4,22,1,null,null,null,null,null,null,null,null,null,null,null,null,null,null,null,null,null,null,null,null,null,null,null,null,null,null,null,null,null,null,null,null,null,null,null,null,null,null,"Jan4","1/4 Hour 22",94,99]
["01/04","23:00:00","2025-01-04T23:00:00",1,4,23,1,null,null,null,null,null,null,null,null,null,null,null,null,null,null,null,null,null,null,null,null,null,null,null,null,null,null,null,null,null,null,null,null,null,null,null,null,null,null,"Jan4","1/4 Hour 23",95,100]
["01/04","00:00:00","2025-01-04",1,4,24,1,null,null,null,null,null,null,null,null,null,null,null,null,null,null,null,null,null,null,null,null,null,null,null,null,null,null,null,null,null,null,null,null,null,null,null,null,null,null,"Jan4","1/4 Hour 24",96,101]
["01/05","01:00:00","2025-01-05T01:00:00",1,5,1,2,null,null,null,null,null,null,null,null,null,null,null,null,null,null,null,null,null,null,null,null,null,null,null,null,null,null,null,null,null,null,null,null,null,null,null,null,null,null,"Jan5","1/5 Hour 1",97,102]
["01/05","02:00:00","2025-01-05T02:00:00",1,5,2,2,null,null,null,null,null,null,null,null,null,null,null,null,null,null,null,null,null,null,null,null,null,null,null,null,null,null,null,null,null,null,null,null,null,null,null,null,null,null,"Jan5","1/5 Hour 2",98,103]
["01/05","03:00:00","2025-01-05T03:00:00",1,5,3,2,null,null,null,null,null,null,null,null,null,null,null,null,null,null,null,null,null,null,null,null,null,null,null,null,null,null,null,null,null,null,null,null,null,null,null,null,null,null,"Jan5","1/5 Hour 3",99,104]
["01/05","04:00:00","2025-01-05T04:00:00",1,5,4,2,null,null,null,null,null,null,null,null,null,null,null,null,null,null,null,null,null,null,null,null,null,null,null,null,null,null,null,null,null,null,null,null,null,null,null,null,null,null,"Jan5","1/5 Hour 4",100,105]
["01/05","05:00:00","2025-01-05T05:00:00",1,5,5,2,null,null,null,null,null,null,null,null,null,null,null,null,null,null,null,null,null,null,null,null,null,null,null,null,null,null,null,null,null,null,null,null,null,null,null,null,null,null,"Jan5","1/5 Hour 5",101,106]
["01/05","06:00:00","2025-01-05T06:00:00",1,5,6,2,null,null,null,null,null,null,null,null,null,null,null,null,null,null,null,null,null,null,null,null,null,null,null,null,null,null,null,null,null,null,null,null,null,null,null,null,null,null,"Jan5","1/5 Hour 6",102,107]
["01/05","07:00:00","2025-01-05T07:00:00",1,5,7,2,null,null,null,null,null,null,null,null,null,null,null,null,null,null,null,null,null,null,null,null,null,null,null,null,null,null,null,null,null,null,null,null,null,null,null,null,null,null,"Jan5","1/5 Hour 7",103,108]
["01/05","08:00:00","2025-01-05T08:00:00",1,5,8,2,null,null,null,null,null,null,null,null,null,null,null,null,null,null,null,null,null,null,null,null,null,null,null,null,null,null,null,null,null,null,null,null,null,null,null,null,null,null,"Jan5","1/5 Hour 8",104,109]
["01/05","09:00:00","2025-01-05T09:00:00",1,5,9,2,null,null,null,null,null,null,null,null,null,null,null,null,null,null,null,null,null,null,null,null,null,null,null,null,null,null,null,null,null,null,null,null,null,null,null,null,null,null,"Jan5","1/5 Hour 9",105,110]
["01/05","10:00:00","2025-01-05T10:00:00",1,5,10,2,null,null,null,null,null,null,null,null,null,null,null,null,null,null,null,null,null,null,null,null,null,null,null,null,null,null,null,null,null,null,null,null,null,null,null,null,null,null,"Jan5","1/5 Hour 10",106,111]
["01/05","11:00:00","2025-01-05T11:00:00",1,5,11,2,null,null,null,null,null,null,null,null,null,null,null,null,null,null,null,null,null,null,null,null,null,null,null,null,null,null,null,null,null,null,null,null,null,null,null,null,null,null,"Jan5","1/5 Hour 11",107,112]
["01/05","12:00:00","2025-01-05T12:00:00",1,5,12,2,null,null,null,null,null,null,null,null,null,null,null,null,null,null,null,null,null,null,null,null,null,null,null,null,null,null,null,null,null,null,null,null,null,null,null,null,null,null,"Jan5","1/5 Hour 12",108,113]
["01/05","13:00:00","2025-01-05T13:00:00",1,5,13,2,null,null,null,null,null,null,null,null,null,null,null,null,null,null,null,null,null,null,null,null,null,null,null,null,null,null,null,null,null,null,null,null,null,null,null,null,null,null,"Jan5","1/5 Hour 13",109,114]
["01/05","14:00:00","2025-01-05T14:00:00",1,5,14,2,null,null,null,null,null,null,null,null,null,null,null,null,null,null,null,null,null,null,null,null,null,null,null,null,null,null,null,null,null,null,null,null,null,null,null,null,null,null,"Jan5","1/5 Hour 14",110,115]
["01/05","15:00:00","2025-01-05T15:00:00",1,5,15,2,null,null,null,null,null,null,null,null,null,null,null,null,null,null,null,null,null,null,null,null,null,null,null,null,null,null,null,null,null,null,null,null,null,null,null,null,null,null,"Jan5","1/5 Hour 15",111,116]
["01/05","16:00:00","2025-01-05T16:00:00",1,5,16,2,null,null,null,null,null,null,null,null,null,null,null,null,null,null,null,null,null,null,null,null,null,null,null,null,null,null,null,null,null,null,null,null,null,null,null,null,null,null,"Jan5","1/5 Hour 16",112,117]
["01/05","17:00:00","2025-01-05T17:00:00",1,5,17,2,null,null,null,null,null,null,null,null,null,null,null,null,null,null,null,null,null,null,null,null,null,null,null,null,null,null,null,null,null,null,null,null,null,null,null,null,null,null,"Jan5","1/5 Hour 17",113,118]
["01/05","18:00:00","2025-01-05T18:00:00",1,5,18,2,null,null,null,null,null,null,null,null,null,null,null,null,null,null,null,null,null,null,null,null,null,null,null,null,null,null,null,null,null,null,null,null,null,null,null,null,null,null,"Jan5","1/5 Hour 18",114,119]
["01/05","19:00:00","2025-01-05T19:00:00",1,5,19,2,null,null,null,null,null,null,null,null,null,null,null,null,null,null,null,null,null,null,null,null,null,null,null,null,null,null,null,null,null,null,null,null,null,null,null,null,null,null,"Jan5","1/5 Hour 19",115,120]
["01/05","20:00:00","2025-01-05T20:00:00",1,5,20,2,null,null,null,null,null,null,null,null,null,null,null,null,null,null,null,null,null,null,null,null,null,null,null,null,null,null,null,null,null,null,null,null,null,null,null,null,null,null,"Jan5","1/5 Hour 20",116,121]
["01/05","21:00:00","2025-01-05T21:00:00",1,5,21,2,null,null,null,null,null,null,null,null,null,null,null,null,null,null,null,null,null,null,null,null,null,null,null,null,null,null,null,null,null,null,null,null,null,null,null,null,null,null,"Jan5","1/5 Hour 21",117,122]
["01/05","22:00:00","2025-01-05T22:00:00",1,5,22,2,null,null,null,null,null,null,null,null,null,null,null,null,null,null,null,null,null,null,null,null,null,null,null,null,null,null,null,null,null,null,null,null,null,null,null,null,null,null,"Jan5","1/5 Hour 22",118,123]
["01/05","23:00:00","2025-01-05T23:00:00",1,5,23,2,null,null,null,null,null,null,null,null,null,null,null,null,null,null,null,null,null,null,null,null,null,null,null,null,null,null,null,null,null,null,null,null,null,null,null,null,null,null,"Jan5","1/5 Hour 23",119,124]
["01/05","00:00:00","2025-01-05",1,5,24,2,null,null,null,null,null,null,null,null,null,null,null,null,null,null,null,null,null,null,null,null,null,null,null,null,null,null,null,null,null,null,null,null,null,null,null,null,null,null,"Jan5","1/5 Hour 24",120,125]
["01/06","01:00:00","2025-01-06T01:00:00",1,6,1,3,null,null,null,null,null,null,null,null,null,null,null,null,null,null,null,null,null,null,null,null,null,null,null,null,null,null,null,null,null,null,null,null,null,null,null,null,null,null,"Jan6","1/6 Hour 1",121,126]
["01/06","02:00:00","2025-01-06T02:00:00",1,6,2,3,null,null,null,null,null,null,null,null,null,null,null,null,null,null,null,null,null,null,null,null,null,null,null,null,null,null,null,null,null,null,null,null,null,null,null,null,null,null,"Jan6","1/6 Hour 2",122,127]
["01/06","03:00:00","2025-01-06T03:00:00",1,6,3,3,null,null,null,null,null,null,null,null,null,null,null,null,null,null,null,null,null,null,null,null,null,null,null,null,null,null,null,null,null,null,null,null,null,null,null,null,null,null,"Jan6","1/6 Hour 3",123,128]
["01/06","04:00:00","2025-01-06T04:00:00",1,6,4,3,null,null,null,null,null,null,null,null,null,null,null,null,null,null,null,null,null,null,null,null,null,null,null,null,null,null,null,null,null,null,null,null,null,null,null,null,null,null,"Jan6","1/6 Hour 4",124,129]
["01/06","05:00:00","2025-01-06T05:00:00",1,6,5,3,null,null,null,null,null,null,null,null,null,null,null,null,null,null,null,null,null,null,null,null,null,null,null,null,null,null,null,null,null,null,null,null,null,null,null,null,null,null,"Jan6","1/6 Hour 5",125,130]
["01/06","06:00:00","2025-01-06T06:00:00",1,6,6,3,null,null,null,null,null,null,null,null,null,null,null,null,null,null,null,null,null,null,null,null,null,null,null,null,null,null,null,null,null,null,null,null,null,null,null,null,null,null,"Jan6","1/6 Hour 6",126,131]
["01/06","07:00:00","2025-01-06T07:00:00",1,6,7,3,null,null,null,null,null,null,null,null,null,null,null,null,null,null,null,null,null,null,null,null,null,null,null,null,null,null,null,null,null,null,null,null,null,null,null,null,null,null,"Jan6","1/6 Hour 7",127,132]
["01/06","08:00:00","2025-01-06T08:00:00",1,6,8,3,null,null,null,null,null,null,null,null,null,null,null,null,null,null,null,null,null,null,null,null,null,null,null,null,null,null,null,null,null,null,null,null,null,null,null,null,null,null,"Jan6","1/6 Hour 8",128,133]
["01/06","09:00:00",{"$f":"A134+B134","v":"2025-01-06T09:00:00"},1,6,9,3,null,null,null,null,null,null,null,null,null,null,null,null,null,null,null,null,null,null,null,null,null,null,null,null,null,null,null,null,null,null,null,null,null,null,null,null,null,null,"Jan6","1/6 Hour 9",129,134]
[{"$f":"TEXT(DATE(,D135,E135),\"MM/DD\")","v":"01/06"},{"$f":"TIME(F135,0,0)","v":"10:00:00"},"2025-01-06T10:00:00",1,6,10,3,null,null,null,null,null,null,null,null,null,null,null,null,null,null,null,null,null,null,null,null,null,null,null,null,null,null,null,null,null,null,null,null,null,null,null,null,null,null,{"$f":"TEXT(D135*29,\"mmm\")&E135","v":"Jan6"},{"$f":"D135&\"/\"&E135&\" Hour \"&F135","v":"1/6 Hour 10"},{"$f":"ROW()-ROW($AV$5)","v":130},135]
["01/06","11:00:00","2025-01-06T11:00:00",1,6,11,3,null,null,null,null,null,null,null,null,null,null,null,null,null,null,null,null,null,null,null,null,null,null,null,null,null,null,null,null,null,null,null,null,null,null,null,null,null,null,"Jan6","1/6 Hour 11",131,136]
["01/06","12:00:00","2025-01-06T12:00:00",1,6,12,3,null,null,null,null,null,null,null,null,null,null,null,null,null,null,null,null,null,null,null,null,null,null,null,null,null,null,null,null,null,null,null,null,null,null,null,null,null,null,"Jan6","1/6 Hour 12",132,137]
["01/06","13:00:00","2025-01-06T13:00:00",1,6,13,3,null,null,null,null,null,null,null,null,null,null,null,null,null,null,null,null,null,null,null,null,null,null,null,null,null,null,null,null,null,null,null,null,null,null,null,null,null,null,"Jan6","1/6 Hour 13",133,138]
["01/06","14:00:00","2025-01-06T14:00:00",1,6,14,3,null,null,null,null,null,null,null,null,null,null,null,null,null,null,null,null,null,null,null,null,null,null,null,null,null,null,null,null,null,null,null,null,null,null,null,null,null,null,"Jan6","1/6 Hour 14",134,139]
["01/06","15:00:00","2025-01-06T15:00:00",1,6,15,3,null,null,null,null,null,null,null,null,null,null,null,null,null,null,null,null,null,null,null,null,null,null,null,null,null,null,null,null,null,null,null,null,null,null,null,null,null,null,"Jan6","1/6 Hour 15",135,140]
["01/06","16:00:00","2025-01-06T16:00:00",1,6,16,3,null,null,null,null,null,null,null,null,null,null,null,null,null,null,null,null,null,null,null,null,null,null,null,null,null,null,null,null,null,null,null,null,null,null,null,null,null,null,"Jan6","1/6 Hour 16",136,141]
["01/06","17:00:00","2025-01-06T17:00:00",1,6,17,3,null,null,null,null,null,null,null,null,null,null,null,null,null,null,null,null,null,null,null,null,null,null,null,null,null,null,null,null,null,null,null,null,null,null,null,null,null,null,"Jan6","1/6 Hour 17",137,142]
["01/06","18:00:00","2025-01-06T18:00:00",1,6,18,3,null,null,null,null,null,null,null,null,null,null,null,null,null,null,null,null,null,null,null,null,null,null,null,null,null,null,null,null,null,null,null,null,null,null,null,null,null,null,"Jan6","1/6 Hour 18",138,143]
["01/06","19:00:00","2025-01-06T19:00:00",1,6,19,3,null,null,null,null,null,null,null,null,null,null,null,null,null,null,null,null,null,null,null,null,null,null,null,null,null,null,null,null,null,null,null,null,null,null,null,null,null,null,"Jan6","1/6 Hour 19",139,144]
["01/06","20:00:00","2025-01-06T20:00:00",1,6,20,3,null,null,null,null,null,null,null,null,null,null,null,null,null,null,null,null,null,null,null,null,null,null,null,null,null,null,null,null,null,null,null,null,null,null,null,null,null,null,"Jan6","1/6 Hour 20",140,145]
["01/06","21:00:00","2025-01-06T21:00:00",1,6,21,3,null,null,null,null,null,null,null,null,null,null,null,null,null,null,null,null,null,null,null,null,null,null,null,null,null,null,null,null,null,null,null,null,null,null,null,null,null,null,"Jan6","1/6 Hour 21",141,146]
["01/06","22:00:00","2025-01-06T22:00:00",1,6,22,3,null,null,null,null,null,null,null,null,null,null,null,null,null,null,null,null,null,null,null,null,null,null,null,null,null,null,null,null,null,null,null,null,null,null,null,null,null,null,"Jan6","1/6 Hour 22",142,147]
["01/06","23:00:00","2025-01-06T23:00:00",1,6,23,3,null,null,null,null,null,null,null,null,null,null,null,null,null,null,null,null,null,null,null,null,null,null,null,null,null,null,null,null,null,null,null,null,null,null,null,null,null,null,"Jan6","1/6 Hour 23",143,148]
["01/06","00:00:00","2025-01-06",1,6,24,3,null,null,null,null,null,null,null,null,null,null,null,null,null,null,null,null,null,null,null,null,null,null,null,null,null,null,null,null,null,null,null,null,null,null,null,null,null,null,"Jan6","1/6 Hour 24",144,149]
["01/07","01:00:00","2025-01-07T01:00:00",1,7,1,4,null,null,null,null,null,null,null,null,null,null,null,null,null,null,null,null,null,null,null,null,null,null,null,null,null,null,null,null,null,null,null,null,null,null,null,null,null,null,"Jan7","1/7 Hour 1",145,150]
["01/07","02:00:00","2025-01-07T02:00:00",1,7,2,4,null,null,null,null,null,null,null,null,null,null,null,null,null,null,null,null,null,null,null,null,null,null,null,null,null,null,null,null,null,null,null,null,null,null,null,null,null,null,"Jan7","1/7 Hour 2",146,151]
["01/07","03:00:00","2025-01-07T03:00:00",1,7,3,4,null,null,null,null,null,null,null,null,null,null,null,null,null,null,null,null,null,null,null,null,null,null,null,null,null,null,null,null,null,null,null,null,null,null,null,null,null,null,"Jan7","1/7 Hour 3",147,152]
["01/07","04:00:00","2025-01-07T04:00:00",1,7,4,4,null,null,null,null,null,null,null,null,null,null,null,null,null,null,null,null,null,null,null,null,null,null,null,null,null,null,null,null,null,null,null,null,null,null,null,null,null,null,"Jan7","1/7 Hour 4",148,153]
["01/07","05:00:00","2025-01-07T05:00:00",1,7,5,4,null,null,null,null,null,null,null,null,null,null,null,null,null,null,null,null,null,null,null,null,null,null,null,null,null,null,null,null,null,null,null,null,null,null,null,null,null,null,"Jan7","1/7 Hour 5",149,154]
["01/07","06:00:00","2025-01-07T06:00:00",1,7,6,4,null,null,null,null,null,null,null,null,null,null,null,null,null,null,null,null,null,null,null,null,null,null,null,null,null,null,null,null,null,null,null,null,null,null,null,null,null,null,"Jan7","1/7 Hour 6",150,155]
["01/07","07:00:00","2025-01-07T07:00:00",1,7,7,4,null,null,null,null,null,null,null,null,null,null,null,null,null,null,null,null,null,null,null,null,null,null,null,null,null,null,null,null,null,null,null,null,null,null,null,null,null,null,"Jan7","1/7 Hour 7",151,156]
["01/07","08:00:00","2025-01-07T08:00:00",1,7,8,4,null,null,null,null,null,null,null,null,null,null,null,null,null,null,null,null,null,null,null,null,null,null,null,null,null,null,null,null,null,null,null,null,null,null,null,null,null,null,"Jan7","1/7 Hour 8",152,157]
["01/07","09:00:00","2025-01-07T09:00:00",1,7,9,4,null,null,null,null,null,null,null,null,null,null,null,null,null,null,null,null,null,null,null,null,null,null,null,null,null,null,null,null,null,null,null,null,null,null,null,null,null,null,"Jan7","1/7 Hour 9",153,158]
["01/07","10:00:00","2025-01-07T10:00:00",1,7,10,4,null,null,null,null,null,null,null,null,null,null,null,null,null,null,null,null,null,null,null,null,null,null,null,null,null,null,null,null,null,null,null,null,null,null,null,null,null,null,"Jan7","1/7 Hour 10",154,159]
["01/07","11:00:00","2025-01-07T11:00:00",1,7,11,4,null,null,null,null,null,null,null,null,null,null,null,null,null,null,null,null,null,null,null,null,null,null,null,null,null,null,null,null,null,null,null,null,null,null,null,null,null,null,"Jan7","1/7 Hour 11",155,160]
["01/07","12:00:00","2025-01-07T12:00:00",1,7,12,4,null,null,null,null,null,null,null,null,null,null,null,null,null,null,null,null,null,null,null,null,null,null,null,null,null,null,null,null,null,null,null,null,null,null,null,null,null,null,"Jan7","1/7 Hour 12",156,161]
["01/07","13:00:00","2025-01-07T13:00:00",1,7,13,4,null,null,null,null,null,null,null,null,null,null,null,null,null,null,null,null,null,null,null,null,null,null,null,null,null,null,null,null,null,null,null,null,null,null,null,null,null,null,"Jan7","1/7 Hour 13",157,162]
["01/07","14:00:00","2025-01-07T14:00:00",1,7,14,4,null,null,null,null,null,null,null,null,null,null,null,null,null,null,null,null,null,null,null,null,null,null,null,null,null,null,null,null,null,null,null,null,null,null,null,null,null,null,"Jan7","1/7 Hour 14",158,163]
["01/07","15:00:00","2025-01-07T15:00:00",1,7,15,4,null,null,null,null,null,null,null,null,null,null,null,null,null,null,null,null,null,null,null,null,null,null,null,null,null,null,null,null,null,null,null,null,null,null,null,null,null,null,"Jan7","1/7 Hour 15",159,164]
["01/07","16:00:00","2025-01-07T16:00:00",1,7,16,4,null,null,null,null,null,null,null,null,null,null,null,null,null,null,null,null,null,null,null,null,null,null,null,null,null,null,null,null,null,null,null,null,null,null,null,null,null,null,"Jan7","1/7 Hour 16",160,165]
["01/07","17:00:00","2025-01-07T17:00:00",1,7,17,4,null,null,null,null,null,null,null,null,null,null,null,null,null,null,null,null,null,null,null,null,null,null,null,null,null,null,null,null,null,null,null,null,null,null,null,null,null,null,"Jan7","1/7 Hour 17",161,166]
["01/07","18:00:00","2025-01-07T18:00:00",1,7,18,4,null,null,null,null,null,null,null,null,null,null,null,null,null,null,null,null,null,null,null,null,null,null,null,null,null,null,null,null,null,null,null,null,null,null,null,null,null,null,"Jan7","1/7 Hour 18",162,167]
["01/07","19:00:00","2025-01-07T19:00:00",1,7,19,4,null,null,null,null,null,null,null,null,null,null,null,null,null,null,null,null,null,null,null,null,null,null,null,null,null,null,null,null,null,null,null,null,null,null,null,null,null,null,"Jan7","1/7 Hour 19",163,168]
["01/07","20:00:00","2025-01-07T20:00:00",1,7,20,4,null,null,null,null,null,null,null,null,null,null,null,null,null,null,null,null,null,null,null,null,null,null,null,null,null,null,null,null,null,null,null,null,null,null,null,null,null,null,"Jan7","1/7 Hour 20",164,169]
["01/07","21:00:00","2025-01-07T21:00:00",1,7,21,4,null,null,null,null,null,null,null,null,null,null,null,null,null,null,null,null,null,null,null,null,null,null,null,null,null,null,null,null,null,null,null,null,null,null,null,null,null,null,"Jan7","1/7 Hour 21",165,170]
["01/07","22:00:00","2025-01-07T22:00:00",1,7,22,4,null,null,null,null,null,null,null,null,null,null,null,null,null,null,null,null,null,null,null,null,null,null,null,null,null,null,null,null,null,null,null,null,null,null,null,null,null,null,"Jan7","1/7 Hour 22",166,171]
["01/07","23:00:00","2025-01-07T23:00:00",1,7,23,4,null,null,null,null,null,null,null,null,null,null,null,null,null,null,null,null,null,null,null,null,null,null,null,null,null,null,null,null,null,null,null,null,null,null,null,null,null,null,"Jan7","1/7 Hour 23",167,172]
["01/07","00:00:00","2025-01-07",1,7,24,4,null,null,null,null,null,null,null,null,null,null,null,null,null,null,null,null,null,null,null,null,null,null,null,null,null,null,null,null,null,null,null,null,null,null,null,null,null,null,"Jan7","1/7 Hour 24",168,173]
["01/08","01:00:00","2025-01-08T01:00:00",1,8,1,5,null,null,null,null,null,null,null,null,null,null,null,null,null,null,null,null,null,null,null,null,null,null,null,null,null,null,null,null,null,null,null,null,null,null,null,null,null,null,"Jan8","1/8 Hour 1",169,174]
["01/08","02:00:00","2025-01-08T02:00:00",1,8,2,5,null,null,null,null,null,null,null,null,null,null,null,null,null,null,null,null,null,null,null,null,null,null,null,null,null,null,null,null,null,null,null,null,null,null,null,null,null,null,"Jan8","1/8 Hour 2",170,175]
["01/08","03:00:00","2025-01-08T03:00:00",1,8,3,5,null,null,null,null,null,null,null,null,null,null,null,null,null,null,null,null,null,null,null,null,null,null,null,null,null,null,null,null,null,null,null,null,null,null,null,null,null,null,"Jan8","1/8 Hour 3",171,176]
["01/08","04:00:00","2025-01-08T04:00:00",1,8,4,5,null,null,null,null,null,null,null,null,null,null,null,null,null,null,null,null,null,null,null,null,null,null,null,null,null,null,null,null,null,null,null,null,null,null,null,null,null,null,"Jan8","1/8 Hour 4",172,177]
["01/08","05:00:00","2025-01-08T05:00:00",1,8,5,5,null,null,null,null,null,null,null,null,null,null,null,null,null,null,null,null,null,null,null,null,null,null,null,null,null,null,null,null,null,null,null,null,null,null,null,null,null,null,"Jan8","1/8 Hour 5",173,178]
["01/08","06:00:00","2025-01-08T06:00:00",1,8,6,5,null,null,null,null,null,null,null,null,null,null,null,null,null,null,null,null,null,null,null,null,null,null,null,null,null,null,null,null,null,null,null,null,null,null,null,null,null,null,"Jan8","1/8 Hour 6",174,179]
["01/08","07:00:00","2025-01-08T07:00:00",1,8,7,5,null,null,null,null,null,null,null,null,null,null,null,null,null,null,null,null,null,null,null,null,null,null,null,null,null,null,null,null,null,null,null,null,null,null,null,null,null,null,"Jan8","1/8 Hour 7",175,180]
["01/08","08:00:00","2025-01-08T08:00:00",1,8,8,5,null,null,null,null,null,null,null,null,null,null,null,null,null,null,null,null,null,null,null,null,null,null,null,null,null,null,null,null,null,null,null,null,null,null,null,null,null,null,"Jan8","1/8 Hour 8",176,181]
["01/08","09:00:00","2025-01-08T09:00:00",1,8,9,5,null,null,null,null,null,null,null,null,null,null,null,null,null,null,null,null,null,null,null,null,null,null,null,null,null,null,null,null,null,null,null,null,null,null,null,null,null,null,"Jan8","1/8 Hour 9",177,182]
["01/08","10:00:00","2025-01-08T10:00:00",1,8,10,5,null,null,null,null,null,null,null,null,null,null,null,null,null,null,null,null,null,null,null,null,null,null,null,null,null,null,null,null,null,null,null,null,null,null,null,null,null,null,"Jan8","1/8 Hour 10",178,183]
["01/08","11:00:00","2025-01-08T11:00:00",1,8,11,5,null,null,null,null,null,null,null,null,null,null,null,null,null,null,null,null,null,null,null,null,null,null,null,null,null,null,null,null,null,null,null,null,null,null,null,null,null,null,"Jan8","1/8 Hour 11",179,184]
["01/08","12:00:00","2025-01-08T12:00:00",1,8,12,5,null,null,null,null,null,null,null,null,null,null,null,null,null,null,null,null,null,null,null,null,null,null,null,null,null,null,null,null,null,null,null,null,null,null,null,null,null,null,"Jan8","1/8 Hour 12",180,185]
["01/08","13:00:00","2025-01-08T13:00:00",1,8,13,5,null,null,null,null,null,null,null,null,null,null,null,null,null,null,null,null,null,null,null,null,null,null,null,null,null,null,null,null,null,null,null,null,null,null,null,null,null,null,"Jan8","1/8 Hour 13",181,186]
["01/08","14:00:00","2025-01-08T14:00:00",1,8,14,5,null,null,null,null,null,null,null,null,null,null,null,null,null,null,null,null,null,null,null,null,null,null,null,null,null,null,null,null,null,null,null,null,null,null,null,null,null,null,"Jan8","1/8 Hour 14",182,187]
["01/08","15:00:00","2025-01-08T15:00:00",1,8,15,5,null,null,null,null,null,null,null,null,null,null,null,null,null,null,null,null,null,null,null,null,null,null,null,null,null,null,null,null,null,null,null,null,null,null,null,null,null,null,"Jan8","1/8 Hour 15",183,188]
["01/08","16:00:00","2025-01-08T16:00:00",1,8,16,5,null,null,null,null,null,null,null,null,null,null,null,null,null,null,null,null,null,null,null,null,null,null,null,null,null,null,null,null,null,null,null,null,null,null,null,null,null,null,"Jan8","1/8 Hour 16",184,189]
["01/08","17:00:00","2025-01-08T17:00:00",1,8,17,5,null,null,null,null,null,null,null,null,null,null,null,null,null,null,null,null,null,null,null,null,null,null,null,null,null,null,null,null,null,null,null,null,null,null,null,null,null,null,"Jan8","1/8 Hour 17",185,190]
["01/08","18:00:00","2025-01-08T18:00:00",1,8,18,5,null,null,null,null,null,null,null,null,null,null,null,null,null,null,null,null,null,null,null,null,null,null,null,null,null,null,null,null,null,null,null,null,null,null,null,null,null,null,"Jan8","1/8 Hour 18",186,191]
["01/08","19:00:00","2025-01-08T19:00:00",1,8,19,5,null,null,null,null,null,null,null,null,null,null,null,null,null,null,null,null,null,null,null,null,null,null,null,null,null,null,null,null,null,null,null,null,null,null,null,null,null,null,"Jan8","1/8 Hour 19",187,192]
["01/08","20:00:00","2025-01-08T20:00:00",1,8,20,5,null,null,null,null,null,null,null,null,null,null,null,null,null,null,null,null,null,null,null,null,null,null,null,null,null,null,null,null,null,null,null,null,null,null,null,null,null,null,"Jan8","1/8 Hour 20",188,193]
["01/08","21:00:00","2025-01-08T21:00:00",1,8,21,5,null,null,null,null,null,null,null,null,null,null,null,null,null,null,null,null,null,null,null,null,null,null,null,null,null,null,null,null,null,null,null,null,null,null,null,null,null,null,"Jan8","1/8 Hour 21",189,194]
["01/08","22:00:00","2025-01-08T22:00:00",1,8,22,5,null,null,null,null,null,null,null,null,null,null,null,null,null,null,null,null,null,null,null,null,null,null,null,null,null,null,null,null,null,null,null,null,null,null,null,null,null,null,"Jan8","1/8 Hour 22",190,195]
["01/08","23:00:00","2025-01-08T23:00:00",1,8,23,5,null,null,null,null,null,null,null,null,null,null,null,null,null,null,null,null,null,null,null,null,null,null,null,null,null,null,null,null,null,null,null,null,null,null,null,null,null,null,"Jan8","1/8 Hour 23",191,196]
["01/08","00:00:00","2025-01-08",1,8,24,5,null,null,null,null,null,null,null,null,null,null,null,null,null,null,null,null,null,null,null,null,null,null,null,null,null,null,null,null,null,null,null,null,null,null,null,null,null,null,"Jan8","1/8 Hour 24",192,197]
["01/09","01:00:00",{"$f":"A198+B198","v":"2025-01-09T01:00:00"},1,9,1,6,null,null,null,null,null,null,null,null,null,null,null,null,null,null,null,null,null,null,null,null,null,null,null,null,null,null,null,null,null,null,null,null,null,null,null,null,null,null,"Jan9","1/9 Hour 1",193,198]
[{"$f":"TEXT(DATE(,D199,E199),\"MM/DD\")","v":"01/09"},{"$f":"TIME(F199,0,0)","v":"02:00:00"},"2025-01-09T02:00:00",1,9,2,6,null,null,null,null,null,null,null,null,null,null,null,null,null,null,null,null,null,null,null,null,null,null,null,null,null,null,null,null,null,null,null,null,null,null,null,null,null,null,{"$f":"TEXT(D199*29,\"mmm\")&E199","v":"Jan9"},{"$f":"D199&\"/\"&E199&\" Hour \"&F199","v":"1/9 Hour 2"},{"$f":"ROW()-ROW($AV$5)","v":194},199]
["01/09","03:00:00","2025-01-09T03:00:00",1,9,3,6,null,null,null,null,null,null,null,null,null,null,null,null,null,null,null,null,null,null,null,null,null,null,null,null,null,null,null,null,null,null,null,null,null,null,null,null,null,null,"Jan9","1/9 Hour 3",195,200]
["01/09","04:00:00","2025-01-09T04:00:00",1,9,4,6,null,null,null,null,null,null,null,null,null,null,null,null,null,null,null,null,null,null,null,null,null,null,null,null,null,null,null,null,null,null,null,null,null,null,null,null,null,null,"Jan9","1/9 Hour 4",196,201]
["01/09","05:00:00","2025-01-09T05:00:00",1,9,5,6,null,null,null,null,null,null,null,null,null,null,null,null,null,null,null,null,null,null,null,null,null,null,null,null,null,null,null,null,null,null,null,null,null,null,null,null,null,null,"Jan9","1/9 Hour 5",197,202]
["01/09","06:00:00","2025-01-09T06:00:00",1,9,6,6,null,null,null,null,null,null,null,null,null,null,null,null,null,null,null,null,null,null,null,null,null,null,null,null,null,null,null,null,null,null,null,null,null,null,null,null,null,null,"Jan9","1/9 Hour 6",198,203]
["01/09","07:00:00","2025-01-09T07:00:00",1,9,7,6,null,null,null,null,null,null,null,null,null,null,null,null,null,null,null,null,null,null,null,null,null,null,null,null,null,null,null,null,null,null,null,null,null,null,null,null,null,null,"Jan9","1/9 Hour 7",199,204]
["01/09","08:00:00","2025-01-09T08:00:00",1,9,8,6,null,null,null,null,null,null,null,null,null,null,null,null,null,null,null,null,null,null,null,null,null,null,null,null,null,null,null,null,null,null,null,null,null,null,null,null,null,null,"Jan9","1/9 Hour 8",200,205]
["01/09","09:00:00","2025-01-09T09:00:00",1,9,9,6,null,null,null,null,null,null,null,null,null,null,null,null,null,null,null,null,null,null,null,null,null,null,null,null,null,null,null,null,null,null,null,null,null,null,null,null,null,null,"Jan9","1/9 Hour 9",201,206]
["01/09","10:00:00","2025-01-09T10:00:00",1,9,10,6,null,null,null,null,null,null,null,null,null,null,null,null,null,null,null,null,null,null,null,null,null,null,null,null,null,null,null,null,null,null,null,null,null,null,null,null,null,null,"Jan9","1/9 Hour 10",202,207]
["01/09","11:00:00","2025-01-09T11:00:00",1,9,11,6,null,null,null,null,null,null,null,null,null,null,null,null,null,null,null,null,null,null,null,null,null,null,null,null,null,null,null,null,null,null,null,null,null,null,null,null,null,null,"Jan9","1/9 Hour 11",203,208]
["01/09","12:00:00","2025-01-09T12:00:00",1,9,12,6,null,null,null,null,null,null,null,null,null,null,null,null,null,null,null,null,null,null,null,null,null,null,null,null,null,null,null,null,null,null,null,null,null,null,null,null,null,null,"Jan9","1/9 Hour 12",204,209]
["01/09","13:00:00","2025-01-09T13:00:00",1,9,13,6,null,null,null,null,null,null,null,null,null,null,null,null,null,null,null,null,null,null,null,null,null,null,null,null,null,null,null,null,null,null,null,null,null,null,null,null,null,null,"Jan9","1/9 Hour 13",205,210]
["01/09","14:00:00","2025-01-09T14:00:00",1,9,14,6,null,null,null,null,null,null,null,null,null,null,null,null,null,null,null,null,null,null,null,null,null,null,null,null,null,null,null,null,null,null,null,null,null,null,null,null,null,null,"Jan9","1/9 Hour 14",206,211]
["01/09","15:00:00","2025-01-09T15:00:00",1,9,15,6,null,null,null,null,null,null,null,null,null,null,null,null,null,null,null,null,null,null,null,null,null,null,null,null,null,null,null,null,null,null,null,null,null,null,null,null,null,null,"Jan9","1/9 Hour 15",207,212]
["01/09","16:00:00","2025-01-09T16:00:00",1,9,16,6,null,null,null,null,null,null,null,null,null,null,null,null,null,null,null,null,null,null,null,null,null,null,null,null,null,null,null,null,null,null,null,null,null,null,null,null,null,null,"Jan9","1/9 Hour 16",208,213]
["01/09","17:00:00","2025-01-09T17:00:00",1,9,17,6,null,null,null,null,null,null,null,null,null,null,null,null,null,null,null,null,null,null,null,null,null,null,null,null,null,null,null,null,null,null,null,null,null,null,null,null,null,null,"Jan9","1/9 Hour 17",209,214]
["01/09","18:00:00","2025-01-09T18:00:00",1,9,18,6,null,null,null,null,null,null,null,null,null,null,null,null,null,null,null,null,null,null,null,null,null,null,null,null,null,null,null,null,null,null,null,null,null,null,null,null,null,null,"Jan9","1/9 Hour 18",210,215]
["01/09","19:00:00","2025-01-09T19:00:00",1,9,19,6,null,null,null,null,null,null,null,null,null,null,null,null,null,null,null,null,null,null,null,null,null,null,null,null,null,null,null,null,null,null,null,null,null,null,null,null,null,null,"Jan9","1/9 Hour 19",211,216]
["01/09","20:00:00","2025-01-09T20:00:00",1,9,20,6,null,null,null,null,null,null,null,null,null,null,null,null,null,null,null,null,null,null,null,null,null,null,null,null,null,null,null,null,null,null,null,null,null,null,null,null,null,null,"Jan9","1/9 Hour 20",212,217]
["01/09","21:00:00","2025-01-09T21:00:00",1,9,21,6,null,null,null,null,null,null,null,null,null,null,null,null,null,null,null,null,null,null,null,null,null,null,null,null,null,null,null,null,null,null,null,null,null,null,null,null,null,null,"Jan9","1/9 Hour 21",213,218]
["01/09","22:00:00","2025-01-09T22:00:00",1,9,22,6,null,null,null,null,null,null,null,null,null,null,null,null,null,null,null,null,null,null,null,null,null,null,null,null,null,null,null,null,null,null,null,null,null,null,null,null,null,null,"Jan9","1/9 Hour 22",214,219]
["01/09","23:00:00","2025-01-09T23:00:00",1,9,23,6,null,null,null,null,null,null,null,null,null,null,null,null,null,null,null,null,null,null,null,null,null,null,null,null,null,null,null,null,null,null,null,null,null,null,null,null,null,null,"Jan9","1/9 Hour 23",215,220]
["01/09","00:00:00","2025-01-09",1,9,24,6,null,null,null,null,null,null,null,null,null,null,null,null,null,null,null,null,null,null,null,null,null,null,null,null,null,null,null,null,null,null,null,null,null,null,null,null,null,null,"Jan9","1/9 Hour 24",216,221]
["01/10","01:00:00","2025-01-10T01:00:00",1,10,1,7,null,null,null,null,null,null,null,null,null,null,null,null,null,null,null,null,null,null,null,null,null,null,null,null,null,null,null,null,null,null,null,null,null,null,null,null,null,null,"Jan10","1/10 Hour 1",217,222]
["01/10","02:00:00","2025-01-10T02:00:00",1,10,2,7,null,null,null,null,null,null,null,null,null,null,null,null,null,null,null,null,null,null,null,null,null,null,null,null,null,null,null,null,null,null,null,null,null,null,null,null,null,null,"Jan10","1/10 Hour 2",218,223]
["01/10","03:00:00","2025-01-10T03:00:00",1,10,3,7,null,null,null,null,null,null,null,null,null,null,null,null,null,null,null,null,null,null,null,null,null,null,null,null,null,null,null,null,null,null,null,null,null,null,null,null,null,null,"Jan10","1/10 Hour 3",219,224]
["01/10","04:00:00","2025-01-10T04:00:00",1,10,4,7,null,null,null,null,null,null,null,null,null,null,null,null,null,null,null,null,null,null,null,null,null,null,null,null,null,null,null,null,null,null,null,null,null,null,null,null,null,null,"Jan10","1/10 Hour 4",220,225]
["01/10","05:00:00","2025-01-10T05:00:00",1,10,5,7,null,null,null,null,null,null,null,null,null,null,null,null,null,null,null,null,null,null,null,null,null,null,null,null,null,null,null,null,null,null,null,null,null,null,null,null,null,null,"Jan10","1/10 Hour 5",221,226]
["01/10","06:00:00","2025-01-10T06:00:00",1,10,6,7,null,null,null,null,null,null,null,null,null,null,null,null,null,null,null,null,null,null,null,null,null,null,null,null,null,null,null,null,null,null,null,null,null,null,null,null,null,null,"Jan10","1/10 Hour 6",222,227]
["01/10","07:00:00","2025-01-10T07:00:00",1,10,7,7,null,null,null,null,null,null,null,null,null,null,null,null,null,null,null,null,null,null,null,null,null,null,null,null,null,null,null,null,null,null,null,null,null,null,null,null,null,null,"Jan10","1/10 Hour 7",223,228]
["01/10","08:00:00","2025-01-10T08:00:00",1,10,8,7,null,null,null,null,null,null,null,null,null,null,null,null,null,null,null,null,null,null,null,null,null,null,null,null,null,null,null,null,null,null,null,null,null,null,null,null,null,null,"Jan10","1/10 Hour 8",224,229]
["01/10","09:00:00","2025-01-10T09:00:00",1,10,9,7,null,null,null,null,null,null,null,null,null,null,null,null,null,null,null,null,null,null,null,null,null,null,null,null,null,null,null,null,null,null,null,null,null,null,null,null,null,null,"Jan10","1/10 Hour 9",225,230]
["01/10","10:00:00","2025-01-10T10:00:00",1,10,10,7,null,null,null,null,null,null,null,null,null,null,null,null,null,null,null,null,null,null,null,null,null,null,null,null,null,null,null,null,null,null,null,null,null,null,null,null,null,null,"Jan10","1/10 Hour 10",226,231]
["01/10","11:00:00","2025-01-10T11:00:00",1,10,11,7,null,null,null,null,null,null,null,null,null,null,null,null,null,null,null,null,null,null,null,null,null,null,null,null,null,null,null,null,null,null,null,null,null,null,null,null,null,null,"Jan10","1/10 Hour 11",227,232]
["01/10","12:00:00","2025-01-10T12:00:00",1,10,12,7,null,null,null,null,null,null,null,null,null,null,null,null,null,null,null,null,null,null,null,null,null,null,null,null,null,null,null,null,null,null,null,null,null,null,null,null,null,null,"Jan10","1/10 Hour 12",228,233]
["01/10","13:00:00","2025-01-10T13:00:00",1,10,13,7,null,null,null,null,null,null,null,null,null,null,null,null,null,null,null,null,null,null,null,null,null,null,null,null,null,null,null,null,null,null,null,null,null,null,null,null,null,null,"Jan10","1/10 Hour 13",229,234]
["01/10","14:00:00","2025-01-10T14:00:00",1,10,14,7,null,null,null,null,null,null,null,null,null,null,null,null,null,null,null,null,null,null,null,null,null,null,null,null,null,null,null,null,null,null,null,null,null,null,null,null,null,null,"Jan10","1/10 Hour 14",230,235]
["01/10","15:00:00","2025-01-10T15:00:00",1,10,15,7,null,null,null,null,null,null,null,null,null,null,null,null,null,null,null,null,null,null,null,null,null,null,null,null,null,null,null,null,null,null,null,null,null,null,null,null,null,null,"Jan10","1/10 Hour 15",231,236]
["01/10","16:00:00","2025-01-10T16:00:00",1,10,16,7,null,null,null,null,null,null,null,null,null,null,null,null,null,null,null,null,null,null,null,null,null,null,null,null,null,null,null,null,null,null,null,null,null,null,null,null,null,null,"Jan10","1/10 Hour 16",232,237]
["01/10","17:00:00","2025-01-10T17:00:00",1,10,17,7,null,null,null,null,null,null,null,null,null,null,null,null,null,null,null,null,null,null,null,null,null,null,null,null,null,null,null,null,null,null,null,null,null,null,null,null,null,null,"Jan10","1/10 Hour 17",233,238]
["01/10","18:00:00","2025-01-10T18:00:00",1,10,18,7,null,null,null,null,null,null,null,null,null,null,null,null,null,null,null,null,null,null,null,null,null,null,null,null,null,null,null,null,null,null,null,null,null,null,null,null,null,null,"Jan10","1/10 Hour 18",234,239]
["01/10","19:00:00","2025-01-10T19:00:00",1,10,19,7,null,null,null,null,null,null,null,null,null,null,null,null,null,null,null,null,null,null,null,null,null,null,null,null,null,null,null,null,null,null,null,null,null,null,null,null,null,null,"Jan10","1/10 Hour 19",235,240]
["01/10","20:00:00","2025-01-10T20:00:00",1,10,20,7,null,null,null,null,null,null,null,null,null,null,null,null,null,null,null,null,null,null,null,null,null,null,null,null,null,null,null,null,null,null,null,null,null,null,null,null,null,null,"Jan10","1/10 Hour 20",236,241]
["01/10","21:00:00","2025-01-10T21:00:00",1,10,21,7,null,null,null,null,null,null,null,null,null,null,null,null,null,null,null,null,null,null,null,null,null,null,null,null,null,null,null,null,null,null,null,null,null,null,null,null,null,null,"Jan10","1/10 Hour 21",237,242]
["01/10","22:00:00","2025-01-10T22:00:00",1,10,22,7,null,null,null,null,null,null,null,null,null,null,null,null,null,null,null,null,null,null,null,null,null,null,null,null,null,null,null,null,null,null,null,null,null,null,null,null,null,null,"Jan10","1/10 Hour 22",238,243]
["01/10","23:00:00","2025-01-10T23:00:00",1,10,23,7,null,null,null,null,null,null,null,null,null,null,null,null,null,null,null,null,null,null,null,null,null,null,null,null,null,null,null,null,null,null,null,null,null,null,null,null,null,null,"Jan10","1/10 Hour 23",239,244]
["01/10","00:00:00","2025-01-10",1,10,24,7,null,null,null,null,null,null,null,null,null,null,null,null,null,null,null,null,null,null,null,null,null,null,null,null,null,null,null,null,null,null,null,null,null,null,null,null,null,null,"Jan10","1/10 Hour 24",240,245]
["01/11","01:00:00","2025-01-11T01:00:00",1,11,1,1,null,null,null,null,null,null,null,null,null,null,null,null,null,null,null,null,null,null,null,null,null,null,null,null,null,null,null,null,null,null,null,null,null,null,null,null,null,null,"Jan11","1/11 Hour 1",241,246]
["01/11","02:00:00","2025-01-11T02:00:00",1,11,2,1,null,null,null,null,null,null,null,null,null,null,null,null,null,null,null,null,null,null,null,null,null,null,null,null,null,null,null,null,null,null,null,null,null,null,null,null,null,null,"Jan11","1/11 Hour 2",242,247]
["01/11","03:00:00","2025-01-11T03:00:00",1,11,3,1,null,null,null,null,null,null,null,null,null,null,null,null,null,null,null,null,null,null,null,null,null,null,null,null,null,null,null,null,null,null,null,null,null,null,null,null,null,null,"Jan11","1/11 Hour 3",243,248]
["01/11","04:00:00","2025-01-11T04:00:00",1,11,4,1,null,null,null,null,null,null,null,null,null,null,null,null,null,null,null,null,null,null,null,null,null,null,null,null,null,null,null,null,null,null,null,null,null,null,null,null,null,null,"Jan11","1/11 Hour 4",244,249]
["01/11","05:00:00","2025-01-11T05:00:00",1,11,5,1,null,null,null,null,null,null,null,null,null,null,null,null,null,null,null,null,null,null,null,null,null,null,null,null,null,null,null,null,null,null,null,null,null,null,null,null,null,null,"Jan11","1/11 Hour 5",245,250]
["01/11","06:00:00","2025-01-11T06:00:00",1,11,6,1,null,null,null,null,null,null,null,null,null,null,null,null,null,null,null,null,null,null,null,null,null,null,null,null,null,null,null,null,null,null,null,null,null,null,null,null,null,null,"Jan11","1/11 Hour 6",246,251]
["01/11","07:00:00","2025-01-11T07:00:00",1,11,7,1,null,null,null,null,null,null,null,null,null,null,null,null,null,null,null,null,null,null,null,null,null,null,null,null,null,null,null,null,null,null,null,null,null,null,null,null,null,null,"Jan11","1/11 Hour 7",247,252]
["01/11","08:00:00","2025-01-11T08:00:00",1,11,8,1,null,null,null,null,null,null,null,null,null,null,null,null,null,null,null,null,null,null,null,null,null,null,null,null,null,null,null,null,null,null,null,null,null,null,null,null,null,null,"Jan11","1/11 Hour 8",248,253]
["01/11","09:00:00","2025-01-11T09:00:00",1,11,9,1,null,null,null,null,null,null,null,null,null,null,null,null,null,null,null,null,null,null,null,null,null,null,null,null,null,null,null,null,null,null,null,null,null,null,null,null,null,null,"Jan11","1/11 Hour 9",249,254]
["01/11","10:00:00","2025-01-11T10:00:00",1,11,10,1,null,null,null,null,null,null,null,null,null,null,null,null,null,null,null,null,null,null,null,null,null,null,null,null,null,null,null,null,null,null,null,null,null,null,null,null,null,null,"Jan11","1/11 Hour 10",250,255]
["01/11","11:00:00","2025-01-11T11:00:00",1,11,11,1,null,null,null,null,null,null,null,null,null,null,null,null,null,null,null,null,null,null,null,null,null,null,null,null,null,null,null,null,null,null,null,null,null,null,null,null,null,null,"Jan11","1/11 Hour 11",251,256]
["01/11","12:00:00","2025-01-11T12:00:00",1,11,12,1,null,null,null,null,null,null,null,null,null,null,null,null,null,null,null,null,null,null,null,null,null,null,null,null,null,null,null,null,null,null,null,null,null,null,null,null,null,null,"Jan11","1/11 Hour 12",252,257]
["01/11","13:00:00","2025-01-11T13:00:00",1,11,13,1,null,null,null,null,null,null,null,null,null,null,null,null,null,null,null,null,null,null,null,null,null,null,null,null,null,null,null,null,null,null,null,null,null,null,null,null,null,null,"Jan11","1/11 Hour 13",253,258]
["01/11","14:00:00","2025-01-11T14:00:00",1,11,14,1,null,null,null,null,null,null,null,null,null,null,null,null,null,null,null,null,null,null,null,null,null,null,null,null,null,null,null,null,null,null,null,null,null,null,null,null,null,null,"Jan11","1/11 Hour 14",254,259]
["01/11","15:00:00","2025-01-11T15:00:00",1,11,15,1,null,null,null,null,null,null,null,null,null,null,null,null,null,null,null,null,null,null,null,null,null,null,null,null,null,null,null,null,null,null,null,null,null,null,null,null,null,null,"Jan11","1/11 Hour 15",255,260]
["01/11","16:00:00","2025-01-11T16:00:00",1,11,16,1,null,null,null,null,null,null,null,null,null,null,null,null,null,null,null,null,null,null,null,null,null,null,null,null,null,null,null,null,null,null,null,null,null,null,null,null,null,null,"Jan11","1/11 Hour 16",256,261]
["01/11","17:00:00",{"$f":"A262+B262","v":"2025-01-11T17:00:00"},1,11,17,1,null,null,null,null,null,null,null,null,null,null,null,null,null,null,null,null,null,null,null,null,null,null,null,null,null,null,null,null,null,null,null,null,null,null,null,null,null,null,"Jan11","1/11 Hour 17",257,262]
[{"$f":"TEXT(DATE(,D263,E263),\"MM/DD\")","v":"01/11"},{"$f":"TIME(F263,0,0)","v":"18:00:00"},"2025-01-11T18:00:00",1,11,18,1,null,null,null,null,null,null,null,null,null,null,null,null,null,null,null,null,null,null,null,null,null,null,null,null,null,null,null,null,null,null,null,null,null,null,null,null,null,null,{"$f":"TEXT(D263*29,\"mmm\")&E263","v":"Jan11"},{"$f":"D263&\"/\"&E263&\" Hour \"&F263","v":"1/11 Hour 18"},{"$f":"ROW()-ROW($AV$5)","v":258},263]
["01/11","19:00:00","2025-01-11T19:00:00",1,11,19,1,null,null,null,null,null,null,null,null,null,null,null,null,null,null,null,null,null,null,null,null,null,null,null,null,null,null,null,null,null,null,null,null,null,null,null,null,null,null,"Jan11","1/11 Hour 19",259,264]
["01/11","20:00:00","2025-01-11T20:00:00",1,11,20,1,null,null,null,null,null,null,null,null,null,null,null,null,null,null,null,null,null,null,null,null,null,null,null,null,null,null,null,null,null,null,null,null,null,null,null,null,null,null,"Jan11","1/11 Hour 20",260,265]
["01/11","21:00:00","2025-01-11T21:00:00",1,11,21,1,null,null,null,null,null,null,null,null,null,null,null,null,null,null,null,null,null,null,null,null,null,null,null,null,null,null,null,null,null,null,null,null,null,null,null,null,null,null,"Jan11","1/11 Hour 21",261,266]
["01/11","22:00:00","2025-01-11T22:00:00",1,11,22,1,null,null,null,null,null,null,null,null,null,null,null,null,null,null,null,null,null,null,null,null,null,null,null,null,null,null,null,null,null,null,null,null,null,null,null,null,null,null,"Jan11","1/11 Hour 22",262,267]
["01/11","23:00:00","2025-01-11T23:00:00",1,11,23,1,null,null,null,null,null,null,null,null,null,null,null,null,null,null,null,null,null,null,null,null,null,null,null,null,null,null,null,null,null,null,null,null,null,null,null,null,null,null,"Jan11","1/11 Hour 23",263,268]
["01/11","00:00:00","2025-01-11",1,11,24,1,null,null,null,null,null,null,null,null,null,null,null,null,null,null,null,null,null,null,null,null,null,null,null,null,null,null,null,null,null,null,null,null,null,null,null,null,null,null,"Jan11","1/11 Hour 24",264,269]
["01/12","01:00:00","2025-01-12T01:00:00",1,12,1,2,null,null,null,null,null,null,null,null,null,null,null,null,null,null,null,null,null,null,null,null,null,null,null,null,null,null,null,null,null,null,null,null,null,null,null,null,null,null,"Jan12","1/12 Hour 1",265,270]
["01/12","02:00:00","2025-01-12T02:00:00",1,12,2,2,null,null,null,null,null,null,null,null,null,null,null,null,null,null,null,null,null,null,null,null,null,null,null,null,null,null,null,null,null,null,null,null,null,null,null,null,null,null,"Jan12","1/12 Hour 2",266,271]
["01/12","03:00:00","2025-01-12T03:00:00",1,12,3,2,null,null,null,null,null,null,null,null,null,null,null,null,null,null,null,null,null,null,null,null,null,null,null,null,null,null,null,null,null,null,null,null,null,null,null,null,null,null,"Jan12","1/12 Hour 3",267,272]
["01/12","04:00:00","2025-01-12T04:00:00",1,12,4,2,null,null,null,null,null,null,null,null,null,null,null,null,null,null,null,null,null,null,null,null,null,null,null,null,null,null,null,null,null,null,null,null,null,null,null,null,null,null,"Jan12","1/12 Hour 4",268,273]
["01/12","05:00:00","2025-01-12T05:00:00",1,12,5,2,null,null,null,null,null,null,null,null,null,null,null,null,null,null,null,null,null,null,null,null,null,null,null,null,null,null,null,null,null,null,null,null,null,null,null,null,null,null,"Jan12","1/12 Hour 5",269,274]
["01/12","06:00:00","2025-01-12T06:00:00",1,12,6,2,null,null,null,null,null,null,null,null,null,null,null,null,null,null,null,null,null,null,null,null,null,null,null,null,null,null,null,null,null,null,null,null,null,null,null,null,null,null,"Jan12","1/12 Hour 6",270,275]
["01/12","07:00:00","2025-01-12T07:00:00",1,12,7,2,null,null,null,null,null,null,null,null,null,null,null,null,null,null,null,null,null,null,null,null,null,null,null,null,null,null,null,null,null,null,null,null,null,null,null,null,null,null,"Jan12","1/12 Hour 7",271,276]
["01/12","08:00:00","2025-01-12T08:00:00",1,12,8,2,null,null,null,null,null,null,null,null,null,null,null,null,null,null,null,null,null,null,null,null,null,null,null,null,null,null,null,null,null,null,null,null,null,null,null,null,null,null,"Jan12","1/12 Hour 8",272,277]
["01/12","09:00:00","2025-01-12T09:00:00",1,12,9,2,null,null,null,null,null,null,null,null,null,null,null,null,null,null,null,null,null,null,null,null,null,null,null,null,null,null,null,null,null,null,null,null,null,null,null,null,null,null,"Jan12","1/12 Hour 9",273,278]
["01/12","10:00:00","2025-01-12T10:00:00",1,12,10,2,null,null,null,null,null,null,null,null,null,null,null,null,null,null,null,null,null,null,null,null,null,null,null,null,null,null,null,null,null,null,null,null,null,null,null,null,null,null,"Jan12","1/12 Hour 10",274,279]
["01/12","11:00:00","2025-01-12T11:00:00",1,12,11,2,null,null,null,null,null,null,null,null,null,null,null,null,null,null,null,null,null,null,null,null,null,null,null,null,null,null,null,null,null,null,null,null,null,null,null,null,null,null,"Jan12","1/12 Hour 11",275,280]
["01/12","12:00:00","2025-01-12T12:00:00",1,12,12,2,null,null,null,null,null,null,null,null,null,null,null,null,null,null,null,null,null,null,null,null,null,null,null,null,null,null,null,null,null,null,null,null,null,null,null,null,null,null,"Jan12","1/12 Hour 12",276,281]
["01/12","13:00:00","2025-01-12T13:00:00",1,12,13,2,null,null,null,null,null,null,null,null,null,null,null,null,null,null,null,null,null,null,null,null,null,null,null,null,null,null,null,null,null,null,null,null,null,null,null,null,null,null,"Jan12","1/12 Hour 13",277,282]
["01/12","14:00:00","2025-01-12T14:00:00",1,12,14,2,null,null,null,null,null,null,null,null,null,null,null,null,null,null,null,null,null,null,null,null,null,null,null,null,null,null,null,null,null,null,null,null,null,null,null,null,null,null,"Jan12","1/12 Hour 14",278,283]
["01/12","15:00:00","2025-01-12T15:00:00",1,12,15,2,null,null,null,null,null,null,null,null,null,null,null,null,null,null,null,null,null,null,null,null,null,null,null,null,null,null,null,null,null,null,null,null,null,null,null,null,null,null,"Jan12","1/12 Hour 15",279,284]
["01/12","16:00:00","2025-01-12T16:00:00",1,12,16,2,null,null,null,null,null,null,null,null,null,null,null,null,null,null,null,null,null,null,null,null,null,null,null,null,null,null,null,null,null,null,null,null,null,null,null,null,null,null,"Jan12","1/12 Hour 16",280,285]
["01/12","17:00:00","2025-01-12T17:00:00",1,12,17,2,null,null,null,null,null,null,null,null,null,null,null,null,null,null,null,null,null,null,null,null,null,null,null,null,null,null,null,null,null,null,null,null,null,null,null,null,null,null,"Jan12","1/12 Hour 17",281,286]
["01/12","18:00:00","2025-01-12T18:00:00",1,12,18,2,null,null,null,null,null,null,null,null,null,null,null,null,null,null,null,null,null,null,null,null,null,null,null,null,null,null,null,null,null,null,null,null,null,null,null,null,null,null,"Jan12","1/12 Hour 18",282,287]
["01/12","19:00:00","2025-01-12T19:00:00",1,12,19,2,null,null,null,null,null,null,null,null,null,null,null,null,null,null,null,null,null,null,null,null,null,null,null,null,null,null,null,null,null,null,null,null,null,null,null,null,null,null,"Jan12","1/12 Hour 19",283,288]
["01/12","20:00:00","2025-01-12T20:00:00",1,12,20,2,null,null,null,null,null,null,null,null,null,null,null,null,null,null,null,null,null,null,null,null,null,null,null,null,null,null,null,null,null,null,null,null,null,null,null,null,null,null,"Jan12","1/12 Hour 20",284,289]
["01/12","21:00:00","2025-01-12T21:00:00",1,12,21,2,null,null,null,null,null,null,null,null,null,null,null,null,null,null,null,null,null,null,null,null,null,null,null,null,null,null,null,null,null,null,null,null,null,null,null,null,null,null,"Jan12","1/12 Hour 21",285,290]
["01/12","22:00:00","2025-01-12T22:00:00",1,12,22,2,null,null,null,null,null,null,null,null,null,null,null,null,null,null,null,null,null,null,null,null,null,null,null,null,null,null,null,null,null,null,null,null,null,null,null,null,null,null,"Jan12","1/12 Hour 22",286,291]
["01/12","23:00:00","2025-01-12T23:00:00",1,12,23,2,null,null,null,null,null,null,null,null,null,null,null,null,null,null,null,null,null,null,null,null,null,null,null,null,null,null,null,null,null,null,null,null,null,null,null,null,null,null,"Jan12","1/12 Hour 23",287,292]
["01/12","00:00:00","2025-01-12",1,12,24,2,null,null,null,null,null,null,null,null,null,null,null,null,null,null,null,null,null,null,null,null,null,null,null,null,null,null,null,null,null,null,null,null,null,null,null,null,null,null,"Jan12","1/12 Hour 24",288,293]
["01/13","01:00:00","2025-01-13T01:00:00",1,13,1,3,null,null,null,null,null,null,null,null,null,null,null,null,null,null,null,null,null,null,null,null,null,null,null,null,null,null,null,null,null,null,null,null,null,null,null,null,null,null,"Jan13","1/13 Hour 1",289,294]
["01/13","02:00:00","2025-01-13T02:00:00",1,13,2,3,null,null,null,null,null,null,null,null,null,null,null,null,null,null,null,null,null,null,null,null,null,null,null,null,null,null,null,null,null,null,null,null,null,null,null,null,null,null,"Jan13","1/13 Hour 2",290,295]
["01/13","03:00:00","2025-01-13T03:00:00",1,13,3,3,null,null,null,null,null,null,null,null,null,null,null,null,null,null,null,null,null,null,null,null,null,null,null,null,null,null,null,null,null,null,null,null,null,null,null,null,null,null,"Jan13","1/13 Hour 3",291,296]
["01/13","04:00:00","2025-01-13T04:00:00",1,13,4,3,null,null,null,null,null,null,null,null,null,null,null,null,null,null,null,null,null,null,null,null,null,null,null,null,null,null,null,null,null,null,null,null,null,null,null,null,null,null,"Jan13","1/13 Hour 4",292,297]
["01/13","05:00:00","2025-01-13T05:00:00",1,13,5,3,null,null,null,null,null,null,null,null,null,null,null,null,null,null,null,null,null,null,null,null,null,null,null,null,null,null,null,null,null,null,null,null,null,null,null,null,null,null,"Jan13","1/13 Hour 5",293,298]
["01/13","06:00:00","2025-01-13T06:00:00",1,13,6,3,null,null,null,null,null,null,null,null,null,null,null,null,null,null,null,null,null,null,null,null,null,null,null,null,null,null,null,null,null,null,null,null,null,null,null,null,null,null,"Jan13","1/13 Hour 6",294,299]
["01/13","07:00:00","2025-01-13T07:00:00",1,13,7,3,null,null,null,null,null,null,null,null,null,null,null,null,null,null,null,null,null,null,null,null,null,null,null,null,null,null,null,null,null,null,null,null,null,null,null,null,null,null,"Jan13","1/13 Hour 7",295,300]
["01/13","08:00:00","2025-01-13T08:00:00",1,13,8,3,null,null,null,null,null,null,null,null,null,null,null,null,null,null,null,null,null,null,null,null,null,null,null,null,null,null,null,null,null,null,null,null,null,null,null,null,null,null,"Jan13","1/13 Hour 8",296,301]
["01/13","09:00:00","2025-01-13T09:00:00",1,13,9,3,null,null,null,null,null,null,null,null,null,null,null,null,null,null,null,null,null,null,null,null,null,null,null,null,null,null,null,null,null,null,null,null,null,null,null,null,null,null,"Jan13","1/13 Hour 9",297,302]
["01/13","10:00:00","2025-01-13T10:00:00",1,13,10,3,null,null,null,null,null,null,null,null,null,null,null,null,null,null,null,null,null,null,null,null,null,null,null,null,null,null,null,null,null,null,null,null,null,null,null,null,null,null,"Jan13","1/13 Hour 10",298,303]
["01/13","11:00:00","2025-01-13T11:00:00",1,13,11,3,null,null,null,null,null,null,null,null,null,null,null,null,null,null,null,null,null,null,null,null,null,null,null,null,null,null,null,null,null,null,null,null,null,null,null,null,null,null,"Jan13","1/13 Hour 11",299,304]
["01/13","12:00:00","2025-01-13T12:00:00",1,13,12,3,null,null,null,null,null,null,null,null,null,null,null,null,null,null,null,null,null,null,null,null,null,null,null,null,null,null,null,null,null,null,null,null,null,null,null,null,null,null,"Jan13","1/13 Hour 12",300,305]
["01/13","13:00:00","2025-01-13T13:00:00",1,13,13,3,null,null,null,null,null,null,null,null,null,null,null,null,null,null,null,null,null,null,null,null,null,null,null,null,null,null,null,null,null,null,null,null,null,null,null,null,null,null,"Jan13","1/13 Hour 13",301,306]
["01/13","14:00:00","2025-01-13T14:00:00",1,13,14,3,null,null,null,null,null,null,null,null,null,null,null,null,null,null,null,null,null,null,null,null,null,null,null,null,null,null,null,null,null,null,null,null,null,null,null,null,null,null,"Jan13","1/13 Hour 14",302,307]
["01/13","15:00:00","2025-01-13T15:00:00",1,13,15,3,null,null,null,null,null,null,null,null,null,null,null,null,null,null,null,null,null,null,null,null,null,null,null,null,null,null,null,null,null,null,null,null,null,null,null,null,null,null,"Jan13","1/13 Hour 15",303,308]
["01/13","16:00:00","2025-01-13T16:00:00",1,13,16,3,null,null,null,null,null,null,null,null,null,null,null,null,null,null,null,null,null,null,null,null,null,null,null,null,null,null,null,null,null,null,null,null,null,null,null,null,null,null,"Jan13","1/13 Hour 16",304,309]
["01/13","17:00:00","2025-01-13T17:00:00",1,13,17,3,null,null,null,null,null,null,null,null,null,null,null,null,null,null,null,null,null,null,null,null,null,null,null,null,null,null,null,null,null,null,null,null,null,null,null,null,null,null,"Jan13","1/13 Hour 17",305,310]
["01/13","18:00:00","2025-01-13T18:00:00",1,13,18,3,null,null,null,null,null,null,null,null,null,null,null,null,null,null,null,null,null,null,null,null,null,null,null,null,null,null,null,null,null,null,null,null,null,null,null,null,null,null,"Jan13","1/13 Hour 18",306,311]
["01/13","19:00:00","2025-01-13T19:00:00",1,13,19,3,null,null,null,null,null,null,null,null,null,null,null,null,null,null,null,null,null,null,null,null,null,null,null,null,null,null,null,null,null,null,null,null,null,null,null,null,null,null,"Jan13","1/13 Hour 19",307,312]
["01/13","20:00:00","2025-01-13T20:00:00",1,13,20,3,null,null,null,null,null,null,null,null,null,null,null,null,null,null,null,null,null,null,null,null,null,null,null,null,null,null,null,null,null,null,null,null,null,null,null,null,null,null,"Jan13","1/13 Hour 20",308,313]
["01/13","21:00:00","2025-01-13T21:00:00",1,13,21,3,null,null,null,null,null,null,null,null,null,null,null,null,null,null,null,null,null,null,null,null,null,null,null,null,null,null,null,null,null,null,null,null,null,null,null,null,null,null,"Jan13","1/13 Hour 21",309,314]
["01/13","22:00:00","2025-01-13T22:00:00",1,13,22,3,null,null,null,null,null,null,null,null,null,null,null,null,null,null,null,null,null,null,null,null,null,null,null,null,null,null,null,null,null,null,null,null,null,null,null,null,null,null,"Jan13","1/13 Hour 22",310,315]
["01/13","23:00:00","2025-01-13T23:00:00",1,13,23,3,null,null,null,null,null,null,null,null,null,null,null,null,null,null,null,null,null,null,null,null,null,null,null,null,null,null,null,null,null,null,null,null,null,null,null,null,null,null,"Jan13","1/13 Hour 23",311,316]
["01/13","00:00:00","2025-01-13",1,13,24,3,null,null,null,null,null,null,null,null,null,null,null,null,null,null,null,null,null,null,null,null,null,null,null,null,null,null,null,null,null,null,null,null,null,null,null,null,null,null,"Jan13","1/13 Hour 24",312,317]
["01/14","01:00:00","2025-01-14T01:00:00",1,14,1,4,null,null,null,null,null,null,null,null,null,null,null,null,null,null,null,null,null,null,null,null,null,null,null,null,null,null,null,null,null,null,null,null,null,null,null,null,null,null,"Jan14","1/14 Hour 1",313,318]
["01/14","02:00:00","2025-01-14T02:00:00",1,14,2,4,null,null,null,null,null,null,null,null,null,null,null,null,null,null,null,null,null,null,null,null,null,null,null,null,null,null,null,null,null,null,null,null,null,null,null,null,null,null,"Jan14","1/14 Hour 2",314,319]
["01/14","03:00:00","2025-01-14T03:00:00",1,14,3,4,null,null,null,null,null,null,null,null,null,null,null,null,null,null,null,null,null,null,null,null,null,null,null,null,null,null,null,null,null,null,null,null,null,null,null,null,null,null,"Jan14","1/14 Hour 3",315,320]
["01/14","04:00:00","2025-01-14T04:00:00",1,14,4,4,null,null,null,null,null,null,null,null,null,null,null,null,null,null,null,null,null,null,null,null,null,null,null,null,null,null,null,null,null,null,null,null,null,null,null,null,null,null,"Jan14","1/14 Hour 4",316,321]
["01/14","05:00:00","2025-01-14T05:00:00",1,14,5,4,null,null,null,null,null,null,null,null,null,null,null,null,null,null,null,null,null,null,null,null,null,null,null,null,null,null,null,null,null,null,null,null,null,null,null,null,null,null,"Jan14","1/14 Hour 5",317,322]
["01/14","06:00:00","2025-01-14T06:00:00",1,14,6,4,null,null,null,null,null,null,null,null,null,null,null,null,null,null,null,null,null,null,null,null,null,null,null,null,null,null,null,null,null,null,null,null,null,null,null,null,null,null,"Jan14","1/14 Hour 6",318,323]
["01/14","07:00:00","2025-01-14T07:00:00",1,14,7,4,null,null,null,null,null,null,null,null,null,null,null,null,null,null,null,null,null,null,null,null,null,null,null,null,null,null,null,null,null,null,null,null,null,null,null,null,null,null,"Jan14","1/14 Hour 7",319,324]
["01/14","08:00:00","2025-01-14T08:00:00",1,14,8,4,null,null,null,null,null,null,null,null,null,null,null,null,null,null,null,null,null,null,null,null,null,null,null,null,null,null,null,null,null,null,null,null,null,null,null,null,null,null,"Jan14","1/14 Hour 8",320,325]
["01/14","09:00:00",{"$f":"A326+B326","v":"2025-01-14T09:00:00"},1,14,9,4,null,null,null,null,null,null,null,null,null,null,null,null,null,null,null,null,null,null,null,null,null,null,null,null,null,null,null,null,null,null,null,null,null,null,null,null,null,null,"Jan14","1/14 Hour 9",321,326]
[{"$f":"TEXT(DATE(,D327,E327),\"MM/DD\")","v":"01/14"},{"$f":"TIME(F327,0,0)","v":"10:00:00"},"2025-01-14T10:00:00",1,14,10,4,null,null,null,null,null,null,null,null,null,null,null,null,null,null,null,null,null,null,null,null,null,null,null,null,null,null,null,null,null,null,null,null,null,null,null,null,null,null,{"$f":"TEXT(D327*29,\"mmm\")&E327","v":"Jan14"},{"$f":"D327&\"/\"&E327&\" Hour \"&F327","v":"1/14 Hour 10"},{"$f":"ROW()-ROW($AV$5)","v":322},327]
["01/14","11:00:00","2025-01-14T11:00:00",1,14,11,4,null,null,null,null,null,null,null,null,null,null,null,null,null,null,null,null,null,null,null,null,null,null,null,null,null,null,null,null,null,null,null,null,null,null,null,null,null,null,"Jan14","1/14 Hour 11",323,328]
["01/14","12:00:00","2025-01-14T12:00:00",1,14,12,4,null,null,null,null,null,null,null,null,null,null,null,null,null,null,null,null,null,null,null,null,null,null,null,null,null,null,null,null,null,null,null,null,null,null,null,null,null,null,"Jan14","1/14 Hour 12",324,329]
["01/14","13:00:00","2025-01-14T13:00:00",1,14,13,4,null,null,null,null,null,null,null,null,null,null,null,null,null,null,null,null,null,null,null,null,null,null,null,null,null,null,null,null,null,null,null,null,null,null,null,null,null,null,"Jan14","1/14 Hour 13",325,330]
["01/14","14:00:00","2025-01-14T14:00:00",1,14,14,4,null,null,null,null,null,null,null,null,null,null,null,null,null,null,null,null,null,null,null,null,null,null,null,null,null,null,null,null,null,null,null,null,null,null,null,null,null,null,"Jan14","1/14 Hour 14",326,331]
["01/14","15:00:00","2025-01-14T15:00:00",1,14,15,4,null,null,null,null,null,null,null,null,null,null,null,null,null,null,null,null,null,null,null,null,null,null,null,null,null,null,null,null,null,null,null,null,null,null,null,null,null,null,"Jan14","1/14 Hour 15",327,332]
["01/14","16:00:00","2025-01-14T16:00:00",1,14,16,4,null,null,null,null,null,null,null,null,null,null,null,null,null,null,null,null,null,null,null,null,null,null,null,null,null,null,null,null,null,null,null,null,null,null,null,null,null,null,"Jan14","1/14 Hour 16",328,333]
["01/14","17:00:00","2025-01-14T17:00:00",1,14,17,4,null,null,null,null,null,null,null,null,null,null,null,null,null,null,null,null,null,null,null,null,null,null,null,null,null,null,null,null,null,null,null,null,null,null,null,null,null,null,"Jan14","1/14 Hour 17",329,334]
["01/14","18:00:00","2025-01-14T18:00:00",1,14,18,4,null,null,null,null,null,null,null,null,null,null,null,null,null,null,null,null,null,null,null,null,null,null,null,null,null,null,null,null,null,null,null,null,null,null,null,null,null,null,"Jan14","1/14 Hour 18",330,335]
["01/14","19:00:00","2025-01-14T19:00:00",1,14,19,4,null,null,null,null,null,null,null,null,null,null,null,null,null,null,null,null,null,null,null,null,null,null,null,null,null,null,null,null,null,null,null,null,null,null,null,null,null,null,"Jan14","1/14 Hour 19",331,336]
["01/14","20:00:00","2025-01-14T20:00:00",1,14,20,4,null,null,null,null,null,null,null,null,null,null,null,null,null,null,null,null,null,null,null,null,null,null,null,null,null,null,null,null,null,null,null,null,null,null,null,null,null,null,"Jan14","1/14 Hour 20",332,337]
["01/14","21:00:00","2025-01-14T21:00:00",1,14,21,4,null,null,null,null,null,null,null,null,null,null,null,null,null,null,null,null,null,null,null,null,null,null,null,null,null,null,null,null,null,null,null,null,null,null,null,null,null,null,"Jan14","1/14 Hour 21",333,338]
["01/14","22:00:00","2025-01-14T22:00:00",1,14,22,4,null,null,null,null,null,null,null,null,null,null,null,null,null,null,null,null,null,null,null,null,null,null,null,null,null,null,null,null,null,null,null,null,null,null,null,null,null,null,"Jan14","1/14 Hour 22",334,339]
["01/14","23:00:00","2025-01-14T23:00:00",1,14,23,4,null,null,null,null,null,null,null,null,null,null,null,null,null,null,null,null,null,null,null,null,null,null,null,null,null,null,null,null,null,null,null,null,null,null,null,null,null,null,"Jan14","1/14 Hour 23",335,340]
["01/14","00:00:00","2025-01-14",1,14,24,4,null,null,null,null,null,null,null,null,null,null,null,null,null,null,null,null,null,null,null,null,null,null,null,null,null,null,null,null,null,null,null,null,null,null,null,null,null,null,"Jan14","1/14 Hour 24",336,341]
["01/15","01:00:00","2025-01-15T01:00:00",1,15,1,5,null,null,null,null,null,null,null,null,null,null,null,null,null,null,null,null,null,null,null,null,null,null,null,null,null,null,null,null,null,null,null,null,null,null,null,null,null,null,"Jan15","1/15 Hour 1",337,342]
["01/15","02:00:00","2025-01-15T02:00:00",1,15,2,5,null,null,null,null,null,null,null,null,null,null,null,null,null,null,null,null,null,null,null,null,null,null,null,null,null,null,null,null,null,null,null,null,null,null,null,null,null,null,"Jan15","1/15 Hour 2",338,343]
["01/15","03:00:00","2025-01-15T03:00:00",1,15,3,5,null,null,null,null,null,null,null,null,null,null,null,null,null,null,null,null,null,null,null,null,null,null,null,null,null,null,null,null,null,null,null,null,null,null,null,null,null,null,"Jan15","1/15 Hour 3",339,344]
["01/15","04:00:00","2025-01-15T04:00:00",1,15,4,5,null,null,null,null,null,null,null,null,null,null,null,null,null,null,null,null,null,null,null,null,null,null,null,null,null,null,null,null,null,null,null,null,null,null,null,null,null,null,"Jan15","1/15 Hour 4",340,345]
["01/15","05:00:00","2025-01-15T05:00:00",1,15,5,5,null,null,null,null,null,null,null,null,null,null,null,null,null,null,null,null,null,null,null,null,null,null,null,null,null,null,null,null,null,null,null,null,null,null,null,null,null,null,"Jan15","1/15 Hour 5",341,346]
["01/15","06:00:00","2025-01-15T06:00:00",1,15,6,5,null,null,null,null,null,null,null,null,null,null,null,null,null,null,null,null,null,null,null,null,null,null,null,null,null,null,null,null,null,null,null,null,null,null,null,null,null,null,"Jan15","1/15 Hour 6",342,347]
["01/15","07:00:00","2025-01-15T07:00:00",1,15,7,5,null,null,null,null,null,null,null,null,null,null,null,null,null,null,null,null,null,null,null,null,null,null,null,null,null,null,null,null,null,null,null,null,null,null,null,null,null,null,"Jan15","1/15 Hour 7",343,348]
["01/15","08:00:00","2025-01-15T08:00:00",1,15,8,5,null,null,null,null,null,null,null,null,null,null,null,null,null,null,null,null,null,null,null,null,null,null,null,null,null,null,null,null,null,null,null,null,null,null,null,null,null,null,"Jan15","1/15 Hour 8",344,349]
["01/15","09:00:00","2025-01-15T09:00:00",1,15,9,5,null,null,null,null,null,null,null,null,null,null,null,null,null,null,null,null,null,null,null,null,null,null,null,null,null,null,null,null,null,null,null,null,null,null,null,null,null,null,"Jan15","1/15 Hour 9",345,350]
["01/15","10:00:00","2025-01-15T10:00:00",1,15,10,5,null,null,null,null,null,null,null,null,null,null,null,null,null,null,null,null,null,null,null,null,null,null,null,null,null,null,null,null,null,null,null,null,null,null,null,null,null,null,"Jan15","1/15 Hour 10",346,351]
["01/15","11:00:00","2025-01-15T11:00:00",1,15,11,5,null,null,null,null,null,null,null,null,null,null,null,null,null,null,null,null,null,null,null,null,null,null,null,null,null,null,null,null,null,null,null,null,null,null,null,null,null,null,"Jan15","1/15 Hour 11",347,352]
["01/15","12:00:00","2025-01-15T12:00:00",1,15,12,5,null,null,null,null,null,null,null,null,null,null,null,null,null,null,null,null,null,null,null,null,null,null,null,null,null,null,null,null,null,null,null,null,null,null,null,null,null,null,"Jan15","1/15 Hour 12",348,353]
["01/15","13:00:00","2025-01-15T13:00:00",1,15,13,5,null,null,null,null,null,null,null,null,null,null,null,null,null,null,null,null,null,null,null,null,null,null,null,null,null,null,null,null,null,null,null,null,null,null,null,null,null,null,"Jan15","1/15 Hour 13",349,354]
["01/15","14:00:00","2025-01-15T14:00:00",1,15,14,5,null,null,null,null,null,null,null,null,null,null,null,null,null,null,null,null,null,null,null,null,null,null,null,null,null,null,null,null,null,null,null,null,null,null,null,null,null,null,"Jan15","1/15 Hour 14",350,355]
["01/15","15:00:00","2025-01-15T15:00:00",1,15,15,5,null,null,null,null,null,null,null,null,null,null,null,null,null,null,null,null,null,null,null,null,null,null,null,null,null,null,null,null,null,null,null,null,null,null,null,null,null,null,"Jan15","1/15 Hour 15",351,356]
["01/15","16:00:00","2025-01-15T16:00:00",1,15,16,5,null,null,null,null,null,null,null,null,null,null,null,null,null,null,null,null,null,null,null,null,null,null,null,null,null,null,null,null,null,null,null,null,null,null,null,null,null,null,"Jan15","1/15 Hour 16",352,357]
["01/15","17:00:00","2025-01-15T17:00:00",1,15,17,5,null,null,null,null,null,null,null,null,null,null,null,null,null,null,null,null,null,null,null,null,null,null,null,null,null,null,null,null,null,null,null,null,null,null,null,null,null,null,"Jan15","1/15 Hour 17",353,358]
["01/15","18:00:00","2025-01-15T18:00:00",1,15,18,5,null,null,null,null,null,null,null,null,null,null,null,null,null,null,null,null,null,null,null,null,null,null,null,null,null,null,null,null,null,null,null,null,null,null,null,null,null,null,"Jan15","1/15 Hour 18",354,359]
["01/15","19:00:00","2025-01-15T19:00:00",1,15,19,5,null,null,null,null,null,null,null,null,null,null,null,null,null,null,null,null,null,null,null,null,null,null,null,null,null,null,null,null,null,null,null,null,null,null,null,null,null,null,"Jan15","1/15 Hour 19",355,360]
["01/15","20:00:00","2025-01-15T20:00:00",1,15,20,5,null,null,null,null,null,null,null,null,null,null,null,null,null,null,null,null,null,null,null,null,null,null,null,null,null,null,null,null,null,null,null,null,null,null,null,null,null,null,"Jan15","1/15 Hour 20",356,361]
["01/15","21:00:00","2025-01-15T21:00:00",1,15,21,5,null,null,null,null,null,null,null,null,null,null,null,null,null,null,null,null,null,null,null,null,null,null,null,null,null,null,null,null,null,null,null,null,null,null,null,null,null,null,"Jan15","1/15 Hour 21",357,362]
["01/15","22:00:00","2025-01-15T22:00:00",1,15,22,5,null,null,null,null,null,null,null,null,null,null,null,null,null,null,null,null,null,null,null,null,null,null,null,null,null,null,null,null,null,null,null,null,null,null,null,null,null,null,"Jan15","1/15 Hour 22",358,363]
["01/15","23:00:00","2025-01-15T23:00:00",1,15,23,5,null,null,null,null,null,null,null,null,null,null,null,null,null,null,null,null,null,null,null,null,null,null,null,null,null,null,null,null,null,null,null,null,null,null,null,null,null,null,"Jan15","1/15 Hour 23",359,364]
["01/15","00:00:00","2025-01-15",1,15,24,5,null,null,null,null,null,null,null,null,null,null,null,null,null,null,null,null,null,null,null,null,null,null,null,null,null,null,null,null,null,null,null,null,null,null,null,null,null,null,"Jan15","1/15 Hour 24",360,365]
["01/16","01:00:00","2025-01-16T01:00:00",1,16,1,6,null,null,null,null,null,null,null,null,null,null,null,null,null,null,null,null,null,null,null,null,null,null,null,null,null,null,null,null,null,null,null,null,null,null,null,null,null,null,"Jan16","1/16 Hour 1",361,366]
["01/16","02:00:00","2025-01-16T02:00:00",1,16,2,6,null,null,null,null,null,null,null,null,null,null,null,null,null,null,null,null,null,null,null,null,null,null,null,null,null,null,null,null,null,null,null,null,null,null,null,null,null,null,"Jan16","1/16 Hour 2",362,367]
["01/16","03:00:00","2025-01-16T03:00:00",1,16,3,6,null,null,null,null,null,null,null,null,null,null,null,null,null,null,null,null,null,null,null,null,null,null,null,null,null,null,null,null,null,null,null,null,null,null,null,null,null,null,"Jan16","1/16 Hour 3",363,368]
["01/16","04:00:00","2025-01-16T04:00:00",1,16,4,6,null,null,null,null,null,null,null,null,null,null,null,null,null,null,null,null,null,null,null,null,null,null,null,null,null,null,null,null,null,null,null,null,null,null,null,null,null,null,"Jan16","1/16 Hour 4",364,369]
["01/16","05:00:00","2025-01-16T05:00:00",1,16,5,6,null,null,null,null,null,null,null,null,null,null,null,null,null,null,null,null,null,null,null,null,null,null,null,null,null,null,null,null,null,null,null,null,null,null,null,null,null,null,"Jan16","1/16 Hour 5",365,370]
["01/16","06:00:00","2025-01-16T06:00:00",1,16,6,6,null,null,null,null,null,null,null,null,null,null,null,null,null,null,null,null,null,null,null,null,null,null,null,null,null,null,null,null,null,null,null,null,null,null,null,null,null,null,"Jan16","1/16 Hour 6",366,371]
["01/16","07:00:00","2025-01-16T07:00:00",1,16,7,6,null,null,null,null,null,null,null,null,null,null,null,null,null,null,null,null,null,null,null,null,null,null,null,null,null,null,null,null,null,null,null,null,null,null,null,null,null,null,"Jan16","1/16 Hour 7",367,372]
["01/16","08:00:00","2025-01-16T08:00:00",1,16,8,6,null,null,null,null,null,null,null,null,null,null,null,null,null,null,null,null,null,null,null,null,null,null,null,null,null,null,null,null,null,null,null,null,null,null,null,null,null,null,"Jan16","1/16 Hour 8",368,373]
["01/16","09:00:00","2025-01-16T09:00:00",1,16,9,6,null,null,null,null,null,null,null,null,null,null,null,null,null,null,null,null,null,null,null,null,null,null,null,null,null,null,null,null,null,null,null,null,null,null,null,null,null,null,"Jan16","1/16 Hour 9",369,374]
["01/16","10:00:00","2025-01-16T10:00:00",1,16,10,6,null,null,null,null,null,null,null,null,null,null,null,null,null,null,null,null,null,null,null,null,null,null,null,null,null,null,null,null,null,null,null,null,null,null,null,null,null,null,"Jan16","1/16 Hour 10",370,375]
["01/16","11:00:00","2025-01-16T11:00:00",1,16,11,6,null,null,null,null,null,null,null,null,null,null,null,null,null,null,null,null,null,null,null,null,null,null,null,null,null,null,null,null,null,null,null,null,null,null,null,null,null,null,"Jan16","1/16 Hour 11",371,376]
["01/16","12:00:00","2025-01-16T12:00:00",1,16,12,6,null,null,null,null,null,null,null,null,null,null,null,null,null,null,null,null,null,null,null,null,null,null,null,null,null,null,null,null,null,null,null,null,null,null,null,null,null,null,"Jan16","1/16 Hour 12",372,377]
["01/16","13:00:00","2025-01-16T13:00:00",1,16,13,6,null,null,null,null,null,null,null,null,null,null,null,null,null,null,null,null,null,null,null,null,null,null,null,null,null,null,null,null,null,null,null,null,null,null,null,null,null,null,"Jan16","1/16 Hour 13",373,378]
["01/16","14:00:00","2025-01-16T14:00:00",1,16,14,6,null,null,null,null,null,null,null,null,null,null,null,null,null,null,null,null,null,null,null,null,null,null,null,null,null,null,null,null,null,null,null,null,null,null,null,null,null,null,"Jan16","1/16 Hour 14",374,379]
["01/16","15:00:00","2025-01-16T15:00:00",1,16,15,6,null,null,null,null,null,null,null,null,null,null,null,null,null,null,null,null,null,null,null,null,null,null,null,null,null,null,null,null,null,null,null,null,null,null,null,null,null,null,"Jan16","1/16 Hour 15",375,380]
["01/16","16:00:00","2025-01-16T16:00:00",1,16,16,6,null,null,null,null,null,null,null,null,null,null,null,null,null,null,null,null,null,null,null,null,null,null,null,null,null,null,null,null,null,null,null,null,null,null,null,null,null,null,"Jan16","1/16 Hour 16",376,381]
["01/16","17:00:00","2025-01-16T17:00:00",1,16,17,6,null,null,null,null,null,null,null,null,null,null,null,null,null,null,null,null,null,null,null,null,null,null,null,null,null,null,null,null,null,null,null,null,null,null,null,null,null,null,"Jan16","1/16 Hour 17",377,382]
["01/16","18:00:00","2025-01-16T18:00:00",1,16,18,6,null,null,null,null,null,null,null,null,null,null,null,null,null,null,null,null,null,null,null,null,null,null,null,null,null,null,null,null,null,null,null,null,null,null,null,null,null,null,"Jan16","1/16 Hour 18",378,383]
["01/16","19:00:00","2025-01-16T19:00:00",1,16,19,6,null,null,null,null,null,null,null,null,null,null,null,null,null,null,null,null,null,null,null,null,null,null,null,null,null,null,null,null,null,null,null,null,null,null,null,null,null,null,"Jan16","1/16 Hour 19",379,384]
["01/16","20:00:00","2025-01-16T20:00:00",1,16,20,6,null,null,null,null,null,null,null,null,null,null,null,null,null,null,null,null,null,null,null,null,null,null,null,null,null,null,null,null,null,null,null,null,null,null,null,null,null,null,"Jan16","1/16 Hour 20",380,385]
["01/16","21:00:00","2025-01-16T21:00:00",1,16,21,6,null,null,null,null,null,null,null,null,null,null,null,null,null,null,null,null,null,null,null,null,null,null,null,null,null,null,null,null,null,null,null,null,null,null,null,null,null,null,"Jan16","1/16 Hour 21",381,386]
["01/16","22:00:00","2025-01-16T22:00:00",1,16,22,6,null,null,null,null,null,null,null,null,null,null,null,null,null,null,null,null,null,null,null,null,null,null,null,null,null,null,null,null,null,null,null,null,null,null,null,null,null,null,"Jan16","1/16 Hour 22",382,387]
["01/16","23:00:00","2025-01-16T23:00:00",1,16,23,6,null,null,null,null,null,null,null,null,null,null,null,null,null,null,null,null,null,null,null,null,null,null,null,null,null,null,null,null,null,null,null,null,null,null,null,null,null,null,"Jan16","1/16 Hour 23",383,388]
["01/16","00:00:00","2025-01-16",1,16,24,6,null,null,null,null,null,null,null,null,null,null,null,null,null,null,null,null,null,null,null,null,null,null,null,null,null,null,null,null,null,null,null,null,null,null,null,null,null,null,"Jan16","1/16 Hour 24",384,389]
["01/17","01:00:00",{"$f":"A390+B390","v":"2025-01-17T01:00:00"},1,17,1,7,null,null,null,null,null,null,null,null,null,null,null,null,null,null,null,null,null,null,null,null,null,null,null,null,null,null,null,null,null,null,null,null,null,null,null,null,null,null,"Jan17","1/17 Hour 1",385,390]
[{"$f":"TEXT(DATE(,D391,E391),\"MM/DD\")","v":"01/17"},{"$f":"TIME(F391,0,0)","v":"02:00:00"},"2025-01-17T02:00:00",1,17,2,7,null,null,null,null,null,null,null,null,null,null,null,null,null,null,null,null,null,null,null,null,null,null,null,null,null,null,null,null,null,null,null,null,null,null,null,null,null,null,{"$f":"TEXT(D391*29,\"mmm\")&E391","v":"Jan17"},{"$f":"D391&\"/\"&E391&\" Hour \"&F391","v":"1/17 Hour 2"},{"$f":"ROW()-ROW($AV$5)","v":386},391]
["01/17","03:00:00","2025-01-17T03:00:00",1,17,3,7,null,null,null,null,null,null,null,null,null,null,null,null,null,null,null,null,null,null,null,null,null,null,null,null,null,null,null,null,null,null,null,null,null,null,null,null,null,null,"Jan17","1/17 Hour 3",387,392]
["01/17","04:00:00","2025-01-17T04:00:00",1,17,4,7,null,null,null,null,null,null,null,null,null,null,null,null,null,null,null,null,null,null,null,null,null,null,null,null,null,null,null,null,null,null,null,null,null,null,null,null,null,null,"Jan17","1/17 Hour 4",388,393]
["01/17","05:00:00","2025-01-17T05:00:00",1,17,5,7,null,null,null,null,null,null,null,null,null,null,null,null,null,null,null,null,null,null,null,null,null,null,null,null,null,null,null,null,null,null,null,null,null,null,null,null,null,null,"Jan17","1/17 Hour 5",389,394]
["01/17","06:00:00","2025-01-17T06:00:00",1,17,6,7,null,null,null,null,null,null,null,null,null,null,null,null,null,null,null,null,null,null,null,null,null,null,null,null,null,null,null,null,null,null,null,null,null,null,null,null,null,null,"Jan17","1/17 Hour 6",390,395]
["01/17","07:00:00","2025-01-17T07:00:00",1,17,7,7,null,null,null,null,null,null,null,null,null,null,null,null,null,null,null,null,null,null,null,null,null,null,null,null,null,null,null,null,null,null,null,null,null,null,null,null,null,null,"Jan17","1/17 Hour 7",391,396]
["01/17","08:00:00","2025-01-17T08:00:00",1,17,8,7,null,null,null,null,null,null,null,null,null,null,null,null,null,null,null,null,null,null,null,null,null,null,null,null,null,null,null,null,null,null,null,null,null,null,null,null,null,null,"Jan17","1/17 Hour 8",392,397]
["01/17","09:00:00","2025-01-17T09:00:00",1,17,9,7,null,null,null,null,null,null,null,null,null,null,null,null,null,null,null,null,null,null,null,null,null,null,null,null,null,null,null,null,null,null,null,null,null,null,null,null,null,null,"Jan17","1/17 Hour 9",393,398]
["01/17","10:00:00","2025-01-17T10:00:00",1,17,10,7,null,null,null,null,null,null,null,null,null,null,null,null,null,null,null,null,null,null,null,null,null,null,null,null,null,null,null,null,null,null,null,null,null,null,null,null,null,null,"Jan17","1/17 Hour 10",394,399]
["01/17","11:00:00","2025-01-17T11:00:00",1,17,11,7,null,null,null,null,null,null,null,null,null,null,null,null,null,null,null,null,null,null,null,null,null,null,null,null,null,null,null,null,null,null,null,null,null,null,null,null,null,null,"Jan17","1/17 Hour 11",395,400]
["01/17","12:00:00","2025-01-17T12:00:00",1,17,12,7,null,null,null,null,null,null,null,null,null,null,null,null,null,null,null,null,null,null,null,null,null,null,null,null,null,null,null,null,null,null,null,null,null,null,null,null,null,null,"Jan17","1/17 Hour 12",396,401]
["01/17","13:00:00","2025-01-17T13:00:00",1,17,13,7,null,null,null,null,null,null,null,null,null,null,null,null,null,null,null,null,null,null,null,null,null,null,null,null,null,null,null,null,null,null,null,null,null,null,null,null,null,null,"Jan17","1/17 Hour 13",397,402]
["01/17","14:00:00","2025-01-17T14:00:00",1,17,14,7,null,null,null,null,null,null,null,null,null,null,null,null,null,null,null,null,null,null,null,null,null,null,null,null,null,null,null,null,null,null,null,null,null,null,null,null,null,null,"Jan17","1/17 Hour 14",398,403]
["01/17","15:00:00","2025-01-17T15:00:00",1,17,15,7,null,null,null,null,null,null,null,null,null,null,null,null,null,null,null,null,null,null,null,null,null,null,null,null,null,null,null,null,null,null,null,null,null,null,null,null,null,null,"Jan17","1/17 Hour 15",399,404]
["01/17","16:00:00","2025-01-17T16:00:00",1,17,16,7,null,null,null,null,null,null,null,null,null,null,null,null,null,null,null,null,null,null,null,null,null,null,null,null,null,null,null,null,null,null,null,null,null,null,null,null,null,null,"Jan17","1/17 Hour 16",400,405]
["01/17","17:00:00","2025-01-17T17:00:00",1,17,17,7,null,null,null,null,null,null,null,null,null,null,null,null,null,null,null,null,null,null,null,null,null,null,null,null,null,null,null,null,null,null,null,null,null,null,null,null,null,null,"Jan17","1/17 Hour 17",401,406]
["01/17","18:00:00","2025-01-17T18:00:00",1,17,18,7,null,null,null,null,null,null,null,null,null,null,null,null,null,null,null,null,null,null,null,null,null,null,null,null,null,null,null,null,null,null,null,null,null,null,null,null,null,null,"Jan17","1/17 Hour 18",402,407]
["01/17","19:00:00","2025-01-17T19:00:00",1,17,19,7,null,null,null,null,null,null,null,null,null,null,null,null,null,null,null,null,null,null,null,null,null,null,null,null,null,null,null,null,null,null,null,null,null,null,null,null,null,null,"Jan17","1/17 Hour 19",403,408]
["01/17","20:00:00","2025-01-17T20:00:00",1,17,20,7,null,null,null,null,null,null,null,null,null,null,null,null,null,null,null,null,null,null,null,null,null,null,null,null,null,null,null,null,null,null,null,null,null,null,null,null,null,null,"Jan17","1/17 Hour 20",404,409]
["01/17","21:00:00","2025-01-17T21:00:00",1,17,21,7,null,null,null,null,null,null,null,null,null,null,null,null,null,null,null,null,null,null,null,null,null,null,null,null,null,null,null,null,null,null,null,null,null,null,null,null,null,null,"Jan17","1/17 Hour 21",405,410]
["01/17","22:00:00","2025-01-17T22:00:00",1,17,22,7,null,null,null,null,null,null,null,null,null,null,null,null,null,null,null,null,null,null,null,null,null,null,null,null,null,null,null,null,null,null,null,null,null,null,null,null,null,null,"Jan17","1/17 Hour 22",406,411]
["01/17","23:00:00","2025-01-17T23:00:00",1,17,23,7,null,null,null,null,null,null,null,null,null,null,null,null,null,null,null,null,null,null,null,null,null,null,null,null,null,null,null,null,null,null,null,null,null,null,null,null,null,null,"Jan17","1/17 Hour 23",407,412]
["01/17","00:00:00","2025-01-17",1,17,24,7,null,null,null,null,null,null,null,null,null,null,null,null,null,null,null,null,null,null,null,null,null,null,null,null,null,null,null,null,null,null,null,null,null,null,null,null,null,null,"Jan17","1/17 Hour 24",408,413]
["01/18","01:00:00","2025-01-18T01:00:00",1,18,1,8,null,null,null,null,null,null,null,null,null,null,null,null,null,null,null,null,null,null,null,null,null,null,null,null,null,null,null,null,null,null,null,null,null,null,null,null,null,null,"Jan18","1/18 Hour 1",409,414]
["01/18","02:00:00","2025-01-18T02:00:00",1,18,2,8,null,null,null,null,null,null,null,null,null,null,null,null,null,null,null,null,null,null,null,null,null,null,null,null,null,null,null,null,null,null,null,null,null,null,null,null,null,null,"Jan18","1/18 Hour 2",410,415]
["01/18","03:00:00","2025-01-18T03:00:00",1,18,3,8,null,null,null,null,null,null,null,null,null,null,null,null,null,null,null,null,null,null,null,null,null,null,null,null,null,null,null,null,null,null,null,null,null,null,null,null,null,null,"Jan18","1/18 Hour 3",411,416]
["01/18","04:00:00","2025-01-18T04:00:00",1,18,4,8,null,null,null,null,null,null,null,null,null,null,null,null,null,null,null,null,null,null,null,null,null,null,null,null,null,null,null,null,null,null,null,null,null,null,null,null,null,null,"Jan18","1/18 Hour 4",412,417]
["01/18","05:00:00","2025-01-18T05:00:00",1,18,5,8,null,null,null,null,null,null,null,null,null,null,null,null,null,null,null,null,null,null,null,null,null,null,null,null,null,null,null,null,null,null,null,null,null,null,null,null,null,null,"Jan18","1/18 Hour 5",413,418]
["01/18","06:00:00","2025-01-18T06:00:00",1,18,6,8,null,null,null,null,null,null,null,null,null,null,null,null,null,null,null,null,null,null,null,null,null,null,null,null,null,null,null,null,null,null,null,null,null,null,null,null,null,null,"Jan18","1/18 Hour 6",414,419]
["01/18","07:00:00","2025-01-18T07:00:00",1,18,7,8,null,null,null,null,null,null,null,null,null,null,null,null,null,null,null,null,null,null,null,null,null,null,null,null,null,null,null,null,null,null,null,null,null,null,null,null,null,null,"Jan18","1/18 Hour 7",415,420]
["01/18","08:00:00","2025-01-18T08:00:00",1,18,8,8,null,null,null,null,null,null,null,null,null,null,null,null,null,null,null,null,null,null,null,null,null,null,null,null,null,null,null,null,null,null,null,null,null,null,null,null,null,null,"Jan18","1/18 Hour 8",416,421]
["01/18","09:00:00","2025-01-18T09:00:00",1,18,9,8,null,null,null,null,null,null,null,null,null,null,null,null,null,null,null,null,null,null,null,null,null,null,null,null,null,null,null,null,null,null,null,null,null,null,null,null,null,null,"Jan18","1/18 Hour 9",417,422]
["01/18","10:00:00","2025-01-18T10:00:00",1,18,10,8,null,null,null,null,null,null,null,null,null,null,null,null,null,null,null,null,null,null,null,null,null,null,null,null,null,null,null,null,null,null,null,null,null,null,null,null,null,null,"Jan18","1/18 Hour 10",418,423]
["01/18","11:00:00","2025-01-18T11:00:00",1,18,11,8,null,null,null,null,null,null,null,null,null,null,null,null,null,null,null,null,null,null,null,null,null,null,null,null,null,null,null,null,null,null,null,null,null,null,null,null,null,null,"Jan18","1/18 Hour 11",419,424]
["01/18","12:00:00","2025-01-18T12:00:00",1,18,12,8,null,null,null,null,null,null,null,null,null,null,null,null,null,null,null,null,null,null,null,null,null,null,null,null,null,null,null,null,null,null,null,null,null,null,null,null,null,null,"Jan18","1/18 Hour 12",420,425]
["01/18","13:00:00","2025-01-18T13:00:00",1,18,13,8,null,null,null,null,null,null,null,null,null,null,null,null,null,null,null,null,null,null,null,null,null,null,null,null,null,null,null,null,null,null,null,null,null,null,null,null,null,null,"Jan18","1/18 Hour 13",421,426]
["01/18","14:00:00","2025-01-18T14:00:00",1,18,14,8,null,null,null,null,null,null,null,null,null,null,null,null,null,null,null,null,null,null,null,null,null,null,null,null,null,null,null,null,null,null,null,null,null,null,null,null,null,null,"Jan18","1/18 Hour 14",422,427]
["01/18","15:00:00","2025-01-18T15:00:00",1,18,15,8,null,null,null,null,null,null,null,null,null,null,null,null,null,null,null,null,null,null,null,null,null,null,null,null,null,null,null,null,null,null,null,null,null,null,null,null,null,null,"Jan18","1/18 Hour 15",423,428]
["01/18","16:00:00","2025-01-18T16:00:00",1,18,16,8,null,null,null,null,null,null,null,null,null,null,null,null,null,null,null,null,null,null,null,null,null,null,null,null,null,null,null,null,null,null,null,null,null,null,null,null,null,null,"Jan18","1/18 Hour 16",424,429]
["01/18","17:00:00","2025-01-18T17:00:00",1,18,17,8,null,null,null,null,null,null,null,null,null,null,null,null,null,null,null,null,null,null,null,null,null,null,null,null,null,null,null,null,null,null,null,null,null,null,null,null,null,null,"Jan18","1/18 Hour 17",425,430]
["01/18","18:00:00","2025-01-18T18:00:00",1,18,18,8,null,null,null,null,null,null,null,null,null,null,null,null,null,null,null,null,null,null,null,null,null,null,null,null,null,null,null,null,null,null,null,null,null,null,null,null,null,null,"Jan18","1/18 Hour 18",426,431]
["01/18","19:00:00","2025-01-18T19:00:00",1,18,19,8,null,null,null,null,null,null,null,null,null,null,null,null,null,null,null,null,null,null,null,null,null,null,null,null,null,null,null,null,null,null,null,null,null,null,null,null,null,null,"Jan18","1/18 Hour 19",427,432]
["01/18","20:00:00","2025-01-18T20:00:00",1,18,20,8,null,null,null,null,null,null,null,null,null,null,null,null,null,null,null,null,null,null,null,null,null,null,null,null,null,null,null,null,null,null,null,null,null,null,null,null,null,null,"Jan18","1/18 Hour 20",428,433]
["01/18","21:00:00","2025-01-18T21:00:00",1,18,21,8,null,null,null,null,null,null,null,null,null,null,null,null,null,null,null,null,null,null,null,null,null,null,null,null,null,null,null,null,null,null,null,null,null,null,null,null,null,null,"Jan18","1/18 Hour 21",429,434]
["01/18","22:00:00","2025-01-18T22:00:00",1,18,22,8,null,null,null,null,null,null,null,null,null,null,null,null,null,null,null,null,null,null,null,null,null,null,null,null,null,null,null,null,null,null,null,null,null,null,null,null,null,null,"Jan18","1/18 Hour 22",430,435]
["01/18","23:00:00","2025-01-18T23:00:00",1,18,23,8,null,null,null,null,null,null,null,null,null,null,null,null,null,null,null,null,null,null,null,null,null,null,null,null,null,null,null,null,null,null,null,null,null,null,null,null,null,null,"Jan18","1/18 Hour 23",431,436]
["01/18","00:00:00","2025-01-18",1,18,24,8,null,null,null,null,null,null,null,null,null,null,null,null,null,null,null,null,null,null,null,null,null,null,null,null,null,null,null,null,null,null,null,null,null,null,null,null,null,null,"Jan18","1/18 Hour 24",432,437]
["01/19","01:00:00","2025-01-19T01:00:00",1,19,1,2,null,null,null,null,null,null,null,null,null,null,null,null,null,null,null,null,null,null,null,null,null,null,null,null,null,null,null,null,null,null,null,null,null,null,null,null,null,null,"Jan19","1/19 Hour 1",433,438]
["01/19","02:00:00","2025-01-19T02:00:00",1,19,2,2,null,null,null,null,null,null,null,null,null,null,null,null,null,null,null,null,null,null,null,null,null,null,null,null,null,null,null,null,null,null,null,null,null,null,null,null,null,null,"Jan19","1/19 Hour 2",434,439]
["01/19","03:00:00","2025-01-19T03:00:00",1,19,3,2,null,null,null,null,null,null,null,null,null,null,null,null,null,null,null,null,null,null,null,null,null,null,null,null,null,null,null,null,null,null,null,null,null,null,null,null,null,null,"Jan19","1/19 Hour 3",435,440]
["01/19","04:00:00","2025-01-19T04:00:00",1,19,4,2,null,null,null,null,null,null,null,null,null,null,null,null,null,null,null,null,null,null,null,null,null,null,null,null,null,null,null,null,null,null,null,null,null,null,null,null,null,null,"Jan19","1/19 Hour 4",436,441]
["01/19","05:00:00","2025-01-19T05:00:00",1,19,5,2,null,null,null,null,null,null,null,null,null,null,null,null,null,null,null,null,null,null,null,null,null,null,null,null,null,null,null,null,null,null,null,null,null,null,null,null,null,null,"Jan19","1/19 Hour 5",437,442]
["01/19","06:00:00","2025-01-19T06:00:00",1,19,6,2,null,null,null,null,null,null,null,null,null,null,null,null,null,null,null,null,null,null,null,null,null,null,null,null,null,null,null,null,null,null,null,null,null,null,null,null,null,null,"Jan19","1/19 Hour 6",438,443]
["01/19","07:00:00","2025-01-19T07:00:00",1,19,7,2,null,null,null,null,null,null,null,null,null,null,null,null,null,null,null,null,null,null,null,null,null,null,null,null,null,null,null,null,null,null,null,null,null,null,null,null,null,null,"Jan19","1/19 Hour 7",439,444]
["01/19","08:00:00","2025-01-19T08:00:00",1,19,8,2,null,null,null,null,null,null,null,null,null,null,null,null,null,null,null,null,null,null,null,null,null,null,null,null,null,null,null,null,null,null,null,null,null,null,null,null,null,null,"Jan19","1/19 Hour 8",440,445]
["01/19","09:00:00","2025-01-19T09:00:00",1,19,9,2,null,null,null,null,null,null,null,null,null,null,null,null,null,null,null,null,null,null,null,null,null,null,null,null,null,null,null,null,null,null,null,null,null,null,null,null,null,null,"Jan19","1/19 Hour 9",441,446]
["01/19","10:00:00","2025-01-19T10:00:00",1,19,10,2,null,null,null,null,null,null,null,null,null,null,null,null,null,null,null,null,null,null,null,null,null,null,null,null,null,null,null,null,null,null,null,null,null,null,null,null,null,null,"Jan19","1/19 Hour 10",442,447]
["01/19","11:00:00","2025-01-19T11:00:00",1,19,11,2,null,null,null,null,null,null,null,null,null,null,null,null,null,null,null,null,null,null,null,null,null,null,null,null,null,null,null,null,null,null,null,null,null,null,null,null,null,null,"Jan19","1/19 Hour 11",443,448]
["01/19","12:00:00","2025-01-19T12:00:00",1,19,12,2,null,null,null,null,null,null,null,null,null,null,null,null,null,null,null,null,null,null,null,null,null,null,null,null,null,null,null,null,null,null,null,null,null,null,null,null,null,null,"Jan19","1/19 Hour 12",444,449]
["01/19","13:00:00","2025-01-19T13:00:00",1,19,13,2,null,null,null,null,null,null,null,null,null,null,null,null,null,null,null,null,null,null,null,null,null,null,null,null,null,null,null,null,null,null,null,null,null,null,null,null,null,null,"Jan19","1/19 Hour 13",445,450]
["01/19","14:00:00","2025-01-19T14:00:00",1,19,14,2,null,null,null,null,null,null,null,null,null,null,null,null,null,null,null,null,null,null,null,null,null,null,null,null,null,null,null,null,null,null,null,null,null,null,null,null,null,null,"Jan19","1/19 Hour 14",446,451]
["01/19","15:00:00","2025-01-19T15:00:00",1,19,15,2,null,null,null,null,null,null,null,null,null,null,null,null,null,null,null,null,null,null,null,null,null,null,null,null,null,null,null,null,null,null,null,null,null,null,null,null,null,null,"Jan19","1/19 Hour 15",447,452]
["01/19","16:00:00","2025-01-19T16:00:00",1,19,16,2,null,null,null,null,null,null,null,null,null,null,null,null,null,null,null,null,null,null,null,null,null,null,null,null,null,null,null,null,null,null,null,null,null,null,null,null,null,null,"Jan19","1/19 Hour 16",448,453]
["01/19","17:00:00",{"$f":"A454+B454","v":"2025-01-19T17:00:00"},1,19,17,2,null,null,null,null,null,null,null,null,null,null,null,null,null,null,null,null,null,null,null,null,null,null,null,null,null,null,null,null,null,null,null,null,null,null,null,null,null,null,"Jan19","1/19 Hour 17",449,454]
[{"$f":"TEXT(DATE(,D455,E455),\"MM/DD\")","v":"01/19"},{"$f":"TIME(F455,0,0)","v":"18:00:00"},"2025-01-19T18:00:00",1,19,18,2,null,null,null,null,null,null,null,null,null,null,null,null,null,null,null,null,null,null,null,null,null,null,null,null,null,null,null,null,null,null,null,null,null,null,null,null,null,null,{"$f":"TEXT(D455*29,\"mmm\")&E455","v":"Jan19"},{"$f":"D455&\"/\"&E455&\" Hour \"&F455","v":"1/19 Hour 18"},{"$f":"ROW()-ROW($AV$5)","v":450},455]
["01/19","19:00:00","2025-01-19T19:00:00",1,19,19,2,null,null,null,null,null,null,null,null,null,null,null,null,null,null,null,null,null,null,null,null,null,null,null,null,null,null,null,null,null,null,null,null,null,null,null,null,null,null,"Jan19","1/19 Hour 19",451,456]
["01/19","20:00:00","2025-01-19T20:00:00",1,19,20,2,null,null,null,null,null,null,null,null,null,null,null,null,null,null,null,null,null,null,null,null,null,null,null,null,null,null,null,null,null,null,null,null,null,null,null,null,null,null,"Jan19","1/19 Hour 20",452,457]
["01/19","21:00:00","2025-01-19T21:00:00",1,19,21,2,null,null,null,null,null,null,null,null,null,null,null,null,null,null,null,null,null,null,null,null,null,null,null,null,null,null,null,null,null,null,null,null,null,null,null,null,null,null,"Jan19","1/19 Hour 21",453,458]
["01/19","22:00:00","2025-01-19T22:00:00",1,19,22,2,null,null,null,null,null,null,null,null,null,null,null,null,null,null,null,null,null,null,null,null,null,null,null,null,null,null,null,null,null,null,null,null,null,null,null,null,null,null,"Jan19","1/19 Hour 22",454,459]
["01/19","23:00:00","2025-01-19T23:00:00",1,19,23,2,null,null,null,null,null,null,null,null,null,null,null,null,null,null,null,null,null,null,null,null,null,null,null,null,null,null,null,null,null,null,null,null,null,null,null,null,null,null,"Jan19","1/19 Hour 23",455,460]
["01/19","00:00:00","2025-01-19",1,19,24,2,null,null,null,null,null,null,null,null,null,null,null,null,null,null,null,null,null,null,null,null,null,null,null,null,null,null,null,null,null,null,null,null,null,null,null,null,null,null,"Jan19","1/19 Hour 24",456,461]
["01/20","01:00:00","2025-01-20T01:00:00",1,20,1,3,null,null,null,null,null,null,null,null,null,null,null,null,null,null,null,null,null,null,null,null,null,null,null,null,null,null,null,null,null,null,null,null,null,null,null,null,null,null,"Jan20","1/20 Hour 1",457,462]
["01/20","02:00:00","2025-01-20T02:00:00",1,20,2,3,null,null,null,null,null,null,null,null,null,null,null,null,null,null,null,null,null,null,null,null,null,null,null,null,null,null,null,null,null,null,null,null,null,null,null,null,null,null,"Jan20","1/20 Hour 2",458,463]
["01/20","03:00:00","2025-01-20T03:00:00",1,20,3,3,null,null,null,null,null,null,null,null,null,null,null,null,null,null,null,null,null,null,null,null,null,null,null,null,null,null,null,null,null,null,null,null,null,null,null,null,null,null,"Jan20","1/20 Hour 3",459,464]
["01/20","04:00:00","2025-01-20T04:00:00",1,20,4,3,null,null,null,null,null,null,null,null,null,null,null,null,null,null,null,null,null,null,null,null,null,null,null,null,null,null,null,null,null,null,null,null,null,null,null,null,null,null,"Jan20","1/20 Hour 4",460,465]
["01/20","05:00:00","2025-01-20T05:00:00",1,20,5,3,null,null,null,null,null,null,null,null,null,null,null,null,null,null,null,null,null,null,null,null,null,null,null,null,null,null,null,null,null,null,null,null,null,null,null,null,null,null,"Jan20","1/20 Hour 5",461,466]
["01/20","06:00:00","2025-01-20T06:00:00",1,20,6,3,null,null,null,null,null,null,null,null,null,null,null,null,null,null,null,null,null,null,null,null,null,null,null,null,null,null,null,null,null,null,null,null,null,null,null,null,null,null,"Jan20","1/20 Hour 6",462,467]
["01/20","07:00:00","2025-01-20T07:00:00",1,20,7,3,null,null,null,null,null,null,null,null,null,null,null,null,null,null,null,null,null,null,null,null,null,null,null,null,null,null,null,null,null,null,null,null,null,null,null,null,null,null,"Jan20","1/20 Hour 7",463,468]
["01/20","08:00:00","2025-01-20T08:00:00",1,20,8,3,null,null,null,null,null,null,null,null,null,null,null,null,null,null,null,null,null,null,null,null,null,null,null,null,null,null,null,null,null,null,null,null,null,null,null,null,null,null,"Jan20","1/20 Hour 8",464,469]
["01/20","09:00:00","2025-01-20T09:00:00",1,20,9,3,null,null,null,null,null,null,null,null,null,null,null,null,null,null,null,null,null,null,null,null,null,null,null,null,null,null,null,null,null,null,null,null,null,null,null,null,null,null,"Jan20","1/20 Hour 9",465,470]
["01/20","10:00:00","2025-01-20T10:00:00",1,20,10,3,null,null,null,null,null,null,null,null,null,null,null,null,null,null,null,null,null,null,null,null,null,null,null,null,null,null,null,null,null,null,null,null,null,null,null,null,null,null,"Jan20","1/20 Hour 10",466,471]
["01/20","11:00:00","2025-01-20T11:00:00",1,20,11,3,null,null,null,null,null,null,null,null,null,null,null,null,null,null,null,null,null,null,null,null,null,null,null,null,null,null,null,null,null,null,null,null,null,null,null,null,null,null,"Jan20","1/20 Hour 11",467,472]
["01/20","12:00:00","2025-01-20T12:00:00",1,20,12,3,null,null,null,null,null,null,null,null,null,null,null,null,null,null,null,null,null,null,null,null,null,null,null,null,null,null,null,null,null,null,null,null,null,null,null,null,null,null,"Jan20","1/20 Hour 12",468,473]
["01/20","13:00:00","2025-01-20T13:00:00",1,20,13,3,null,null,null,null,null,null,null,null,null,null,null,null,null,null,null,null,null,null,null,null,null,null,null,null,null,null,null,null,null,null,null,null,null,null,null,null,null,null,"Jan20","1/20 Hour 13",469,474]
["01/20","14:00:00","2025-01-20T14:00:00",1,20,14,3,null,null,null,null,null,null,null,null,null,null,null,null,null,null,null,null,null,null,null,null,null,null,null,null,null,null,null,null,null,null,null,null,null,null,null,null,null,null,"Jan20","1/20 Hour 14",470,475]
["01/20","15:00:00","2025-01-20T15:00:00",1,20,15,3,null,null,null,null,null,null,null,null,null,null,null,null,null,null,null,null,null,null,null,null,null,null,null,null,null,null,null,null,null,null,null,null,null,null,null,null,null,null,"Jan20","1/20 Hour 15",471,476]
["01/20","16:00:00","2025-01-20T16:00:00",1,20,16,3,null,null,null,null,null,null,null,null,null,null,null,null,null,null,null,null,null,null,null,null,null,null,null,null,null,null,null,null,null,null,null,null,null,null,null,null,null,null,"Jan20","1/20 Hour 16",472,477]
["01/20","17:00:00","2025-01-20T17:00:00",1,20,17,3,null,null,null,null,null,null,null,null,null,null,null,null,null,null,null,null,null,null,null,null,null,null,null,null,null,null,null,null,null,null,null,null,null,null,null,null,null,null,"Jan20","1/20 Hour 17",473,478]
["01/20","18:00:00","2025-01-20T18:00:00",1,20,18,3,null,null,null,null,null,null,null,null,null,null,null,null,null,null,null,null,null,null,null,null,null,null,null,null,null,null,null,null,null,null,null,null,null,null,null,null,null,null,"Jan20","1/20 Hour 18",474,479]
["01/20","19:00:00","2025-01-20T19:00:00",1,20,19,3,null,null,null,null,null,null,null,null,null,null,null,null,null,null,null,null,null,null,null,null,null,null,null,null,null,null,null,null,null,null,null,null,null,null,null,null,null,null,"Jan20","1/20 Hour 19",475,480]
["01/20","20:00:00","2025-01-20T20:00:00",1,20,20,3,null,null,null,null,null,null,null,null,null,null,null,null,null,null,null,null,null,null,null,null,null,null,null,null,null,null,null,null,null,null,null,null,null,null,null,null,null,null,"Jan20","1/20 Hour 20",476,481]
["01/20","21:00:00","2025-01-20T21:00:00",1,20,21,3,null,null,null,null,null,null,null,null,null,null,null,null,null,null,null,null,null,null,null,null,null,null,null,null,null,null,null,null,null,null,null,null,null,null,null,null,null,null,"Jan20","1/20 Hour 21",477,482]
["01/20","22:00:00","2025-01-20T22:00:00",1,20,22,3,null,null,null,null,null,null,null,null,null,null,null,null,null,null,null,null,null,null,null,null,null,null,null,null,null,null,null,null,null,null,null,null,null,null,null,null,null,null,"Jan20","1/20 Hour 22",478,483]
["01/20","23:00:00","2025-01-20T23:00:00",1,20,23,3,null,null,null,null,null,null,null,null,null,null,null,null,null,null,null,null,null,null,null,null,null,null,null,null,null,null,null,null,null,null,null,null,null,null,null,null,null,null,"Jan20","1/20 Hour 23",479,484]
["01/20","00:00:00","2025-01-20",1,20,24,3,null,null,null,null,null,null,null,null,null,null,null,null,null,null,null,null,null,null,null,null,null,null,null,null,null,null,null,null,null,null,null,null,null,null,null,null,null,null,"Jan20","1/20 Hour 24",480,485]
["01/21","01:00:00","2025-01-21T01:00:00",1,21,1,4,null,null,null,null,null,null,null,null,null,null,null,null,null,null,null,null,null,null,null,null,null,null,null,null,null,null,null,null,null,null,null,null,null,null,null,null,null,null,"Jan21","1/21 Hour 1",481,486]
["01/21","02:00:00","2025-01-21T02:00:00",1,21,2,4,null,null,null,null,null,null,null,null,null,null,null,null,null,null,null,null,null,null,null,null,null,null,null,null,null,null,null,null,null,null,null,null,null,null,null,null,null,null,"Jan21","1/21 Hour 2",482,487]
["01/21","03:00:00","2025-01-21T03:00:00",1,21,3,4,null,null,null,null,null,null,null,null,null,null,null,null,null,null,null,null,null,null,null,null,null,null,null,null,null,null,null,null,null,null,null,null,null,null,null,null,null,null,"Jan21","1/21 Hour 3",483,488]
["01/21","04:00:00","2025-01-21T04:00:00",1,21,4,4,null,null,null,null,null,null,null,null,null,null,null,null,null,null,null,null,null,null,null,null,null,null,null,null,null,null,null,null,null,null,null,null,null,null,null,null,null,null,"Jan21","1/21 Hour 4",484,489]
["01/21","05:00:00","2025-01-21T05:00:00",1,21,5,4,null,null,null,null,null,null,null,null,null,null,null,null,null,null,null,null,null,null,null,null,null,null,null,null,null,null,null,null,null,null,null,null,null,null,null,null,null,null,"Jan21","1/21 Hour 5",485,490]
["01/21","06:00:00","2025-01-21T06:00:00",1,21,6,4,null,null,null,null,null,null,null,null,null,null,null,null,null,null,null,null,null,null,null,null,null,null,null,null,null,null,null,null,null,null,null,null,null,null,null,null,null,null,"Jan21","1/21 Hour 6",486,491]
["01/21","07:00:00","2025-01-21T07:00:00",1,21,7,4,null,null,null,null,null,null,null,null,null,null,null,null,null,null,null,null,null,null,null,null,null,null,null,null,null,null,null,null,null,null,null,null,null,null,null,null,null,null,"Jan21","1/21 Hour 7",487,492]
["01/21","08:00:00","2025-01-21T08:00:00",1,21,8,4,null,null,null,null,null,null,null,null,null,null,null,null,null,null,null,null,null,null,null,null,null,null,null,null,null,null,null,null,null,null,null,null,null,null,null,null,null,null,"Jan21","1/21 Hour 8",488,493]
["01/21","09:00:00","2025-01-21T09:00:00",1,21,9,4,null,null,null,null,null,null,null,null,null,null,null,null,null,null,null,null,null,null,null,null,null,null,null,null,null,null,null,null,null,null,null,null,null,null,null,null,null,null,"Jan21","1/21 Hour 9",489,494]
["01/21","10:00:00","2025-01-21T10:00:00",1,21,10,4,null,null,null,null,null,null,null,null,null,null,null,null,null,null,null,null,null,null,null,null,null,null,null,null,null,null,null,null,null,null,null,null,null,null,null,null,null,null,"Jan21","1/21 Hour 10",490,495]
["01/21","11:00:00","2025-01-21T11:00:00",1,21,11,4,null,null,null,null,null,null,null,null,null,null,null,null,null,null,null,null,null,null,null,null,null,null,null,null,null,null,null,null,null,null,null,null,null,null,null,null,null,null,"Jan21","1/21 Hour 11",491,496]
["01/21","12:00:00","2025-01-21T12:00:00",1,21,12,4,null,null,null,null,null,null,null,null,null,null,null,null,null,null,null,null,null,null,null,null,null,null,null,null,null,null,null,null,null,null,null,null,null,null,null,null,null,null,"Jan21","1/21 Hour 12",492,497]
["01/21","13:00:00","2025-01-21T13:00:00",1,21,13,4,null,null,null,null,null,null,null,null,null,null,null,null,null,null,null,null,null,null,null,null,null,null,null,null,null,null,null,null,null,null,null,null,null,null,null,null,null,null,"Jan21","1/21 Hour 13",493,498]
["01/21","14:00:00","2025-01-21T14:00:00",1,21,14,4,null,null,null,null,null,null,null,null,null,null,null,null,null,null,null,null,null,null,null,null,null,null,null,null,null,null,null,null,null,null,null,null,null,null,null,null,null,null,"Jan21","1/21 Hour 14",494,499]
["01/21","15:00:00","2025-01-21T15:00:00",1,21,15,4,null,null,null,null,null,null,null,null,null,null,null,null,null,null,null,null,null,null,null,null,null,null,null,null,null,null,null,null,null,null,null,null,null,null,null,null,null,null,"Jan21","1/21 Hour 15",495,500]
["01/22","01:00:00","2025-01-22T01:00:00",1,22,1,5,null,null,null,null,null,null,null,null,null,null,null,null,null,null,null,null,null,null,null,null,null,null,null,null,null,null,null,null,null,null,null,null,null,null,null,null,null,null,"Jan22","1/22 Hour 1",505,510]
["01/22","18:00:00","2025-01-22T18:00:00",1,22,18,5,null,null,null,null,null,null,null,null,null,null,null,null,null,null,null,null,null,null,null,null,null,null,null,null,null,null,null,null,null,null,null,null,null,null,null,null,null,null,"Jan22","1/22 Hour 18",522,527]
["01/23","11:00:00","2025-01-23T11:00:00",1,23,11,6,null,null,null,null,null,null,null,null,null,null,null,null,null,null,null,null,null,null,null,null,null,null,null,null,null,null,null,null,null,null,null,null,null,null,null,null,null,null,"Jan23","1/23 Hour 11",539,544]
["01/23","21:00:00","2025-01-23T21:00:00",1,23,21,6,null,null,null,null,null,null,null,null,null,null,null,null,null,null,null,null,null,null,null,null,null,null,null,null,null,null,null,null,null,null,null,null,null,null,null,null,null,null,"Jan23","1/23 Hour 21",549,554]
["01/24","22:00:00","2025-01-24T22:00:00",1,24,22,7,null,null,null,null,null,null,null,null,null,null,null,null,null,null,null,null,null,null,null,null,null,null,null,null,null,null,null,null,null,null,null,null,null,null,null,null,null,null,"Jan24","1/24 Hour 22",574,579]
["01/25","15:00:00","2025-01-25T15:00:00",1,25,15,1,null,null,null,null,null,null,null,null,null,null,null,null,null,null,null,null,null,null,null,null,null,null,null,null,null,null,null,null,null,null,null,null,null,null,null,null,null,null,"Jan25","1/25 Hour 15",591,596]
["01/26","08:00:00","2025-01-26T08:00:00",1,26,8,2,null,null,null,null,null,null,null,null,null,null,null,null,null,null,null,null,null,null,null,null,null,null,null,null,null,null,null,null,null,null,null,null,null,null,null,null,null,null,"Jan26","1/26 Hour 8",608,613]
["01/26","15:00:00","2025-01-26T15:00:00",1,26,15,2,null,null,null,null,null,null,null,null,null,null,null,null,null,null,null,null,null,null,null,null,null,null,null,null,null,null,null,null,null,null,null,null,null,null,null,null,null,null,"Jan26","1/26 Hour 15",615,620]
["01/27","03:00:00","2025-01-27T03:00:00",1,27,3,3,null,null,null,null,null,null,null,null,null,null,null,null,null,null,null,null,null,null,null,null,null,null,null,null,null,null,null,null,null,null,null,null,null,null,null,null,null,null,"Jan27","1/27 Hour 3",627,632]
["01/27","20:00:00","2025-01-27T20:00:00",1,27,20,3,null,null,null,null,null,null,null,null,null,null,null,null,null,null,null,null,null,null,null,null,null,null,null,null,null,null,null,null,null,null,null,null,null,null,null,null,null,null,"Jan27","1/27 Hour 20",644,649]
["01/28","17:00:00","2025-01-28T17:00:00",1,28,17,4,null,null,null,null,null,null,null,null,null,null,null,null,null,null,null,null,null,null,null,null,null,null,null,null,null,null,null,null,null,null,null,null,null,null,null,null,null,null,"Jan28","1/28 Hour 17",665,670]
["01/29","07:00:00","2025-01-29T07:00:00",1,29,7,5,null,null,null,null,null,null,null,null,null,null,null,null,null,null,null,null,null,null,null,null,null,null,null,null,null,null,null,null,null,null,null,null,null,null,null,null,null,null,"Jan29","1/29 Hour 7",679,684]
["01/29","00:00:00","2025-01-29",1,29,24,5,null,null,null,null,null,null,null,null,null,null,null,null,null,null,null,null,null,null,null,null,null,null,null,null,null,null,null,null,null,null,null,null,null,null,null,null,null,null,"Jan29","1/29 Hour 24",696,701]
["01/30","17:00:00","2025-01-30T17:00:00",1,30,17,6,null,null,null,null,null,null,null,null,null,null,null,null,null,null,null,null,null,null,null,null,null,null,null,null,null,null,null,null,null,null,null,null,null,null,null,null,null,null,"Jan30","1/30 Hour 17",713,718]
["01/31","12:00:00","2025-01-31T12:00:00",1,31,12,7,null,null,null,null,null,null,null,null,null,null,null,null,null,null,null,null,null,null,null,null,null,null,null,null,null,null,null,null,null,null,null,null,null,null,null,null,null,null,"Jan31","1/31 Hour 12",732,737]
["02/01","04:00:00","2025-02-01T04:00:00",2,1,4,1,null,null,null,null,null,null,null,null,null,null,null,null,null,null,null,null,null,null,null,null,null,null,null,null,null,null,null,null,null,null,null,null,null,null,null,null,null,null,"Feb1","2/1 Hour 4",748,753]
["02/01","21:00:00","2025-02-01T21:00:00",2,1,21,1,null,null,null,null,null,null,null,null,null,null,null,null,null,null,null,null,null,null,null,null,null,null,null,null,null,null,null,null,null,null,null,null,null,null,null,null,null,null,"Feb1","2/1 Hour 21",765,770]
["02/02","14:00:00","2025-02-02T14:00:00",2,2,14,2,null,null,null,null,null,null,null,null,null,null,null,null,null,null,null,null,null,null,null,null,null,null,null,null,null,null,null,null,null,null,null,null,null,null,null,null,null,null,"Feb2","2/2 Hour 14",782,787]
["02/03","08:00:00","2025-02-03T08:00:00",2,3,8,3,null,null,null,null,null,null,null,null,null,null,null,null,null,null,null,null,null,null,null,null,null,null,null,null,null,null,null,null,null,null,null,null,null,null,null,null,null,null,"Feb3","2/3 Hour 8",800,805]
["02/04","01:00:00","2025-02-04T01:00:00",2,4,1,4,null,null,null,null,null,null,null,null,null,null,null,null,null,null,null,null,null,null,null,null,null,null,null,null,null,null,null,null,null,null,null,null,null,null,null,null,null,null,"Feb4","2/4 Hour 1",817,822]
[{"$f":"TEXT(DATE(,D839,E839),\"MM/DD\")","v":"02/04"},{"$f":"TIME(F839,0,0)","v":"18:00:00"},"2025-02-04T18:00:00",2,4,18,4,null,null,null,null,null,null,null,null,null,null,null,null,null,null,null,null,null,null,null,null,null,null,null,null,null,null,null,null,null,null,null,null,null,null,null,null,null,null,{"$f":"TEXT(D839*29,\"mmm\")&E839","v":"Feb4"},{"$f":"D839&\"/\"&E839&\" Hour \"&F839","v":"2/4 Hour 18"},{"$f":"ROW()-ROW($AV$5)","v":834},839]
["02/05","09:00:00","2025-02-05T09:00:00",2,5,9,5,null,null,null,null,null,null,null,null,null,null,null,null,null,null,null,null,null,null,null,null,null,null,null,null,null,null,null,null,null,null,null,null,null,null,null,null,null,null,"Feb5","2/5 Hour 9",849,854]
["02/06","05:00:00","2025-02-06T05:00:00",2,6,5,6,null,null,null,null,null,null,null,null,null,null,null,null,null,null,null,null,null,null,null,null,null,null,null,null,null,null,null,null,null,null,null,null,null,null,null,null,null,null,"Feb6","2/6 Hour 5",869,874]
["02/06","06:00:00","2025-02-06T06:00:00",2,6,6,6,null,null,null,null,null,null,null,null,null,null,null,null,null,null,null,null,null,null,null,null,null,null,null,null,null,null,null,null,null,null,null,null,null,null,null,null,null,null,"Feb6","2/6 Hour 6",870,875]
["02/07","11:00:00","2025-02-07T11:00:00",2,7,11,7,null,null,null,null,null,null,null,null,null,null,null,null,null,null,null,null,null,null,null,null,null,null,null,null,null,null,null,null,null,null,null,null,null,null,null,null,null,null,"Feb7","2/7 Hour 11",899,904]
["02/07","17:00:00","2025-02-07T17:00:00",2,7,17,7,null,null,null,null,null,null,null,null,null,null,null,null,null,null,null,null,null,null,null,null,null,null,null,null,null,null,null,null,null,null,null,null,null,null,null,null,null,null,"Feb7","2/7 Hour 17",905,910]
["02/08","10:00:00","2025-02-08T10:00:00",2,8,10,1,null,null,null,null,null,null,null,null,null,null,null,null,null,null,null,null,null,null,null,null,null,null,null,null,null,null,null,null,null,null,null,null,null,null,null,null,null,null,"Feb8","2/8 Hour 10",922,927]
["02/09","03:00:00","2025-02-09T03:00:00",2,9,3,2,null,null,null,null,null,null,null,null,null,null,null,null,null,null,null,null,null,null,null,null,null,null,null,null,null,null,null,null,null,null,null,null,null,null,null,null,null,null,"Feb9","2/9 Hour 3",939,944]
["02/10","05:00:00","2025-02-10T05:00:00",2,10,5,3,null,null,null,null,null,null,null,null,null,null,null,null,null,null,null,null,null,null,null,null,null,null,null,null,null,null,null,null,null,null,null,null,null,null,null,null,null,null,"Feb10","2/10 Hour 5",965,970]
["02/10","14:00:00","2025-02-10T14:00:00",2,10,14,3,null,null,null,null,null,null,null,null,null,null,null,null,null,null,null,null,null,null,null,null,null,null,null,null,null,null,null,null,null,null,null,null,null,null,null,null,null,null,"Feb10","2/10 Hour 14",974,979]
["02/11","07:00:00","2025-02-11T07:00:00",2,11,7,4,null,null,null,null,null,null,null,null,null,null,null,null,null,null,null,null,null,null,null,null,null,null,null,null,null,null,null,null,null,null,null,null,null,null,null,null,null,null,"Feb11","2/11 Hour 7",991,996]
["02/11","00:00:00","2025-02-11",2,11,24,4,null,null,null,null,null,null,null,null,null,null,null,null,null,null,null,null,null,null,null,null,null,null,null,null,null,null,null,null,null,null,null,null,null,null,null,null,null,null,"Feb11","2/11 Hour 24",1008,1013]
["02/12","00:00:00","2025-02-12",2,12,24,5,null,null,null,null,null,null,null,null,null,null,null,null,null,null,null,null,null,null,null,null,null,null,null,null,null,null,null,null,null,null,null,null,null,null,null,null,null,null,"Feb12","2/12 Hour 24",1032,1037]
["02/13","11:00:00","2025-02-13T11:00:00",2,13,11,6,null,null,null,null,null,null,null,null,null,null,null,null,null,null,null,null,null,null,null,null,null,null,null,null,null,null,null,null,null,null,null,null,null,null,null,null,null,null,"Feb13","2/13 Hour 11",1043,1048]
["02/14","04:00:00","2025-02-14T04:00:00",2,14,4,7,null,null,null,null,null,null,null,null,null,null,null,null,null,null,null,null,null,null,null,null,null,null,null,null,null,null,null,null,null,null,null,null,null,null,null,null,null,null,"Feb14","2/14 Hour 4",1060,1065]
["02/14","09:00:00","2025-02-14T09:00:00",2,14,9,7,null,null,null,null,null,null,null,null,null,null,null,null,null,null,null,null,null,null,null,null,null,null,null,null,null,null,null,null,null,null,null,null,null,null,null,null,null,null,"Feb14","2/14 Hour 9",1065,1070]
["02/15","15:00:00","2025-02-15T15:00:00",2,15,15,8,null,null,null,null,null,null,null,null,null,null,null,null,null,null,null,null,null,null,null,null,null,null,null,null,null,null,null,null,null,null,null,null,null,null,null,null,null,null,"Feb15","2/15 Hour 15",1095,1100]
["02/16","08:00:00","2025-02-16T08:00:00",2,16,8,2,null,null,null,null,null,null,null,null,null,null,null,null,null,null,null,null,null,null,null,null,null,null,null,null,null,null,null,null,null,null,null,null,null,null,null,null,null,null,"Feb16","2/16 Hour 8",1112,1117]
["02/17","01:00:00","2025-02-17T01:00:00",2,17,1,3,null,null,null,null,null,null,null,null,null,null,null,null,null,null,null,null,null,null,null,null,null,null,null,null,null,null,null,null,null,null,null,null,null,null,null,null,null,null,"Feb17","2/17 Hour 1",1129,1134]
["02/17","03:00:00","2025-02-17T03:00:00",2,17,3,3,null,null,null,null,null,null,null,null,null,null,null,null,null,null,null,null,null,null,null,null,null,null,null,null,null,null,null,null,null,null,null,null,null,null,null,null,null,null,"Feb17","2/17 Hour 3",1131,1136]
["02/17","20:00:00","2025-02-17T20:00:00",2,17,20,3,null,null,null,null,null,null,null,null,null,null,null,null,null,null,null,null,null,null,null,null,null,null,null,null,null,null,null,null,null,null,null,null,null,null,null,null,null,null,"Feb17","2/17 Hour 20",1148,1153]
["02/18","13:00:00","2025-02-18T13:00:00",2,18,13,4,null,null,null,null,null,null,null,null,null,null,null,null,null,null,null,null,null,null,null,null,null,null,null,null,null,null,null,null,null,null,null,null,null,null,null,null,null,null,"Feb18","2/18 Hour 13",1165,1170]
["02/19","06:00:00","2025-02-19T06:00:00",2,19,6,5,null,null,null,null,null,null,null,null,null,null,null,null,null,null,null,null,null,null,null,null,null,null,null,null,null,null,null,null,null,null,null,null,null,null,null,null,null,null,"Feb19","2/19 Hour 6",1182,1187]
["02/19","00:00:00","2025-02-19",2,19,24,5,null,null,null,null,null,null,null,null,null,null,null,null,null,null,null,null,null,null,null,null,null,null,null,null,null,null,null,null,null,null,null,null,null,null,null,null,null,null,"Feb19","2/19 Hour 24",1200,1205]
["02/20","17:00:00",{"$f":"A1222+B1222","v":"2025-02-20T17:00:00"},2,20,17,6,null,null,null,null,null,null,null,null,null,null,null,null,null,null,null,null,null,null,null,null,null,null,null,null,null,null,null,null,null,null,null,null,null,null,null,null,null,null,"Feb20","2/20 Hour 17",1217,1222]
["02/21","10:00:00","2025-02-21T10:00:00",2,21,10,7,null,null,null,null,null,null,null,null,null,null,null,null,null,null,null,null,null,null,null,null,null,null,null,null,null,null,null,null,null,null,null,null,null,null,null,null,null,null,"Feb21","2/21 Hour 10",1234,1239]
["02/21","00:00:00","2025-02-21",2,21,24,7,null,null,null,null,null,null,null,null,null,null,null,null,null,null,null,null,null,null,null,null,null,null,null,null,null,null,null,null,null,null,null,null,null,null,null,null,null,null,"Feb21","2/21 Hour 24",1248,1253]
["02/22","21:00:00","2025-02-22T21:00:00",2,22,21,1,null,null,null,null,null,null,null,null,null,null,null,null,null,null,null,null,null,null,null,null,null,null,null,null,null,null,null,null,null,null,null,null,null,null,null,null,null,null,"Feb22","2/22 Hour 21",1269,1274]
["02/23","14:00:00","2025-02-23T14:00:00",2,23,14,2,null,null,null,null,null,null,null,null,null,null,null,null,null,null,null,null,null,null,null,null,null,null,null,null,null,null,null,null,null,null,null,null,null,null,null,null,null,null,"Feb23","2/23 Hour 14",1286,1291]
["02/24","02:00:00","2025-02-24T02:00:00",2,24,2,3,null,null,null,null,null,null,null,null,null,null,null,null,null,null,null,null,null,null,null,null,null,null,null,null,null,null,null,null,null,null,null,null,null,null,null,null,null,null,"Feb24","2/24 Hour 2",1298,1303]
["02/25","01:00:00","2025-02-25T01:00:00",2,25,1,4,null,null,null,null,null,null,null,null,null,null,null,null,null,null,null,null,null,null,null,null,null,null,null,null,null,null,null,null,null,null,null,null,null,null,null,null,null,null,"Feb25","2/25 Hour 1",1321,1326]
["02/25","18:00:00","2025-02-25T18:00:00",2,25,18,4,null,null,null,null,null,null,null,null,null,null,null,null,null,null,null,null,null,null,null,null,null,null,null,null,null,null,null,null,null,null,null,null,null,null,null,null,null,null,"Feb25","2/25 Hour 18",1338,1343]
["02/26","11:00:00","2025-02-26T11:00:00",2,26,11,5,null,null,null,null,null,null,null,null,null,null,null,null,null,null,null,null,null,null,null,null,null,null,null,null,null,null,null,null,null,null,null,null,null,null,null,null,null,null,"Feb26","2/26 Hour 11",1355,1360]
["02/26","21:00:00","2025-02-26T21:00:00",2,26,21,5,null,null,null,null,null,null,null,null,null,null,null,null,null,null,null,null,null,null,null,null,null,null,null,null,null,null,null,null,null,null,null,null,null,null,null,null,null,null,"Feb26","2/26 Hour 21",1365,1370]
["02/27","22:00:00","2025-02-27T22:00:00",2,27,22,6,null,null,null,null,null,null,null,null,null,null,null,null,null,null,null,null,null,null,null,null,null,null,null,null,null,null,null,null,null,null,null,null,null,null,null,null,null,null,"Feb27","2/27 Hour 22",1390,1395]
["02/27","23:00:00","2025-02-27T23:00:00",2,27,23,6,null,null,null,null,null,null,null,null,null,null,null,null,null,null,null,null,null,null,null,null,null,null,null,null,null,null,null,null,null,null,null,null,null,null,null,null,null,null,"Feb27","2/27 Hour 23",1391,1396]
["02/28","16:00:00","2025-02-28T16:00:00",2,28,16,7,null,null,null,null,null,null,null,null,null,null,null,null,null,null,null,null,null,null,null,null,null,null,null,null,null,null,null,null,null,null,null,null,null,null,null,null,null,null,"Feb28","2/28 Hour 16",1408,1413]
["03/01","15:00:00","2025-03-01T15:00:00",3,1,15,1,null,null,null,null,null,null,null,null,null,null,null,null,null,null,null,null,null,null,null,null,null,null,null,null,null,null,null,null,null,null,null,null,null,null,null,null,null,null,"Mar1","3/1 Hour 15",1431,1436]
["03/02","03:00:00","2025-03-02T03:00:00",3,2,3,2,null,null,null,null,null,null,null,null,null,null,null,null,null,null,null,null,null,null,null,null,null,null,null,null,null,null,null,null,null,null,null,null,null,null,null,null,null,null,"Mar2","3/2 Hour 3",1443,1448]
["03/02","20:00:00","2025-03-02T20:00:00",3,2,20,2,null,null,null,null,null,null,null,null,null,null,null,null,null,null,null,null,null,null,null,null,null,null,null,null,null,null,null,null,null,null,null,null,null,null,null,null,null,null,"Mar2","3/2 Hour 20",1460,1465]
["03/03","17:00:00","2025-03-03T17:00:00",3,3,17,3,null,null,null,null,null,null,null,null,null,null,null,null,null,null,null,null,null,null,null,null,null,null,null,null,null,null,null,null,null,null,null,null,null,null,null,null,null,null,"Mar3","3/3 Hour 17",1481,1486]
["03/04","07:00:00","2025-03-04T07:00:00",3,4,7,4,null,null,null,null,null,null,null,null,null,null,null,null,null,null,null,null,null,null,null,null,null,null,null,null,null,null,null,null,null,null,null,null,null,null,null,null,null,null,"Mar4","3/4 Hour 7",1495,1500]
["03/04","00:00:00","2025-03-04",3,4,24,4,null,null,null,null,null,null,null,null,null,null,null,null,null,null,null,null,null,null,null,null,null,null,null,null,null,null,null,null,null,null,null,null,null,null,null,null,null,null,"Mar4","3/4 Hour 24",1512,1517]
["03/05","17:00:00","2025-03-05T17:00:00",3,5,17,5,null,null,null,null,null,null,null,null,null,null,null,null,null,null,null,null,null,null,null,null,null,null,null,null,null,null,null,null,null,null,null,null,null,null,null,null,null,null,"Mar5","3/5 Hour 17",1529,1534]
["03/06","12:00:00","2025-03-06T12:00:00",3,6,12,6,null,null,null,null,null,null,null,null,null,null,null,null,null,null,null,null,null,null,null,null,null,null,null,null,null,null,null,null,null,null,null,null,null,null,null,null,null,null,"Mar6","3/6 Hour 12",1548,1553]
["03/07","04:00:00","2025-03-07T04:00:00",3,7,4,7,null,null,null,null,null,null,null,null,null,null,null,null,null,null,null,null,null,null,null,null,null,null,null,null,null,null,null,null,null,null,null,null,null,null,null,null,null,null,"Mar7","3/7 Hour 4",1564,1569]
["03/07","21:00:00","2025-03-07T21:00:00",3,7,21,7,null,null,null,null,null,null,null,null,null,null,null,null,null,null,null,null,null,null,null,null,null,null,null,null,null,null,null,null,null,null,null,null,null,null,null,null,null,null,"Mar7","3/7 Hour 21",1581,1586]
["03/08","14:00:00","2025-03-08T14:00:00",3,8,14,1,null,null,null,null,null,null,null,null,null,null,null,null,null,null,null,null,null,null,null,null,null,null,null,null,null,null,null,null,null,null,null,null,null,null,null,null,null,null,"Mar8","3/8 Hour 14",1598,1603]
["03/09","08:00:00","2025-03-09T08:00:00",3,9,8,2,null,null,null,null,null,null,null,null,null,null,null,null,null,null,null,null,null,null,null,null,null,null,null,null,null,null,null,null,null,null,null,null,null,null,null,null,null,null,"Mar9","3/9 Hour 8",1616,1621]
["03/10","01:00:00","2025-03-10T01:00:00",3,10,1,3,null,null,null,null,null,null,null,null,null,null,null,null,null,null,null,null,null,null,null,null,null,null,null,null,null,null,null,null,null,null,null,null,null,null,null,null,null,null,"Mar10","3/10 Hour 1",1633,1638]
["03/10","18:00:00","2025-03-10T18:00:00",3,10,18,3,null,null,null,null,null,null,null,null,null,null,null,null,null,null,null,null,null,null,null,null,null,null,null,null,null,null,null,null,null,null,null,null,null,null,null,null,null,null,"Mar10","3/10 Hour 18",1650,1655]
["03/11","09:00:00",{"$f":"A1670+B1670","v":"2025-03-11T09:00:00"},3,11,9,4,null,null,null,null,null,null,null,null,null,null,null,null,null,null,null,null,null,null,null,null,null,null,null,null,null,null,null,null,null,null,null,null,null,null,null,null,null,null,"Mar11","3/11 Hour 9",1665,1670]
["03/11","13:00:00","2025-03-11T13:00:00",3,11,13,4,null,null,null,null,null,null,null,null,null,null,null,null,null,null,null,null,null,null,null,null,null,null,null,null,null,null,null,null,null,null,null,null,null,null,null,null,null,null,"Mar11","3/11 Hour 13",1669,1674]
["03/12","06:00:00","2025-03-12T06:00:00",3,12,6,5,null,null,null,null,null,null,null,null,null,null,null,null,null,null,null,null,null,null,null,null,null,null,null,null,null,null,null,null,null,null,null,null,null,null,null,null,null,null,"Mar12","3/12 Hour 6",1686,1691]
["03/13","11:00:00","2025-03-13T11:00:00",3,13,11,6,null,null,null,null,null,null,null,null,null,null,null,null,null,null,null,null,null,null,null,null,null,null,null,null,null,null,null,null,null,null,null,null,null,null,null,null,null,null,"Mar13","3/13 Hour 11",1715,1720]
["03/13","17:00:00","2025-03-13T17:00:00",3,13,17,6,null,null,null,null,null,null,null,null,null,null,null,null,null,null,null,null,null,null,null,null,null,null,null,null,null,null,null,null,null,null,null,null,null,null,null,null,null,null,"Mar13","3/13 Hour 17",1721,1726]
["03/14","10:00:00","2025-03-14T10:00:00",3,14,10,7,null,null,null,null,null,null,null,null,null,null,null,null,null,null,null,null,null,null,null,null,null,null,null,null,null,null,null,null,null,null,null,null,null,null,null,null,null,null,"Mar14","3/14 Hour 10",1738,1743]
["03/15","03:00:00","2025-03-15T03:00:00",3,15,3,1,null,null,null,null,null,null,null,null,null,null,null,null,null,null,null,null,null,null,null,null,null,null,null,null,null,null,null,null,null,null,null,null,null,null,null,null,null,null,"Mar15","3/15 Hour 3",1755,1760]
["03/16","05:00:00","2025-03-16T05:00:00",3,16,5,2,null,null,null,null,null,null,null,null,null,null,null,null,null,null,null,null,null,null,null,null,null,null,null,null,null,null,null,null,null,null,null,null,null,null,null,null,null,null,"Mar16","3/16 Hour 5",1781,1786]
["03/16","14:00:00","2025-03-16T14:00:00",3,16,14,2,null,null,null,null,null,null,null,null,null,null,null,null,null,null,null,null,null,null,null,null,null,null,null,null,null,null,null,null,null,null,null,null,null,null,null,null,null,null,"Mar16","3/16 Hour 14",1790,1795]
["03/17","07:00:00","2025-03-17T07:00:00",3,17,7,3,null,null,null,null,null,null,null,null,null,null,null,null,null,null,null,null,null,null,null,null,null,null,null,null,null,null,null,null,null,null,null,null,null,null,null,null,null,null,"Mar17","3/17 Hour 7",1807,1812]
["03/17","00:00:00","2025-03-17",3,17,24,3,null,null,null,null,null,null,null,null,null,null,null,null,null,null,null,null,null,null,null,null,null,null,null,null,null,null,null,null,null,null,null,null,null,null,null,null,null,null,"Mar17","3/17 Hour 24",1824,1829]
["03/18","07:00:00","2025-03-18T07:00:00",3,18,7,4,null,null,null,null,null,null,null,null,null,null,null,null,null,null,null,null,null,null,null,null,null,null,null,null,null,null,null,null,null,null,null,null,null,null,null,null,null,null,"Mar18","3/18 Hour 7",1831,1836]
["03/19","11:00:00","2025-03-19T11:00:00",3,19,11,5,null,null,null,null,null,null,null,null,null,null,null,null,null,null,null,null,null,null,null,null,null,null,null,null,null,null,null,null,null,null,null,null,null,null,null,null,null,null,"Mar19","3/19 Hour 11",1859,1864]
["03/20","04:00:00","2025-03-20T04:00:00",3,20,4,6,null,null,null,null,null,null,null,null,null,null,null,null,null,null,null,null,null,null,null,null,null,null,null,null,null,null,null,null,null,null,null,null,null,null,null,null,null,null,"Mar20","3/20 Hour 4",1876,1881]
["03/20","09:00:00","2025-03-20T09:00:00",3,20,9,6,null,null,null,null,null,null,null,null,null,null,null,null,null,null,null,null,null,null,null,null,null,null,null,null,null,null,null,null,null,null,null,null,null,null,null,null,null,null,"Mar20","3/20 Hour 9",1881,1886]
["03/21","15:00:00","2025-03-21T15:00:00",3,21,15,7,null,null,null,null,null,null,null,null,null,null,null,null,null,null,null,null,null,null,null,null,null,null,null,null,null,null,null,null,null,null,null,null,null,null,null,null,null,null,"Mar21","3/21 Hour 15",1911,1916]
["03/21","16:00:00","2025-03-21T16:00:00",3,21,16,7,null,null,null,null,null,null,null,null,null,null,null,null,null,null,null,null,null,null,null,null,null,null,null,null,null,null,null,null,null,null,null,null,null,null,null,null,null,null,"Mar21","3/21 Hour 16",1912,1917]
["03/22","09:00:00","2025-03-22T09:00:00",3,22,9,1,null,null,null,null,null,null,null,null,null,null,null,null,null,null,null,null,null,null,null,null,null,null,null,null,null,null,null,null,null,null,null,null,null,null,null,null,null,null,"Mar22","3/22 Hour 9",1929,1934]
["03/23","03:00:00","2025-03-23T03:00:00",3,23,3,2,null,null,null,null,null,null,null,null,null,null,null,null,null,null,null,null,null,null,null,null,null,null,null,null,null,null,null,null,null,null,null,null,null,null,null,null,null,null,"Mar23","3/23 Hour 3",1947,1952]
["03/23","20:00:00","2025-03-23T20:00:00",3,23,20,2,null,null,null,null,null,null,null,null,null,null,null,null,null,null,null,null,null,null,null,null,null,null,null,null,null,null,null,null,null,null,null,null,null,null,null,null,null,null,"Mar23","3/23 Hour 20",1964,1969]
["03/24","13:00:00","2025-03-24T13:00:00",3,24,13,3,null,null,null,null,null,null,null,null,null,null,null,null,null,null,null,null,null,null,null,null,null,null,null,null,null,null,null,null,null,null,null,null,null,null,null,null,null,null,"Mar24","3/24 Hour 13",1981,1986]
["03/25","06:00:00","2025-03-25T06:00:00",3,25,6,4,null,null,null,null,null,null,null,null,null,null,null,null,null,null,null,null,null,null,null,null,null,null,null,null,null,null,null,null,null,null,null,null,null,null,null,null,null,null,"Mar25","3/25 Hour 6",1998,2003]
["03/25","00:00:00","2025-03-25",3,25,24,4,null,null,null,null,null,null,null,null,null,null,null,null,null,null,null,null,null,null,null,null,null,null,null,null,null,null,null,null,null,null,null,null,null,null,null,null,null,null,"Mar25","3/25 Hour 24",2016,2021]
["03/26","17:00:00","2025-03-26T17:00:00",3,26,17,5,null,null,null,null,null,null,null,null,null,null,null,null,null,null,null,null,null,null,null,null,null,null,null,null,null,null,null,null,null,null,null,null,null,null,null,null,null,null,"Mar26","3/26 Hour 17",2033,2038]
[{"$f":"TEXT(DATE(,D2055,E2055),\"MM/DD\")","v":"03/27"},{"$f":"TIME(F2055,0,0)","v":"10:00:00"},"2025-03-27T10:00:00",3,27,10,6,null,null,null,null,null,null,null,null,null,null,null,null,null,null,null,null,null,null,null,null,null,null,null,null,null,null,null,null,null,null,null,null,null,null,null,null,null,null,{"$f":"TEXT(D2055*29,\"mmm\")&E2055","v":"Mar27"},{"$f":"D2055&\"/\"&E2055&\" Hour \"&F2055","v":"3/27 Hour 10"},{"$f":"ROW()-ROW($AV$5)","v":2050},2055]
["03/27","00:00:00","2025-03-27",3,27,24,6,null,null,null,null,null,null,null,null,null,null,null,null,null,null,null,null,null,null,null,null,null,null,null,null,null,null,null,null,null,null,null,null,null,null,null,null,null,null,"Mar27","3/27 Hour 24",2064,2069]
["03/28","21:00:00","2025-03-28T21:00:00",3,28,21,7,null,null,null,null,null,null,null,null,null,null,null,null,null,null,null,null,null,null,null,null,null,null,null,null,null,null,null,null,null,null,null,null,null,null,null,null,null,null,"Mar28","3/28 Hour 21",2085,2090]
["03/29","14:00:00","2025-03-29T14:00:00",3,29,14,1,null,null,null,null,null,null,null,null,null,null,null,null,null,null,null,null,null,null,null,null,null,null,null,null,null,null,null,null,null,null,null,null,null,null,null,null,null,null,"Mar29","3/29 Hour 14",2102,2107]
[{"$f":"TEXT(DATE(,D2119,E2119),\"MM/DD\")","v":"03/30"},{"$f":"TIME(F2119,0,0)","v":"02:00:00"},"2025-03-30T02:00:00",3,30,2,2,null,null,null,null,null,null,null,null,null,null,null,null,null,null,null,null,null,null,null,null,null,null,null,null,null,null,null,null,null,null,null,null,null,null,null,null,null,null,{"$f":"TEXT(D2119*29,\"mmm\")&E2119","v":"Mar30"},{"$f":"D2119&\"/\"&E2119&\" Hour \"&F2119","v":"3/30 Hour 2"},{"$f":"ROW()-ROW($AV$5)","v":2114},2119]
["03/31","01:00:00","2025-03-31T01:00:00",3,31,1,3,null,null,null,null,null,null,null,null,null,null,null,null,null,null,null,null,null,null,null,null,null,null,null,null,null,null,null,null,null,null,null,null,null,null,null,null,null,null,"Mar31","3/31 Hour 1",2137,2142]
["03/31","18:00:00","2025-03-31T18:00:00",3,31,18,3,null,null,null,null,null,null,null,null,null,null,null,null,null,null,null,null,null,null,null,null,null,null,null,null,null,null,null,null,null,null,null,null,null,null,null,null,null,null,"Mar31","3/31 Hour 18",2154,2159]
["04/01","11:00:00","2025-04-01T11:00:00",4,1,11,4,null,null,null,null,null,null,null,null,null,null,null,null,null,null,null,null,null,null,null,null,null,null,null,null,null,null,null,null,null,null,null,null,null,null,null,null,null,null,"Apr1","4/1 Hour 11",2171,2176]
["04/01","21:00:00","2025-04-01T21:00:00",4,1,21,4,null,null,null,null,null,null,null,null,null,null,null,null,null,null,null,null,null,null,null,null,null,null,null,null,null,null,null,null,null,null,null,null,null,null,null,null,null,null,"Apr1","4/1 Hour 21",2181,2186]
["04/02","06:00:00","2025-04-02T06:00:00",4,2,6,5,null,null,null,null,null,null,null,null,null,null,null,null,null,null,null,null,null,null,null,null,null,null,null,null,null,null,null,null,null,null,null,null,null,null,null,null,null,null,"Apr2","4/2 Hour 6",2190,2195]
["04/02","23:00:00","2025-04-02T23:00:00",4,2,23,5,null,null,null,null,null,null,null,null,null,null,null,null,null,null,null,null,null,null,null,null,null,null,null,null,null,null,null,null,null,null,null,null,null,null,null,null,null,null,"Apr2","4/2 Hour 23",2207,2212]
["04/03","16:00:00","2025-04-03T16:00:00",4,3,16,6,null,null,null,null,null,null,null,null,null,null,null,null,null,null,null,null,null,null,null,null,null,null,null,null,null,null,null,null,null,null,null,null,null,null,null,null,null,null,"Apr3","4/3 Hour 16",2224,2229]
["04/04","15:00:00","2025-04-04T15:00:00",4,4,15,7,null,null,null,null,null,null,null,null,null,null,null,null,null,null,null,null,null,null,null,null,null,null,null,null,null,null,null,null,null,null,null,null,null,null,null,null,null,null,"Apr4","4/4 Hour 15",2247,2252]
["04/05","03:00:00","2025-04-05T03:00:00",4,5,3,1,null,null,null,null,null,null,null,null,null,null,null,null,null,null,null,null,null,null,null,null,null,null,null,null,null,null,null,null,null,null,null,null,null,null,null,null,null,null,"Apr5","4/5 Hour 3",2259,2264]
["04/05","20:00:00","2025-04-05T20:00:00",4,5,20,1,null,null,null,null,null,null,null,null,null,null,null,null,null,null,null,null,null,null,null,null,null,null,null,null,null,null,null,null,null,null,null,null,null,null,null,null,null,null,"Apr5","4/5 Hour 20",2276,2281]
["04/06","18:00:00","2025-04-06T18:00:00",4,6,18,2,null,null,null,null,null,null,null,null,null,null,null,null,null,null,null,null,null,null,null,null,null,null,null,null,null,null,null,null,null,null,null,null,null,null,null,null,null,null,"Apr6","4/6 Hour 18",2298,2303]
["04/07","07:00:00","2025-04-07T07:00:00",4,7,7,3,null,null,null,null,null,null,null,null,null,null,null,null,null,null,null,null,null,null,null,null,null,null,null,null,null,null,null,null,null,null,null,null,null,null,null,null,null,null,"Apr7","4/7 Hour 7",2311,2316]
["04/07","00:00:00","2025-04-07",4,7,24,3,null,null,null,null,null,null,null,null,null,null,null,null,null,null,null,null,null,null,null,null,null,null,null,null,null,null,null,null,null,null,null,null,null,null,null,null,null,null,"Apr7","4/7 Hour 24",2328,2333]
["04/08","17:00:00","2025-04-08T17:00:00",4,8,17,4,null,null,null,null,null,null,null,null,null,null,null,null,null,null,null,null,null,null,null,null,null,null,null,null,null,null,null,null,null,null,null,null,null,null,null,null,null,null,"Apr8","4/8 Hour 17",2345,2350]
["04/09","12:00:00","2025-04-09T12:00:00",4,9,12,5,null,null,null,null,null,null,null,null,null,null,null,null,null,null,null,null,null,null,null,null,null,null,null,null,null,null,null,null,null,null,null,null,null,null,null,null,null,null,"Apr9","4/9 Hour 12",2364,2369]
["04/10","04:00:00","2025-04-10T04:00:00",4,10,4,6,null,null,null,null,null,null,null,null,null,null,null,null,null,null,null,null,null,null,null,null,null,null,null,null,null,null,null,null,null,null,null,null,null,null,null,null,null,null,"Apr10","4/10 Hour 4",2380,2385]
["04/10","21:00:00","2025-04-10T21:00:00",4,10,21,6,null,null,null,null,null,null,null,null,null,null,null,null,null,null,null,null,null,null,null,null,null,null,null,null,null,null,null,null,null,null,null,null,null,null,null,null,null,null,"Apr10","4/10 Hour 21",2397,2402]
["04/11","14:00:00","2025-04-11T14:00:00",4,11,14,7,null,null,null,null,null,null,null,null,null,null,null,null,null,null,null,null,null,null,null,null,null,null,null,null,null,null,null,null,null,null,null,null,null,null,null,null,null,null,"Apr11","4/11 Hour 14",2414,2419]
["04/12","08:00:00","2025-04-12T08:00:00",4,12,8,1,null,null,null,null,null,null,null,null,null,null,null,null,null,null,null,null,null,null,null,null,null,null,null,null,null,null,null,null,null,null,null,null,null,null,null,null,null,null,"Apr12","4/12 Hour 8",2432,2437]
["04/12","09:00:00",{"$f":"A2438+B2438","v":"2025-04-12T09:00:00"},4,12,9,1,null,null,null,null,null,null,null,null,null,null,null,null,null,null,null,null,null,null,null,null,null,null,null,null,null,null,null,null,null,null,null,null,null,null,null,null,null,null,"Apr12","4/12 Hour 9",2433,2438]
["04/13","02:00:00","2025-04-13T02:00:00",4,13,2,2,null,null,null,null,null,null,null,null,null,null,null,null,null,null,null,null,null,null,null,null,null,null,null,null,null,null,null,null,null,null,null,null,null,null,null,null,null,null,"Apr13","4/13 Hour 2",2450,2455]
["04/14","09:00:00","2025-04-14T09:00:00",4,14,9,3,null,null,null,null,null,null,null,null,null,null,null,null,null,null,null,null,null,null,null,null,null,null,null,null,null,null,null,null,null,null,null,null,null,null,null,null,null,null,"Apr14","4/14 Hour 9",2481,2486]
["04/14","13:00:00","2025-04-14T13:00:00",4,14,13,3,null,null,null,null,null,null,null,null,null,null,null,null,null,null,null,null,null,null,null,null,null,null,null,null,null,null,null,null,null,null,null,null,null,null,null,null,null,null,"Apr14","4/14 Hour 13",2485,2490]
["04/15","06:00:00","2025-04-15T06:00:00",4,15,6,4,null,null,null,null,null,null,null,null,null,null,null,null,null,null,null,null,null,null,null,null,null,null,null,null,null,null,null,null,null,null,null,null,null,null,null,null,null,null,"Apr15","4/15 Hour 6",2502,2507]
["04/15","18:00:00","2025-04-15T18:00:00",4,15,18,4,null,null,null,null,null,null,null,null,null,null,null,null,null,null,null,null,null,null,null,null,null,null,null,null,null,null,null,null,null,null,null,null,null,null,null,null,null,null,"Apr15","4/15 Hour 18",2514,2519]
["04/16","17:00:00","2025-04-16T17:00:00",4,16,17,5,null,null,null,null,null,null,null,null,null,null,null,null,null,null,null,null,null,null,null,null,null,null,null,null,null,null,null,null,null,null,null,null,null,null,null,null,null,null,"Apr16","4/16 Hour 17",2537,2542]
["04/17","10:00:00","2025-04-17T10:00:00",4,17,10,6,null,null,null,null,null,null,null,null,null,null,null,null,null,null,null,null,null,null,null,null,null,null,null,null,null,null,null,null,null,null,null,null,null,null,null,null,null,null,"Apr17","4/17 Hour 10",2554,2559]
["04/18","03:00:00","2025-04-18T03:00:00",4,18,3,7,null,null,null,null,null,null,null,null,null,null,null,null,null,null,null,null,null,null,null,null,null,null,null,null,null,null,null,null,null,null,null,null,null,null,null,null,null,null,"Apr18","4/18 Hour 3",2571,2576]
["04/18","12:00:00","2025-04-18T12:00:00",4,18,12,7,null,null,null,null,null,null,null,null,null,null,null,null,null,null,null,null,null,null,null,null,null,null,null,null,null,null,null,null,null,null,null,null,null,null,null,null,null,null,"Apr18","4/18 Hour 12",2580,2585]
["04/19","14:00:00","2025-04-19T14:00:00",4,19,14,1,null,null,null,null,null,null,null,null,null,null,null,null,null,null,null,null,null,null,null,null,null,null,null,null,null,null,null,null,null,null,null,null,null,null,null,null,null,null,"Apr19","4/19 Hour 14",2606,2611]
["04/20","07:00:00","2025-04-20T07:00:00",4,20,7,2,null,null,null,null,null,null,null,null,null,null,null,null,null,null,null,null,null,null,null,null,null,null,null,null,null,null,null,null,null,null,null,null,null,null,null,null,null,null,"Apr20","4/20 Hour 7",2623,2628]
["04/20","00:00:00","2025-04-20",4,20,24,2,null,null,null,null,null,null,null,null,null,null,null,null,null,null,null,null,null,null,null,null,null,null,null,null,null,null,null,null,null,null,null,null,null,null,null,null,null,null,"Apr20","4/20 Hour 24",2640,2645]
["04/21","07:00:00","2025-04-21T07:00:00",4,21,7,3,null,null,null,null,null,null,null,null,null,null,null,null,null,null,null,null,null,null,null,null,null,null,null,null,null,null,null,null,null,null,null,null,null,null,null,null,null,null,"Apr21","4/21 Hour 7",2647,2652]
["04/22","11:00:00","2025-04-22T11:00:00",4,22,11,4,null,null,null,null,null,null,null,null,null,null,null,null,null,null,null,null,null,null,null,null,null,null,null,null,null,null,null,null,null,null,null,null,null,null,null,null,null,null,"Apr22","4/22 Hour 11",2675,2680]
["04/23","04:00:00","2025-04-23T04:00:00",4,23,4,5,null,null,null,null,null,null,null,null,null,null,null,null,null,null,null,null,null,null,null,null,null,null,null,null,null,null,null,null,null,null,null,null,null,null,null,null,null,null,"Apr23","4/23 Hour 4",2692,2697]
["04/23","09:00:00","2025-04-23T09:00:00",4,23,9,5,null,null,null,null,null,null,null,null,null,null,null,null,null,null,null,null,null,null,null,null,null,null,null,null,null,null,null,null,null,null,null,null,null,null,null,null,null,null,"Apr23","4/23 Hour 9",2697,2702]
["04/23","23:00:00","2025-04-23T23:00:00",4,23,23,5,null,null,null,null,null,null,null,null,null,null,null,null,null,null,null,null,null,null,null,null,null,null,null,null,null,null,null,null,null,null,null,null,null,null,null,null,null,null,"Apr23","4/23 Hour 23",2711,2716]
["04/24","16:00:00","2025-04-24T16:00:00",4,24,16,6,null,null,null,null,null,null,null,null,null,null,null,null,null,null,null,null,null,null,null,null,null,null,null,null,null,null,null,null,null,null,null,null,null,null,null,null,null,null,"Apr24","4/24 Hour 16",2728,2733]
["04/25","09:00:00","2025-04-25T09:00:00",4,25,9,7,null,null,null,null,null,null,null,null,null,null,null,null,null,null,null,null,null,null,null,null,null,null,null,null,null,null,null,null,null,null,null,null,null,null,null,null,null,null,"Apr25","4/25 Hour 9",2745,2750]
["04/26","04:00:00","2025-04-26T04:00:00",4,26,4,1,null,null,null,null,null,null,null,null,null,null,null,null,null,null,null,null,null,null,null,null,null,null,null,null,null,null,null,null,null,null,null,null,null,null,null,null,null,null,"Apr26","4/26 Hour 4",2764,2769]
["04/26","20:00:00","2025-04-26T20:00:00",4,26,20,1,null,null,null,null,null,null,null,null,null,null,null,null,null,null,null,null,null,null,null,null,null,null,null,null,null,null,null,null,null,null,null,null,null,null,null,null,null,null,"Apr26","4/26 Hour 20",2780,2785]
["04/27","13:00:00","2025-04-27T13:00:00",4,27,13,2,null,null,null,null,null,null,null,null,null,null,null,null,null,null,null,null,null,null,null,null,null,null,null,null,null,null,null,null,null,null,null,null,null,null,null,null,null,null,"Apr27","4/27 Hour 13",2797,2802]
["04/28","06:00:00","2025-04-28T06:00:00",4,28,6,3,null,null,null,null,null,null,null,null,null,null,null,null,null,null,null,null,null,null,null,null,null,null,null,null,null,null,null,null,null,null,null,null,null,null,null,null,null,null,"Apr28","4/28 Hour 6",2814,2819]
["04/28","00:00:00","2025-04-28",4,28,24,3,null,null,null,null,null,null,null,null,null,null,null,null,null,null,null,null,null,null,null,null,null,null,null,null,null,null,null,null,null,null,null,null,null,null,null,null,null,null,"Apr28","4/28 Hour 24",2832,2837]
["04/29","17:00:00","2025-04-29T17:00:00",4,29,17,4,null,null,null,null,null,null,null,null,null,null,null,null,null,null,null,null,null,null,null,null,null,null,null,null,null,null,null,null,null,null,null,null,null,null,null,null,null,null,"Apr29","4/29 Hour 17",2849,2854]
["04/30","10:00:00","2025-04-30T10:00:00",4,30,10,5,null,null,null,null,null,null,null,null,null,null,null,null,null,null,null,null,null,null,null,null,null,null,null,null,null,null,null,null,null,null,null,null,null,null,null,null,null,null,"Apr30","4/30 Hour 10",2866,2871]
["04/30","00:00:00","2025-04-30",4,30,24,5,null,null,null,null,null,null,null,null,null,null,null,null,null,null,null,null,null,null,null,null,null,null,null,null,null,null,null,null,null,null,null,null,null,null,null,null,null,null,"Apr30","4/30 Hour 24",2880,2885]
["05/01","21:00:00","2025-05-01T21:00:00",5,1,21,6,null,null,null,null,null,null,null,null,null,null,null,null,null,null,null,null,null,null,null,null,null,null,null,null,null,null,null,null,null,null,null,null,null,null,null,null,null,null,"May1","5/1 Hour 21",2901,2906]
["05/02","14:00:00","2025-05-02T14:00:00",5,2,14,7,null,null,null,null,null,null,null,null,null,null,null,null,null,null,null,null,null,null,null,null,null,null,null,null,null,null,null,null,null,null,null,null,null,null,null,null,null,null,"May2","5/2 Hour 14",2918,2923]
["05/03","02:00:00","2025-05-03T02:00:00",5,3,2,1,null,null,null,null,null,null,null,null,null,null,null,null,null,null,null,null,null,null,null,null,null,null,null,null,null,null,null,null,null,null,null,null,null,null,null,null,null,null,"May3","5/3 Hour 2",2930,2935]
["05/04","01:00:00","2025-05-04T01:00:00",5,4,1,2,null,null,null,null,null,null,null,null,null,null,null,null,null,null,null,null,null,null,null,null,null,null,null,null,null,null,null,null,null,null,null,null,null,null,null,null,null,null,"May4","5/4 Hour 1",2953,2958]
["05/04","02:00:00","2025-05-04T02:00:00",5,4,2,2,null,null,null,null,null,null,null,null,null,null,null,null,null,null,null,null,null,null,null,null,null,null,null,null,null,null,null,null,null,null,null,null,null,null,null,null,null,null,"May4","5/4 Hour 2",2954,2959]
["05/04","19:00:00","2025-05-04T19:00:00",5,4,19,2,null,null,null,null,null,null,null,null,null,null,null,null,null,null,null,null,null,null,null,null,null,null,null,null,null,null,null,null,null,null,null,null,null,null,null,null,null,null,"May4","5/4 Hour 19",2971,2976]
["05/05","21:00:00","2025-05-05T21:00:00",5,5,21,3,null,null,null,null,null,null,null,null,null,null,null,null,null,null,null,null,null,null,null,null,null,null,null,null,null,null,null,null,null,null,null,null,null,null,null,null,null,null,"May5","5/5 Hour 21",2997,3002]
["05/06","06:00:00","2025-05-06T06:00:00",5,6,6,4,null,null,null,null,null,null,null,null,null,null,null,null,null,null,null,null,null,null,null,null,null,null,null,null,null,null,null,null,null,null,null,null,null,null,null,null,null,null,"May6","5/6 Hour 6",3006,3011]
["05/06","23:00:00","2025-05-06T23:00:00",5,6,23,4,null,null,null,null,null,null,null,null,null,null,null,null,null,null,null,null,null,null,null,null,null,null,null,null,null,null,null,null,null,null,null,null,null,null,null,null,null,null,"May6","5/6 Hour 23",3023,3028]
["05/07","16:00:00","2025-05-07T16:00:00",5,7,16,5,null,null,null,null,null,null,null,null,null,null,null,null,null,null,null,null,null,null,null,null,null,null,null,null,null,null,null,null,null,null,null,null,null,null,null,null,null,null,"May7","5/7 Hour 16",3040,3045]
["05/08","15:00:00","2025-05-08T15:00:00",5,8,15,6,null,null,null,null,null,null,null,null,null,null,null,null,null,null,null,null,null,null,null,null,null,null,null,null,null,null,null,null,null,null,null,null,null,null,null,null,null,null,"May8","5/8 Hour 15",3063,3068]
["05/09","03:00:00","2025-05-09T03:00:00",5,9,3,7,null,null,null,null,null,null,null,null,null,null,null,null,null,null,null,null,null,null,null,null,null,null,null,null,null,null,null,null,null,null,null,null,null,null,null,null,null,null,"May9","5/9 Hour 3",3075,3080]
["05/09","20:00:00","2025-05-09T20:00:00",5,9,20,7,null,null,null,null,null,null,null,null,null,null,null,null,null,null,null,null,null,null,null,null,null,null,null,null,null,null,null,null,null,null,null,null,null,null,null,null,null,null,"May9","5/9 Hour 20",3092,3097]
["05/10","18:00:00","2025-05-10T18:00:00",5,10,18,1,null,null,null,null,null,null,null,null,null,null,null,null,null,null,null,null,null,null,null,null,null,null,null,null,null,null,null,null,null,null,null,null,null,null,null,null,null,null,"May10","5/10 Hour 18",3114,3119]
["05/11","07:00:00","2025-05-11T07:00:00",5,11,7,2,null,null,null,null,null,null,null,null,null,null,null,null,null,null,null,null,null,null,null,null,null,null,null,null,null,null,null,null,null,null,null,null,null,null,null,null,null,null,"May11","5/11 Hour 7",3127,3132]
["05/11","00:00:00","2025-05-11",5,11,24,2,null,null,null,null,null,null,null,null,null,null,null,null,null,null,null,null,null,null,null,null,null,null,null,null,null,null,null,null,null,null,null,null,null,null,null,null,null,null,"May11","5/11 Hour 24",3144,3149]
["05/12","17:00:00","2025-05-12T17:00:00",5,12,17,3,null,null,null,null,null,null,null,null,null,null,null,null,null,null,null,null,null,null,null,null,null,null,null,null,null,null,null,null,null,null,null,null,null,null,null,null,null,null,"May12","5/12 Hour 17",3161,3166]
["05/13","12:00:00","2025-05-13T12:00:00",5,13,12,4,null,null,null,null,null,null,null,null,null,null,null,null,null,null,null,null,null,null,null,null,null,null,null,null,null,null,null,null,null,null,null,null,null,null,null,null,null,null,"May13","5/13 Hour 12",3180,3185]
["05/14","04:00:00","2025-05-14T04:00:00",5,14,4,5,null,null,null,null,null,null,null,null,null,null,null,null,null,null,null,null,null,null,null,null,null,null,null,null,null,null,null,null,null,null,null,null,null,null,null,null,null,null,"May14","5/14 Hour 4",3196,3201]
["05/14","21:00:00","2025-05-14T21:00:00",5,14,21,5,null,null,null,null,null,null,null,null,null,null,null,null,null,null,null,null,null,null,null,null,null,null,null,null,null,null,null,null,null,null,null,null,null,null,null,null,null,null,"May14","5/14 Hour 21",3213,3218]
["05/15","14:00:00","2025-05-15T14:00:00",5,15,14,6,null,null,null,null,null,null,null,null,null,null,null,null,null,null,null,null,null,null,null,null,null,null,null,null,null,null,null,null,null,null,null,null,null,null,null,null,null,null,"May15","5/15 Hour 14",3230,3235]
["05/15","16:00:00","2025-05-15T16:00:00",5,15,16,6,null,null,null,null,null,null,null,null,null,null,null,null,null,null,null,null,null,null,null,null,null,null,null,null,null,null,null,null,null,null,null,null,null,null,null,null,null,null,"May15","5/15 Hour 16",3232,3237]
["05/16","09:00:00","2025-05-16T09:00:00",5,16,9,7,null,null,null,null,null,null,null,null,null,null,null,null,null,null,null,null,null,null,null,null,null,null,null,null,null,null,null,null,null,null,null,null,null,null,null,null,null,null,"May16","5/16 Hour 9",3249,3254]
[{"$f":"TEXT(DATE(,D3271,E3271),\"MM/DD\")","v":"05/17"},{"$f":"TIME(F3271,0,0)","v":"02:00:00"},"2025-05-17T02:00:00",5,17,2,1,null,null,null,null,null,null,null,null,null,null,null,null,null,null,null,null,null,null,null,null,null,null,null,null,null,null,null,null,null,null,null,null,null,null,null,null,null,null,{"$f":"TEXT(D3271*29,\"mmm\")&E3271","v":"May17"},{"$f":"D3271&\"/\"&E3271&\" Hour \"&F3271","v":"5/17 Hour 2"},{"$f":"ROW()-ROW($AV$5)","v":3266},3271]
["05/17","16:00:00","2025-05-17T16:00:00",5,17,16,1,null,null,null,null,null,null,null,null,null,null,null,null,null,null,null,null,null,null,null,null,null,null,null,null,null,null,null,null,null,null,null,null,null,null,null,null,null,null,"May17","5/17 Hour 16",3280,3285]
["05/18","13:00:00","2025-05-18T13:00:00",5,18,13,2,null,null,null,null,null,null,null,null,null,null,null,null,null,null,null,null,null,null,null,null,null,null,null,null,null,null,null,null,null,null,null,null,null,null,null,null,null,null,"May18","5/18 Hour 13",3301,3306]
["05/19","06:00:00","2025-05-19T06:00:00",5,19,6,3,null,null,null,null,null,null,null,null,null,null,null,null,null,null,null,null,null,null,null,null,null,null,null,null,null,null,null,null,null,null,null,null,null,null,null,null,null,null,"May19","5/19 Hour 6",3318,3323]
[{"$f":"TEXT(DATE(,D3335,E3335),\"MM/DD\")","v":"05/19"},{"$f":"TIME(F3335,0,0)","v":"18:00:00"},"2025-05-19T18:00:00",5,19,18,3,null,null,null,null,null,null,null,null,null,null,null,null,null,null,null,null,null,null,null,null,null,null,null,null,null,null,null,null,null,null,null,null,null,null,null,null,null,null,{"$f":"TEXT(D3335*29,\"mmm\")&E3335","v":"May19"},{"$f":"D3335&\"/\"&E3335&\" Hour \"&F3335","v":"5/19 Hour 18"},{"$f":"ROW()-ROW($AV$5)","v":3330},3335]
["05/20","17:00:00","2025-05-20T17:00:00",5,20,17,4,null,null,null,null,null,null,null,null,null,null,null,null,null,null,null,null,null,null,null,null,null,null,null,null,null,null,null,null,null,null,null,null,null,null,null,null,null,null,"May20","5/20 Hour 17",3353,3358]
["05/21","10:00:00","2025-05-21T10:00:00",5,21,10,5,null,null,null,null,null,null,null,null,null,null,null,null,null,null,null,null,null,null,null,null,null,null,null,null,null,null,null,null,null,null,null,null,null,null,null,null,null,null,"May21","5/21 Hour 10",3370,3375]
["05/22","03:00:00","2025-05-22T03:00:00",5,22,3,6,null,null,null,null,null,null,null,null,null,null,null,null,null,null,null,null,null,null,null,null,null,null,null,null,null,null,null,null,null,null,null,null,null,null,null,null,null,null,"May22","5/22 Hour 3",3387,3392]
["05/22","12:00:00","2025-05-22T12:00:00",5,22,12,6,null,null,null,null,null,null,null,null,null,null,null,null,null,null,null,null,null,null,null,null,null,null,null,null,null,null,null,null,null,null,null,null,null,null,null,null,null,null,"May22","5/22 Hour 12",3396,3401]
["05/23","14:00:00","2025-05-23T14:00:00",5,23,14,7,null,null,null,null,null,null,null,null,null,null,null,null,null,null,null,null,null,null,null,null,null,null,null,null,null,null,null,null,null,null,null,null,null,null,null,null,null,null,"May23","5/23 Hour 14",3422,3427]
["05/24","07:00:00","2025-05-24T07:00:00",5,24,7,1,null,null,null,null,null,null,null,null,null,null,null,null,null,null,null,null,null,null,null,null,null,null,null,null,null,null,null,null,null,null,null,null,null,null,null,null,null,null,"May24","5/24 Hour 7",3439,3444]
["05/24","00:00:00","2025-05-24",5,24,24,1,null,null,null,null,null,null,null,null,null,null,null,null,null,null,null,null,null,null,null,null,null,null,null,null,null,null,null,null,null,null,null,null,null,null,null,null,null,null,"May24","5/24 Hour 24",3456,3461]
["05/25","07:00:00","2025-05-25T07:00:00",5,25,7,2,null,null,null,null,null,null,null,null,null,null,null,null,null,null,null,null,null,null,null,null,null,null,null,null,null,null,null,null,null,null,null,null,null,null,null,null,null,null,"May25","5/25 Hour 7",3463,3468]
["05/25","19:00:00","2025-05-25T19:00:00",5,25,19,2,null,null,null,null,null,null,null,null,null,null,null,null,null,null,null,null,null,null,null,null,null,null,null,null,null,null,null,null,null,null,null,null,null,null,null,null,null,null,"May25","5/25 Hour 19",3475,3480]
["05/26","12:00:00","2025-05-26T12:00:00",5,26,12,3,null,null,null,null,null,null,null,null,null,null,null,null,null,null,null,null,null,null,null,null,null,null,null,null,null,null,null,null,null,null,null,null,null,null,null,null,null,null,"May26","5/26 Hour 12",3492,3497]
["05/27","09:00:00","2025-05-27T09:00:00",5,27,9,4,null,null,null,null,null,null,null,null,null,null,null,null,null,null,null,null,null,null,null,null,null,null,null,null,null,null,null,null,null,null,null,null,null,null,null,null,null,null,"May27","5/27 Hour 9",3513,3518]
["05/27","23:00:00","2025-05-27T23:00:00",5,27,23,4,null,null,null,null,null,null,null,null,null,null,null,null,null,null,null,null,null,null,null,null,null,null,null,null,null,null,null,null,null,null,null,null,null,null,null,null,null,null,"May27","5/27 Hour 23",3527,3532]
["05/28","16:00:00","2025-05-28T16:00:00",5,28,16,5,null,null,null,null,null,null,null,null,null,null,null,null,null,null,null,null,null,null,null,null,null,null,null,null,null,null,null,null,null,null,null,null,null,null,null,null,null,null,"May28","5/28 Hour 16",3544,3549]
["05/29","09:00:00","2025-05-29T09:00:00",5,29,9,6,null,null,null,null,null,null,null,null,null,null,null,null,null,null,null,null,null,null,null,null,null,null,null,null,null,null,null,null,null,null,null,null,null,null,null,null,null,null,"May29","5/29 Hour 9",3561,3566]
["05/30","04:00:00","2025-05-30T04:00:00",5,30,4,7,null,null,null,null,null,null,null,null,null,null,null,null,null,null,null,null,null,null,null,null,null,null,null,null,null,null,null,null,null,null,null,null,null,null,null,null,null,null,"May30","5/30 Hour 4",3580,3585]
["05/30","20:00:00","2025-05-30T20:00:00",5,30,20,7,null,null,null,null,null,null,null,null,null,null,null,null,null,null,null,null,null,null,null,null,null,null,null,null,null,null,null,null,null,null,null,null,null,null,null,null,null,null,"May30","5/30 Hour 20",3596,3601]
["05/31","13:00:00","2025-05-31T13:00:00",5,31,13,8,null,null,null,null,null,null,null,null,null,null,null,null,null,null,null,null,null,null,null,null,null,null,null,null,null,null,null,null,null,null,null,null,null,null,null,null,null,null,"May31","5/31 Hour 13",3613,3618]
["06/01","06:00:00","2025-06-01T06:00:00",6,1,6,2,null,null,null,null,null,null,null,null,null,null,null,null,null,null,null,null,null,null,null,null,null,null,null,null,null,null,null,null,null,null,null,null,null,null,null,null,null,null,"Jun1","6/1 Hour 6",3630,3635]
["06/01","00:00:00","2025-06-01",6,1,24,2,null,null,null,null,null,null,null,null,null,null,null,null,null,null,null,null,null,null,null,null,null,null,null,null,null,null,null,null,null,null,null,null,null,null,null,null,null,null,"Jun1","6/1 Hour 24",3648,3653]
["06/02","17:00:00","2025-06-02T17:00:00",6,2,17,3,null,null,null,null,null,null,null,null,null,null,null,null,null,null,null,null,null,null,null,null,null,null,null,null,null,null,null,null,null,null,null,null,null,null,null,null,null,null,"Jun2","6/2 Hour 17",3665,3670]
["06/03","10:00:00","2025-06-03T10:00:00",6,3,10,4,null,null,null,null,null,null,null,null,null,null,null,null,null,null,null,null,null,null,null,null,null,null,null,null,null,null,null,null,null,null,null,null,null,null,null,null,null,null,"Jun3","6/3 Hour 10",3682,3687]
["06/03","00:00:00","2025-06-03",6,3,24,4,null,null,null,null,null,null,null,null,null,null,null,null,null,null,null,null,null,null,null,null,null,null,null,null,null,null,null,null,null,null,null,null,null,null,null,null,null,null,"Jun3","6/3 Hour 24",3696,3701]
["06/04","21:00:00","2025-06-04T21:00:00",6,4,21,5,null,null,null,null,null,null,null,null,null,null,null,null,null,null,null,null,null,null,null,null,null,null,null,null,null,null,null,null,null,null,null,null,null,null,null,null,null,null,"Jun4","6/4 Hour 21",3717,3722]
["06/05","14:00:00","2025-06-05T14:00:00",6,5,14,6,null,null,null,null,null,null,null,null,null,null,null,null,null,null,null,null,null,null,null,null,null,null,null,null,null,null,null,null,null,null,null,null,null,null,null,null,null,null,"Jun5","6/5 Hour 14",3734,3739]
["06/06","03:00:00","2025-06-06T03:00:00",6,6,3,7,null,null,null,null,null,null,null,null,null,null,null,null,null,null,null,null,null,null,null,null,null,null,null,null,null,null,null,null,null,null,null,null,null,null,null,null,null,null,"Jun6","6/6 Hour 3",3747,3752]
["06/06","09:00:00","2025-06-06T09:00:00",6,6,9,7,null,null,null,null,null,null,null,null,null,null,null,null,null,null,null,null,null,null,null,null,null,null,null,null,null,null,null,null,null,null,null,null,null,null,null,null,null,null,"Jun6","6/6 Hour 9",3753,3758]
["06/07","02:00:00","2025-06-07T02:00:00",6,7,2,1,null,null,null,null,null,null,null,null,null,null,null,null,null,null,null,null,null,null,null,null,null,null,null,null,null,null,null,null,null,null,null,null,null,null,null,null,null,null,"Jun7","6/7 Hour 2",3770,3775]
["06/07","19:00:00","2025-06-07T19:00:00",6,7,19,1,null,null,null,null,null,null,null,null,null,null,null,null,null,null,null,null,null,null,null,null,null,null,null,null,null,null,null,null,null,null,null,null,null,null,null,null,null,null,"Jun7","6/7 Hour 19",3787,3792]
["06/08","21:00:00","2025-06-08T21:00:00",6,8,21,2,null,null,null,null,null,null,null,null,null,null,null,null,null,null,null,null,null,null,null,null,null,null,null,null,null,null,null,null,null,null,null,null,null,null,null,null,null,null,"Jun8","6/8 Hour 21",3813,3818]
["06/09","06:00:00","2025-06-09T06:00:00",6,9,6,3,null,null,null,null,null,null,null,null,null,null,null,null,null,null,null,null,null,null,null,null,null,null,null,null,null,null,null,null,null,null,null,null,null,null,null,null,null,null,"Jun9","6/9 Hour 6",3822,3827]
["06/09","23:00:00","2025-06-09T23:00:00",6,9,23,3,null,null,null,null,null,null,null,null,null,null,null,null,null,null,null,null,null,null,null,null,null,null,null,null,null,null,null,null,null,null,null,null,null,null,null,null,null,null,"Jun9","6/9 Hour 23",3839,3844]
["06/10","16:00:00","2025-06-10T16:00:00",6,10,16,4,null,null,null,null,null,null,null,null,null,null,null,null,null,null,null,null,null,null,null,null,null,null,null,null,null,null,null,null,null,null,null,null,null,null,null,null,null,null,"Jun10","6/10 Hour 16",3856,3861]
["06/11","16:00:00","2025-06-11T16:00:00",6,11,16,5,null,null,null,null,null,null,null,null,null,null,null,null,null,null,null,null,null,null,null,null,null,null,null,null,null,null,null,null,null,null,null,null,null,null,null,null,null,null,"Jun11","6/11 Hour 16",3880,3885]
["06/12","03:00:00","2025-06-12T03:00:00",6,12,3,6,null,null,null,null,null,null,null,null,null,null,null,null,null,null,null,null,null,null,null,null,null,null,null,null,null,null,null,null,null,null,null,null,null,null,null,null,null,null,"Jun12","6/12 Hour 3",3891,3896]
["06/12","20:00:00","2025-06-12T20:00:00",6,12,20,6,null,null,null,null,null,null,null,null,null,null,null,null,null,null,null,null,null,null,null,null,null,null,null,null,null,null,null,null,null,null,null,null,null,null,null,null,null,null,"Jun12","6/12 Hour 20",3908,3913]
["06/13","18:00:00","2025-06-13T18:00:00",6,13,18,7,null,null,null,null,null,null,null,null,null,null,null,null,null,null,null,null,null,null,null,null,null,null,null,null,null,null,null,null,null,null,null,null,null,null,null,null,null,null,"Jun13","6/13 Hour 18",3930,3935]
["06/14","07:00:00","2025-06-14T07:00:00",6,14,7,1,null,null,null,null,null,null,null,null,null,null,null,null,null,null,null,null,null,null,null,null,null,null,null,null,null,null,null,null,null,null,null,null,null,null,null,null,null,null,"Jun14","6/14 Hour 7",3943,3948]
["06/14","00:00:00","2025-06-14",6,14,24,1,null,null,null,null,null,null,null,null,null,null,null,null,null,null,null,null,null,null,null,null,null,null,null,null,null,null,null,null,null,null,null,null,null,null,null,null,null,null,"Jun14","6/14 Hour 24",3960,3965]
["06/15","17:00:00","2025-06-15T17:00:00",6,15,17,2,null,null,null,null,null,null,null,null,null,null,null,null,null,null,null,null,null,null,null,null,null,null,null,null,null,null,null,null,null,null,null,null,null,null,null,null,null,null,"Jun15","6/15 Hour 17",3977,3982]
["06/15","19:00:00","2025-06-15T19:00:00",6,15,19,2,null,null,null,null,null,null,null,null,null,null,null,null,null,null,null,null,null,null,null,null,null,null,null,null,null,null,null,null,null,null,null,null,null,null,null,null,null,null,"Jun15","6/15 Hour 19",3979,3984]
["06/16","12:00:00","2025-06-16T12:00:00",6,16,12,3,null,null,null,null,null,null,null,null,null,null,null,null,null,null,null,null,null,null,null,null,null,null,null,null,null,null,null,null,null,null,null,null,null,null,null,null,null,null,"Jun16","6/16 Hour 12",3996,4001]
["06/17","05:00:00","2025-06-17T05:00:00",6,17,5,4,null,null,null,null,null,null,null,null,null,null,null,null,null,null,null,null,null,null,null,null,null,null,null,null,null,null,null,null,null,null,null,null,null,null,null,null,null,null,"Jun17","6/17 Hour 5",4013,4018]
["06/17","21:00:00","2025-06-17T21:00:00",6,17,21,4,null,null,null,null,null,null,null,null,null,null,null,null,null,null,null,null,null,null,null,null,null,null,null,null,null,null,null,null,null,null,null,null,null,null,null,null,null,null,"Jun17","6/17 Hour 21",4029,4034]
["06/18","16:00:00","2025-06-18T16:00:00",6,18,16,5,null,null,null,null,null,null,null,null,null,null,null,null,null,null,null,null,null,null,null,null,null,null,null,null,null,null,null,null,null,null,null,null,null,null,null,null,null,null,"Jun18","6/18 Hour 16",4048,4053]
["06/19","09:00:00","2025-06-19T09:00:00",6,19,9,6,null,null,null,null,null,null,null,null,null,null,null,null,null,null,null,null,null,null,null,null,null,null,null,null,null,null,null,null,null,null,null,null,null,null,null,null,null,null,"Jun19","6/19 Hour 9",4065,4070]
["06/20","02:00:00","2025-06-20T02:00:00",6,20,2,7,null,null,null,null,null,null,null,null,null,null,null,null,null,null,null,null,null,null,null,null,null,null,null,null,null,null,null,null,null,null,null,null,null,null,null,null,null,null,"Jun20","6/20 Hour 2",4082,4087]
["06/20","16:00:00","2025-06-20T16:00:00",6,20,16,7,null,null,null,null,null,null,null,null,null,null,null,null,null,null,null,null,null,null,null,null,null,null,null,null,null,null,null,null,null,null,null,null,null,null,null,null,null,null,"Jun20","6/20 Hour 16",4096,4101]
["06/21","13:00:00","2025-06-21T13:00:00",6,21,13,1,null,null,null,null,null,null,null,null,null,null,null,null,null,null,null,null,null,null,null,null,null,null,null,null,null,null,null,null,null,null,null,null,null,null,null,null,null,null,"Jun21","6/21 Hour 13",4117,4122]
["06/22","06:00:00","2025-06-22T06:00:00",6,22,6,2,null,null,null,null,null,null,null,null,null,null,null,null,null,null,null,null,null,null,null,null,null,null,null,null,null,null,null,null,null,null,null,null,null,null,null,null,null,null,"Jun22","6/22 Hour 6",4134,4139]
["06/22","18:00:00","2025-06-22T18:00:00",6,22,18,2,null,null,null,null,null,null,null,null,null,null,null,null,null,null,null,null,null,null,null,null,null,null,null,null,null,null,null,null,null,null,null,null,null,null,null,null,null,null,"Jun22","6/22 Hour 18",4146,4151]
["06/23","17:00:00","2025-06-23T17:00:00",6,23,17,3,null,null,null,null,null,null,null,null,null,null,null,null,null,null,null,null,null,null,null,null,null,null,null,null,null,null,null,null,null,null,null,null,null,null,null,null,null,null,"Jun23","6/23 Hour 17",4169,4174]
["06/24","10:00:00","2025-06-24T10:00:00",6,24,10,4,null,null,null,null,null,null,null,null,null,null,null,null,null,null,null,null,null,null,null,null,null,null,null,null,null,null,null,null,null,null,null,null,null,null,null,null,null,null,"Jun24","6/24 Hour 10",4186,4191]
["06/25","03:00:00","2025-06-25T03:00:00",6,25,3,5,null,null,null,null,null,null,null,null,null,null,null,null,null,null,null,null,null,null,null,null,null,null,null,null,null,null,null,null,null,null,null,null,null,null,null,null,null,null,"Jun25","6/25 Hour 3",4203,4208]
["06/25","13:00:00","2025-06-25T13:00:00",6,25,13,5,null,null,null,null,null,null,null,null,null,null,null,null,null,null,null,null,null,null,null,null,null,null,null,null,null,null,null,null,null,null,null,null,null,null,null,null,null,null,"Jun25","6/25 Hour 13",4213,4218]
["06/26","14:00:00","2025-06-26T14:00:00",6,26,14,6,null,null,null,null,null,null,null,null,null,null,null,null,null,null,null,null,null,null,null,null,null,null,null,null,null,null,null,null,null,null,null,null,null,null,null,null,null,null,"Jun26","6/26 Hour 14",4238,4243]
["06/27","07:00:00","2025-06-27T07:00:00",6,27,7,7,null,null,null,null,null,null,null,null,null,null,null,null,null,null,null,null,null,null,null,null,null,null,null,null,null,null,null,null,null,null,null,null,null,null,null,null,null,null,"Jun27","6/27 Hour 7",4255,4260]
["06/27","08:00:00","2025-06-27T08:00:00",6,27,8,7,null,null,null,null,null,null,null,null,null,null,null,null,null,null,null,null,null,null,null,null,null,null,null,null,null,null,null,null,null,null,null,null,null,null,null,null,null,null,"Jun27","6/27 Hour 8",4256,4261]
["06/28","07:00:00","2025-06-28T07:00:00",6,28,7,1,null,null,null,null,null,null,null,null,null,null,null,null,null,null,null,null,null,null,null,null,null,null,null,null,null,null,null,null,null,null,null,null,null,null,null,null,null,null,"Jun28","6/28 Hour 7",4279,4284]
["06/28","19:00:00","2025-06-28T19:00:00",6,28,19,1,null,null,null,null,null,null,null,null,null,null,null,null,null,null,null,null,null,null,null,null,null,null,null,null,null,null,null,null,null,null,null,null,null,null,null,null,null,null,"Jun28","6/28 Hour 19",4291,4296]
["06/29","12:00:00","2025-06-29T12:00:00",6,29,12,2,null,null,null,null,null,null,null,null,null,null,null,null,null,null,null,null,null,null,null,null,null,null,null,null,null,null,null,null,null,null,null,null,null,null,null,null,null,null,"Jun29","6/29 Hour 12",4308,4313]
["06/30","09:00:00","2025-06-30T09:00:00",6,30,9,3,null,null,null,null,null,null,null,null,null,null,null,null,null,null,null,null,null,null,null,null,null,null,null,null,null,null,null,null,null,null,null,null,null,null,null,null,null,null,"Jun30","6/30 Hour 9",4329,4334]
["06/30","23:00:00","2025-06-30T23:00:00",6,30,23,3,null,null,null,null,null,null,null,null,null,null,null,null,null,null,null,null,null,null,null,null,null,null,null,null,null,null,null,null,null,null,null,null,null,null,null,null,null,null,"Jun30","6/30 Hour 23",4343,4348]
["07/01","16:00:00","2025-07-01T16:00:00",7,1,16,4,null,null,null,null,null,null,null,null,null,null,null,null,null,null,null,null,null,null,null,null,null,null,null,null,null,null,null,null,null,null,null,null,null,null,null,null,null,null,"Jul1","7/1 Hour 16",4360,4365]
["07/02","09:00:00","2025-07-02T09:00:00",7,2,9,5,null,null,null,null,null,null,null,null,null,null,null,null,null,null,null,null,null,null,null,null,null,null,null,null,null,null,null,null,null,null,null,null,null,null,null,null,null,null,"Jul2","7/2 Hour 9",4377,4382]
["07/03","04:00:00","2025-07-03T04:00:00",7,3,4,6,null,null,null,null,null,null,null,null,null,null,null,null,null,null,null,null,null,null,null,null,null,null,null,null,null,null,null,null,null,null,null,null,null,null,null,null,null,null,"Jul3","7/3 Hour 4",4396,4401]
["07/03","20:00:00","2025-07-03T20:00:00",7,3,20,6,null,null,null,null,null,null,null,null,null,null,null,null,null,null,null,null,null,null,null,null,null,null,null,null,null,null,null,null,null,null,null,null,null,null,null,null,null,null,"Jul3","7/3 Hour 20",4412,4417]
["07/04","13:00:00","2025-07-04T13:00:00",7,4,13,7,null,null,null,null,null,null,null,null,null,null,null,null,null,null,null,null,null,null,null,null,null,null,null,null,null,null,null,null,null,null,null,null,null,null,null,null,null,null,"Jul4","7/4 Hour 13",4429,4434]
["07/05","06:00:00","2025-07-05T06:00:00",7,5,6,8,null,null,null,null,null,null,null,null,null,null,null,null,null,null,null,null,null,null,null,null,null,null,null,null,null,null,null,null,null,null,null,null,null,null,null,null,null,null,"Jul5","7/5 Hour 6",4446,4451]
["07/05","00:00:00","2025-07-05",7,5,24,8,null,null,null,null,null,null,null,null,null,null,null,null,null,null,null,null,null,null,null,null,null,null,null,null,null,null,null,null,null,null,null,null,null,null,null,null,null,null,"Jul5","7/5 Hour 24",4464,4469]
["07/06","17:00:00",{"$f":"A4486+B4486","v":"2025-07-06T17:00:00"},7,6,17,2,null,null,null,null,null,null,null,null,null,null,null,null,null,null,null,null,null,null,null,null,null,null,null,null,null,null,null,null,null,null,null,null,null,null,null,null,null,null,"Jul6","7/6 Hour 17",4481,4486]
["07/07","10:00:00","2025-07-07T10:00:00",7,7,10,3,null,null,null,null,null,null,null,null,null,null,null,null,null,null,null,null,null,null,null,null,null,null,null,null,null,null,null,null,null,null,null,null,null,null,null,null,null,null,"Jul7","7/7 Hour 10",4498,4503]
["07/07","00:00:00","2025-07-07",7,7,24,3,null,null,null,null,null,null,null,null,null,null,null,null,null,null,null,null,null,null,null,null,null,null,null,null,null,null,null,null,null,null,null,null,null,null,null,null,null,null,"Jul7","7/7 Hour 24",4512,4517]
["07/08","05:00:00","2025-07-08T05:00:00",7,8,5,4,null,null,null,null,null,null,null,null,null,null,null,null,null,null,null,null,null,null,null,null,null,null,null,null,null,null,null,null,null,null,null,null,null,null,null,null,null,null,"Jul8","7/8 Hour 5",4517,4522]
["07/08","22:00:00","2025-07-08T22:00:00",7,8,22,4,null,null,null,null,null,null,null,null,null,null,null,null,null,null,null,null,null,null,null,null,null,null,null,null,null,null,null,null,null,null,null,null,null,null,null,null,null,null,"Jul8","7/8 Hour 22",4534,4539]
["07/10","03:00:00","2025-07-10T03:00:00",7,10,3,6,null,null,null,null,null,null,null,null,null,null,null,null,null,null,null,null,null,null,null,null,null,null,null,null,null,null,null,null,null,null,null,null,null,null,null,null,null,null,"Jul10","7/10 Hour 3",4563,4568]
["07/10","09:00:00","2025-07-10T09:00:00",7,10,9,6,null,null,null,null,null,null,null,null,null,null,null,null,null,null,null,null,null,null,null,null,null,null,null,null,null,null,null,null,null,null,null,null,null,null,null,null,null,null,"Jul10","7/10 Hour 9",4569,4574]
["07/11","02:00:00","2025-07-11T02:00:00",7,11,2,7,null,null,null,null,null,null,null,null,null,null,null,null,null,null,null,null,null,null,null,null,null,null,null,null,null,null,null,null,null,null,null,null,null,null,null,null,null,null,"Jul11","7/11 Hour 2",4586,4591]
["07/11","19:00:00","2025-07-11T19:00:00",7,11,19,7,null,null,null,null,null,null,null,null,null,null,null,null,null,null,null,null,null,null,null,null,null,null,null,null,null,null,null,null,null,null,null,null,null,null,null,null,null,null,"Jul11","7/11 Hour 19",4603,4608]
["07/12","21:00:00","2025-07-12T21:00:00",7,12,21,1,null,null,null,null,null,null,null,null,null,null,null,null,null,null,null,null,null,null,null,null,null,null,null,null,null,null,null,null,null,null,null,null,null,null,null,null,null,null,"Jul12","7/12 Hour 21",4629,4634]
["07/13","06:00:00","2025-07-13T06:00:00",7,13,6,2,null,null,null,null,null,null,null,null,null,null,null,null,null,null,null,null,null,null,null,null,null,null,null,null,null,null,null,null,null,null,null,null,null,null,null,null,null,null,"Jul13","7/13 Hour 6",4638,4643]
["07/13","23:00:00","2025-07-13T23:00:00",7,13,23,2,null,null,null,null,null,null,null,null,null,null,null,null,null,null,null,null,null,null,null,null,null,null,null,null,null,null,null,null,null,null,null,null,null,null,null,null,null,null,"Jul13","7/13 Hour 23",4655,4660]
["07/14","16:00:00","2025-07-14T16:00:00",7,14,16,3,null,null,null,null,null,null,null,null,null,null,null,null,null,null,null,null,null,null,null,null,null,null,null,null,null,null,null,null,null,null,null,null,null,null,null,null,null,null,"Jul14","7/14 Hour 16",4672,4677]
["07/14","23:00:00","2025-07-14T23:00:00",7,14,23,3,null,null,null,null,null,null,null,null,null,null,null,null,null,null,null,null,null,null,null,null,null,null,null,null,null,null,null,null,null,null,null,null,null,null,null,null,null,null,"Jul14","7/14 Hour 23",4679,4684]
["07/16","03:00:00","2025-07-16T03:00:00",7,16,3,5,null,null,null,null,null,null,null,null,null,null,null,null,null,null,null,null,null,null,null,null,null,null,null,null,null,null,null,null,null,null,null,null,null,null,null,null,null,null,"Jul16","7/16 Hour 3",4707,4712]
["07/16","20:00:00","2025-07-16T20:00:00",7,16,20,5,null,null,null,null,null,null,null,null,null,null,null,null,null,null,null,null,null,null,null,null,null,null,null,null,null,null,null,null,null,null,null,null,null,null,null,null,null,null,"Jul16","7/16 Hour 20",4724,4729]
["07/17","01:00:00","2025-07-17T01:00:00",7,17,1,6,null,null,null,null,null,null,null,null,null,null,null,null,null,null,null,null,null,null,null,null,null,null,null,null,null,null,null,null,null,null,null,null,null,null,null,null,null,null,"Jul17","7/17 Hour 1",4729,4734]
["07/18","07:00:00","2025-07-18T07:00:00",7,18,7,7,null,null,null,null,null,null,null,null,null,null,null,null,null,null,null,null,null,null,null,null,null,null,null,null,null,null,null,null,null,null,null,null,null,null,null,null,null,null,"Jul18","7/18 Hour 7",4759,4764]
["07/18","00:00:00","2025-07-18",7,18,24,7,null,null,null,null,null,null,null,null,null,null,null,null,null,null,null,null,null,null,null,null,null,null,null,null,null,null,null,null,null,null,null,null,null,null,null,null,null,null,"Jul18","7/18 Hour 24",4776,4781]
["07/19","01:00:00","2025-07-19T01:00:00",7,19,1,1,null,null,null,null,null,null,null,null,null,null,null,null,null,null,null,null,null,null,null,null,null,null,null,null,null,null,null,null,null,null,null,null,null,null,null,null,null,null,"Jul19","7/19 Hour 1",4777,4782]
["07/19","19:00:00","2025-07-19T19:00:00",7,19,19,1,null,null,null,null,null,null,null,null,null,null,null,null,null,null,null,null,null,null,null,null,null,null,null,null,null,null,null,null,null,null,null,null,null,null,null,null,null,null,"Jul19","7/19 Hour 19",4795,4800]
["07/20","12:00:00","2025-07-20T12:00:00",7,20,12,2,null,null,null,null,null,null,null,null,null,null,null,null,null,null,null,null,null,null,null,null,null,null,null,null,null,null,null,null,null,null,null,null,null,null,null,null,null,null,"Jul20","7/20 Hour 12",4812,4817]
["07/21","05:00:00","2025-07-21T05:00:00",7,21,5,3,null,null,null,null,null,null,null,null,null,null,null,null,null,null,null,null,null,null,null,null,null,null,null,null,null,null,null,null,null,null,null,null,null,null,null,null,null,null,"Jul21","7/21 Hour 5",4829,4834]
["07/21","21:00:00","2025-07-21T21:00:00",7,21,21,3,null,null,null,null,null,null,null,null,null,null,null,null,null,null,null,null,null,null,null,null,null,null,null,null,null,null,null,null,null,null,null,null,null,null,null,null,null,null,"Jul21","7/21 Hour 21",4845,4850]
["07/22","16:00:00","2025-07-22T16:00:00",7,22,16,4,null,null,null,null,null,null,null,null,null,null,null,null,null,null,null,null,null,null,null,null,null,null,null,null,null,null,null,null,null,null,null,null,null,null,null,null,null,null,"Jul22","7/22 Hour 16",4864,4869]
["07/23","09:00:00","2025-07-23T09:00:00",7,23,9,5,null,null,null,null,null,null,null,null,null,null,null,null,null,null,null,null,null,null,null,null,null,null,null,null,null,null,null,null,null,null,null,null,null,null,null,null,null,null,"Jul23","7/23 Hour 9",4881,4886]
["07/24","02:00:00","2025-07-24T02:00:00",7,24,2,6,null,null,null,null,null,null,null,null,null,null,null,null,null,null,null,null,null,null,null,null,null,null,null,null,null,null,null,null,null,null,null,null,null,null,null,null,null,null,"Jul24","7/24 Hour 2",4898,4903]
["07/24","16:00:00","2025-07-24T16:00:00",7,24,16,6,null,null,null,null,null,null,null,null,null,null,null,null,null,null,null,null,null,null,null,null,null,null,null,null,null,null,null,null,null,null,null,null,null,null,null,null,null,null,"Jul24","7/24 Hour 16",4912,4917]
["07/25","13:00:00","2025-07-25T13:00:00",7,25,13,7,null,null,null,null,null,null,null,null,null,null,null,null,null,null,null,null,null,null,null,null,null,null,null,null,null,null,null,null,null,null,null,null,null,null,null,null,null,null,"Jul25","7/25 Hour 13",4933,4938]
["07/26","06:00:00","2025-07-26T06:00:00",7,26,6,1,null,null,null,null,null,null,null,null,null,null,null,null,null,null,null,null,null,null,null,null,null,null,null,null,null,null,null,null,null,null,null,null,null,null,null,null,null,null,"Jul26","7/26 Hour 6",4950,4955]
["07/26","18:00:00","2025-07-26T18:00:00",7,26,18,1,null,null,null,null,null,null,null,null,null,null,null,null,null,null,null,null,null,null,null,null,null,null,null,null,null,null,null,null,null,null,null,null,null,null,null,null,null,null,"Jul26","7/26 Hour 18",4962,4967]
["07/27","17:00:00","2025-07-27T17:00:00",7,27,17,2,null,null,null,null,null,null,null,null,null,null,null,null,null,null,null,null,null,null,null,null,null,null,null,null,null,null,null,null,null,null,null,null,null,null,null,null,null,null,"Jul27","7/27 Hour 17",4985,4990]
["07/28","10:00:00","2025-07-28T10:00:00",7,28,10,3,null,null,null,null,null,null,null,null,null,null,null,null,null,null,null,null,null,null,null,null,null,null,null,null,null,null,null,null,null,null,null,null,null,null,null,null,null,null,"Jul28","7/28 Hour 10",5002,5007]
["07/29","03:00:00","2025-07-29T03:00:00",7,29,3,4,null,null,null,null,null,null,null,null,null,null,null,null,null,null,null,null,null,null,null,null,null,null,null,null,null,null,null,null,null,null,null,null,null,null,null,null,null,null,"Jul29","7/29 Hour 3",5019,5024]
["07/29","13:00:00","2025-07-29T13:00:00",7,29,13,4,null,null,null,null,null,null,null,null,null,null,null,null,null,null,null,null,null,null,null,null,null,null,null,null,null,null,null,null,null,null,null,null,null,null,null,null,null,null,"Jul29","7/29 Hour 13",5029,5034]
["07/29","22:00:00","2025-07-29T22:00:00",7,29,22,4,null,null,null,null,null,null,null,null,null,null,null,null,null,null,null,null,null,null,null,null,null,null,null,null,null,null,null,null,null,null,null,null,null,null,null,null,null,null,"Jul29","7/29 Hour 22",5038,5043]
["07/30","15:00:00","2025-07-30T15:00:00",7,30,15,5,null,null,null,null,null,null,null,null,null,null,null,null,null,null,null,null,null,null,null,null,null,null,null,null,null,null,null,null,null,null,null,null,null,null,null,null,null,null,"Jul30","7/30 Hour 15",5055,5060]
["07/31","08:00:00","2025-07-31T08:00:00",7,31,8,6,null,null,null,null,null,null,null,null,null,null,null,null,null,null,null,null,null,null,null,null,null,null,null,null,null,null,null,null,null,null,null,null,null,null,null,null,null,null,"Jul31","7/31 Hour 8",5072,5077]
["08/01","07:00:00","2025-08-01T07:00:00",8,1,7,7,null,null,null,null,null,null,null,null,null,null,null,null,null,null,null,null,null,null,null,null,null,null,null,null,null,null,null,null,null,null,null,null,null,null,null,null,null,null,"Aug1","8/1 Hour 7",5095,5100]
["08/01","19:00:00","2025-08-01T19:00:00",8,1,19,7,null,null,null,null,null,null,null,null,null,null,null,null,null,null,null,null,null,null,null,null,null,null,null,null,null,null,null,null,null,null,null,null,null,null,null,null,null,null,"Aug1","8/1 Hour 19",5107,5112]
["08/02","12:00:00","2025-08-02T12:00:00",8,2,12,1,null,null,null,null,null,null,null,null,null,null,null,null,null,null,null,null,null,null,null,null,null,null,null,null,null,null,null,null,null,null,null,null,null,null,null,null,null,null,"Aug2","8/2 Hour 12",5124,5129]
["08/03","09:00:00","2025-08-03T09:00:00",8,3,9,2,null,null,null,null,null,null,null,null,null,null,null,null,null,null,null,null,null,null,null,null,null,null,null,null,null,null,null,null,null,null,null,null,null,null,null,null,null,null,"Aug3","8/3 Hour 9",5145,5150]
["08/03","23:00:00","2025-08-03T23:00:00",8,3,23,2,null,null,null,null,null,null,null,null,null,null,null,null,null,null,null,null,null,null,null,null,null,null,null,null,null,null,null,null,null,null,null,null,null,null,null,null,null,null,"Aug3","8/3 Hour 23",5159,5164]
["08/04","16:00:00","2025-08-04T16:00:00",8,4,16,3,null,null,null,null,null,null,null,null,null,null,null,null,null,null,null,null,null,null,null,null,null,null,null,null,null,null,null,null,null,null,null,null,null,null,null,null,null,null,"Aug4","8/4 Hour 16",5176,5181]
["08/05","09:00:00","2025-08-05T09:00:00",8,5,9,4,null,null,null,null,null,null,null,null,null,null,null,null,null,null,null,null,null,null,null,null,null,null,null,null,null,null,null,null,null,null,null,null,null,null,null,null,null,null,"Aug5","8/5 Hour 9",5193,5198]
["08/06","04:00:00","2025-08-06T04:00:00",8,6,4,5,null,null,null,null,null,null,null,null,null,null,null,null,null,null,null,null,null,null,null,null,null,null,null,null,null,null,null,null,null,null,null,null,null,null,null,null,null,null,"Aug6","8/6 Hour 4",5212,5217]
["08/06","20:00:00","2025-08-06T20:00:00",8,6,20,5,null,null,null,null,null,null,null,null,null,null,null,null,null,null,null,null,null,null,null,null,null,null,null,null,null,null,null,null,null,null,null,null,null,null,null,null,null,null,"Aug6","8/6 Hour 20",5228,5233]
["08/07","13:00:00","2025-08-07T13:00:00",8,7,13,6,null,null,null,null,null,null,null,null,null,null,null,null,null,null,null,null,null,null,null,null,null,null,null,null,null,null,null,null,null,null,null,null,null,null,null,null,null,null,"Aug7","8/7 Hour 13",5245,5250]
["08/08","06:00:00","2025-08-08T06:00:00",8,8,6,7,null,null,null,null,null,null,null,null,null,null,null,null,null,null,null,null,null,null,null,null,null,null,null,null,null,null,null,null,null,null,null,null,null,null,null,null,null,null,"Aug8","8/8 Hour 6",5262,5267]
["08/08","00:00:00","2025-08-08",8,8,24,7,null,null,null,null,null,null,null,null,null,null,null,null,null,null,null,null,null,null,null,null,null,null,null,null,null,null,null,null,null,null,null,null,null,null,null,null,null,null,"Aug8","8/8 Hour 24",5280,5285]
["08/09","17:00:00","2025-08-09T17:00:00",8,9,17,1,null,null,null,null,null,null,null,null,null,null,null,null,null,null,null,null,null,null,null,null,null,null,null,null,null,null,null,null,null,null,null,null,null,null,null,null,null,null,"Aug9","8/9 Hour 17",5297,5302]
["08/09","18:00:00","2025-08-09T18:00:00",8,9,18,1,null,null,null,null,null,null,null,null,null,null,null,null,null,null,null,null,null,null,null,null,null,null,null,null,null,null,null,null,null,null,null,null,null,null,null,null,null,null,"Aug9","8/9 Hour 18",5298,5303]
["08/11","01:00:00","2025-08-11T01:00:00",8,11,1,3,null,null,null,null,null,null,null,null,null,null,null,null,null,null,null,null,null,null,null,null,null,null,null,null,null,null,null,null,null,null,null,null,null,null,null,null,null,null,"Aug11","8/11 Hour 1",5329,5334]
["08/11","05:00:00","2025-08-11T05:00:00",8,11,5,3,null,null,null,null,null,null,null,null,null,null,null,null,null,null,null,null,null,null,null,null,null,null,null,null,null,null,null,null,null,null,null,null,null,null,null,null,null,null,"Aug11","8/11 Hour 5",5333,5338]
["08/11","22:00:00","2025-08-11T22:00:00",8,11,22,3,null,null,null,null,null,null,null,null,null,null,null,null,null,null,null,null,null,null,null,null,null,null,null,null,null,null,null,null,null,null,null,null,null,null,null,null,null,null,"Aug11","8/11 Hour 22",5350,5355]
["08/13","03:00:00","2025-08-13T03:00:00",8,13,3,5,null,null,null,null,null,null,null,null,null,null,null,null,null,null,null,null,null,null,null,null,null,null,null,null,null,null,null,null,null,null,null,null,null,null,null,null,null,null,"Aug13","8/13 Hour 3",5379,5384]
["08/13","09:00:00","2025-08-13T09:00:00",8,13,9,5,null,null,null,null,null,null,null,null,null,null,null,null,null,null,null,null,null,null,null,null,null,null,null,null,null,null,null,null,null,null,null,null,null,null,null,null,null,null,"Aug13","8/13 Hour 9",5385,5390]
["08/14","02:00:00","2025-08-14T02:00:00",8,14,2,6,null,null,null,null,null,null,null,null,null,null,null,null,null,null,null,null,null,null,null,null,null,null,null,null,null,null,null,null,null,null,null,null,null,null,null,null,null,null,"Aug14","8/14 Hour 2",5402,5407]
["08/14","19:00:00","2025-08-14T19:00:00",8,14,19,6,null,null,null,null,null,null,null,null,null,null,null,null,null,null,null,null,null,null,null,null,null,null,null,null,null,null,null,null,null,null,null,null,null,null,null,null,null,null,"Aug14","8/14 Hour 19",5419,5424]
["08/15","04:00:00","2025-08-15T04:00:00",8,15,4,7,null,null,null,null,null,null,null,null,null,null,null,null,null,null,null,null,null,null,null,null,null,null,null,null,null,null,null,null,null,null,null,null,null,null,null,null,null,null,"Aug15","8/15 Hour 4",5428,5433]
["08/16","06:00:00","2025-08-16T06:00:00",8,16,6,1,null,null,null,null,null,null,null,null,null,null,null,null,null,null,null,null,null,null,null,null,null,null,null,null,null,null,null,null,null,null,null,null,null,null,null,null,null,null,"Aug16","8/16 Hour 6",5454,5459]
["08/16","23:00:00","2025-08-16T23:00:00",8,16,23,1,null,null,null,null,null,null,null,null,null,null,null,null,null,null,null,null,null,null,null,null,null,null,null,null,null,null,null,null,null,null,null,null,null,null,null,null,null,null,"Aug16","8/16 Hour 23",5471,5476]
["08/17","16:00:00","2025-08-17T16:00:00",8,17,16,2,null,null,null,null,null,null,null,null,null,null,null,null,null,null,null,null,null,null,null,null,null,null,null,null,null,null,null,null,null,null,null,null,null,null,null,null,null,null,"Aug17","8/17 Hour 16",5488,5493]
["08/17","23:00:00","2025-08-17T23:00:00",8,17,23,2,null,null,null,null,null,null,null,null,null,null,null,null,null,null,null,null,null,null,null,null,null,null,null,null,null,null,null,null,null,null,null,null,null,null,null,null,null,null,"Aug17","8/17 Hour 23",5495,5500]
["08/19","03:00:00","2025-08-19T03:00:00",8,19,3,4,null,null,null,null,null,null,null,null,null,null,null,null,null,null,null,null,null,null,null,null,null,null,null,null,null,null,null,null,null,null,null,null,null,null,null,null,null,null,"Aug19","8/19 Hour 3",5523,5528]
["08/19","20:00:00","2025-08-19T20:00:00",8,19,20,4,null,null,null,null,null,null,null,null,null,null,null,null,null,null,null,null,null,null,null,null,null,null,null,null,null,null,null,null,null,null,null,null,null,null,null,null,null,null,"Aug19","8/19 Hour 20",5540,5545]
["08/20","01:00:00","2025-08-20T01:00:00",8,20,1,5,null,null,null,null,null,null,null,null,null,null,null,null,null,null,null,null,null,null,null,null,null,null,null,null,null,null,null,null,null,null,null,null,null,null,null,null,null,null,"Aug20","8/20 Hour 1",5545,5550]
["08/20","15:00:00","2025-08-20T15:00:00",8,20,15,5,null,null,null,null,null,null,null,null,null,null,null,null,null,null,null,null,null,null,null,null,null,null,null,null,null,null,null,null,null,null,null,null,null,null,null,null,null,null,"Aug20","8/20 Hour 15",5559,5564]
["08/21","08:00:00","2025-08-21T08:00:00",8,21,8,6,null,null,null,null,null,null,null,null,null,null,null,null,null,null,null,null,null,null,null,null,null,null,null,null,null,null,null,null,null,null,null,null,null,null,null,null,null,null,"Aug21","8/21 Hour 8",5576,5581]
["08/22","01:00:00","2025-08-22T01:00:00",8,22,1,7,null,null,null,null,null,null,null,null,null,null,null,null,null,null,null,null,null,null,null,null,null,null,null,null,null,null,null,null,null,null,null,null,null,null,null,null,null,null,"Aug22","8/22 Hour 1",5593,5598]
["08/22","19:00:00","2025-08-22T19:00:00",8,22,19,7,null,null,null,null,null,null,null,null,null,null,null,null,null,null,null,null,null,null,null,null,null,null,null,null,null,null,null,null,null,null,null,null,null,null,null,null,null,null,"Aug22","8/22 Hour 19",5611,5616]
["08/23","12:00:00","2025-08-23T12:00:00",8,23,12,1,null,null,null,null,null,null,null,null,null,null,null,null,null,null,null,null,null,null,null,null,null,null,null,null,null,null,null,null,null,null,null,null,null,null,null,null,null,null,"Aug23","8/23 Hour 12",5628,5633]
["08/24","05:00:00","2025-08-24T05:00:00",8,24,5,2,null,null,null,null,null,null,null,null,null,null,null,null,null,null,null,null,null,null,null,null,null,null,null,null,null,null,null,null,null,null,null,null,null,null,null,null,null,null,"Aug24","8/24 Hour 5",5645,5650]
["08/24","22:00:00","2025-08-24T22:00:00",8,24,22,2,null,null,null,null,null,null,null,null,null,null,null,null,null,null,null,null,null,null,null,null,null,null,null,null,null,null,null,null,null,null,null,null,null,null,null,null,null,null,"Aug24","8/24 Hour 22",5662,5667]
["08/25","16:00:00","2025-08-25T16:00:00",8,25,16,3,null,null,null,null,null,null,null,null,null,null,null,null,null,null,null,null,null,null,null,null,null,null,null,null,null,null,null,null,null,null,null,null,null,null,null,null,null,null,"Aug25","8/25 Hour 16",5680,5685]
["08/26","09:00:00",{"$f":"A5702+B5702","v":"2025-08-26T09:00:00"},8,26,9,4,null,null,null,null,null,null,null,null,null,null,null,null,null,null,null,null,null,null,null,null,null,null,null,null,null,null,null,null,null,null,null,null,null,null,null,null,null,null,"Aug26","8/26 Hour 9",5697,5702]
["08/27","02:00:00","2025-08-27T02:00:00",8,27,2,5,null,null,null,null,null,null,null,null,null,null,null,null,null,null,null,null,null,null,null,null,null,null,null,null,null,null,null,null,null,null,null,null,null,null,null,null,null,null,"Aug27","8/27 Hour 2",5714,5719]
["08/27","16:00:00","2025-08-27T16:00:00",8,27,16,5,null,null,null,null,null,null,null,null,null,null,null,null,null,null,null,null,null,null,null,null,null,null,null,null,null,null,null,null,null,null,null,null,null,null,null,null,null,null,"Aug27","8/27 Hour 16",5728,5733]
["08/28","13:00:00","2025-08-28T13:00:00",8,28,13,6,null,null,null,null,null,null,null,null,null,null,null,null,null,null,null,null,null,null,null,null,null,null,null,null,null,null,null,null,null,null,null,null,null,null,null,null,null,null,"Aug28","8/28 Hour 13",5749,5754]
["08/29","06:00:00","2025-08-29T06:00:00",8,29,6,7,null,null,null,null,null,null,null,null,null,null,null,null,null,null,null,null,null,null,null,null,null,null,null,null,null,null,null,null,null,null,null,null,null,null,null,null,null,null,"Aug29","8/29 Hour 6",5766,5771]
["08/29","18:00:00","2025-08-29T18:00:00",8,29,18,7,null,null,null,null,null,null,null,null,null,null,null,null,null,null,null,null,null,null,null,null,null,null,null,null,null,null,null,null,null,null,null,null,null,null,null,null,null,null,"Aug29","8/29 Hour 18",5778,5783]
["08/30","17:00:00","2025-08-30T17:00:00",8,30,17,1,null,null,null,null,null,null,null,null,null,null,null,null,null,null,null,null,null,null,null,null,null,null,null,null,null,null,null,null,null,null,null,null,null,null,null,null,null,null,"Aug30","8/30 Hour 17",5801,5806]
["08/31","10:00:00","2025-08-31T10:00:00",8,31,10,2,null,null,null,null,null,null,null,null,null,null,null,null,null,null,null,null,null,null,null,null,null,null,null,null,null,null,null,null,null,null,null,null,null,null,null,null,null,null,"Aug31","8/31 Hour 10",5818,5823]
["08/31","11:00:00","2025-08-31T11:00:00",8,31,11,2,null,null,null,null,null,null,null,null,null,null,null,null,null,null,null,null,null,null,null,null,null,null,null,null,null,null,null,null,null,null,null,null,null,null,null,null,null,null,"Aug31","8/31 Hour 11",5819,5824]
["09/01","13:00:00","2025-09-01T13:00:00",9,1,13,3,null,null,null,null,null,null,null,null,null,null,null,null,null,null,null,null,null,null,null,null,null,null,null,null,null,null,null,null,null,null,null,null,null,null,null,null,null,null,"Sep1","9/1 Hour 13",5845,5850]
["09/01","22:00:00","2025-09-01T22:00:00",9,1,22,3,null,null,null,null,null,null,null,null,null,null,null,null,null,null,null,null,null,null,null,null,null,null,null,null,null,null,null,null,null,null,null,null,null,null,null,null,null,null,"Sep1","9/1 Hour 22",5854,5859]
["09/02","15:00:00","2025-09-02T15:00:00",9,2,15,4,null,null,null,null,null,null,null,null,null,null,null,null,null,null,null,null,null,null,null,null,null,null,null,null,null,null,null,null,null,null,null,null,null,null,null,null,null,null,"Sep2","9/2 Hour 15",5871,5876]
["09/03","08:00:00","2025-09-03T08:00:00",9,3,8,5,null,null,null,null,null,null,null,null,null,null,null,null,null,null,null,null,null,null,null,null,null,null,null,null,null,null,null,null,null,null,null,null,null,null,null,null,null,null,"Sep3","9/3 Hour 8",5888,5893]
["09/04","07:00:00","2025-09-04T07:00:00",9,4,7,6,null,null,null,null,null,null,null,null,null,null,null,null,null,null,null,null,null,null,null,null,null,null,null,null,null,null,null,null,null,null,null,null,null,null,null,null,null,null,"Sep4","9/4 Hour 7",5911,5916]
["09/04","19:00:00","2025-09-04T19:00:00",9,4,19,6,null,null,null,null,null,null,null,null,null,null,null,null,null,null,null,null,null,null,null,null,null,null,null,null,null,null,null,null,null,null,null,null,null,null,null,null,null,null,"Sep4","9/4 Hour 19",5923,5928]
["09/05","12:00:00","2025-09-05T12:00:00",9,5,12,7,null,null,null,null,null,null,null,null,null,null,null,null,null,null,null,null,null,null,null,null,null,null,null,null,null,null,null,null,null,null,null,null,null,null,null,null,null,null,"Sep5","9/5 Hour 12",5940,5945]
["09/06","09:00:00","2025-09-06T09:00:00",9,6,9,8,null,null,null,null,null,null,null,null,null,null,null,null,null,null,null,null,null,null,null,null,null,null,null,null,null,null,null,null,null,null,null,null,null,null,null,null,null,null,"Sep6","9/6 Hour 9",5961,5966]
["09/06","23:00:00","2025-09-06T23:00:00",9,6,23,8,null,null,null,null,null,null,null,null,null,null,null,null,null,null,null,null,null,null,null,null,null,null,null,null,null,null,null,null,null,null,null,null,null,null,null,null,null,null,"Sep6","9/6 Hour 23",5975,5980]
["09/07","16:00:00","2025-09-07T16:00:00",9,7,16,2,null,null,null,null,null,null,null,null,null,null,null,null,null,null,null,null,null,null,null,null,null,null,null,null,null,null,null,null,null,null,null,null,null,null,null,null,null,null,"Sep7","9/7 Hour 16",5992,5997]
["09/08","09:00:00","2025-09-08T09:00:00",9,8,9,3,null,null,null,null,null,null,null,null,null,null,null,null,null,null,null,null,null,null,null,null,null,null,null,null,null,null,null,null,null,null,null,null,null,null,null,null,null,null,"Sep8","9/8 Hour 9",6009,6014]
["09/09","04:00:00","2025-09-09T04:00:00",9,9,4,4,null,null,null,null,null,null,null,null,null,null,null,null,null,null,null,null,null,null,null,null,null,null,null,null,null,null,null,null,null,null,null,null,null,null,null,null,null,null,"Sep9","9/9 Hour 4",6028,6033]
["09/09","20:00:00","2025-09-09T20:00:00",9,9,20,4,null,null,null,null,null,null,null,null,null,null,null,null,null,null,null,null,null,null,null,null,null,null,null,null,null,null,null,null,null,null,null,null,null,null,null,null,null,null,"Sep9","9/9 Hour 20",6044,6049]
["09/10","13:00:00","2025-09-10T13:00:00",9,10,13,5,null,null,null,null,null,null,null,null,null,null,null,null,null,null,null,null,null,null,null,null,null,null,null,null,null,null,null,null,null,null,null,null,null,null,null,null,null,null,"Sep10","9/10 Hour 13",6061,6066]
["09/11","06:00:00","2025-09-11T06:00:00",9,11,6,6,null,null,null,null,null,null,null,null,null,null,null,null,null,null,null,null,null,null,null,null,null,null,null,null,null,null,null,null,null,null,null,null,null,null,null,null,null,null,"Sep11","9/11 Hour 6",6078,6083]
["09/11","08:00:00","2025-09-11T08:00:00",9,11,8,6,null,null,null,null,null,null,null,null,null,null,null,null,null,null,null,null,null,null,null,null,null,null,null,null,null,null,null,null,null,null,null,null,null,null,null,null,null,null,"Sep11","9/11 Hour 8",6080,6085]
["09/12","01:00:00","2025-09-12T01:00:00",9,12,1,7,null,null,null,null,null,null,null,null,null,null,null,null,null,null,null,null,null,null,null,null,null,null,null,null,null,null,null,null,null,null,null,null,null,null,null,null,null,null,"Sep12","9/12 Hour 1",6097,6102]
["09/12","18:00:00","2025-09-12T18:00:00",9,12,18,7,null,null,null,null,null,null,null,null,null,null,null,null,null,null,null,null,null,null,null,null,null,null,null,null,null,null,null,null,null,null,null,null,null,null,null,null,null,null,"Sep12","9/12 Hour 18",6114,6119]
["09/13","08:00:00","2025-09-13T08:00:00",9,13,8,1,null,null,null,null,null,null,null,null,null,null,null,null,null,null,null,null,null,null,null,null,null,null,null,null,null,null,null,null,null,null,null,null,null,null,null,null,null,null,"Sep13","9/13 Hour 8",6128,6133]
["09/14","05:00:00","2025-09-14T05:00:00",9,14,5,2,null,null,null,null,null,null,null,null,null,null,null,null,null,null,null,null,null,null,null,null,null,null,null,null,null,null,null,null,null,null,null,null,null,null,null,null,null,null,"Sep14","9/14 Hour 5",6149,6154]
["09/14","22:00:00","2025-09-14T22:00:00",9,14,22,2,null,null,null,null,null,null,null,null,null,null,null,null,null,null,null,null,null,null,null,null,null,null,null,null,null,null,null,null,null,null,null,null,null,null,null,null,null,null,"Sep14","9/14 Hour 22",6166,6171]
["09/15","10:00:00","2025-09-15T10:00:00",9,15,10,3,null,null,null,null,null,null,null,null,null,null,null,null,null,null,null,null,null,null,null,null,null,null,null,null,null,null,null,null,null,null,null,null,null,null,null,null,null,null,"Sep15","9/15 Hour 10",6178,6183]
["09/16","09:00:00","2025-09-16T09:00:00",9,16,9,4,null,null,null,null,null,null,null,null,null,null,null,null,null,null,null,null,null,null,null,null,null,null,null,null,null,null,null,null,null,null,null,null,null,null,null,null,null,null,"Sep16","9/16 Hour 9",6201,6206]
["09/17","02:00:00","2025-09-17T02:00:00",9,17,2,5,null,null,null,null,null,null,null,null,null,null,null,null,null,null,null,null,null,null,null,null,null,null,null,null,null,null,null,null,null,null,null,null,null,null,null,null,null,null,"Sep17","9/17 Hour 2",6218,6223]
["09/17","19:00:00","2025-09-17T19:00:00",9,17,19,5,null,null,null,null,null,null,null,null,null,null,null,null,null,null,null,null,null,null,null,null,null,null,null,null,null,null,null,null,null,null,null,null,null,null,null,null,null,null,"Sep17","9/17 Hour 19",6235,6240]
["09/18","04:00:00","2025-09-18T04:00:00",9,18,4,6,null,null,null,null,null,null,null,null,null,null,null,null,null,null,null,null,null,null,null,null,null,null,null,null,null,null,null,null,null,null,null,null,null,null,null,null,null,null,"Sep18","9/18 Hour 4",6244,6249]
["09/19","06:00:00","2025-09-19T06:00:00",9,19,6,7,null,null,null,null,null,null,null,null,null,null,null,null,null,null,null,null,null,null,null,null,null,null,null,null,null,null,null,null,null,null,null,null,null,null,null,null,null,null,"Sep19","9/19 Hour 6",6270,6275]
["09/19","23:00:00","2025-09-19T23:00:00",9,19,23,7,null,null,null,null,null,null,null,null,null,null,null,null,null,null,null,null,null,null,null,null,null,null,null,null,null,null,null,null,null,null,null,null,null,null,null,null,null,null,"Sep19","9/19 Hour 23",6287,6292]
["09/20","16:00:00","2025-09-20T16:00:00",9,20,16,1,null,null,null,null,null,null,null,null,null,null,null,null,null,null,null,null,null,null,null,null,null,null,null,null,null,null,null,null,null,null,null,null,null,null,null,null,null,null,"Sep20","9/20 Hour 16",6304,6309]
["09/20","23:00:00","2025-09-20T23:00:00",9,20,23,1,null,null,null,null,null,null,null,null,null,null,null,null,null,null,null,null,null,null,null,null,null,null,null,null,null,null,null,null,null,null,null,null,null,null,null,null,null,null,"Sep20","9/20 Hour 23",6311,6316]
["09/22","03:00:00","2025-09-22T03:00:00",9,22,3,3,null,null,null,null,null,null,null,null,null,null,null,null,null,null,null,null,null,null,null,null,null,null,null,null,null,null,null,null,null,null,null,null,null,null,null,null,null,null,"Sep22","9/22 Hour 3",6339,6344]
["09/22","04:00:00","2025-09-22T04:00:00",9,22,4,3,null,null,null,null,null,null,null,null,null,null,null,null,null,null,null,null,null,null,null,null,null,null,null,null,null,null,null,null,null,null,null,null,null,null,null,null,null,null,"Sep22","9/22 Hour 4",6340,6345]
["09/23","01:00:00","2025-09-23T01:00:00",9,23,1,4,null,null,null,null,null,null,null,null,null,null,null,null,null,null,null,null,null,null,null,null,null,null,null,null,null,null,null,null,null,null,null,null,null,null,null,null,null,null,"Sep23","9/23 Hour 1",6361,6366]
["09/23","15:00:00","2025-09-23T15:00:00",9,23,15,4,null,null,null,null,null,null,null,null,null,null,null,null,null,null,null,null,null,null,null,null,null,null,null,null,null,null,null,null,null,null,null,null,null,null,null,null,null,null,"Sep23","9/23 Hour 15",6375,6380]
["09/24","08:00:00","2025-09-24T08:00:00",9,24,8,5,null,null,null,null,null,null,null,null,null,null,null,null,null,null,null,null,null,null,null,null,null,null,null,null,null,null,null,null,null,null,null,null,null,null,null,null,null,null,"Sep24","9/24 Hour 8",6392,6397]
["09/25","01:00:00","2025-09-25T01:00:00",9,25,1,6,null,null,null,null,null,null,null,null,null,null,null,null,null,null,null,null,null,null,null,null,null,null,null,null,null,null,null,null,null,null,null,null,null,null,null,null,null,null,"Sep25","9/25 Hour 1",6409,6414]
["09/25","20:00:00","2025-09-25T20:00:00",9,25,20,6,null,null,null,null,null,null,null,null,null,null,null,null,null,null,null,null,null,null,null,null,null,null,null,null,null,null,null,null,null,null,null,null,null,null,null,null,null,null,"Sep25","9/25 Hour 20",6428,6433]
["09/26","12:00:00","2025-09-26T12:00:00",9,26,12,7,null,null,null,null,null,null,null,null,null,null,null,null,null,null,null,null,null,null,null,null,null,null,null,null,null,null,null,null,null,null,null,null,null,null,null,null,null,null,"Sep26","9/26 Hour 12",6444,6449]
["09/27","05:00:00","2025-09-27T05:00:00",9,27,5,1,null,null,null,null,null,null,null,null,null,null,null,null,null,null,null,null,null,null,null,null,null,null,null,null,null,null,null,null,null,null,null,null,null,null,null,null,null,null,"Sep27","9/27 Hour 5",6461,6466]
["09/27","22:00:00","2025-09-27T22:00:00",9,27,22,1,null,null,null,null,null,null,null,null,null,null,null,null,null,null,null,null,null,null,null,null,null,null,null,null,null,null,null,null,null,null,null,null,null,null,null,null,null,null,"Sep27","9/27 Hour 22",6478,6483]
["09/28","16:00:00","2025-09-28T16:00:00",9,28,16,2,null,null,null,null,null,null,null,null,null,null,null,null,null,null,null,null,null,null,null,null,null,null,null,null,null,null,null,null,null,null,null,null,null,null,null,null,null,null,"Sep28","9/28 Hour 16",6496,6501]
["09/29","09:00:00","2025-09-29T09:00:00",9,29,9,3,null,null,null,null,null,null,null,null,null,null,null,null,null,null,null,null,null,null,null,null,null,null,null,null,null,null,null,null,null,null,null,null,null,null,null,null,null,null,"Sep29","9/29 Hour 9",6513,6518]
[{"$f":"TEXT(DATE(,D6535,E6535),\"MM/DD\")","v":"09/30"},{"$f":"TIME(F6535,0,0)","v":"02:00:00"},"2025-09-30T02:00:00",9,30,2,4,null,null,null,null,null,null,null,null,null,null,null,null,null,null,null,null,null,null,null,null,null,null,null,null,null,null,null,null,null,null,null,null,null,null,null,null,null,null,{"$f":"TEXT(D6535*29,\"mmm\")&E6535","v":"Sep30"},{"$f":"D6535&\"/\"&E6535&\" Hour \"&F6535","v":"9/30 Hour 2"},{"$f":"ROW()-ROW($AV$5)","v":6530},6535]
["09/30","16:00:00","2025-09-30T16:00:00",9,30,16,4,null,null,null,null,null,null,null,null,null,null,null,null,null,null,null,null,null,null,null,null,null,null,null,null,null,null,null,null,null,null,null,null,null,null,null,null,null,null,"Sep30","9/30 Hour 16",6544,6549]
["10/01","13:00:00","2025-10-01T13:00:00",10,1,13,5,null,null,null,null,null,null,null,null,null,null,null,null,null,null,null,null,null,null,null,null,null,null,null,null,null,null,null,null,null,null,null,null,null,null,null,null,null,null,"Oct1","10/1 Hour 13",6565,6570]
["10/02","06:00:00","2025-10-02T06:00:00",10,2,6,6,null,null,null,null,null,null,null,null,null,null,null,null,null,null,null,null,null,null,null,null,null,null,null,null,null,null,null,null,null,null,null,null,null,null,null,null,null,null,"Oct2","10/2 Hour 6",6582,6587]
[{"$f":"TEXT(DATE(,D6599,E6599),\"MM/DD\")","v":"10/02"},{"$f":"TIME(F6599,0,0)","v":"18:00:00"},"2025-10-02T18:00:00",10,2,18,6,null,null,null,null,null,null,null,null,null,null,null,null,null,null,null,null,null,null,null,null,null,null,null,null,null,null,null,null,null,null,null,null,null,null,null,null,null,null,{"$f":"TEXT(D6599*29,\"mmm\")&E6599","v":"Oct2"},{"$f":"D6599&\"/\"&E6599&\" Hour \"&F6599","v":"10/2 Hour 18"},{"$f":"ROW()-ROW($AV$5)","v":6594},6599]
["10/03","01:00:00","2025-10-03T01:00:00",10,3,1,7,null,null,null,null,null,null,null,null,null,null,null,null,null,null,null,null,null,null,null,null,null,null,null,null,null,null,null,null,null,null,null,null,null,null,null,null,null,null,"Oct3","10/3 Hour 1",6601,6606]
["10/03","18:00:00","2025-10-03T18:00:00",10,3,18,7,null,null,null,null,null,null,null,null,null,null,null,null,null,null,null,null,null,null,null,null,null,null,null,null,null,null,null,null,null,null,null,null,null,null,null,null,null,null,"Oct3","10/3 Hour 18",6618,6623]
["10/04","11:00:00","2025-10-04T11:00:00",10,4,11,1,null,null,null,null,null,null,null,null,null,null,null,null,null,null,null,null,null,null,null,null,null,null,null,null,null,null,null,null,null,null,null,null,null,null,null,null,null,null,"Oct4","10/4 Hour 11",6635,6640]
["10/05","13:00:00","2025-10-05T13:00:00",10,5,13,2,null,null,null,null,null,null,null,null,null,null,null,null,null,null,null,null,null,null,null,null,null,null,null,null,null,null,null,null,null,null,null,null,null,null,null,null,null,null,"Oct5","10/5 Hour 13",6661,6666]
["10/05","22:00:00","2025-10-05T22:00:00",10,5,22,2,null,null,null,null,null,null,null,null,null,null,null,null,null,null,null,null,null,null,null,null,null,null,null,null,null,null,null,null,null,null,null,null,null,null,null,null,null,null,"Oct5","10/5 Hour 22",6670,6675]
["10/06","15:00:00","2025-10-06T15:00:00",10,6,15,3,null,null,null,null,null,null,null,null,null,null,null,null,null,null,null,null,null,null,null,null,null,null,null,null,null,null,null,null,null,null,null,null,null,null,null,null,null,null,"Oct6","10/6 Hour 15",6687,6692]
["10/07","08:00:00","2025-10-07T08:00:00",10,7,8,4,null,null,null,null,null,null,null,null,null,null,null,null,null,null,null,null,null,null,null,null,null,null,null,null,null,null,null,null,null,null,null,null,null,null,null,null,null,null,"Oct7","10/7 Hour 8",6704,6709]
["10/08","07:00:00","2025-10-08T07:00:00",10,8,7,5,null,null,null,null,null,null,null,null,null,null,null,null,null,null,null,null,null,null,null,null,null,null,null,null,null,null,null,null,null,null,null,null,null,null,null,null,null,null,"Oct8","10/8 Hour 7",6727,6732]
["10/08","19:00:00","2025-10-08T19:00:00",10,8,19,5,null,null,null,null,null,null,null,null,null,null,null,null,null,null,null,null,null,null,null,null,null,null,null,null,null,null,null,null,null,null,null,null,null,null,null,null,null,null,"Oct8","10/8 Hour 19",6739,6744]
["10/09","12:00:00","2025-10-09T12:00:00",10,9,12,6,null,null,null,null,null,null,null,null,null,null,null,null,null,null,null,null,null,null,null,null,null,null,null,null,null,null,null,null,null,null,null,null,null,null,null,null,null,null,"Oct9","10/9 Hour 12",6756,6761]
["10/10","10:00:00","2025-10-10T10:00:00",10,10,10,7,null,null,null,null,null,null,null,null,null,null,null,null,null,null,null,null,null,null,null,null,null,null,null,null,null,null,null,null,null,null,null,null,null,null,null,null,null,null,"Oct10","10/10 Hour 10",6778,6783]
["10/10","23:00:00","2025-10-10T23:00:00",10,10,23,7,null,null,null,null,null,null,null,null,null,null,null,null,null,null,null,null,null,null,null,null,null,null,null,null,null,null,null,null,null,null,null,null,null,null,null,null,null,null,"Oct10","10/10 Hour 23",6791,6796]
["10/11","16:00:00","2025-10-11T16:00:00",10,11,16,8,null,null,null,null,null,null,null,null,null,null,null,null,null,null,null,null,null,null,null,null,null,null,null,null,null,null,null,null,null,null,null,null,null,null,null,null,null,null,"Oct11","10/11 Hour 16",6808,6813]
["10/12","09:00:00","2025-10-12T09:00:00",10,12,9,2,null,null,null,null,null,null,null,null,null,null,null,null,null,null,null,null,null,null,null,null,null,null,null,null,null,null,null,null,null,null,null,null,null,null,null,null,null,null,"Oct12","10/12 Hour 9",6825,6830]
["10/13","04:00:00","2025-10-13T04:00:00",10,13,4,3,null,null,null,null,null,null,null,null,null,null,null,null,null,null,null,null,null,null,null,null,null,null,null,null,null,null,null,null,null,null,null,null,null,null,null,null,null,null,"Oct13","10/13 Hour 4",6844,6849]
["10/13","20:00:00","2025-10-13T20:00:00",10,13,20,3,null,null,null,null,null,null,null,null,null,null,null,null,null,null,null,null,null,null,null,null,null,null,null,null,null,null,null,null,null,null,null,null,null,null,null,null,null,null,"Oct13","10/13 Hour 20",6860,6865]
["10/13","21:00:00","2025-10-13T21:00:00",10,13,21,3,null,null,null,null,null,null,null,null,null,null,null,null,null,null,null,null,null,null,null,null,null,null,null,null,null,null,null,null,null,null,null,null,null,null,null,null,null,null,"Oct13","10/13 Hour 21",6861,6866]
["10/14","13:00:00","2025-10-14T13:00:00",10,14,13,4,null,null,null,null,null,null,null,null,null,null,null,null,null,null,null,null,null,null,null,null,null,null,null,null,null,null,null,null,null,null,null,null,null,null,null,null,null,null,"Oct14","10/14 Hour 13",6877,6882]
["10/15","08:00:00","2025-10-15T08:00:00",10,15,8,5,null,null,null,null,null,null,null,null,null,null,null,null,null,null,null,null,null,null,null,null,null,null,null,null,null,null,null,null,null,null,null,null,null,null,null,null,null,null,"Oct15","10/15 Hour 8",6896,6901]
["10/16","01:00:00",{"$f":"A6918+B6918","v":"2025-10-16T01:00:00"},10,16,1,6,null,null,null,null,null,null,null,null,null,null,null,null,null,null,null,null,null,null,null,null,null,null,null,null,null,null,null,null,null,null,null,null,null,null,null,null,null,null,"Oct16","10/16 Hour 1",6913,6918]
["10/16","18:00:00","2025-10-16T18:00:00",10,16,18,6,null,null,null,null,null,null,null,null,null,null,null,null,null,null,null,null,null,null,null,null,null,null,null,null,null,null,null,null,null,null,null,null,null,null,null,null,null,null,"Oct16","10/16 Hour 18",6930,6935]
["10/17","08:00:00","2025-10-17T08:00:00",10,17,8,7,null,null,null,null,null,null,null,null,null,null,null,null,null,null,null,null,null,null,null,null,null,null,null,null,null,null,null,null,null,null,null,null,null,null,null,null,null,null,"Oct17","10/17 Hour 8",6944,6949]
["10/18","05:00:00","2025-10-18T05:00:00",10,18,5,1,null,null,null,null,null,null,null,null,null,null,null,null,null,null,null,null,null,null,null,null,null,null,null,null,null,null,null,null,null,null,null,null,null,null,null,null,null,null,"Oct18","10/18 Hour 5",6965,6970]
["10/18","22:00:00","2025-10-18T22:00:00",10,18,22,1,null,null,null,null,null,null,null,null,null,null,null,null,null,null,null,null,null,null,null,null,null,null,null,null,null,null,null,null,null,null,null,null,null,null,null,null,null,null,"Oct18","10/18 Hour 22",6982,6987]
["10/19","10:00:00","2025-10-19T10:00:00",10,19,10,2,null,null,null,null,null,null,null,null,null,null,null,null,null,null,null,null,null,null,null,null,null,null,null,null,null,null,null,null,null,null,null,null,null,null,null,null,null,null,"Oct19","10/19 Hour 10",6994,6999]
["10/20","09:00:00","2025-10-20T09:00:00",10,20,9,3,null,null,null,null,null,null,null,null,null,null,null,null,null,null,null,null,null,null,null,null,null,null,null,null,null,null,null,null,null,null,null,null,null,null,null,null,null,null,"Oct20","10/20 Hour 9",7017,7022]
["10/21","02:00:00","2025-10-21T02:00:00",10,21,2,4,null,null,null,null,null,null,null,null,null,null,null,null,null,null,null,null,null,null,null,null,null,null,null,null,null,null,null,null,null,null,null,null,null,null,null,null,null,null,"Oct21","10/21 Hour 2",7034,7039]
["10/21","19:00:00","2025-10-21T19:00:00",10,21,19,4,null,null,null,null,null,null,null,null,null,null,null,null,null,null,null,null,null,null,null,null,null,null,null,null,null,null,null,null,null,null,null,null,null,null,null,null,null,null,"Oct21","10/21 Hour 19",7051,7056]
["10/22","04:00:00","2025-10-22T04:00:00",10,22,4,5,null,null,null,null,null,null,null,null,null,null,null,null,null,null,null,null,null,null,null,null,null,null,null,null,null,null,null,null,null,null,null,null,null,null,null,null,null,null,"Oct22","10/22 Hour 4",7060,7065]
["10/23","06:00:00","2025-10-23T06:00:00",10,23,6,6,null,null,null,null,null,null,null,null,null,null,null,null,null,null,null,null,null,null,null,null,null,null,null,null,null,null,null,null,null,null,null,null,null,null,null,null,null,null,"Oct23","10/23 Hour 6",7086,7091]
["10/23","23:00:00","2025-10-23T23:00:00",10,23,23,6,null,null,null,null,null,null,null,null,null,null,null,null,null,null,null,null,null,null,null,null,null,null,null,null,null,null,null,null,null,null,null,null,null,null,null,null,null,null,"Oct23","10/23 Hour 23",7103,7108]
["10/24","16:00:00","2025-10-24T16:00:00",10,24,16,7,null,null,null,null,null,null,null,null,null,null,null,null,null,null,null,null,null,null,null,null,null,null,null,null,null,null,null,null,null,null,null,null,null,null,null,null,null,null,"Oct24","10/24 Hour 16",7120,7125]
["10/24","23:00:00","2025-10-24T23:00:00",10,24,23,7,null,null,null,null,null,null,null,null,null,null,null,null,null,null,null,null,null,null,null,null,null,null,null,null,null,null,null,null,null,null,null,null,null,null,null,null,null,null,"Oct24","10/24 Hour 23",7127,7132]
["10/25","11:00:00","2025-10-25T11:00:00",10,25,11,1,null,null,null,null,null,null,null,null,null,null,null,null,null,null,null,null,null,null,null,null,null,null,null,null,null,null,null,null,null,null,null,null,null,null,null,null,null,null,"Oct25","10/25 Hour 11",7139,7144]
["10/26","04:00:00","2025-10-26T04:00:00",10,26,4,2,null,null,null,null,null,null,null,null,null,null,null,null,null,null,null,null,null,null,null,null,null,null,null,null,null,null,null,null,null,null,null,null,null,null,null,null,null,null,"Oct26","10/26 Hour 4",7156,7161]
["10/27","01:00:00","2025-10-27T01:00:00",10,27,1,3,null,null,null,null,null,null,null,null,null,null,null,null,null,null,null,null,null,null,null,null,null,null,null,null,null,null,null,null,null,null,null,null,null,null,null,null,null,null,"Oct27","10/27 Hour 1",7177,7182]
["10/27","15:00:00","2025-10-27T15:00:00",10,27,15,3,null,null,null,null,null,null,null,null,null,null,null,null,null,null,null,null,null,null,null,null,null,null,null,null,null,null,null,null,null,null,null,null,null,null,null,null,null,null,"Oct27","10/27 Hour 15",7191,7196]
["10/28","08:00:00","2025-10-28T08:00:00",10,28,8,4,null,null,null,null,null,null,null,null,null,null,null,null,null,null,null,null,null,null,null,null,null,null,null,null,null,null,null,null,null,null,null,null,null,null,null,null,null,null,"Oct28","10/28 Hour 8",7208,7213]
["10/29","01:00:00","2025-10-29T01:00:00",10,29,1,5,null,null,null,null,null,null,null,null,null,null,null,null,null,null,null,null,null,null,null,null,null,null,null,null,null,null,null,null,null,null,null,null,null,null,null,null,null,null,"Oct29","10/29 Hour 1",7225,7230]
["10/29","20:00:00","2025-10-29T20:00:00",10,29,20,5,null,null,null,null,null,null,null,null,null,null,null,null,null,null,null,null,null,null,null,null,null,null,null,null,null,null,null,null,null,null,null,null,null,null,null,null,null,null,"Oct29","10/29 Hour 20",7244,7249]
["10/30","12:00:00","2025-10-30T12:00:00",10,30,12,6,null,null,null,null,null,null,null,null,null,null,null,null,null,null,null,null,null,null,null,null,null,null,null,null,null,null,null,null,null,null,null,null,null,null,null,null,null,null,"Oct30","10/30 Hour 12",7260,7265]
["10/31","05:00:00","2025-10-31T05:00:00",10,31,5,7,null,null,null,null,null,null,null,null,null,null,null,null,null,null,null,null,null,null,null,null,null,null,null,null,null,null,null,null,null,null,null,null,null,null,null,null,null,null,"Oct31","10/31 Hour 5",7277,7282]
["10/31","22:00:00","2025-10-31T22:00:00",10,31,22,7,null,null,null,null,null,null,null,null,null,null,null,null,null,null,null,null,null,null,null,null,null,null,null,null,null,null,null,null,null,null,null,null,null,null,null,null,null,null,"Oct31","10/31 Hour 22",7294,7299]
["11/01","16:00:00","2025-11-01T16:00:00",11,1,16,1,null,null,null,null,null,null,null,null,null,null,null,null,null,null,null,null,null,null,null,null,null,null,null,null,null,null,null,null,null,null,null,null,null,null,null,null,null,null,"Nov1","11/1 Hour 16",7312,7317]
["11/02","09:00:00","2025-11-02T09:00:00",11,2,9,2,null,null,null,null,null,null,null,null,null,null,null,null,null,null,null,null,null,null,null,null,null,null,null,null,null,null,null,null,null,null,null,null,null,null,null,null,null,null,"Nov2","11/2 Hour 9",7329,7334]
["11/03","02:00:00","2025-11-03T02:00:00",11,3,2,3,null,null,null,null,null,null,null,null,null,null,null,null,null,null,null,null,null,null,null,null,null,null,null,null,null,null,null,null,null,null,null,null,null,null,null,null,null,null,"Nov3","11/3 Hour 2",7346,7351]
["11/03","16:00:00","2025-11-03T16:00:00",11,3,16,3,null,null,null,null,null,null,null,null,null,null,null,null,null,null,null,null,null,null,null,null,null,null,null,null,null,null,null,null,null,null,null,null,null,null,null,null,null,null,"Nov3","11/3 Hour 16",7360,7365]
["11/04","13:00:00","2025-11-04T13:00:00",11,4,13,4,null,null,null,null,null,null,null,null,null,null,null,null,null,null,null,null,null,null,null,null,null,null,null,null,null,null,null,null,null,null,null,null,null,null,null,null,null,null,"Nov4","11/4 Hour 13",7381,7386]
["11/04","14:00:00","2025-11-04T14:00:00",11,4,14,4,null,null,null,null,null,null,null,null,null,null,null,null,null,null,null,null,null,null,null,null,null,null,null,null,null,null,null,null,null,null,null,null,null,null,null,null,null,null,"Nov4","11/4 Hour 14",7382,7387]
["11/05","18:00:00","2025-11-05T18:00:00",11,5,18,5,null,null,null,null,null,null,null,null,null,null,null,null,null,null,null,null,null,null,null,null,null,null,null,null,null,null,null,null,null,null,null,null,null,null,null,null,null,null,"Nov5","11/5 Hour 18",7410,7415]
["11/06","01:00:00","2025-11-06T01:00:00",11,6,1,6,null,null,null,null,null,null,null,null,null,null,null,null,null,null,null,null,null,null,null,null,null,null,null,null,null,null,null,null,null,null,null,null,null,null,null,null,null,null,"Nov6","11/6 Hour 1",7417,7422]
["11/06","18:00:00","2025-11-06T18:00:00",11,6,18,6,null,null,null,null,null,null,null,null,null,null,null,null,null,null,null,null,null,null,null,null,null,null,null,null,null,null,null,null,null,null,null,null,null,null,null,null,null,null,"Nov6","11/6 Hour 18",7434,7439]
["11/07","11:00:00","2025-11-07T11:00:00",11,7,11,7,null,null,null,null,null,null,null,null,null,null,null,null,null,null,null,null,null,null,null,null,null,null,null,null,null,null,null,null,null,null,null,null,null,null,null,null,null,null,"Nov7","11/7 Hour 11",7451,7456]
["11/08","13:00:00","2025-11-08T13:00:00",11,8,13,1,null,null,null,null,null,null,null,null,null,null,null,null,null,null,null,null,null,null,null,null,null,null,null,null,null,null,null,null,null,null,null,null,null,null,null,null,null,null,"Nov8","11/8 Hour 13",7477,7482]
["11/08","22:00:00","2025-11-08T22:00:00",11,8,22,1,null,null,null,null,null,null,null,null,null,null,null,null,null,null,null,null,null,null,null,null,null,null,null,null,null,null,null,null,null,null,null,null,null,null,null,null,null,null,"Nov8","11/8 Hour 22",7486,7491]
["11/09","15:00:00","2025-11-09T15:00:00",11,9,15,2,null,null,null,null,null,null,null,null,null,null,null,null,null,null,null,null,null,null,null,null,null,null,null,null,null,null,null,null,null,null,null,null,null,null,null,null,null,null,"Nov9","11/9 Hour 15",7503,7508]
["11/10","08:00:00","2025-11-10T08:00:00",11,10,8,3,null,null,null,null,null,null,null,null,null,null,null,null,null,null,null,null,null,null,null,null,null,null,null,null,null,null,null,null,null,null,null,null,null,null,null,null,null,null,"Nov10","11/10 Hour 8",7520,7525]
["11/11","08:00:00","2025-11-11T08:00:00",11,11,8,8,null,null,null,null,null,null,null,null,null,null,null,null,null,null,null,null,null,null,null,null,null,null,null,null,null,null,null,null,null,null,null,null,null,null,null,null,null,null,"Nov11","11/11 Hour 8",7544,7549]
["11/11","19:00:00","2025-11-11T19:00:00",11,11,19,8,null,null,null,null,null,null,null,null,null,null,null,null,null,null,null,null,null,null,null,null,null,null,null,null,null,null,null,null,null,null,null,null,null,null,null,null,null,null,"Nov11","11/11 Hour 19",7555,7560]
["11/12","12:00:00","2025-11-12T12:00:00",11,12,12,5,null,null,null,null,null,null,null,null,null,null,null,null,null,null,null,null,null,null,null,null,null,null,null,null,null,null,null,null,null,null,null,null,null,null,null,null,null,null,"Nov12","11/12 Hour 12",7572,7577]
["11/12","17:00:00","2025-11-12T17:00:00",11,12,17,5,null,null,null,null,null,null,null,null,null,null,null,null,null,null,null,null,null,null,null,null,null,null,null,null,null,null,null,null,null,null,null,null,null,null,null,null,null,null,"Nov12","11/12 Hour 17",7577,7582]
["11/13","23:00:00","2025-11-13T23:00:00",11,13,23,6,null,null,null,null,null,null,null,null,null,null,null,null,null,null,null,null,null,null,null,null,null,null,null,null,null,null,null,null,null,null,null,null,null,null,null,null,null,null,"Nov13","11/13 Hour 23",7607,7612]
["11/14","16:00:00","2025-11-14T16:00:00",11,14,16,7,null,null,null,null,null,null,null,null,null,null,null,null,null,null,null,null,null,null,null,null,null,null,null,null,null,null,null,null,null,null,null,null,null,null,null,null,null,null,"Nov14","11/14 Hour 16",7624,7629]
["11/15","09:00:00","2025-11-15T09:00:00",11,15,9,1,null,null,null,null,null,null,null,null,null,null,null,null,null,null,null,null,null,null,null,null,null,null,null,null,null,null,null,null,null,null,null,null,null,null,null,null,null,null,"Nov15","11/15 Hour 9",7641,7646]
["11/15","11:00:00","2025-11-15T11:00:00",11,15,11,1,null,null,null,null,null,null,null,null,null,null,null,null,null,null,null,null,null,null,null,null,null,null,null,null,null,null,null,null,null,null,null,null,null,null,null,null,null,null,"Nov15","11/15 Hour 11",7643,7648]
["11/16","04:00:00","2025-11-16T04:00:00",11,16,4,2,null,null,null,null,null,null,null,null,null,null,null,null,null,null,null,null,null,null,null,null,null,null,null,null,null,null,null,null,null,null,null,null,null,null,null,null,null,null,"Nov16","11/16 Hour 4",7660,7665]
["11/16","21:00:00","2025-11-16T21:00:00",11,16,21,2,null,null,null,null,null,null,null,null,null,null,null,null,null,null,null,null,null,null,null,null,null,null,null,null,null,null,null,null,null,null,null,null,null,null,null,null,null,null,"Nov16","11/16 Hour 21",7677,7682]
["11/17","13:00:00","2025-11-17T13:00:00",11,17,13,3,null,null,null,null,null,null,null,null,null,null,null,null,null,null,null,null,null,null,null,null,null,null,null,null,null,null,null,null,null,null,null,null,null,null,null,null,null,null,"Nov17","11/17 Hour 13",7693,7698]
["11/18","08:00:00","2025-11-18T08:00:00",11,18,8,4,null,null,null,null,null,null,null,null,null,null,null,null,null,null,null,null,null,null,null,null,null,null,null,null,null,null,null,null,null,null,null,null,null,null,null,null,null,null,"Nov18","11/18 Hour 8",7712,7717]
["11/19","01:00:00","2025-11-19T01:00:00",11,19,1,5,null,null,null,null,null,null,null,null,null,null,null,null,null,null,null,null,null,null,null,null,null,null,null,null,null,null,null,null,null,null,null,null,null,null,null,null,null,null,"Nov19","11/19 Hour 1",7729,7734]
[{"$f":"TEXT(DATE(,D7751,E7751),\"MM/DD\")","v":"11/19"},{"$f":"TIME(F7751,0,0)","v":"18:00:00"},"2025-11-19T18:00:00",11,19,18,5,null,null,null,null,null,null,null,null,null,null,null,null,null,null,null,null,null,null,null,null,null,null,null,null,null,null,null,null,null,null,null,null,null,null,null,null,null,null,{"$f":"TEXT(D7751*29,\"mmm\")&E7751","v":"Nov19"},{"$f":"D7751&\"/\"&E7751&\" Hour \"&F7751","v":"11/19 Hour 18"},{"$f":"ROW()-ROW($AV$5)","v":7746},7751]
["11/20","08:00:00","2025-11-20T08:00:00",11,20,8,6,null,null,null,null,null,null,null,null,null,null,null,null,null,null,null,null,null,null,null,null,null,null,null,null,null,null,null,null,null,null,null,null,null,null,null,null,null,null,"Nov20","11/20 Hour 8",7760,7765]
["11/21","05:00:00","2025-11-21T05:00:00",11,21,5,7,null,null,null,null,null,null,null,null,null,null,null,null,null,null,null,null,null,null,null,null,null,null,null,null,null,null,null,null,null,null,null,null,null,null,null,null,null,null,"Nov21","11/21 Hour 5",7781,7786]
["11/21","22:00:00","2025-11-21T22:00:00",11,21,22,7,null,null,null,null,null,null,null,null,null,null,null,null,null,null,null,null,null,null,null,null,null,null,null,null,null,null,null,null,null,null,null,null,null,null,null,null,null,null,"Nov21","11/21 Hour 22",7798,7803]
[{"$f":"TEXT(DATE(,D7815,E7815),\"MM/DD\")","v":"11/22"},{"$f":"TIME(F7815,0,0)","v":"10:00:00"},"2025-11-22T10:00:00",11,22,10,1,null,null,null,null,null,null,null,null,null,null,null,null,null,null,null,null,null,null,null,null,null,null,null,null,null,null,null,null,null,null,null,null,null,null,null,null,null,null,{"$f":"TEXT(D7815*29,\"mmm\")&E7815","v":"Nov22"},{"$f":"D7815&\"/\"&E7815&\" Hour \"&F7815","v":"11/22 Hour 10"},{"$f":"ROW()-ROW($AV$5)","v":7810},7815]
["11/23","09:00:00","2025-11-23T09:00:00",11,23,9,2,null,null,null,null,null,null,null,null,null,null,null,null,null,null,null,null,null,null,null,null,null,null,null,null,null,null,null,null,null,null,null,null,null,null,null,null,null,null,"Nov23","11/23 Hour 9",7833,7838]
["11/24","02:00:00","2025-11-24T02:00:00",11,24,2,3,null,null,null,null,null,null,null,null,null,null,null,null,null,null,null,null,null,null,null,null,null,null,null,null,null,null,null,null,null,null,null,null,null,null,null,null,null,null,"Nov24","11/24 Hour 2",7850,7855]
["11/24","19:00:00","2025-11-24T19:00:00",11,24,19,3,null,null,null,null,null,null,null,null,null,null,null,null,null,null,null,null,null,null,null,null,null,null,null,null,null,null,null,null,null,null,null,null,null,null,null,null,null,null,"Nov24","11/24 Hour 19",7867,7872]
["11/25","05:00:00","2025-11-25T05:00:00",11,25,5,8,null,null,null,null,null,null,null,null,null,null,null,null,null,null,null,null,null,null,null,null,null,null,null,null,null,null,null,null,null,null,null,null,null,null,null,null,null,null,"Nov25","11/25 Hour 5",7877,7882]
["11/26","06:00:00","2025-11-26T06:00:00",11,26,6,5,null,null,null,null,null,null,null,null,null,null,null,null,null,null,null,null,null,null,null,null,null,null,null,null,null,null,null,null,null,null,null,null,null,null,null,null,null,null,"Nov26","11/26 Hour 6",7902,7907]
["11/26","07:00:00","2025-11-26T07:00:00",11,26,7,5,null,null,null,null,null,null,null,null,null,null,null,null,null,null,null,null,null,null,null,null,null,null,null,null,null,null,null,null,null,null,null,null,null,null,null,null,null,null,"Nov26","11/26 Hour 7",7903,7908]
["11/26","00:00:00","2025-11-26",11,26,24,5,null,null,null,null,null,null,null,null,null,null,null,null,null,null,null,null,null,null,null,null,null,null,null,null,null,null,null,null,null,null,null,null,null,null,null,null,null,null,"Nov26","11/26 Hour 24",7920,7925]
["11/27","23:00:00","2025-11-27T23:00:00",11,27,23,6,null,null,null,null,null,null,null,null,null,null,null,null,null,null,null,null,null,null,null,null,null,null,null,null,null,null,null,null,null,null,null,null,null,null,null,null,null,null,"Nov27","11/27 Hour 23",7943,7948]
["11/28","11:00:00","2025-11-28T11:00:00",11,28,11,7,null,null,null,null,null,null,null,null,null,null,null,null,null,null,null,null,null,null,null,null,null,null,null,null,null,null,null,null,null,null,null,null,null,null,null,null,null,null,"Nov28","11/28 Hour 11",7955,7960]
["11/29","04:00:00","2025-11-29T04:00:00",11,29,4,1,null,null,null,null,null,null,null,null,null,null,null,null,null,null,null,null,null,null,null,null,null,null,null,null,null,null,null,null,null,null,null,null,null,null,null,null,null,null,"Nov29","11/29 Hour 4",7972,7977]
["11/30","01:00:00","2025-11-30T01:00:00",11,30,1,2,null,null,null,null,null,null,null,null,null,null,null,null,null,null,null,null,null,null,null,null,null,null,null,null,null,null,null,null,null,null,null,null,null,null,null,null,null,null,"Nov30","11/30 Hour 1",7993,7998]
["11/30","15:00:00","2025-11-30T15:00:00",11,30,15,2,null,null,null,null,null,null,null,null,null,null,null,null,null,null,null,null,null,null,null,null,null,null,null,null,null,null,null,null,null,null,null,null,null,null,null,null,null,null,"Nov30","11/30 Hour 15",8007,8012]
["12/01","08:00:00","2025-12-01T08:00:00",12,1,8,3,null,null,null,null,null,null,null,null,null,null,null,null,null,null,null,null,null,null,null,null,null,null,null,null,null,null,null,null,null,null,null,null,null,null,null,null,null,null,"Dec1","12/1 Hour 8",8024,8029]
["12/02","01:00:00","2025-12-02T01:00:00",12,2,1,4,null,null,null,null,null,null,null,null,null,null,null,null,null,null,null,null,null,null,null,null,null,null,null,null,null,null,null,null,null,null,null,null,null,null,null,null,null,null,"Dec2","12/2 Hour 1",8041,8046]
["12/02","20:00:00","2025-12-02T20:00:00",12,2,20,4,null,null,null,null,null,null,null,null,null,null,null,null,null,null,null,null,null,null,null,null,null,null,null,null,null,null,null,null,null,null,null,null,null,null,null,null,null,null,"Dec2","12/2 Hour 20",8060,8065]
["12/03","12:00:00","2025-12-03T12:00:00",12,3,12,5,null,null,null,null,null,null,null,null,null,null,null,null,null,null,null,null,null,null,null,null,null,null,null,null,null,null,null,null,null,null,null,null,null,null,null,null,null,null,"Dec3","12/3 Hour 12",8076,8081]
["12/04","05:00:00","2025-12-04T05:00:00",12,4,5,6,null,null,null,null,null,null,null,null,null,null,null,null,null,null,null,null,null,null,null,null,null,null,null,null,null,null,null,null,null,null,null,null,null,null,null,null,null,null,"Dec4","12/4 Hour 5",8093,8098]
["12/04","22:00:00","2025-12-04T22:00:00",12,4,22,6,null,null,null,null,null,null,null,null,null,null,null,null,null,null,null,null,null,null,null,null,null,null,null,null,null,null,null,null,null,null,null,null,null,null,null,null,null,null,"Dec4","12/4 Hour 22",8110,8115]
["12/05","16:00:00","2025-12-05T16:00:00",12,5,16,7,null,null,null,null,null,null,null,null,null,null,null,null,null,null,null,null,null,null,null,null,null,null,null,null,null,null,null,null,null,null,null,null,null,null,null,null,null,null,"Dec5","12/5 Hour 16",8128,8133]
["12/06","09:00:00","2025-12-06T09:00:00",12,6,9,1,null,null,null,null,null,null,null,null,null,null,null,null,null,null,null,null,null,null,null,null,null,null,null,null,null,null,null,null,null,null,null,null,null,null,null,null,null,null,"Dec6","12/6 Hour 9",8145,8150]
["12/07","02:00:00","2025-12-07T02:00:00",12,7,2,2,null,null,null,null,null,null,null,null,null,null,null,null,null,null,null,null,null,null,null,null,null,null,null,null,null,null,null,null,null,null,null,null,null,null,null,null,null,null,"Dec7","12/7 Hour 2",8162,8167]
["12/07","16:00:00","2025-12-07T16:00:00",12,7,16,2,null,null,null,null,null,null,null,null,null,null,null,null,null,null,null,null,null,null,null,null,null,null,null,null,null,null,null,null,null,null,null,null,null,null,null,null,null,null,"Dec7","12/7 Hour 16",8176,8181]
["12/07","21:00:00","2025-12-07T21:00:00",12,7,21,2,null,null,null,null,null,null,null,null,null,null,null,null,null,null,null,null,null,null,null,null,null,null,null,null,null,null,null,null,null,null,null,null,null,null,null,null,null,null,"Dec7","12/7 Hour 21",8181,8186]
["12/08","14:00:00","2025-12-08T14:00:00",12,8,14,3,null,null,null,null,null,null,null,null,null,null,null,null,null,null,null,null,null,null,null,null,null,null,null,null,null,null,null,null,null,null,null,null,null,null,null,null,null,null,"Dec8","12/8 Hour 14",8198,8203]
["12/09","19:00:00","2025-12-09T19:00:00",12,9,19,4,null,null,null,null,null,null,null,null,null,null,null,null,null,null,null,null,null,null,null,null,null,null,null,null,null,null,null,null,null,null,null,null,null,null,null,null,null,null,"Dec9","12/9 Hour 19",8227,8232]
["12/10","01:00:00","2025-12-10T01:00:00",12,10,1,5,null,null,null,null,null,null,null,null,null,null,null,null,null,null,null,null,null,null,null,null,null,null,null,null,null,null,null,null,null,null,null,null,null,null,null,null,null,null,"Dec10","12/10 Hour 1",8233,8238]
["12/10","18:00:00","2025-12-10T18:00:00",12,10,18,5,null,null,null,null,null,null,null,null,null,null,null,null,null,null,null,null,null,null,null,null,null,null,null,null,null,null,null,null,null,null,null,null,null,null,null,null,null,null,"Dec10","12/10 Hour 18",8250,8255]
["12/11","11:00:00","2025-12-11T11:00:00",12,11,11,6,null,null,null,null,null,null,null,null,null,null,null,null,null,null,null,null,null,null,null,null,null,null,null,null,null,null,null,null,null,null,null,null,null,null,null,null,null,null,"Dec11","12/11 Hour 11",8267,8272]
["12/12","13:00:00","2025-12-12T13:00:00",12,12,13,7,null,null,null,null,null,null,null,null,null,null,null,null,null,null,null,null,null,null,null,null,null,null,null,null,null,null,null,null,null,null,null,null,null,null,null,null,null,null,"Dec12","12/12 Hour 13",8293,8298]
["12/12","22:00:00","2025-12-12T22:00:00",12,12,22,7,null,null,null,null,null,null,null,null,null,null,null,null,null,null,null,null,null,null,null,null,null,null,null,null,null,null,null,null,null,null,null,null,null,null,null,null,null,null,"Dec12","12/12 Hour 22",8302,8307]
["12/13","15:00:00","2025-12-13T15:00:00",12,13,15,1,null,null,null,null,null,null,null,null,null,null,null,null,null,null,null,null,null,null,null,null,null,null,null,null,null,null,null,null,null,null,null,null,null,null,null,null,null,null,"Dec13","12/13 Hour 15",8319,8324]
["12/14","08:00:00","2025-12-14T08:00:00",12,14,8,2,null,null,null,null,null,null,null,null,null,null,null,null,null,null,null,null,null,null,null,null,null,null,null,null,null,null,null,null,null,null,null,null,null,null,null,null,null,null,"Dec14","12/14 Hour 8",8336,8341]
["12/14","15:00:00","2025-12-14T15:00:00",12,14,15,2,null,null,null,null,null,null,null,null,null,null,null,null,null,null,null,null,null,null,null,null,null,null,null,null,null,null,null,null,null,null,null,null,null,null,null,null,null,null,"Dec14","12/14 Hour 15",8343,8348]
["12/15","19:00:00","2025-12-15T19:00:00",12,15,19,3,null,null,null,null,null,null,null,null,null,null,null,null,null,null,null,null,null,null,null,null,null,null,null,null,null,null,null,null,null,null,null,null,null,null,null,null,null,null,"Dec15","12/15 Hour 19",8371,8376]
["12/16","12:00:00","2025-12-16T12:00:00",12,16,12,4,null,null,null,null,null,null,null,null,null,null,null,null,null,null,null,null,null,null,null,null,null,null,null,null,null,null,null,null,null,null,null,null,null,null,null,null,null,null,"Dec16","12/16 Hour 12",8388,8393]
["12/16","17:00:00","2025-12-16T17:00:00",12,16,17,4,null,null,null,null,null,null,null,null,null,null,null,null,null,null,null,null,null,null,null,null,null,null,null,null,null,null,null,null,null,null,null,null,null,null,null,null,null,null,"Dec16","12/16 Hour 17",8393,8398]
["12/17","23:00:00","2025-12-17T23:00:00",12,17,23,5,null,null,null,null,null,null,null,null,null,null,null,null,null,null,null,null,null,null,null,null,null,null,null,null,null,null,null,null,null,null,null,null,null,null,null,null,null,null,"Dec17","12/17 Hour 23",8423,8428]
["12/17","00:00:00","2025-12-17",12,17,24,5,null,null,null,null,null,null,null,null,null,null,null,null,null,null,null,null,null,null,null,null,null,null,null,null,null,null,null,null,null,null,null,null,null,null,null,null,null,null,"Dec17","12/17 Hour 24",8424,8429]
["12/18","17:00:00","2025-12-18T17:00:00",12,18,17,6,null,null,null,null,null,null,null,null,null,null,null,null,null,null,null,null,null,null,null,null,null,null,null,null,null,null,null,null,null,null,null,null,null,null,null,null,null,null,"Dec18","12/18 Hour 17",8441,8446]
["12/19","11:00:00","2025-12-19T11:00:00",12,19,11,7,null,null,null,null,null,null,null,null,null,null,null,null,null,null,null,null,null,null,null,null,null,null,null,null,null,null,null,null,null,null,null,null,null,null,null,null,null,null,"Dec19","12/19 Hour 11",8459,8464]
["12/20","04:00:00","2025-12-20T04:00:00",12,20,4,1,null,null,null,null,null,null,null,null,null,null,null,null,null,null,null,null,null,null,null,null,null,null,null,null,null,null,null,null,null,null,null,null,null,null,null,null,null,null,"Dec20","12/20 Hour 4",8476,8481]
["12/20","21:00:00","2025-12-20T21:00:00",12,20,21,1,null,null,null,null,null,null,null,null,null,null,null,null,null,null,null,null,null,null,null,null,null,null,null,null,null,null,null,null,null,null,null,null,null,null,null,null,null,null,"Dec20","12/20 Hour 21",8493,8498]
["12/21","13:00:00","2025-12-21T13:00:00",12,21,13,2,null,null,null,null,null,null,null,null,null,null,null,null,null,null,null,null,null,null,null,null,null,null,null,null,null,null,null,null,null,null,null,null,null,null,null,null,null,null,"Dec21","12/21 Hour 13",8509,8514]
["12/22","08:00:00","2025-12-22T08:00:00",12,22,8,3,null,null,null,null,null,null,null,null,null,null,null,null,null,null,null,null,null,null,null,null,null,null,null,null,null,null,null,null,null,null,null,null,null,null,null,null,null,null,"Dec22","12/22 Hour 8",8528,8533]
["12/23","01:00:00","2025-12-23T01:00:00",12,23,1,4,null,null,null,null,null,null,null,null,null,null,null,null,null,null,null,null,null,null,null,null,null,null,null,null,null,null,null,null,null,null,null,null,null,null,null,null,null,null,"Dec23","12/23 Hour 1",8545,8550]
["12/23","18:00:00","2025-12-23T18:00:00",12,23,18,4,null,null,null,null,null,null,null,null,null,null,null,null,null,null,null,null,null,null,null,null,null,null,null,null,null,null,null,null,null,null,null,null,null,null,null,null,null,null,"Dec23","12/23 Hour 18",8562,8567]
["12/24","08:00:00","2025-12-24T08:00:00",12,24,8,8,null,null,null,null,null,null,null,null,null,null,null,null,null,null,null,null,null,null,null,null,null,null,null,null,null,null,null,null,null,null,null,null,null,null,null,null,null,null,"Dec24","12/24 Hour 8",8576,8581]
["12/25","05:00:00","2025-12-25T05:00:00",12,25,5,6,null,null,null,null,null,null,null,null,null,null,null,null,null,null,null,null,null,null,null,null,null,null,null,null,null,null,null,null,null,null,null,null,null,null,null,null,null,null,"Dec25","12/25 Hour 5",8597,8602]
["12/25","22:00:00","2025-12-25T22:00:00",12,25,22,6,null,null,null,null,null,null,null,null,null,null,null,null,null,null,null,null,null,null,null,null,null,null,null,null,null,null,null,null,null,null,null,null,null,null,null,null,null,null,"Dec25","12/25 Hour 22",8614,8619]
["12/26","10:00:00","2025-12-26T10:00:00",12,26,10,7,null,null,null,null,null,null,null,null,null,null,null,null,null,null,null,null,null,null,null,null,null,null,null,null,null,null,null,null,null,null,null,null,null,null,null,null,null,null,"Dec26","12/26 Hour 10",8626,8631]
["12/26","20:00:00","2025-12-26T20:00:00",12,26,20,7,null,null,null,null,null,null,null,null,null,null,null,null,null,null,null,null,null,null,null,null,null,null,null,null,null,null,null,null,null,null,null,null,null,null,null,null,null,null,"Dec26","12/26 Hour 20",8636,8641]
["12/26","21:00:00","2025-12-26T21:00:00",12,26,21,7,null,null,null,null,null,null,null,null,null,null,null,null,null,null,null,null,null,null,null,null,null,null,null,null,null,null,null,null,null,null,null,null,null,null,null,null,null,null,"Dec26","12/26 Hour 21",8637,8642]
["12/26","22:00:00","2025-12-26T22:00:00",12,26,22,7,null,null,null,null,null,null,null,null,null,null,null,null,null,null,null,null,null,null,null,null,null,null,null,null,null,null,null,null,null,null,null,null,null,null,null,null,null,null,"Dec26","12/26 Hour 22",8638,8643]
["12/26","23:00:00","2025-12-26T23:00:00",12,26,23,7,null,null,null,null,null,null,null,null,null,null,null,null,null,null,null,null,null,null,null,null,null,null,null,null,null,null,null,null,null,null,null,null,null,null,null,null,null,null,"Dec26","12/26 Hour 23",8639,8644]
["12/26","00:00:00","2025-12-26",12,26,24,7,null,null,null,null,null,null,null,null,null,null,null,null,null,null,null,null,null,null,null,null,null,null,null,null,null,null,null,null,null,null,null,null,null,null,null,null,null,null,"Dec26","12/26 Hour 24",8640,8645]
["12/27","01:00:00",{"$f":"A8646+B8646","v":"2025-12-27T01:00:00"},12,27,1,1,null,null,null,null,null,null,null,null,null,null,null,null,null,null,null,null,null,null,null,null,null,null,null,null,null,null,null,null,null,null,null,null,null,null,null,null,null,null,"Dec27","12/27 Hour 1",8641,8646]
[{"$f":"TEXT(DATE(,D8647,E8647),\"MM/DD\")","v":"12/27"},{"$f":"TIME(F8647,0,0)","v":"02:00:00"},"2025-12-27T02:00:00",12,27,2,1,null,null,null,null,null,null,null,null,null,null,null,null,null,null,null,null,null,null,null,null,null,null,null,null,null,null,null,null,null,null,null,null,null,null,null,null,null,null,{"$f":"TEXT(D8647*29,\"mmm\")&E8647","v":"Dec27"},{"$f":"D8647&\"/\"&E8647&\" Hour \"&F8647","v":"12/27 Hour 2"},{"$f":"ROW()-ROW($AV$5)","v":8642},8647]
["12/27","03:00:00","2025-12-27T03:00:00",12,27,3,1,null,null,null,null,null,null,null,null,null,null,null,null,null,null,null,null,null,null,null,null,null,null,null,null,null,null,null,null,null,null,null,null,null,null,null,null,null,null,"Dec27","12/27 Hour 3",8643,8648]
["12/27","04:00:00","2025-12-27T04:00:00",12,27,4,1,null,null,null,null,null,null,null,null,null,null,null,null,null,null,null,null,null,null,null,null,null,null,null,null,null,null,null,null,null,null,null,null,null,null,null,null,null,null,"Dec27","12/27 Hour 4",8644,8649]
["12/27","05:00:00","2025-12-27T05:00:00",12,27,5,1,null,null,null,null,null,null,null,null,null,null,null,null,null,null,null,null,null,null,null,null,null,null,null,null,null,null,null,null,null,null,null,null,null,null,null,null,null,null,"Dec27","12/27 Hour 5",8645,8650]
["12/27","06:00:00","2025-12-27T06:00:00",12,27,6,1,null,null,null,null,null,null,null,null,null,null,null,null,null,null,null,null,null,null,null,null,null,null,null,null,null,null,null,null,null,null,null,null,null,null,null,null,null,null,"Dec27","12/27 Hour 6",8646,8651]
["12/27","07:00:00","2025-12-27T07:00:00",12,27,7,1,null,null,null,null,null,null,null,null,null,null,null,null,null,null,null,null,null,null,null,null,null,null,null,null,null,null,null,null,null,null,null,null,null,null,null,null,null,null,"Dec27","12/27 Hour 7",8647,8652]
["12/27","08:00:00","2025-12-27T08:00:00",12,27,8,1,null,null,null,null,null,null,null,null,null,null,null,null,null,null,null,null,null,null,null,null,null,null,null,null,null,null,null,null,null,null,null,null,null,null,null,null,null,null,"Dec27","12/27 Hour 8",8648,8653]
["12/27","09:00:00","2025-12-27T09:00:00",12,27,9,1,null,null,null,null,null,null,null,null,null,null,null,null,null,null,null,null,null,null,null,null,null,null,null,null,null,null,null,null,null,null,null,null,null,null,null,null,null,null,"Dec27","12/27 Hour 9",8649,8654]
["12/27","10:00:00","2025-12-27T10:00:00",12,27,10,1,null,null,null,null,null,null,null,null,null,null,null,null,null,null,null,null,null,null,null,null,null,null,null,null,null,null,null,null,null,null,null,null,null,null,null,null,null,null,"Dec27","12/27 Hour 10",8650,8655]
["12/27","11:00:00","2025-12-27T11:00:00",12,27,11,1,null,null,null,null,null,null,null,null,null,null,null,null,null,null,null,null,null,null,null,null,null,null,null,null,null,null,null,null,null,null,null,null,null,null,null,null,null,null,"Dec27","12/27 Hour 11",8651,8656]
["12/27","12:00:00","2025-12-27T12:00:00",12,27,12,1,null,null,null,null,null,null,null,null,null,null,null,null,null,null,null,null,null,null,null,null,null,null,null,null,null,null,null,null,null,null,null,null,null,null,null,null,null,null,"Dec27","12/27 Hour 12",8652,8657]
["12/27","13:00:00","2025-12-27T13:00:00",12,27,13,1,null,null,null,null,null,null,null,null,null,null,null,null,null,null,null,null,null,null,null,null,null,null,null,null,null,null,null,null,null,null,null,null,null,null,null,null,null,null,"Dec27","12/27 Hour 13",8653,8658]
["12/27","14:00:00","2025-12-27T14:00:00",12,27,14,1,null,null,null,null,null,null,null,null,null,null,null,null,null,null,null,null,null,null,null,null,null,null,null,null,null,null,null,null,null,null,null,null,null,null,null,null,null,null,"Dec27","12/27 Hour 14",8654,8659]
["12/27","15:00:00","2025-12-27T15:00:00",12,27,15,1,null,null,null,null,null,null,null,null,null,null,null,null,null,null,null,null,null,null,null,null,null,null,null,null,null,null,null,null,null,null,null,null,null,null,null,null,null,null,"Dec27","12/27 Hour 15",8655,8660]
["12/27","16:00:00","2025-12-27T16:00:00",12,27,16,1,null,null,null,null,null,null,null,null,null,null,null,null,null,null,null,null,null,null,null,null,null,null,null,null,null,null,null,null,null,null,null,null,null,null,null,null,null,null,"Dec27","12/27 Hour 16",8656,8661]
["12/27","17:00:00","2025-12-27T17:00:00",12,27,17,1,null,null,null,null,null,null,null,null,null,null,null,null,null,null,null,null,null,null,null,null,null,null,null,null,null,null,null,null,null,null,null,null,null,null,null,null,null,null,"Dec27","12/27 Hour 17",8657,8662]
["12/27","18:00:00","2025-12-27T18:00:00",12,27,18,1,null,null,null,null,null,null,null,null,null,null,null,null,null,null,null,null,null,null,null,null,null,null,null,null,null,null,null,null,null,null,null,null,null,null,null,null,null,null,"Dec27","12/27 Hour 18",8658,8663]
["12/27","19:00:00","2025-12-27T19:00:00",12,27,19,1,null,null,null,null,null,null,null,null,null,null,null,null,null,null,null,null,null,null,null,null,null,null,null,null,null,null,null,null,null,null,null,null,null,null,null,null,null,null,"Dec27","12/27 Hour 19",8659,8664]
["12/27","20:00:00","2025-12-27T20:00:00",12,27,20,1,null,null,null,null,null,null,null,null,null,null,null,null,null,null,null,null,null,null,null,null,null,null,null,null,null,null,null,null,null,null,null,null,null,null,null,null,null,null,"Dec27","12/27 Hour 20",8660,8665]
["12/27","21:00:00","2025-12-27T21:00:00",12,27,21,1,null,null,null,null,null,null,null,null,null,null,null,null,null,null,null,null,null,null,null,null,null,null,null,null,null,null,null,null,null,null,null,null,null,null,null,null,null,null,"Dec27","12/27 Hour 21",8661,8666]
["12/27","22:00:00","2025-12-27T22:00:00",12,27,22,1,null,null,null,null,null,null,null,null,null,null,null,null,null,null,null,null,null,null,null,null,null,null,null,null,null,null,null,null,null,null,null,null,null,null,null,null,null,null,"Dec27","12/27 Hour 22",8662,8667]
["12/27","23:00:00","2025-12-27T23:00:00",12,27,23,1,null,null,null,null,null,null,null,null,null,null,null,null,null,null,null,null,null,null,null,null,null,null,null,null,null,null,null,null,null,null,null,null,null,null,null,null,null,null,"Dec27","12/27 Hour 23",8663,8668]
["12/27","00:00:00","2025-12-27",12,27,24,1,null,null,null,null,null,null,null,null,null,null,null,null,null,null,null,null,null,null,null,null,null,null,null,null,null,null,null,null,null,null,null,null,null,null,null,null,null,null,"Dec27","12/27 Hour 24",8664,8669]
["12/28","01:00:00","2025-12-28T01:00:00",12,28,1,2,null,null,null,null,null,null,null,null,null,null,null,null,null,null,null,null,null,null,null,null,null,null,null,null,null,null,null,null,null,null,null,null,null,null,null,null,null,null,"Dec28","12/28 Hour 1",8665,8670]
["12/28","02:00:00","2025-12-28T02:00:00",12,28,2,2,null,null,null,null,null,null,null,null,null,null,null,null,null,null,null,null,null,null,null,null,null,null,null,null,null,null,null,null,null,null,null,null,null,null,null,null,null,null,"Dec28","12/28 Hour 2",8666,8671]
["12/28","03:00:00","2025-12-28T03:00:00",12,28,3,2,null,null,null,null,null,null,null,null,null,null,null,null,null,null,null,null,null,null,null,null,null,null,null,null,null,null,null,null,null,null,null,null,null,null,null,null,null,null,"Dec28","12/28 Hour 3",8667,8672]
["12/28","04:00:00","2025-12-28T04:00:00",12,28,4,2,null,null,null,null,null,null,null,null,null,null,null,null,null,null,null,null,null,null,null,null,null,null,null,null,null,null,null,null,null,null,null,null,null,null,null,null,null,null,"Dec28","12/28 Hour 4",8668,8673]
["12/28","05:00:00","2025-12-28T05:00:00",12,28,5,2,null,null,null,null,null,null,null,null,null,null,null,null,null,null,null,null,null,null,null,null,null,null,null,null,null,null,null,null,null,null,null,null,null,null,null,null,null,null,"Dec28","12/28 Hour 5",8669,8674]
["12/28","06:00:00","2025-12-28T06:00:00",12,28,6,2,null,null,null,null,null,null,null,null,null,null,null,null,null,null,null,null,null,null,null,null,null,null,null,null,null,null,null,null,null,null,null,null,null,null,null,null,null,null,"Dec28","12/28 Hour 6",8670,8675]
["12/28","07:00:00","2025-12-28T07:00:00",12,28,7,2,null,null,null,null,null,null,null,null,null,null,null,null,null,null,null,null,null,null,null,null,null,null,null,null,null,null,null,null,null,null,null,null,null,null,null,null,null,null,"Dec28","12/28 Hour 7",8671,8676]
["12/28","08:00:00","2025-12-28T08:00:00",12,28,8,2,null,null,null,null,null,null,null,null,null,null,null,null,null,null,null,null,null,null,null,null,null,null,null,null,null,null,null,null,null,null,null,null,null,null,null,null,null,null,"Dec28","12/28 Hour 8",8672,8677]
["12/28","09:00:00","2025-12-28T09:00:00",12,28,9,2,null,null,null,null,null,null,null,null,null,null,null,null,null,null,null,null,null,null,null,null,null,null,null,null,null,null,null,null,null,null,null,null,null,null,null,null,null,null,"Dec28","12/28 Hour 9",8673,8678]
["12/28","10:00:00","2025-12-28T10:00:00",12,28,10,2,null,null,null,null,null,null,null,null,null,null,null,null,null,null,null,null,null,null,null,null,null,null,null,null,null,null,null,null,null,null,null,null,null,null,null,null,null,null,"Dec28","12/28 Hour 10",8674,8679]
["12/28","11:00:00","2025-12-28T11:00:00",12,28,11,2,null,null,null,null,null,null,null,null,null,null,null,null,null,null,null,null,null,null,null,null,null,null,null,null,null,null,null,null,null,null,null,null,null,null,null,null,null,null,"Dec28","12/28 Hour 11",8675,8680]
["12/28","12:00:00","2025-12-28T12:00:00",12,28,12,2,null,null,null,null,null,null,null,null,null,null,null,null,null,null,null,null,null,null,null,null,null,null,null,null,null,null,null,null,null,null,null,null,null,null,null,null,null,null,"Dec28","12/28 Hour 12",8676,8681]
["12/28","13:00:00","2025-12-28T13:00:00",12,28,13,2,null,null,null,null,null,null,null,null,null,null,null,null,null,null,null,null,null,null,null,null,null,null,null,null,null,null,null,null,null,null,null,null,null,null,null,null,null,null,"Dec28","12/28 Hour 13",8677,8682]
["12/28","14:00:00","2025-12-28T14:00:00",12,28,14,2,null,null,null,null,null,null,null,null,null,null,null,null,null,null,null,null,null,null,null,null,null,null,null,null,null,null,null,null,null,null,null,null,null,null,null,null,null,null,"Dec28","12/28 Hour 14",8678,8683]
["12/28","15:00:00","2025-12-28T15:00:00",12,28,15,2,null,null,null,null,null,null,null,null,null,null,null,null,null,null,null,null,null,null,null,null,null,null,null,null,null,null,null,null,null,null,null,null,null,null,null,null,null,null,"Dec28","12/28 Hour 15",8679,8684]
["12/28","16:00:00","2025-12-28T16:00:00",12,28,16,2,null,null,null,null,null,null,null,null,null,null,null,null,null,null,null,null,null,null,null,null,null,null,null,null,null,null,null,null,null,null,null,null,null,null,null,null,null,null,"Dec28","12/28 Hour 16",8680,8685]
["12/28","17:00:00","2025-12-28T17:00:00",12,28,17,2,null,null,null,null,null,null,null,null,null,null,null,null,null,null,null,null,null,null,null,null,null,null,null,null,null,null,null,null,null,null,null,null,null,null,null,null,null,null,"Dec28","12/28 Hour 17",8681,8686]
["12/28","18:00:00","2025-12-28T18:00:00",12,28,18,2,null,null,null,null,null,null,null,null,null,null,null,null,null,null,null,null,null,null,null,null,null,null,null,null,null,null,null,null,null,null,null,null,null,null,null,null,null,null,"Dec28","12/28 Hour 18",8682,8687]
["12/28","19:00:00","2025-12-28T19:00:00",12,28,19,2,null,null,null,null,null,null,null,null,null,null,null,null,null,null,null,null,null,null,null,null,null,null,null,null,null,null,null,null,null,null,null,null,null,null,null,null,null,null,"Dec28","12/28 Hour 19",8683,8688]
["12/28","20:00:00","2025-12-28T20:00:00",12,28,20,2,null,null,null,null,null,null,null,null,null,null,null,null,null,null,null,null,null,null,null,null,null,null,null,null,null,null,null,null,null,null,null,null,null,null,null,null,null,null,"Dec28","12/28 Hour 20",8684,8689]
["12/28","21:00:00","2025-12-28T21:00:00",12,28,21,2,null,null,null,null,null,null,null,null,null,null,null,null,null,null,null,null,null,null,null,null,null,null,null,null,null,null,null,null,null,null,null,null,null,null,null,null,null,null,"Dec28","12/28 Hour 21",8685,8690]
["12/28","22:00:00","2025-12-28T22:00:00",12,28,22,2,null,null,null,null,null,null,null,null,null,null,null,null,null,null,null,null,null,null,null,null,null,null,null,null,null,null,null,null,null,null,null,null,null,null,null,null,null,null,"Dec28","12/28 Hour 22",8686,8691]
["12/28","23:00:00","2025-12-28T23:00:00",12,28,23,2,null,null,null,null,null,null,null,null,null,null,null,null,null,null,null,null,null,null,null,null,null,null,null,null,null,null,null,null,null,null,null,null,null,null,null,null,null,null,"Dec28","12/28 Hour 23",8687,8692]
["12/28","00:00:00","2025-12-28",12,28,24,2,null,null,null,null,null,null,null,null,null,null,null,null,null,null,null,null,null,null,null,null,null,null,null,null,null,null,null,null,null,null,null,null,null,null,null,null,null,null,"Dec28","12/28 Hour 24",8688,8693]
["12/29","01:00:00","2025-12-29T01:00:00",12,29,1,3,null,null,null,null,null,null,null,null,null,null,null,null,null,null,null,null,null,null,null,null,null,null,null,null,null,null,null,null,null,null,null,null,null,null,null,null,null,null,"Dec29","12/29 Hour 1",8689,8694]
["12/29","02:00:00","2025-12-29T02:00:00",12,29,2,3,null,null,null,null,null,null,null,null,null,null,null,null,null,null,null,null,null,null,null,null,null,null,null,null,null,null,null,null,null,null,null,null,null,null,null,null,null,null,"Dec29","12/29 Hour 2",8690,8695]
["12/29","03:00:00","2025-12-29T03:00:00",12,29,3,3,null,null,null,null,null,null,null,null,null,null,null,null,null,null,null,null,null,null,null,null,null,null,null,null,null,null,null,null,null,null,null,null,null,null,null,null,null,null,"Dec29","12/29 Hour 3",8691,8696]
["12/29","04:00:00","2025-12-29T04:00:00",12,29,4,3,null,null,null,null,null,null,null,null,null,null,null,null,null,null,null,null,null,null,null,null,null,null,null,null,null,null,null,null,null,null,null,null,null,null,null,null,null,null,"Dec29","12/29 Hour 4",8692,8697]
["12/29","05:00:00","2025-12-29T05:00:00",12,29,5,3,null,null,null,null,null,null,null,null,null,null,null,null,null,null,null,null,null,null,null,null,null,null,null,null,null,null,null,null,null,null,null,null,null,null,null,null,null,null,"Dec29","12/29 Hour 5",8693,8698]
["12/29","06:00:00","2025-12-29T06:00:00",12,29,6,3,null,null,null,null,null,null,null,null,null,null,null,null,null,null,null,null,null,null,null,null,null,null,null,null,null,null,null,null,null,null,null,null,null,null,null,null,null,null,"Dec29","12/29 Hour 6",8694,8699]
["12/29","07:00:00","2025-12-29T07:00:00",12,29,7,3,null,null,null,null,null,null,null,null,null,null,null,null,null,null,null,null,null,null,null,null,null,null,null,null,null,null,null,null,null,null,null,null,null,null,null,null,null,null,"Dec29","12/29 Hour 7",8695,8700]
["12/29","08:00:00","2025-12-29T08:00:00",12,29,8,3,null,null,null,null,null,null,null,null,null,null,null,null,null,null,null,null,null,null,null,null,null,null,null,null,null,null,null,null,null,null,null,null,null,null,null,null,null,null,"Dec29","12/29 Hour 8",8696,8701]
["12/29","09:00:00","2025-12-29T09:00:00",12,29,9,3,null,null,null,null,null,null,null,null,null,null,null,null,null,null,null,null,null,null,null,null,null,null,null,null,null,null,null,null,null,null,null,null,null,null,null,null,null,null,"Dec29","12/29 Hour 9",8697,8702]
["12/29","10:00:00","2025-12-29T10:00:00",12,29,10,3,null,null,null,null,null,null,null,null,null,null,null,null,null,null,null,null,null,null,null,null,null,null,null,null,null,null,null,null,null,null,null,null,null,null,null,null,null,null,"Dec29","12/29 Hour 10",8698,8703]
["12/29","11:00:00","2025-12-29T11:00:00",12,29,11,3,null,null,null,null,null,null,null,null,null,null,null,null,null,null,null,null,null,null,null,null,null,null,null,null,null,null,null,null,null,null,null,null,null,null,null,null,null,null,"Dec29","12/29 Hour 11",8699,8704]
["12/29","12:00:00","2025-12-29T12:00:00",12,29,12,3,null,null,null,null,null,null,null,null,null,null,null,null,null,null,null,null,null,null,null,null,null,null,null,null,null,null,null,null,null,null,null,null,null,null,null,null,null,null,"Dec29","12/29 Hour 12",8700,8705]
["12/29","13:00:00","2025-12-29T13:00:00",12,29,13,3,null,null,null,null,null,null,null,null,null,null,null,null,null,null,null,null,null,null,null,null,null,null,null,null,null,null,null,null,null,null,null,null,null,null,null,null,null,null,"Dec29","12/29 Hour 13",8701,8706]
["12/29","14:00:00","2025-12-29T14:00:00",12,29,14,3,null,null,null,null,null,null,null,null,null,null,null,null,null,null,null,null,null,null,null,null,null,null,null,null,null,null,null,null,null,null,null,null,null,null,null,null,null,null,"Dec29","12/29 Hour 14",8702,8707]
["12/29","15:00:00","2025-12-29T15:00:00",12,29,15,3,null,null,null,null,null,null,null,null,null,null,null,null,null,null,null,null,null,null,null,null,null,null,null,null,null,null,null,null,null,null,null,null,null,null,null,null,null,null,"Dec29","12/29 Hour 15",8703,8708]
["12/29","16:00:00","2025-12-29T16:00:00",12,29,16,3,null,null,null,null,null,null,null,null,null,null,null,null,null,null,null,null,null,null,null,null,null,null,null,null,null,null,null,null,null,null,null,null,null,null,null,null,null,null,"Dec29","12/29 Hour 16",8704,8709]
["12/29","17:00:00",{"$f":"A8710+B8710","v":"2025-12-29T17:00:00"},12,29,17,3,null,null,null,null,null,null,null,null,null,null,null,null,null,null,null,null,null,null,null,null,null,null,null,null,null,null,null,null,null,null,null,null,null,null,null,null,null,null,"Dec29","12/29 Hour 17",8705,8710]
[{"$f":"TEXT(DATE(,D8711,E8711),\"MM/DD\")","v":"12/29"},{"$f":"TIME(F8711,0,0)","v":"18:00:00"},"2025-12-29T18:00:00",12,29,18,3,null,null,null,null,null,null,null,null,null,null,null,null,null,null,null,null,null,null,null,null,null,null,null,null,null,null,null,null,null,null,null,null,null,null,null,null,null,null,{"$f":"TEXT(D8711*29,\"mmm\")&E8711","v":"Dec29"},{"$f":"D8711&\"/\"&E8711&\" Hour \"&F8711","v":"12/29 Hour 18"},{"$f":"ROW()-ROW($AV$5)","v":8706},8711]
["12/29","19:00:00","2025-12-29T19:00:00",12,29,19,3,null,null,null,null,null,null,null,null,null,null,null,null,null,null,null,null,null,null,null,null,null,null,null,null,null,null,null,null,null,null,null,null,null,null,null,null,null,null,"Dec29","12/29 Hour 19",8707,8712]
["12/29","20:00:00","2025-12-29T20:00:00",12,29,20,3,null,null,null,null,null,null,null,null,null,null,null,null,null,null,null,null,null,null,null,null,null,null,null,null,null,null,null,null,null,null,null,null,null,null,null,null,null,null,"Dec29","12/29 Hour 20",8708,8713]
["12/29","21:00:00","2025-12-29T21:00:00",12,29,21,3,null,null,null,null,null,null,null,null,null,null,null,null,null,null,null,null,null,null,null,null,null,null,null,null,null,null,null,null,null,null,null,null,null,null,null,null,null,null,"Dec29","12/29 Hour 21",8709,8714]
["12/29","22:00:00","2025-12-29T22:00:00",12,29,22,3,null,null,null,null,null,null,null,null,null,null,null,null,null,null,null,null,null,null,null,null,null,null,null,null,null,null,null,null,null,null,null,null,null,null,null,null,null,null,"Dec29","12/29 Hour 22",8710,8715]
["12/29","23:00:00","2025-12-29T23:00:00",12,29,23,3,null,null,null,null,null,null,null,null,null,null,null,null,null,null,null,null,null,null,null,null,null,null,null,null,null,null,null,null,null,null,null,null,null,null,null,null,null,null,"Dec29","12/29 Hour 23",8711,8716]
["12/29","00:00:00","2025-12-29",12,29,24,3,null,null,null,null,null,null,null,null,null,null,null,null,null,null,null,null,null,null,null,null,null,null,null,null,null,null,null,null,null,null,null,null,null,null,null,null,null,null,"Dec29","12/29 Hour 24",8712,8717]
["12/30","01:00:00","2025-12-30T01:00:00",12,30,1,4,null,null,null,null,null,null,null,null,null,null,null,null,null,null,null,null,null,null,null,null,null,null,null,null,null,null,null,null,null,null,null,null,null,null,null,null,null,null,"Dec30","12/30 Hour 1",8713,8718]
["12/30","02:00:00","2025-12-30T02:00:00",12,30,2,4,null,null,null,null,null,null,null,null,null,null,null,null,null,null,null,null,null,null,null,null,null,null,null,null,null,null,null,null,null,null,null,null,null,null,null,null,null,null,"Dec30","12/30 Hour 2",8714,8719]
["12/30","03:00:00","2025-12-30T03:00:00",12,30,3,4,null,null,null,null,null,null,null,null,null,null,null,null,null,null,null,null,null,null,null,null,null,null,null,null,null,null,null,null,null,null,null,null,null,null,null,null,null,null,"Dec30","12/30 Hour 3",8715,8720]
["12/30","04:00:00","2025-12-30T04:00:00",12,30,4,4,null,null,null,null,null,null,null,null,null,null,null,null,null,null,null,null,null,null,null,null,null,null,null,null,null,null,null,null,null,null,null,null,null,null,null,null,null,null,"Dec30","12/30 Hour 4",8716,8721]
["12/30","05:00:00","2025-12-30T05:00:00",12,30,5,4,null,null,null,null,null,null,null,null,null,null,null,null,null,null,null,null,null,null,null,null,null,null,null,null,null,null,null,null,null,null,null,null,null,null,null,null,null,null,"Dec30","12/30 Hour 5",8717,8722]
["12/30","06:00:00","2025-12-30T06:00:00",12,30,6,4,null,null,null,null,null,null,null,null,null,null,null,null,null,null,null,null,null,null,null,null,null,null,null,null,null,null,null,null,null,null,null,null,null,null,null,null,null,null,"Dec30","12/30 Hour 6",8718,8723]
["12/30","07:00:00","2025-12-30T07:00:00",12,30,7,4,null,null,null,null,null,null,null,null,null,null,null,null,null,null,null,null,null,null,null,null,null,null,null,null,null,null,null,null,null,null,null,null,null,null,null,null,null,null,"Dec30","12/30 Hour 7",8719,8724]
["12/30","08:00:00","2025-12-30T08:00:00",12,30,8,4,null,null,null,null,null,null,null,null,null,null,null,null,null,null,null,null,null,null,null,null,null,null,null,null,null,null,null,null,null,null,null,null,null,null,null,null,null,null,"Dec30","12/30 Hour 8",8720,8725]
["12/30","09:00:00","2025-12-30T09:00:00",12,30,9,4,null,null,null,null,null,null,null,null,null,null,null,null,null,null,null,null,null,null,null,null,null,null,null,null,null,null,null,null,null,null,null,null,null,null,null,null,null,null,"Dec30","12/30 Hour 9",8721,8726]
["12/30","10:00:00","2025-12-30T10:00:00",12,30,10,4,null,null,null,null,null,null,null,null,null,null,null,null,null,null,null,null,null,null,null,null,null,null,null,null,null,null,null,null,null,null,null,null,null,null,null,null,null,null,"Dec30","12/30 Hour 10",8722,8727]
["12/30","11:00:00","2025-12-30T11:00:00",12,30,11,4,null,null,null,null,null,null,null,null,null,null,null,null,null,null,null,null,null,null,null,null,null,null,null,null,null,null,null,null,null,null,null,null,null,null,null,null,null,null,"Dec30","12/30 Hour 11",8723,8728]
["12/30","12:00:00","2025-12-30T12:00:00",12,30,12,4,null,null,null,null,null,null,null,null,null,null,null,null,null,null,null,null,null,null,null,null,null,null,null,null,null,null,null,null,null,null,null,null,null,null,null,null,null,null,"Dec30","12/30 Hour 12",8724,8729]
["12/30","13:00:00","2025-12-30T13:00:00",12,30,13,4,null,null,null,null,null,null,null,null,null,null,null,null,null,null,null,null,null,null,null,null,null,null,null,null,null,null,null,null,null,null,null,null,null,null,null,null,null,null,"Dec30","12/30 Hour 13",8725,8730]
["12/30","14:00:00","2025-12-30T14:00:00",12,30,14,4,null,null,null,null,null,null,null,null,null,null,null,null,null,null,null,null,null,null,null,null,null,null,null,null,null,null,null,null,null,null,null,null,null,null,null,null,null,null,"Dec30","12/30 Hour 14",8726,8731]
["12/30","15:00:00","2025-12-30T15:00:00",12,30,15,4,null,null,null,null,null,null,null,null,null,null,null,null,null,null,null,null,null,null,null,null,null,null,null,null,null,null,null,null,null,null,null,null,null,null,null,null,null,null,"Dec30","12/30 Hour 15",8727,8732]
["12/30","16:00:00","2025-12-30T16:00:00",12,30,16,4,null,null,null,null,null,null,null,null,null,null,null,null,null,null,null,null,null,null,null,null,null,null,null,null,null,null,null,null,null,null,null,null,null,null,null,null,null,null,"Dec30","12/30 Hour 16",8728,8733]
["12/30","17:00:00","2025-12-30T17:00:00",12,30,17,4,null,null,null,null,null,null,null,null,null,null,null,null,null,null,null,null,null,null,null,null,null,null,null,null,null,null,null,null,null,null,null,null,null,null,null,null,null,null,"Dec30","12/30 Hour 17",8729,8734]
["12/30","18:00:00","2025-12-30T18:00:00",12,30,18,4,null,null,null,null,null,null,null,null,null,null,null,null,null,null,null,null,null,null,null,null,null,null,null,null,null,null,null,null,null,null,null,null,null,null,null,null,null,null,"Dec30","12/30 Hour 18",8730,8735]
["12/30","19:00:00","2025-12-30T19:00:00",12,30,19,4,null,null,null,null,null,null,null,null,null,null,null,null,null,null,null,null,null,null,null,null,null,null,null,null,null,null,null,null,null,null,null,null,null,null,null,null,null,null,"Dec30","12/30 Hour 19",8731,8736]
["12/30","20:00:00","2025-12-30T20:00:00",12,30,20,4,null,null,null,null,null,null,null,null,null,null,null,null,null,null,null,null,null,null,null,null,null,null,null,null,null,null,null,null,null,null,null,null,null,null,null,null,null,null,"Dec30","12/30 Hour 20",8732,8737]
["12/30","21:00:00","2025-12-30T21:00:00",12,30,21,4,null,null,null,null,null,null,null,null,null,null,null,null,null,null,null,null,null,null,null,null,null,null,null,null,null,null,null,null,null,null,null,null,null,null,null,null,null,null,"Dec30","12/30 Hour 21",8733,8738]
["12/30","22:00:00","2025-12-30T22:00:00",12,30,22,4,null,null,null,null,null,null,null,null,null,null,null,null,null,null,null,null,null,null,null,null,null,null,null,null,null,null,null,null,null,null,null,null,null,null,null,null,null,null,"Dec30","12/30 Hour 22",8734,8739]
["12/30","23:00:00","2025-12-30T23:00:00",12,30,23,4,null,null,null,null,null,null,null,null,null,null,null,null,null,null,null,null,null,null,null,null,null,null,null,null,null,null,null,null,null,null,null,null,null,null,null,null,null,null,"Dec30","12/30 Hour 23",8735,8740]
["12/30","00:00:00","2025-12-30",12,30,24,4,null,null,null,null,null,null,null,null,null,null,null,null,null,null,null,null,null,null,null,null,null,null,null,null,null,null,null,null,null,null,null,null,null,null,null,null,null,null,"Dec30","12/30 Hour 24",8736,8741]
["12/31","01:00:00","2025-12-31T01:00:00",12,31,1,8,null,null,null,null,null,null,null,null,null,null,null,null,null,null,null,null,null,null,null,null,null,null,null,null,null,null,null,null,null,null,null,null,null,null,null,null,null,null,"Dec31","12/31 Hour 1",8737,8742]
["12/31","02:00:00","2025-12-31T02:00:00",12,31,2,8,null,null,null,null,null,null,null,null,null,null,null,null,null,null,null,null,null,null,null,null,null,null,null,null,null,null,null,null,null,null,null,null,null,null,null,null,null,null,"Dec31","12/31 Hour 2",8738,8743]
["12/31","03:00:00","2025-12-31T03:00:00",12,31,3,8,null,null,null,null,null,null,null,null,null,null,null,null,null,null,null,null,null,null,null,null,null,null,null,null,null,null,null,null,null,null,null,null,null,null,null,null,null,null,"Dec31","12/31 Hour 3",8739,8744]
["12/31","04:00:00","2025-12-31T04:00:00",12,31,4,8,null,null,null,null,null,null,null,null,null,null,null,null,null,null,null,null,null,null,null,null,null,null,null,null,null,null,null,null,null,null,null,null,null,null,null,null,null,null,"Dec31","12/31 Hour 4",8740,8745]
["12/31","05:00:00","2025-12-31T05:00:00",12,31,5,8,null,null,null,null,null,null,null,null,null,null,null,null,null,null,null,null,null,null,null,null,null,null,null,null,null,null,null,null,null,null,null,null,null,null,null,null,null,null,"Dec31","12/31 Hour 5",8741,8746]
["12/31","06:00:00","2025-12-31T06:00:00",12,31,6,8,null,null,null,null,null,null,null,null,null,null,null,null,null,null,null,null,null,null,null,null,null,null,null,null,null,null,null,null,null,null,null,null,null,null,null,null,null,null,"Dec31","12/31 Hour 6",8742,8747]
["12/31","07:00:00","2025-12-31T07:00:00",12,31,7,8,null,null,null,null,null,null,null,null,null,null,null,null,null,null,null,null,null,null,null,null,null,null,null,null,null,null,null,null,null,null,null,null,null,null,null,null,null,null,"Dec31","12/31 Hour 7",8743,8748]
["12/31","08:00:00","2025-12-31T08:00:00",12,31,8,8,null,null,null,null,null,null,null,null,null,null,null,null,null,null,null,null,null,null,null,null,null,null,null,null,null,null,null,null,null,null,null,null,null,null,null,null,null,null,"Dec31","12/31 Hour 8",8744,8749]
["12/31","09:00:00","2025-12-31T09:00:00",12,31,9,8,null,null,null,null,null,null,null,null,null,null,null,null,null,null,null,null,null,null,null,null,null,null,null,null,null,null,null,null,null,null,null,null,null,null,null,null,null,null,"Dec31","12/31 Hour 9",8745,8750]
["12/31","10:00:00","2025-12-31T10:00:00",12,31,10,8,null,null,null,null,null,null,null,null,null,null,null,null,null,null,null,null,null,null,null,null,null,null,null,null,null,null,null,null,null,null,null,null,null,null,null,null,null,null,"Dec31","12/31 Hour 10",8746,8751]
["12/31","11:00:00","2025-12-31T11:00:00",12,31,11,8,null,null,null,null,null,null,null,null,null,null,null,null,null,null,null,null,null,null,null,null,null,null,null,null,null,null,null,null,null,null,null,null,null,null,null,null,null,null,"Dec31","12/31 Hour 11",8747,8752]
["12/31","12:00:00","2025-12-31T12:00:00",12,31,12,8,null,null,null,null,null,null,null,null,null,null,null,null,null,null,null,null,null,null,null,null,null,null,null,null,null,null,null,null,null,null,null,null,null,null,null,null,null,null,"Dec31","12/31 Hour 12",8748,8753]
["12/31","13:00:00","2025-12-31T13:00:00",12,31,13,8,null,null,null,null,null,null,null,null,null,null,null,null,null,null,null,null,null,null,null,null,null,null,null,null,null,null,null,null,null,null,null,null,null,null,null,null,null,null,"Dec31","12/31 Hour 13",8749,8754]
["12/31","14:00:00","2025-12-31T14:00:00",12,31,14,8,null,null,null,null,null,null,null,null,null,null,null,null,null,null,null,null,null,null,null,null,null,null,null,null,null,null,null,null,null,null,null,null,null,null,null,null,null,null,"Dec31","12/31 Hour 14",8750,8755]
["12/31","15:00:00","2025-12-31T15:00:00",12,31,15,8,null,null,null,null,null,null,null,null,null,null,null,null,null,null,null,null,null,null,null,null,null,null,null,null,null,null,null,null,null,null,null,null,null,null,null,null,null,null,"Dec31","12/31 Hour 15",8751,8756]
["12/31","16:00:00","2025-12-31T16:00:00",12,31,16,8,null,null,null,null,null,null,null,null,null,null,null,null,null,null,null,null,null,null,null,null,null,null,null,null,null,null,null,null,null,null,null,null,null,null,null,null,null,null,"Dec31","12/31 Hour 16",8752,8757]
["12/31","17:00:00","2025-12-31T17:00:00",12,31,17,8,null,null,null,null,null,null,null,null,null,null,null,null,null,null,null,null,null,null,null,null,null,null,null,null,null,null,null,null,null,null,null,null,null,null,null,null,null,null,"Dec31","12/31 Hour 17",8753,8758]
["12/31","18:00:00","2025-12-31T18:00:00",12,31,18,8,null,null,null,null,null,null,null,null,null,null,null,null,null,null,null,null,null,null,null,null,null,null,null,null,null,null,null,null,null,null,null,null,null,null,null,null,null,null,"Dec31","12/31 Hour 18",8754,8759]
["12/31","19:00:00","2025-12-31T19:00:00",12,31,19,8,null,null,null,null,null,null,null,null,null,null,null,null,null,null,null,null,null,null,null,null,null,null,null,null,null,null,null,null,null,null,null,null,null,null,null,null,null,null,"Dec31","12/31 Hour 19",8755,8760]
["12/31","20:00:00","2025-12-31T20:00:00",12,31,20,8,null,null,null,null,null,null,null,null,null,null,null,null,null,null,null,null,null,null,null,null,null,null,null,null,null,null,null,null,null,null,null,null,null,null,null,null,null,null,"Dec31","12/31 Hour 20",8756,8761]
["12/31","21:00:00","2025-12-31T21:00:00",12,31,21,8,null,null,null,null,null,null,null,null,null,null,null,null,null,null,null,null,null,null,null,null,null,null,null,null,null,null,null,null,null,null,null,null,null,null,null,null,null,null,"Dec31","12/31 Hour 21",8757,8762]
["12/31","22:00:00","2025-12-31T22:00:00",12,31,22,8,null,null,null,null,null,null,null,null,null,null,null,null,null,null,null,null,null,null,null,null,null,null,null,null,null,null,null,null,null,null,null,null,null,null,null,null,null,null,"Dec31","12/31 Hour 22",8758,8763]
["12/31","23:00:00","2025-12-31T23:00:00",12,31,23,8,null,null,null,null,null,null,null,null,null,null,null,null,null,null,null,null,null,null,null,null,null,null,null,null,null,null,null,null,null,null,null,null,null,null,null,null,null,null,"Dec31","12/31 Hour 23",8759,8764]
["12/31","00:00:00","2025-12-31",12,31,24,8,null,null,null,null,null,null,null,null,null,null,null,null,null,null,null,null,null,null,null,null,null,null,null,null,null,null,null,null,null,null,null,null,null,null,null,null,null,null,"Dec31","12/31 Hour 24",8760,8765]

{"sheet":"Energy Efficiency Measures","index":22,"n_rows":79,"n_cols":63,"rows_kept":79,"cut":false,"hidden":false,"merged":[[18,10,18,11],[19,10,19,11],[6,4,6,11],[12,4,12,11],[15,10,15,11],[16,10,16,11],[17,10,17,11],[14,49,14,54],[21,30,21,34],[21,20,21,24],[21,25,21,29],[21,40,21,44],[21,35,21,39],[20,10,20,11],[21,10,21,11],[22,10,22,11],[23,10,23,11],[24,10,24,11],[25,10,25,11],[26,10,26,11],[27,10,27,11],[28,10,28,11],[29,10,29,11],[30,10,30,11],[31,10,31,11],[32,10,32,11],[33,10,33,11],[34,10,34,11],[35,10,35,11],[36,10,36,11],[37,10,37,11],[38,10,38,11],[39,10,39,11],[40,10,40,11],[41,10,41,11],[42,10,42,11],[43,10,43,11],[44,10,44,11],[45,10,45,11],[46,10,46,11],[47,10,47,11],[48,10,48,11],[49,10,49,11],[50,10,50,11],[51,10,51,11],[52,10,52,11],[53,10,53,11],[54,10,54,11],[64,10,64,11],[55,10,55,11],[56,10,56,11],[57,10,57,11],[58,10,58,11],[59,10,59,11],[25,56,25,62],[75,10,75,11],[70,10,70,11],[71,10,71,11],[72,10,72,11],[73,10,73,11],[74,10,74,11],[65,10,65,11],[66,10,66,11],[67,10,67,11],[68,10,68,11],[69,10,69,11],[60,10,60,11],[61,10,61,11],[62,10,62,11],[63,10,63,11]]}
[]
[null,null,null,null,"New Jersey Clean Energy Program"]
[null,null,null,null,"New Construction Program",null,null,null,null,null,null,null,null,null,null,null,null,null,null,null,"Column for pathway selection",{"$f":"MATCH(GI_Pathway,$U$5:$Y$5,0)","v":2}]
[null,null,null,null,"BASIC: Energy Efficiency Measures",null,null,null,null,null,null,null,null,{"$f":"Version","v":"V1.0"}]
[null,null,null,null,null,null,null,null,null,null,null,null,null,null,null,null,null,null,null,null,{"$f":"Lists!$I$4","v":"Bundled Pathway"},{"$f":"Lists!$I$8","v":0},{"$f":"Lists!$I$7","v":0},{"$f":"Lists!$I$5","v":"Streamlined Pathway"},{"$f":"Lists!$I$6","v":"High-Performance Pathway"}]
[null,null,null,null,"Table of Contents",null,null,null,null,null,null,null,null,null,null,null,null,null,null,null,1,2,3,4,5]
[null,null,null,null,{"$f":"Measures_Table_Header","v":"Energy Efficiency Measures Table"}]
[]
[null,null,null,null,"This sheet reports the energy efficiency measures in the project."]
[]
[null,null,null,null,"Energy Efficiency Measures Table"]
[null,null,null,null,"Instructions:"]
[null,null,null,null,{"$f":"IF(GI_Pathway=\"High-Performance Pathway\",\"1. Report all energy efficiency measures in the table below.\",IF(GI_Pathway=\"Streamlined Pathway\",\"1. Assign the Sketchbox measures to Program measures in the table below by selecting the measure category and measure name. Report the measure count and indicate if the measure exceeds 90.1-2019 prescriptive requirements.\",\"1. Observe the energy efficiency measures reported in the table below.\"))&\" Make manual adjustments, if needed.\"&IF(GI_Pathway=\"High-Performance Pathway\",\"\",\" Overridden values will appear in bold orange text.\")&CHAR(10)&\"2. To reset a cell's formula, copy and paste from an adjacent row.\"&CHAR(10)&IF(GI_Pathway=\"High-Performance Pathway\",\"3. If additional rows are needed, click the \"\"Unhide 10 Additional Rows\"\" button below the table.\",\"\")&IF(GI_Pathway=\"High-Performance Pathway\",CHAR(10)&\"4\",\"3\")&\". AsBuilt Only: complete the \"\"Model #\"\" and \"\"Location\"\" columns to elaborate on the selected measures. If multiple model #s or locations exist for the measure, please include a supplementary spreadsheet.\"","v":"1. Observe the energy efficiency measures reported in the table below. Make manual adjustments, if needed. Overridden values will appear in bold orange text.\n2. To reset a cell's formula, copy and paste from an adjacent row.\n3. AsBuilt Only: complete the \"Model #\" and \"Location\" columns to elaborate on the selected measures. If multiple model #s or locations exist for the measure, please include a supplementary spreadsheet."}]
[]
[null,null,{"$f":"5/0","v":{"$error":"#DIV/0!"}},null,1,2,3,4,5,6,7,null,null,null,null,null,null,null,null,null,null,null,null,null,null,null,null,null,null,null,null,null,null,null,null,null,null,null,null,null,null,null,null,null,"Internal note: we do not have savings by measure so a straight average of EULs is used",null,null,"Count","Export Row","Measure Details for Export"]
[null,null,null,null,"Measure Category","Measure Name","Measure Description","Measure Count","Measure Unit Type","Measure EUL","Measure Exceeds 90.1-2019 Prescriptive Requirements?",null,"Model #\n(AsBuilt Only)","Location (AsBuilt Only)",null,null,null,null,null,null,"HP unhide 11-20 toggle",false,null,null,"Savings-Weighted Average EUL",null,null,null,null,"Savings-Weighted Average EUL",null,null,null,null,"Savings-Weighted Average EUL",null,null,null,null,"Savings-Weighted Average EUL",null,null,null,null,"Average EUL",null,null,0,0,"Measure Category","Measure Name","Abbreviated Measure Name","Measure Description","Measure Count","Measure Unit Type"]
[1,null,{"$f":"IF(E17=\"\",5/0,1)","v":{"$error":"#DIV/0!"}},null,{"$f":"'General Information'!AE50","v":""},{"$f":"'General Information'!AF50","v":""},null,{"$f":"'General Information'!AG50","v":""},{"$f":"'General Information'!AH50","v":""},{"$f":"IF(E17=\"\",\"\",\"n/a\")","v":""},{"$f":"IF(E17=\"\",\"\",\"n/a\")","v":""},null,null,null,null,null,null,null,null,null,"HP unhide 21-30 toggle",false,null,null,{"$f":"IFERROR(SUMPRODUCT($X$27:$X$76,$J$27:$J$76)/SUM($X$27:$X$76),0)","v":0},null,null,null,null,{"$f":"IFERROR(SUMPRODUCT($AC$27:$AC$76,$J$27:$J$76)/SUM($AC$27:$AC$76),0)","v":0},null,null,null,null,{"$f":"IFERROR(SUMPRODUCT($AH$27:$AH$62,$J$27:$J$62)/SUM($AH$27:$AH$62),0)","v":0},null,null,null,null,{"$f":"IFERROR(SUMPRODUCT($AM$27:$AM$76,$J$27:$J$76)/SUM($AM$27:$AM$76),0)","v":0},null,null,null,null,{"$f":"IFERROR(AVERAGEIF($J$27:$J$76,\"<>0\"),0)","v":0},null,null,1,{"$f":"MIN(IF((($K$17:$K$76=\"n/a\")+($K$17:$K$76=\"Yes\"))*($AV$17:$AV$76>AW16),$AV$17:$AV$76,ROWS(AV17:AV76)+1))","v":61},{"$f":"IFERROR(INDEX($E$17:$L$76,AW17,$E$15),\"\")","v":""},{"$f":"IFERROR(INDEX($E$17:$L$76,AW17,$F$15),\"\")","v":""},{"$f":"IFERROR(INDEX(Measures_Table,MATCH(AY17,INDEX(Measures_Table,,'Measures Support'!$C$1),0),'Measures Support'!$D$1),\"\")","v":""},{"$f":"IFERROR(INDEX($E$17:$L$76,AW17,$G$15),\"\")","v":""},{"$f":"IFERROR(INDEX($E$17:$L$76,AW17,$H$15),\"\")","v":""},{"$f":"IFERROR(INDEX($E$17:$L$76,AW17,$I$15),\"\")","v":""}]
[2,null,{"$f":"IF(E18=\"\",5/0,1)","v":{"$error":"#DIV/0!"}},null,{"$f":"'General Information'!AE51","v":""},{"$f":"'General Information'!AF51","v":""},null,{"$f":"'General Information'!AG51","v":""},{"$f":"'General Information'!AH51","v":""},{"$f":"IF(E18=\"\",\"\",\"n/a\")","v":""},{"$f":"IF(E18=\"\",\"\",\"n/a\")","v":""},null,null,null,null,null,null,null,null,null,"HP unhide 31-40 toggle",false,null,null,null,null,null,null,null,null,null,null,null,null,null,null,null,null,null,null,null,null,null,null,null,null,null,2,{"$f":"MIN(IF((($K$17:$K$76=\"n/a\")+($K$17:$K$76=\"Yes\"))*($AV$17:$AV$76>AW17),$AV$17:$AV$76,ROWS(AV18:AV77)+1))","v":61},{"$f":"IFERROR(INDEX($E$17:$L$76,AW18,$E$15),\"\")","v":""},{"$f":"IFERROR(INDEX($E$17:$L$76,AW18,$F$15),\"\")","v":""},{"$f":"IFERROR(INDEX(Measures_Table,MATCH(AY18,INDEX(Measures_Table,,'Measures Support'!$C$1),0),'Measures Support'!$D$1),\"\")","v":""},{"$f":"IFERROR(INDEX($E$17:$L$76,AW18,$G$15),\"\")","v":""},{"$f":"IFERROR(INDEX($E$17:$L$76,AW18,$H$15),\"\")","v":""},{"$f":"IFERROR(INDEX($E$17:$L$76,AW18,$I$15),\"\")","v":""}]
[3,null,{"$error":"#DIV/0!"},null,{"$f":"'General Information'!AE52","v":""},{"$f":"'General Information'!AF52","v":""},null,{"$f":"'General Information'!AG52","v":""},{"$f":"'General Information'!AH52","v":""},"","",null,null,null,null,null,null,null,null,null,"HP unhide 41-50 toggle",false,null,null,null,null,null,null,null,null,null,null,null,null,null,null,null,null,null,null,null,null,null,null,null,null,null,3,{"$f":"MIN(IF((($K$17:$K$76=\"n/a\")+($K$17:$K$76=\"Yes\"))*($AV$17:$AV$76>AW18),$AV$17:$AV$76,ROWS(AV19:AV78)+1))","v":61},{"$f":"IFERROR(INDEX($E$17:$L$76,AW19,$E$15),\"\")","v":""},{"$f":"IFERROR(INDEX($E$17:$L$76,AW19,$F$15),\"\")","v":""},{"$f":"IFERROR(INDEX(Measures_Table,MATCH(AY19,INDEX(Measures_Table,,'Measures Support'!$C$1),0),'Measures Support'!$D$1),\"\")","v":""},{"$f":"IFERROR(INDEX($E$17:$L$76,AW19,$G$15),\"\")","v":""},{"$f":"IFERROR(INDEX($E$17:$L$76,AW19,$H$15),\"\")","v":""},{"$f":"IFERROR(INDEX($E$17:$L$76,AW19,$I$15),\"\")","v":""}]
[4,null,{"$error":"#DIV/0!"},null,{"$f":"'General Information'!AE53","v":""},{"$f":"'General Information'!AF53","v":""},null,{"$f":"'General Information'!AG53","v":""},{"$f":"'General Information'!AH53","v":""},"","",null,null,null,null,null,null,null,null,null,null,null,null,null,null,null,null,null,null,null,null,null,null,null,null,null,null,null,null,null,null,null,null,null,null,null,null,4,{"$f":"MIN(IF((($K$17:$K$76=\"n/a\")+($K$17:$K$76=\"Yes\"))*($AV$17:$AV$76>AW19),$AV$17:$AV$76,ROWS(AV20:AV79)+1))","v":61},{"$f":"IFERROR(INDEX($E$17:$L$76,AW20,$E$15),\"\")","v":""},{"$f":"IFERROR(INDEX($E$17:$L$76,AW20,$F$15),\"\")","v":""},{"$f":"IFERROR(INDEX(Measures_Table,MATCH(AY20,INDEX(Measures_Table,,'Measures Support'!$C$1),0),'Measures Support'!$D$1),\"\")","v":""},{"$f":"IFERROR(INDEX($E$17:$L$76,AW20,$G$15),\"\")","v":""},{"$f":"IFERROR(INDEX($E$17:$L$76,AW20,$H$15),\"\")","v":""},{"$f":"IFERROR(INDEX($E$17:$L$76,AW20,$I$15),\"\")","v":""}]
[5,null,{"$error":"#DIV/0!"},null,{"$f":"'General Information'!AE54","v":""},{"$f":"'General Information'!AF54","v":""},null,{"$f":"'General Information'!AG54","v":""},{"$f":"'General Information'!AH54","v":""},"","",null,null,null,null,null,null,null,null,null,null,null,null,null,null,null,null,null,null,null,null,null,null,null,null,"Internal note: Streamlined pathway measures are manually assigned so the only fields populating below are the measure description and measure savings (which are transferred from Sketchbox)",null,null,null,null,"Internal note: high-performance pathway measures are manually entered so this table section is blank",null,null,null,null,null,null,5,{"$f":"MIN(IF((($K$17:$K$76=\"n/a\")+($K$17:$K$76=\"Yes\"))*($AV$17:$AV$76>AW20),$AV$17:$AV$76,ROWS(AV21:AV80)+1))","v":61},{"$f":"IFERROR(INDEX($E$17:$L$76,AW21,$E$15),\"\")","v":""},{"$f":"IFERROR(INDEX($E$17:$L$76,AW21,$F$15),\"\")","v":""},{"$f":"IFERROR(INDEX(Measures_Table,MATCH(AY21,INDEX(Measures_Table,,'Measures Support'!$C$1),0),'Measures Support'!$D$1),\"\")","v":""},{"$f":"IFERROR(INDEX($E$17:$L$76,AW21,$G$15),\"\")","v":""},{"$f":"IFERROR(INDEX($E$17:$L$76,AW21,$H$15),\"\")","v":""},{"$f":"IFERROR(INDEX($E$17:$L$76,AW21,$I$15),\"\")","v":""}]
[6,null,{"$error":"#DIV/0!"},null,{"$f":"'General Information'!AE55","v":""},{"$f":"'General Information'!AF55","v":""},null,{"$f":"'General Information'!AG55","v":""},{"$f":"'General Information'!AH55","v":""},"","",null,null,null,null,null,null,null,null,null,"Bundled Pathway",null,null,null,null,"Alternative Performance-based Pathway  - Industrial",null,null,null,null,"Alternative Performance-based Pathway  - Indoor Agriculture",null,null,null,null,"Streamlined Pathway",null,null,null,null,"High-Performance Pathway",null,null,null,null,null,null,6,{"$f":"MIN(IF((($K$17:$K$76=\"n/a\")+($K$17:$K$76=\"Yes\"))*($AV$17:$AV$76>AW21),$AV$17:$AV$76,ROWS(AV22:AV81)+1))","v":61},{"$f":"IFERROR(INDEX($E$17:$L$76,AW22,$E$15),\"\")","v":""},{"$f":"IFERROR(INDEX($E$17:$L$76,AW22,$F$15),\"\")","v":""},{"$f":"IFERROR(INDEX(Measures_Table,MATCH(AY22,INDEX(Measures_Table,,'Measures Support'!$C$1),0),'Measures Support'!$D$1),\"\")","v":""},{"$f":"IFERROR(INDEX($E$17:$L$76,AW22,$G$15),\"\")","v":""},{"$f":"IFERROR(INDEX($E$17:$L$76,AW22,$H$15),\"\")","v":""},{"$f":"IFERROR(INDEX($E$17:$L$76,AW22,$I$15),\"\")","v":""}]
[7,null,{"$error":"#DIV/0!"},null,{"$f":"'General Information'!AE56","v":""},{"$f":"'General Information'!AF56","v":""},null,{"$f":"'General Information'!AG56","v":""},{"$f":"'General Information'!AH56","v":""},"","",null,null,null,null,null,null,null,null,null,1,2,3,4,5,6,7,8,9,10,11,12,13,14,15,16,17,18,19,20,21,22,23,24,25,null,null,7,{"$f":"MIN(IF((($K$17:$K$76=\"n/a\")+($K$17:$K$76=\"Yes\"))*($AV$17:$AV$76>AW22),$AV$17:$AV$76,ROWS(AV23:AV82)+1))","v":61},{"$f":"IFERROR(INDEX($E$17:$L$76,AW23,$E$15),\"\")","v":""},{"$f":"IFERROR(INDEX($E$17:$L$76,AW23,$F$15),\"\")","v":""},{"$f":"IFERROR(INDEX(Measures_Table,MATCH(AY23,INDEX(Measures_Table,,'Measures Support'!$C$1),0),'Measures Support'!$D$1),\"\")","v":""},{"$f":"IFERROR(INDEX($E$17:$L$76,AW23,$G$15),\"\")","v":""},{"$f":"IFERROR(INDEX($E$17:$L$76,AW23,$H$15),\"\")","v":""},{"$f":"IFERROR(INDEX($E$17:$L$76,AW23,$I$15),\"\")","v":""}]
[8,null,{"$error":"#DIV/0!"},null,{"$f":"'General Information'!AE57","v":""},{"$f":"'General Information'!AF57","v":""},null,{"$f":"'General Information'!AG57","v":""},{"$f":"'General Information'!AH57","v":""},"","",null,null,null,null,null,null,null,null,null,1,1,1,1,1,2,2,2,2,2,3,3,3,3,3,4,4,4,4,4,5,5,5,5,5,null,null,8,{"$f":"MIN(IF((($K$17:$K$76=\"n/a\")+($K$17:$K$76=\"Yes\"))*($AV$17:$AV$76>AW23),$AV$17:$AV$76,ROWS(AV24:AV83)+1))","v":61},{"$f":"IFERROR(INDEX($E$17:$L$76,AW24,$E$15),\"\")","v":""},{"$f":"IFERROR(INDEX($E$17:$L$76,AW24,$F$15),\"\")","v":""},{"$f":"IFERROR(INDEX(Measures_Table,MATCH(AY24,INDEX(Measures_Table,,'Measures Support'!$C$1),0),'Measures Support'!$D$1),\"\")","v":""},{"$f":"IFERROR(INDEX($E$17:$L$76,AW24,$G$15),\"\")","v":""},{"$f":"IFERROR(INDEX($E$17:$L$76,AW24,$H$15),\"\")","v":""},{"$f":"IFERROR(INDEX($E$17:$L$76,AW24,$I$15),\"\")","v":""}]
[9,null,{"$error":"#DIV/0!"},null,{"$f":"'General Information'!AE58","v":""},{"$f":"'General Information'!AF58","v":""},null,{"$f":"'General Information'!AG58","v":""},{"$f":"'General Information'!AH58","v":""},"","",null,null,null,null,null,null,null,null,null,{"$f":"$F$15","v":2},{"$f":"$G$15","v":3},{"$f":"$H$15","v":4},"-",6,{"$f":"$F$15","v":2},{"$f":"$G$15","v":3},{"$f":"$H$15","v":4},"-",6,{"$f":"$F$15","v":2},{"$f":"$G$15","v":3},{"$f":"$H$15","v":4},"-",6,{"$f":"$F$15","v":2},{"$f":"$G$15","v":3},{"$f":"$H$15","v":4},"-",6,{"$f":"$F$15","v":2},{"$f":"$G$15","v":3},{"$f":"$H$15","v":4},"-",6,null,null,9,{"$f":"MIN(IF((($K$17:$K$76=\"n/a\")+($K$17:$K$76=\"Yes\"))*($AV$17:$AV$76>AW24),$AV$17:$AV$76,ROWS(AV25:AV84)+1))","v":61},{"$f":"IFERROR(INDEX($E$17:$L$76,AW25,$E$15),\"\")","v":""},{"$f":"IFERROR(INDEX($E$17:$L$76,AW25,$F$15),\"\")","v":""},{"$f":"IFERROR(INDEX(Measures_Table,MATCH(AY25,INDEX(Measures_Table,,'Measures Support'!$C$1),0),'Measures Support'!$D$1),\"\")","v":""},{"$f":"IFERROR(INDEX($E$17:$L$76,AW25,$G$15),\"\")","v":""},{"$f":"IFERROR(INDEX($E$17:$L$76,AW25,$H$15),\"\")","v":""},{"$f":"IFERROR(INDEX($E$17:$L$76,AW25,$I$15),\"\")","v":""}]
[10,null,{"$error":"#DIV/0!"},null,{"$f":"'General Information'!AE59","v":""},{"$f":"'General Information'!AF59","v":""},null,{"$f":"'General Information'!AG59","v":""},{"$f":"'General Information'!AH59","v":""},"","",null,null,null,null,null,null,null,null,"Count","Measure Name","Measure Description","Measure Count","Measure Savings (kBtu)","Measure EUL","Measure Name","Measure Description","Measure Count","Measure Savings (kBtu)","Measure EUL","Measure Name","Measure Description","Measure Count","Measure Savings (kBtu)","Measure EUL","Measure Name","Measure Description","Measure Count","Measure Savings (kBtu)","Measure EUL","Measure Name","Measure Description","Measure Count","Measure Savings (kBtu)","Measure EUL",null,null,10,{"$f":"MIN(IF((($K$17:$K$76=\"n/a\")+($K$17:$K$76=\"Yes\"))*($AV$17:$AV$76>AW25),$AV$17:$AV$76,ROWS(AV26:AV85)+1))","v":61},{"$f":"IFERROR(INDEX($E$17:$L$76,AW26,$E$15),\"\")","v":""},{"$f":"IFERROR(INDEX($E$17:$L$76,AW26,$F$15),\"\")","v":""},{"$f":"IFERROR(INDEX(Measures_Table,MATCH(AY26,INDEX(Measures_Table,,'Measures Support'!$C$1),0),'Measures Support'!$D$1),\"\")","v":""},{"$f":"IFERROR(INDEX($E$17:$L$76,AW26,$G$15),\"\")","v":""},{"$f":"IFERROR(INDEX($E$17:$L$76,AW26,$H$15),\"\")","v":""},{"$f":"IFERROR(INDEX($E$17:$L$76,AW26,$I$15),\"\")","v":""},null,"Defaults from Measures Table (for flagging overrides)"]
[1,null,{"$f":"IF(GI_Pathway=\"High-Performance Pathway\",1,IF(GI_Pathway=\"Streamlined Pathway\",IF(OR(G27<>\"\",F27<>\"\"),1,5/0),IF(E27<>\"\",1,5/0)))","v":{"$error":"#DIV/0!"}},null,{"$f":"IFERROR(INDEX(Measures_Table,MATCH(F27,INDEX(Measures_Table,,'Measures Support'!$C$1),0),'Measures Support'!$A$1),\"\")","v":""},{"$f":"IF(OR(GI_Pathway=\"High-Performance Pathway\",GI_Pathway=\"Streamlined Pathway\"),\"\",INDEX($U27:$AS27,,SUMPRODUCT(--($U$25:$AS$25=F$15),--($U$24:$AS$24=$V$3),($U$23:$AS$23))))","v":""},{"$f":"IF(GI_Pathway=\"High-Performance Pathway\",\"\",INDEX($U27:$AS27,,SUMPRODUCT(--($U$25:$AS$25=G$15),--($U$24:$AS$24=$V$3),($U$23:$AS$23))))","v":0},{"$f":"IF(OR(GI_Pathway=\"High-Performance Pathway\",GI_Pathway=\"Streamlined Pathway\"),\"\",INDEX($U27:$AS27,,SUMPRODUCT(--($U$25:$AS$25=H$15),--($U$24:$AS$24=$V$3),($U$23:$AS$23))))","v":0},{"$f":"IFERROR(INDEX(Measures_Table,MATCH(F27,INDEX(Measures_Table,,'Measures Support'!$C$1),0),'Measures Support'!$F$1),\"\")","v":""},{"$f":"IF(OR(GI_Pathway=\"High-Performance Pathway\",GI_Pathway=\"Streamlined Pathway\"),IFERROR(INDEX(Measures_Table,MATCH(F27,INDEX(Measures_Table,,'Measures Support'!$C$1),0),'Measures Support'!$G$1),\"\"),INDEX($U27:$AS27,,SUMPRODUCT(--($U$25:$AS$25=J$15),--($U$24:$AS$24=$V$3),($U$23:$AS$23))))","v":0},{"$f":"IFERROR(IF(AND(COUNTIF($U$5:$W$5,GI_Pathway)>0,F27<>\"\",F27<>0),\"Yes\",\"\"),\"\")","v":""},null,null,null,null,null,null,null,null,1,{"$f":"'Bundled Pathway'!AE397","v":""},{"$f":"'Bundled Pathway'!AF397","v":""},{"$f":"'Bundled Pathway'!AG397","v":""},{"$f":"'Bundled Pathway'!AH397","v":""},{"$f":"'Bundled Pathway'!AI397","v":""},{"$f":"IF(AND(AA27<>0,AA27<>\"\"),'Measures Support'!$C$3,\"\")","v":""},{"$f":"Industrial!E26","v":0},{"$f":"Industrial!J26","v":0},{"$f":"Industrial!AB26","v":0},{"$f":"Industrial!K26","v":0},{"$f":"'Indoor Agriculture'!AG347","v":""},{"$f":"'Indoor Agriculture'!AH347","v":""},{"$f":"'Indoor Agriculture'!AI347","v":""},{"$f":"'Indoor Agriculture'!AJ347","v":0},{"$f":"'Indoor Agriculture'!AK347","v":""},null,{"$f":"IF('Streamlined Pathway'!E41=0,\"\",'Streamlined Pathway'!E41)","v":""},null,{"$f":"'Streamlined Pathway'!AC41","v":0},null,null,null,null,null,null,null,null,11,{"$f":"MIN(IF((($K$17:$K$76=\"n/a\")+($K$17:$K$76=\"Yes\"))*($AV$17:$AV$76>AW26),$AV$17:$AV$76,ROWS(AV27:AV86)+1))","v":61},{"$f":"IFERROR(INDEX($E$17:$L$76,AW27,$E$15),\"\")","v":""},{"$f":"IFERROR(INDEX($E$17:$L$76,AW27,$F$15),\"\")","v":""},{"$f":"IFERROR(INDEX(Measures_Table,MATCH(AY27,INDEX(Measures_Table,,'Measures Support'!$C$1),0),'Measures Support'!$D$1),\"\")","v":""},{"$f":"IFERROR(INDEX($E$17:$L$76,AW27,$G$15),\"\")","v":""},{"$f":"IFERROR(INDEX($E$17:$L$76,AW27,$H$15),\"\")","v":""},{"$f":"IFERROR(INDEX($E$17:$L$76,AW27,$I$15),\"\")","v":""},null,{"$f":"IFERROR(INDEX(Measures_Table,MATCH(F27,INDEX(Measures_Table,,'Measures Support'!$C$1),0),'Measures Support'!$A$1),\"\")","v":""},{"$f":"IF(OR(GI_Pathway=\"High-Performance Pathway\",GI_Pathway=\"Streamlined Pathway\"),\"\",INDEX($U27:$AS27,,SUMPRODUCT(--($U$25:$AS$25=F$15),--($U$24:$AS$24=$V$3),($U$23:$AS$23))))","v":""},{"$f":"IF(GI_Pathway=\"High-Performance Pathway\",\"\",INDEX($U27:$AS27,,SUMPRODUCT(--($U$25:$AS$25=G$15),--($U$24:$AS$24=$V$3),($U$23:$AS$23))))","v":0},{"$f":"IF(OR(GI_Pathway=\"High-Performance Pathway\",GI_Pathway=\"Streamlined Pathway\"),\"\",INDEX($U27:$AS27,,SUMPRODUCT(--($U$25:$AS$25=H$15),--($U$24:$AS$24=$V$3),($U$23:$AS$23))))","v":0},{"$f":"IFERROR(INDEX(Measures_Table,MATCH(F27,INDEX(Measures_Table,,'Measures Support'!$C$1),0),'Measures Support'!$F$1),\"\")","v":""},{"$f":"IF(OR(GI_Pathway=\"High-Performance Pathway\",GI_Pathway=\"Streamlined Pathway\"),IFERROR(INDEX(Measures_Table,MATCH(F27,INDEX(Measures_Table,,'Measures Support'!$C$1),0),'Measures Support'!$G$1),\"\"),INDEX($U27:$AS27,,SUMPRODUCT(--($U$25:$AS$25=J$15),--($U$24:$AS$24=$V$3),($U$23:$AS$23))))","v":0},{"$f":"IFERROR(IF(AND(COUNTIF($U$5:$W$5,GI_Pathway)>0,F27<>\"\",F27<>0),\"Yes\",\"\"),\"\")","v":""}]
[2,null,{"$error":"#DIV/0!"},null,{"$f":"IFERROR(INDEX(Measures_Table,MATCH(F28,INDEX(Measures_Table,,'Measures Support'!$C$1),0),'Measures Support'!$A$1),\"\")","v":""},{"$f":"IF(OR(GI_Pathway=\"High-Performance Pathway\",GI_Pathway=\"Streamlined Pathway\"),\"\",INDEX($U28:$AS28,,SUMPRODUCT(--($U$25:$AS$25=F$15),--($U$24:$AS$24=$V$3),($U$23:$AS$23))))","v":""},{"$f":"IF(GI_Pathway=\"High-Performance Pathway\",\"\",INDEX($U28:$AS28,,SUMPRODUCT(--($U$25:$AS$25=G$15),--($U$24:$AS$24=$V$3),($U$23:$AS$23))))","v":0},{"$f":"IF(OR(GI_Pathway=\"High-Performance Pathway\",GI_Pathway=\"Streamlined Pathway\"),\"\",INDEX($U28:$AS28,,SUMPRODUCT(--($U$25:$AS$25=H$15),--($U$24:$AS$24=$V$3),($U$23:$AS$23))))","v":0},{"$f":"IFERROR(INDEX(Measures_Table,MATCH(F28,INDEX(Measures_Table,,'Measures Support'!$C$1),0),'Measures Support'!$F$1),\"\")","v":""},{"$f":"IF(OR(GI_Pathway=\"High-Performance Pathway\",GI_Pathway=\"Streamlined Pathway\"),IFERROR(INDEX(Measures_Table,MATCH(F28,INDEX(Measures_Table,,'Measures Support'!$C$1),0),'Measures Support'!$G$1),\"\"),INDEX($U28:$AS28,,SUMPRODUCT(--($U$25:$AS$25=J$15),--($U$24:$AS$24=$V$3),($U$23:$AS$23))))","v":0},"",null,null,null,null,null,null,null,null,2,{"$f":"'Bundled Pathway'!AE398","v":""},{"$f":"'Bundled Pathway'!AF398","v":""},{"$f":"'Bundled Pathway'!AG398","v":""},{"$f":"'Bundled Pathway'!AH398","v":""},{"$f":"'Bundled Pathway'!AI398","v":""},{"$f":"IF(AND(AA28<>0,AA28<>\"\"),'Measures Support'!$C$3,\"\")","v":""},{"$f":"Industrial!E27","v":0},{"$f":"Industrial!J27","v":0},{"$f":"Industrial!AB27","v":0},{"$f":"Industrial!K27","v":0},{"$f":"'Indoor Agriculture'!AG348","v":""},{"$f":"'Indoor Agriculture'!AH348","v":""},{"$f":"'Indoor Agriculture'!AI348","v":""},{"$f":"'Indoor Agriculture'!AJ348","v":0},{"$f":"'Indoor Agriculture'!AK348","v":""},null,{"$f":"IF('Streamlined Pathway'!E42=0,\"\",'Streamlined Pathway'!E42)","v":""},null,{"$f":"'Streamlined Pathway'!AC42","v":0},null,null,null,null,null,null,null,null,12,{"$f":"MIN(IF((($K$17:$K$76=\"n/a\")+($K$17:$K$76=\"Yes\"))*($AV$17:$AV$76>AW27),$AV$17:$AV$76,ROWS(AV28:AV87)+1))","v":61},{"$f":"IFERROR(INDEX($E$17:$L$76,AW28,$E$15),\"\")","v":""},{"$f":"IFERROR(INDEX($E$17:$L$76,AW28,$F$15),\"\")","v":""},{"$f":"IFERROR(INDEX(Measures_Table,MATCH(AY28,INDEX(Measures_Table,,'Measures Support'!$C$1),0),'Measures Support'!$D$1),\"\")","v":""},{"$f":"IFERROR(INDEX($E$17:$L$76,AW28,$G$15),\"\")","v":""},{"$f":"IFERROR(INDEX($E$17:$L$76,AW28,$H$15),\"\")","v":""},{"$f":"IFERROR(INDEX($E$17:$L$76,AW28,$I$15),\"\")","v":""},null,{"$f":"IFERROR(INDEX(Measures_Table,MATCH(F28,INDEX(Measures_Table,,'Measures Support'!$C$1),0),'Measures Support'!$A$1),\"\")","v":""},{"$f":"IF(OR(GI_Pathway=\"High-Performance Pathway\",GI_Pathway=\"Streamlined Pathway\"),\"\",INDEX($U28:$AS28,,SUMPRODUCT(--($U$25:$AS$25=F$15),--($U$24:$AS$24=$V$3),($U$23:$AS$23))))","v":""},{"$f":"IF(GI_Pathway=\"High-Performance Pathway\",\"\",INDEX($U28:$AS28,,SUMPRODUCT(--($U$25:$AS$25=G$15),--($U$24:$AS$24=$V$3),($U$23:$AS$23))))","v":0},{"$f":"IF(OR(GI_Pathway=\"High-Performance Pathway\",GI_Pathway=\"Streamlined Pathway\"),\"\",INDEX($U28:$AS28,,SUMPRODUCT(--($U$25:$AS$25=H$15),--($U$24:$AS$24=$V$3),($U$23:$AS$23))))","v":0},{"$f":"IFERROR(INDEX(Measures_Table,MATCH(F28,INDEX(Measures_Table,,'Measures Support'!$C$1),0),'Measures Support'!$F$1),\"\")","v":""},{"$f":"IF(OR(GI_Pathway=\"High-Performance Pathway\",GI_Pathway=\"Streamlined Pathway\"),IFERROR(INDEX(Measures_Table,MATCH(F28,INDEX(Measures_Table,,'Measures Support'!$C$1),0),'Measures Support'!$G$1),\"\"),INDEX($U28:$AS28,,SUMPRODUCT(--($U$25:$AS$25=J$15),--($U$24:$AS$24=$V$3),($U$23:$AS$23))))","v":0},""]
[3,null,{"$error":"#DIV/0!"},null,{"$f":"IFERROR(INDEX(Measures_Table,MATCH(F29,INDEX(Measures_Table,,'Measures Support'!$C$1),0),'Measures Support'!$A$1),\"\")","v":""},{"$f":"IF(OR(GI_Pathway=\"High-Performance Pathway\",GI_Pathway=\"Streamlined Pathway\"),\"\",INDEX($U29:$AS29,,SUMPRODUCT(--($U$25:$AS$25=F$15),--($U$24:$AS$24=$V$3),($U$23:$AS$23))))","v":""},{"$f":"IF(GI_Pathway=\"High-Performance Pathway\",\"\",INDEX($U29:$AS29,,SUMPRODUCT(--($U$25:$AS$25=G$15),--($U$24:$AS$24=$V$3),($U$23:$AS$23))))","v":0},{"$f":"IF(OR(GI_Pathway=\"High-Performance Pathway\",GI_Pathway=\"Streamlined Pathway\"),\"\",INDEX($U29:$AS29,,SUMPRODUCT(--($U$25:$AS$25=H$15),--($U$24:$AS$24=$V$3),($U$23:$AS$23))))","v":0},{"$f":"IFERROR(INDEX(Measures_Table,MATCH(F29,INDEX(Measures_Table,,'Measures Support'!$C$1),0),'Measures Support'!$F$1),\"\")","v":""},{"$f":"IF(OR(GI_Pathway=\"High-Performance Pathway\",GI_Pathway=\"Streamlined Pathway\"),IFERROR(INDEX(Measures_Table,MATCH(F29,INDEX(Measures_Table,,'Measures Support'!$C$1),0),'Measures Support'!$G$1),\"\"),INDEX($U29:$AS29,,SUMPRODUCT(--($U$25:$AS$25=J$15),--($U$24:$AS$24=$V$3),($U$23:$AS$23))))","v":0},"",null,null,null,null,null,null,null,null,3,{"$f":"'Bundled Pathway'!AE399","v":""},{"$f":"'Bundled Pathway'!AF399","v":""},{"$f":"'Bundled Pathway'!AG399","v":""},{"$f":"'Bundled Pathway'!AH399","v":""},{"$f":"'Bundled Pathway'!AI399","v":""},{"$f":"IF(AND(AA29<>0,AA29<>\"\"),'Measures Support'!$C$3,\"\")","v":""},{"$f":"Industrial!E28","v":0},{"$f":"Industrial!J28","v":0},{"$f":"Industrial!AB28","v":0},{"$f":"Industrial!K28","v":0},{"$f":"'Indoor Agriculture'!AG349","v":""},{"$f":"'Indoor Agriculture'!AH349","v":""},{"$f":"'Indoor Agriculture'!AI349","v":""},{"$f":"'Indoor Agriculture'!AJ349","v":0},{"$f":"'Indoor Agriculture'!AK349","v":""},null,{"$f":"IF('Streamlined Pathway'!E43=0,\"\",'Streamlined Pathway'!E43)","v":""},null,{"$f":"'Streamlined Pathway'!AC43","v":0},null,null,null,null,null,null,null,null,13,{"$f":"MIN(IF((($K$17:$K$76=\"n/a\")+($K$17:$K$76=\"Yes\"))*($AV$17:$AV$76>AW28),$AV$17:$AV$76,ROWS(AV29:AV88)+1))","v":61},{"$f":"IFERROR(INDEX($E$17:$L$76,AW29,$E$15),\"\")","v":""},{"$f":"IFERROR(INDEX($E$17:$L$76,AW29,$F$15),\"\")","v":""},{"$f":"IFERROR(INDEX(Measures_Table,MATCH(AY29,INDEX(Measures_Table,,'Measures Support'!$C$1),0),'Measures Support'!$D$1),\"\")","v":""},{"$f":"IFERROR(INDEX($E$17:$L$76,AW29,$G$15),\"\")","v":""},{"$f":"IFERROR(INDEX($E$17:$L$76,AW29,$H$15),\"\")","v":""},{"$f":"IFERROR(INDEX($E$17:$L$76,AW29,$I$15),\"\")","v":""},null,{"$f":"IFERROR(INDEX(Measures_Table,MATCH(F29,INDEX(Measures_Table,,'Measures Support'!$C$1),0),'Measures Support'!$A$1),\"\")","v":""},{"$f":"IF(OR(GI_Pathway=\"High-Performance Pathway\",GI_Pathway=\"Streamlined Pathway\"),\"\",INDEX($U29:$AS29,,SUMPRODUCT(--($U$25:$AS$25=F$15),--($U$24:$AS$24=$V$3),($U$23:$AS$23))))","v":""},{"$f":"IF(GI_Pathway=\"High-Performance Pathway\",\"\",INDEX($U29:$AS29,,SUMPRODUCT(--($U$25:$AS$25=G$15),--($U$24:$AS$24=$V$3),($U$23:$AS$23))))","v":0},{"$f":"IF(OR(GI_Pathway=\"High-Performance Pathway\",GI_Pathway=\"Streamlined Pathway\"),\"\",INDEX($U29:$AS29,,SUMPRODUCT(--($U$25:$AS$25=H$15),--($U$24:$AS$24=$V$3),($U$23:$AS$23))))","v":0},{"$f":"IFERROR(INDEX(Measures_Table,MATCH(F29,INDEX(Measures_Table,,'Measures Support'!$C$1),0),'Measures Support'!$F$1),\"\")","v":""},{"$f":"IF(OR(GI_Pathway=\"High-Performance Pathway\",GI_Pathway=\"Streamlined Pathway\"),IFERROR(INDEX(Measures_Table,MATCH(F29,INDEX(Measures_Table,,'Measures Support'!$C$1),0),'Measures Support'!$G$1),\"\"),INDEX($U29:$AS29,,SUMPRODUCT(--($U$25:$AS$25=J$15),--($U$24:$AS$24=$V$3),($U$23:$AS$23))))","v":0},""]
[4,null,{"$error":"#DIV/0!"},null,{"$f":"IFERROR(INDEX(Measures_Table,MATCH(F30,INDEX(Measures_Table,,'Measures Support'!$C$1),0),'Measures Support'!$A$1),\"\")","v":""},{"$f":"IF(OR(GI_Pathway=\"High-Performance Pathway\",GI_Pathway=\"Streamlined Pathway\"),\"\",INDEX($U30:$AS30,,SUMPRODUCT(--($U$25:$AS$25=F$15),--($U$24:$AS$24=$V$3),($U$23:$AS$23))))","v":""},{"$f":"IF(GI_Pathway=\"High-Performance Pathway\",\"\",INDEX($U30:$AS30,,SUMPRODUCT(--($U$25:$AS$25=G$15),--($U$24:$AS$24=$V$3),($U$23:$AS$23))))","v":0},{"$f":"IF(OR(GI_Pathway=\"High-Performance Pathway\",GI_Pathway=\"Streamlined Pathway\"),\"\",INDEX($U30:$AS30,,SUMPRODUCT(--($U$25:$AS$25=H$15),--($U$24:$AS$24=$V$3),($U$23:$AS$23))))","v":0},{"$f":"IFERROR(INDEX(Measures_Table,MATCH(F30,INDEX(Measures_Table,,'Measures Support'!$C$1),0),'Measures Support'!$F$1),\"\")","v":""},{"$f":"IF(OR(GI_Pathway=\"High-Performance Pathway\",GI_Pathway=\"Streamlined Pathway\"),IFERROR(INDEX(Measures_Table,MATCH(F30,INDEX(Measures_Table,,'Measures Support'!$C$1),0),'Measures Support'!$G$1),\"\"),INDEX($U30:$AS30,,SUMPRODUCT(--($U$25:$AS$25=J$15),--($U$24:$AS$24=$V$3),($U$23:$AS$23))))","v":0},"",null,null,null,null,null,null,null,null,4,{"$f":"'Bundled Pathway'!AE400","v":""},{"$f":"'Bundled Pathway'!AF400","v":""},{"$f":"'Bundled Pathway'!AG400","v":""},{"$f":"'Bundled Pathway'!AH400","v":""},{"$f":"'Bundled Pathway'!AI400","v":""},{"$f":"IF(AND(AA30<>0,AA30<>\"\"),'Measures Support'!$C$3,\"\")","v":""},{"$f":"Industrial!E29","v":0},{"$f":"Industrial!J29","v":0},{"$f":"Industrial!AB29","v":0},{"$f":"Industrial!K29","v":0},{"$f":"'Indoor Agriculture'!AG350","v":""},{"$f":"'Indoor Agriculture'!AH350","v":""},{"$f":"'Indoor Agriculture'!AI350","v":""},{"$f":"'Indoor Agriculture'!AJ350","v":0},{"$f":"'Indoor Agriculture'!AK350","v":""},null,{"$f":"IF('Streamlined Pathway'!E44=0,\"\",'Streamlined Pathway'!E44)","v":""},null,{"$f":"'Streamlined Pathway'!AC44","v":0},null,null,null,null,null,null,null,null,14,{"$f":"MIN(IF((($K$17:$K$76=\"n/a\")+($K$17:$K$76=\"Yes\"))*($AV$17:$AV$76>AW29),$AV$17:$AV$76,ROWS(AV30:AV89)+1))","v":61},{"$f":"IFERROR(INDEX($E$17:$L$76,AW30,$E$15),\"\")","v":""},{"$f":"IFERROR(INDEX($E$17:$L$76,AW30,$F$15),\"\")","v":""},{"$f":"IFERROR(INDEX(Measures_Table,MATCH(AY30,INDEX(Measures_Table,,'Measures Support'!$C$1),0),'Measures Support'!$D$1),\"\")","v":""},{"$f":"IFERROR(INDEX($E$17:$L$76,AW30,$G$15),\"\")","v":""},{"$f":"IFERROR(INDEX($E$17:$L$76,AW30,$H$15),\"\")","v":""},{"$f":"IFERROR(INDEX($E$17:$L$76,AW30,$I$15),\"\")","v":""},null,{"$f":"IFERROR(INDEX(Measures_Table,MATCH(F30,INDEX(Measures_Table,,'Measures Support'!$C$1),0),'Measures Support'!$A$1),\"\")","v":""},{"$f":"IF(OR(GI_Pathway=\"High-Performance Pathway\",GI_Pathway=\"Streamlined Pathway\"),\"\",INDEX($U30:$AS30,,SUMPRODUCT(--($U$25:$AS$25=F$15),--($U$24:$AS$24=$V$3),($U$23:$AS$23))))","v":""},{"$f":"IF(GI_Pathway=\"High-Performance Pathway\",\"\",INDEX($U30:$AS30,,SUMPRODUCT(--($U$25:$AS$25=G$15),--($U$24:$AS$24=$V$3),($U$23:$AS$23))))","v":0},{"$f":"IF(OR(GI_Pathway=\"High-Performance Pathway\",GI_Pathway=\"Streamlined Pathway\"),\"\",INDEX($U30:$AS30,,SUMPRODUCT(--($U$25:$AS$25=H$15),--($U$24:$AS$24=$V$3),($U$23:$AS$23))))","v":0},{"$f":"IFERROR(INDEX(Measures_Table,MATCH(F30,INDEX(Measures_Table,,'Measures Support'!$C$1),0),'Measures Support'!$F$1),\"\")","v":""},{"$f":"IF(OR(GI_Pathway=\"High-Performance Pathway\",GI_Pathway=\"Streamlined Pathway\"),IFERROR(INDEX(Measures_Table,MATCH(F30,INDEX(Measures_Table,,'Measures Support'!$C$1),0),'Measures Support'!$G$1),\"\"),INDEX($U30:$AS30,,SUMPRODUCT(--($U$25:$AS$25=J$15),--($U$24:$AS$24=$V$3),($U$23:$AS$23))))","v":0},""]
[5,null,{"$error":"#DIV/0!"},null,{"$f":"IFERROR(INDEX(Measures_Table,MATCH(F31,INDEX(Measures_Table,,'Measures Support'!$C$1),0),'Measures Support'!$A$1),\"\")","v":""},{"$f":"IF(OR(GI_Pathway=\"High-Performance Pathway\",GI_Pathway=\"Streamlined Pathway\"),\"\",INDEX($U31:$AS31,,SUMPRODUCT(--($U$25:$AS$25=F$15),--($U$24:$AS$24=$V$3),($U$23:$AS$23))))","v":""},{"$f":"IF(GI_Pathway=\"High-Performance Pathway\",\"\",INDEX($U31:$AS31,,SUMPRODUCT(--($U$25:$AS$25=G$15),--($U$24:$AS$24=$V$3),($U$23:$AS$23))))","v":0},{"$f":"IF(OR(GI_Pathway=\"High-Performance Pathway\",GI_Pathway=\"Streamlined Pathway\"),\"\",INDEX($U31:$AS31,,SUMPRODUCT(--($U$25:$AS$25=H$15),--($U$24:$AS$24=$V$3),($U$23:$AS$23))))","v":0},{"$f":"IFERROR(INDEX(Measures_Table,MATCH(F31,INDEX(Measures_Table,,'Measures Support'!$C$1),0),'Measures Support'!$F$1),\"\")","v":""},{"$f":"IF(OR(GI_Pathway=\"High-Performance Pathway\",GI_Pathway=\"Streamlined Pathway\"),IFERROR(INDEX(Measures_Table,MATCH(F31,INDEX(Measures_Table,,'Measures Support'!$C$1),0),'Measures Support'!$G$1),\"\"),INDEX($U31:$AS31,,SUMPRODUCT(--($U$25:$AS$25=J$15),--($U$24:$AS$24=$V$3),($U$23:$AS$23))))","v":0},"",null,null,null,null,null,null,null,null,5,{"$f":"'Bundled Pathway'!AE401","v":""},{"$f":"'Bundled Pathway'!AF401","v":""},{"$f":"'Bundled Pathway'!AG401","v":""},{"$f":"'Bundled Pathway'!AH401","v":""},{"$f":"'Bundled Pathway'!AI401","v":""},{"$f":"IF(AND(AA31<>0,AA31<>\"\"),'Measures Support'!$C$3,\"\")","v":""},{"$f":"Industrial!E30","v":0},{"$f":"Industrial!J30","v":0},{"$f":"Industrial!AB30","v":0},{"$f":"Industrial!K30","v":0},{"$f":"'Indoor Agriculture'!AG351","v":""},{"$f":"'Indoor Agriculture'!AH351","v":""},{"$f":"'Indoor Agriculture'!AI351","v":""},{"$f":"'Indoor Agriculture'!AJ351","v":0},{"$f":"'Indoor Agriculture'!AK351","v":""},null,{"$f":"IF('Streamlined Pathway'!E45=0,\"\",'Streamlined Pathway'!E45)","v":""},null,{"$f":"'Streamlined Pathway'!AC45","v":0},null,null,null,null,null,null,null,null,15,{"$f":"MIN(IF((($K$17:$K$76=\"n/a\")+($K$17:$K$76=\"Yes\"))*($AV$17:$AV$76>AW30),$AV$17:$AV$76,ROWS(AV31:AV90)+1))","v":61},{"$f":"IFERROR(INDEX($E$17:$L$76,AW31,$E$15),\"\")","v":""},{"$f":"IFERROR(INDEX($E$17:$L$76,AW31,$F$15),\"\")","v":""},{"$f":"IFERROR(INDEX(Measures_Table,MATCH(AY31,INDEX(Measures_Table,,'Measures Support'!$C$1),0),'Measures Support'!$D$1),\"\")","v":""},{"$f":"IFERROR(INDEX($E$17:$L$76,AW31,$G$15),\"\")","v":""},{"$f":"IFERROR(INDEX($E$17:$L$76,AW31,$H$15),\"\")","v":""},{"$f":"IFERROR(INDEX($E$17:$L$76,AW31,$I$15),\"\")","v":""},null,{"$f":"IFERROR(INDEX(Measures_Table,MATCH(F31,INDEX(Measures_Table,,'Measures Support'!$C$1),0),'Measures Support'!$A$1),\"\")","v":""},{"$f":"IF(OR(GI_Pathway=\"High-Performance Pathway\",GI_Pathway=\"Streamlined Pathway\"),\"\",INDEX($U31:$AS31,,SUMPRODUCT(--($U$25:$AS$25=F$15),--($U$24:$AS$24=$V$3),($U$23:$AS$23))))","v":""},{"$f":"IF(GI_Pathway=\"High-Performance Pathway\",\"\",INDEX($U31:$AS31,,SUMPRODUCT(--($U$25:$AS$25=G$15),--($U$24:$AS$24=$V$3),($U$23:$AS$23))))","v":0},{"$f":"IF(OR(GI_Pathway=\"High-Performance Pathway\",GI_Pathway=\"Streamlined Pathway\"),\"\",INDEX($U31:$AS31,,SUMPRODUCT(--($U$25:$AS$25=H$15),--($U$24:$AS$24=$V$3),($U$23:$AS$23))))","v":0},{"$f":"IFERROR(INDEX(Measures_Table,MATCH(F31,INDEX(Measures_Table,,'Measures Support'!$C$1),0),'Measures Support'!$F$1),\"\")","v":""},{"$f":"IF(OR(GI_Pathway=\"High-Performance Pathway\",GI_Pathway=\"Streamlined Pathway\"),IFERROR(INDEX(Measures_Table,MATCH(F31,INDEX(Measures_Table,,'Measures Support'!$C$1),0),'Measures Support'!$G$1),\"\"),INDEX($U31:$AS31,,SUMPRODUCT(--($U$25:$AS$25=J$15),--($U$24:$AS$24=$V$3),($U$23:$AS$23))))","v":0},""]
[6,null,{"$error":"#DIV/0!"},null,{"$f":"IFERROR(INDEX(Measures_Table,MATCH(F32,INDEX(Measures_Table,,'Measures Support'!$C$1),0),'Measures Support'!$A$1),\"\")","v":""},{"$f":"IF(OR(GI_Pathway=\"High-Performance Pathway\",GI_Pathway=\"Streamlined Pathway\"),\"\",INDEX($U32:$AS32,,SUMPRODUCT(--($U$25:$AS$25=F$15),--($U$24:$AS$24=$V$3),($U$23:$AS$23))))","v":""},{"$f":"IF(GI_Pathway=\"High-Performance Pathway\",\"\",INDEX($U32:$AS32,,SUMPRODUCT(--($U$25:$AS$25=G$15),--($U$24:$AS$24=$V$3),($U$23:$AS$23))))","v":0},{"$f":"IF(OR(GI_Pathway=\"High-Performance Pathway\",GI_Pathway=\"Streamlined Pathway\"),\"\",INDEX($U32:$AS32,,SUMPRODUCT(--($U$25:$AS$25=H$15),--($U$24:$AS$24=$V$3),($U$23:$AS$23))))","v":0},{"$f":"IFERROR(INDEX(Measures_Table,MATCH(F32,INDEX(Measures_Table,,'Measures Support'!$C$1),0),'Measures Support'!$F$1),\"\")","v":""},{"$f":"IF(OR(GI_Pathway=\"High-Performance Pathway\",GI_Pathway=\"Streamlined Pathway\"),IFERROR(INDEX(Measures_Table,MATCH(F32,INDEX(Measures_Table,,'Measures Support'!$C$1),0),'Measures Support'!$G$1),\"\"),INDEX($U32:$AS32,,SUMPRODUCT(--($U$25:$AS$25=J$15),--($U$24:$AS$24=$V$3),($U$23:$AS$23))))","v":0},"",null,null,null,null,null,null,null,null,6,{"$f":"'Bundled Pathway'!AE402","v":""},{"$f":"'Bundled Pathway'!AF402","v":""},{"$f":"'Bundled Pathway'!AG402","v":""},{"$f":"'Bundled Pathway'!AH402","v":""},{"$f":"'Bundled Pathway'!AI402","v":""},{"$f":"IF(AND(AA32<>0,AA32<>\"\"),'Measures Support'!$C$3,\"\")","v":""},{"$f":"Industrial!E31","v":0},{"$f":"Industrial!J31","v":0},{"$f":"Industrial!AB31","v":0},{"$f":"Industrial!K31","v":0},{"$f":"'Indoor Agriculture'!AG352","v":""},{"$f":"'Indoor Agriculture'!AH352","v":""},{"$f":"'Indoor Agriculture'!AI352","v":""},{"$f":"'Indoor Agriculture'!AJ352","v":0},{"$f":"'Indoor Agriculture'!AK352","v":""},null,{"$f":"IF('Streamlined Pathway'!E46=0,\"\",'Streamlined Pathway'!E46)","v":""},null,{"$f":"'Streamlined Pathway'!AC46","v":0},null,null,null,null,null,null,null,null,16,{"$f":"MIN(IF((($K$17:$K$76=\"n/a\")+($K$17:$K$76=\"Yes\"))*($AV$17:$AV$76>AW31),$AV$17:$AV$76,ROWS(AV32:AV91)+1))","v":61},{"$f":"IFERROR(INDEX($E$17:$L$76,AW32,$E$15),\"\")","v":""},{"$f":"IFERROR(INDEX($E$17:$L$76,AW32,$F$15),\"\")","v":""},{"$f":"IFERROR(INDEX(Measures_Table,MATCH(AY32,INDEX(Measures_Table,,'Measures Support'!$C$1),0),'Measures Support'!$D$1),\"\")","v":""},{"$f":"IFERROR(INDEX($E$17:$L$76,AW32,$G$15),\"\")","v":""},{"$f":"IFERROR(INDEX($E$17:$L$76,AW32,$H$15),\"\")","v":""},{"$f":"IFERROR(INDEX($E$17:$L$76,AW32,$I$15),\"\")","v":""},null,{"$f":"IFERROR(INDEX(Measures_Table,MATCH(F32,INDEX(Measures_Table,,'Measures Support'!$C$1),0),'Measures Support'!$A$1),\"\")","v":""},{"$f":"IF(OR(GI_Pathway=\"High-Performance Pathway\",GI_Pathway=\"Streamlined Pathway\"),\"\",INDEX($U32:$AS32,,SUMPRODUCT(--($U$25:$AS$25=F$15),--($U$24:$AS$24=$V$3),($U$23:$AS$23))))","v":""},{"$f":"IF(GI_Pathway=\"High-Performance Pathway\",\"\",INDEX($U32:$AS32,,SUMPRODUCT(--($U$25:$AS$25=G$15),--($U$24:$AS$24=$V$3),($U$23:$AS$23))))","v":0},{"$f":"IF(OR(GI_Pathway=\"High-Performance Pathway\",GI_Pathway=\"Streamlined Pathway\"),\"\",INDEX($U32:$AS32,,SUMPRODUCT(--($U$25:$AS$25=H$15),--($U$24:$AS$24=$V$3),($U$23:$AS$23))))","v":0},{"$f":"IFERROR(INDEX(Measures_Table,MATCH(F32,INDEX(Measures_Table,,'Measures Support'!$C$1),0),'Measures Support'!$F$1),\"\")","v":""},{"$f":"IF(OR(GI_Pathway=\"High-Performance Pathway\",GI_Pathway=\"Streamlined Pathway\"),IFERROR(INDEX(Measures_Table,MATCH(F32,INDEX(Measures_Table,,'Measures Support'!$C$1),0),'Measures Support'!$G$1),\"\"),INDEX($U32:$AS32,,SUMPRODUCT(--($U$25:$AS$25=J$15),--($U$24:$AS$24=$V$3),($U$23:$AS$23))))","v":0},""]
[7,null,{"$error":"#DIV/0!"},null,{"$f":"IFERROR(INDEX(Measures_Table,MATCH(F33,INDEX(Measures_Table,,'Measures Support'!$C$1),0),'Measures Support'!$A$1),\"\")","v":""},{"$f":"IF(OR(GI_Pathway=\"High-Performance Pathway\",GI_Pathway=\"Streamlined Pathway\"),\"\",INDEX($U33:$AS33,,SUMPRODUCT(--($U$25:$AS$25=F$15),--($U$24:$AS$24=$V$3),($U$23:$AS$23))))","v":""},{"$f":"IF(GI_Pathway=\"High-Performance Pathway\",\"\",INDEX($U33:$AS33,,SUMPRODUCT(--($U$25:$AS$25=G$15),--($U$24:$AS$24=$V$3),($U$23:$AS$23))))","v":0},{"$f":"IF(OR(GI_Pathway=\"High-Performance Pathway\",GI_Pathway=\"Streamlined Pathway\"),\"\",INDEX($U33:$AS33,,SUMPRODUCT(--($U$25:$AS$25=H$15),--($U$24:$AS$24=$V$3),($U$23:$AS$23))))","v":0},{"$f":"IFERROR(INDEX(Measures_Table,MATCH(F33,INDEX(Measures_Table,,'Measures Support'!$C$1),0),'Measures Support'!$F$1),\"\")","v":""},{"$f":"IF(OR(GI_Pathway=\"High-Performance Pathway\",GI_Pathway=\"Streamlined Pathway\"),IFERROR(INDEX(Measures_Table,MATCH(F33,INDEX(Measures_Table,,'Measures Support'!$C$1),0),'Measures Support'!$G$1),\"\"),INDEX($U33:$AS33,,SUMPRODUCT(--($U$25:$AS$25=J$15),--($U$24:$AS$24=$V$3),($U$23:$AS$23))))","v":0},"",null,null,null,null,null,null,null,null,7,{"$f":"'Bundled Pathway'!AE403","v":""},{"$f":"'Bundled Pathway'!AF403","v":""},{"$f":"'Bundled Pathway'!AG403","v":""},{"$f":"'Bundled Pathway'!AH403","v":""},{"$f":"'Bundled Pathway'!AI403","v":""},{"$f":"IF(AND(AA33<>0,AA33<>\"\"),'Measures Support'!$C$3,\"\")","v":""},{"$f":"Industrial!E32","v":0},{"$f":"Industrial!J32","v":0},{"$f":"Industrial!AB32","v":0},{"$f":"Industrial!K32","v":0},{"$f":"'Indoor Agriculture'!AG353","v":""},{"$f":"'Indoor Agriculture'!AH353","v":""},{"$f":"'Indoor Agriculture'!AI353","v":""},{"$f":"'Indoor Agriculture'!AJ353","v":0},{"$f":"'Indoor Agriculture'!AK353","v":""},null,{"$f":"IF('Streamlined Pathway'!E47=0,\"\",'Streamlined Pathway'!E47)","v":""},null,{"$f":"'Streamlined Pathway'!AC47","v":0},null,null,null,null,null,null,null,null,17,{"$f":"MIN(IF((($K$17:$K$76=\"n/a\")+($K$17:$K$76=\"Yes\"))*($AV$17:$AV$76>AW32),$AV$17:$AV$76,ROWS(AV33:AV92)+1))","v":61},{"$f":"IFERROR(INDEX($E$17:$L$76,AW33,$E$15),\"\")","v":""},{"$f":"IFERROR(INDEX($E$17:$L$76,AW33,$F$15),\"\")","v":""},{"$f":"IFERROR(INDEX(Measures_Table,MATCH(AY33,INDEX(Measures_Table,,'Measures Support'!$C$1),0),'Measures Support'!$D$1),\"\")","v":""},{"$f":"IFERROR(INDEX($E$17:$L$76,AW33,$G$15),\"\")","v":""},{"$f":"IFERROR(INDEX($E$17:$L$76,AW33,$H$15),\"\")","v":""},{"$f":"IFERROR(INDEX($E$17:$L$76,AW33,$I$15),\"\")","v":""},null,{"$f":"IFERROR(INDEX(Measures_Table,MATCH(F33,INDEX(Measures_Table,,'Measures Support'!$C$1),0),'Measures Support'!$A$1),\"\")","v":""},{"$f":"IF(OR(GI_Pathway=\"High-Performance Pathway\",GI_Pathway=\"Streamlined Pathway\"),\"\",INDEX($U33:$AS33,,SUMPRODUCT(--($U$25:$AS$25=F$15),--($U$24:$AS$24=$V$3),($U$23:$AS$23))))","v":""},{"$f":"IF(GI_Pathway=\"High-Performance Pathway\",\"\",INDEX($U33:$AS33,,SUMPRODUCT(--($U$25:$AS$25=G$15),--($U$24:$AS$24=$V$3),($U$23:$AS$23))))","v":0},{"$f":"IF(OR(GI_Pathway=\"High-Performance Pathway\",GI_Pathway=\"Streamlined Pathway\"),\"\",INDEX($U33:$AS33,,SUMPRODUCT(--($U$25:$AS$25=H$15),--($U$24:$AS$24=$V$3),($U$23:$AS$23))))","v":0},{"$f":"IFERROR(INDEX(Measures_Table,MATCH(F33,INDEX(Measures_Table,,'Measures Support'!$C$1),0),'Measures Support'!$F$1),\"\")","v":""},{"$f":"IF(OR(GI_Pathway=\"High-Performance Pathway\",GI_Pathway=\"Streamlined Pathway\"),IFERROR(INDEX(Measures_Table,MATCH(F33,INDEX(Measures_Table,,'Measures Support'!$C$1),0),'Measures Support'!$G$1),\"\"),INDEX($U33:$AS33,,SUMPRODUCT(--($U$25:$AS$25=J$15),--($U$24:$AS$24=$V$3),($U$23:$AS$23))))","v":0},""]
[8,null,{"$error":"#DIV/0!"},null,{"$f":"IFERROR(INDEX(Measures_Table,MATCH(F34,INDEX(Measures_Table,,'Measures Support'!$C$1),0),'Measures Support'!$A$1),\"\")","v":""},{"$f":"IF(OR(GI_Pathway=\"High-Performance Pathway\",GI_Pathway=\"Streamlined Pathway\"),\"\",INDEX($U34:$AS34,,SUMPRODUCT(--($U$25:$AS$25=F$15),--($U$24:$AS$24=$V$3),($U$23:$AS$23))))","v":""},{"$f":"IF(GI_Pathway=\"High-Performance Pathway\",\"\",INDEX($U34:$AS34,,SUMPRODUCT(--($U$25:$AS$25=G$15),--($U$24:$AS$24=$V$3),($U$23:$AS$23))))","v":0},{"$f":"IF(OR(GI_Pathway=\"High-Performance Pathway\",GI_Pathway=\"Streamlined Pathway\"),\"\",INDEX($U34:$AS34,,SUMPRODUCT(--($U$25:$AS$25=H$15),--($U$24:$AS$24=$V$3),($U$23:$AS$23))))","v":0},{"$f":"IFERROR(INDEX(Measures_Table,MATCH(F34,INDEX(Measures_Table,,'Measures Support'!$C$1),0),'Measures Support'!$F$1),\"\")","v":""},{"$f":"IF(OR(GI_Pathway=\"High-Performance Pathway\",GI_Pathway=\"Streamlined Pathway\"),IFERROR(INDEX(Measures_Table,MATCH(F34,INDEX(Measures_Table,,'Measures Support'!$C$1),0),'Measures Support'!$G$1),\"\"),INDEX($U34:$AS34,,SUMPRODUCT(--($U$25:$AS$25=J$15),--($U$24:$AS$24=$V$3),($U$23:$AS$23))))","v":0},"",null,null,null,null,null,null,null,null,8,{"$f":"'Bundled Pathway'!AE404","v":""},{"$f":"'Bundled Pathway'!AF404","v":""},{"$f":"'Bundled Pathway'!AG404","v":""},{"$f":"'Bundled Pathway'!AH404","v":""},{"$f":"'Bundled Pathway'!AI404","v":""},{"$f":"IF(AND(AA34<>0,AA34<>\"\"),'Measures Support'!$C$3,\"\")","v":""},{"$f":"Industrial!E33","v":0},{"$f":"Industrial!J33","v":0},{"$f":"Industrial!AB33","v":0},{"$f":"Industrial!K33","v":0},{"$f":"'Indoor Agriculture'!AG354","v":""},{"$f":"'Indoor Agriculture'!AH354","v":""},{"$f":"'Indoor Agriculture'!AI354","v":""},{"$f":"'Indoor Agriculture'!AJ354","v":0},{"$f":"'Indoor Agriculture'!AK354","v":""},null,{"$f":"IF('Streamlined Pathway'!E48=0,\"\",'Streamlined Pathway'!E48)","v":""},null,{"$f":"'Streamlined Pathway'!AC48","v":0},null,null,null,null,null,null,null,null,18,{"$f":"MIN(IF((($K$17:$K$76=\"n/a\")+($K$17:$K$76=\"Yes\"))*($AV$17:$AV$76>AW33),$AV$17:$AV$76,ROWS(AV34:AV93)+1))","v":61},{"$f":"IFERROR(INDEX($E$17:$L$76,AW34,$E$15),\"\")","v":""},{"$f":"IFERROR(INDEX($E$17:$L$76,AW34,$F$15),\"\")","v":""},{"$f":"IFERROR(INDEX(Measures_Table,MATCH(AY34,INDEX(Measures_Table,,'Measures Support'!$C$1),0),'Measures Support'!$D$1),\"\")","v":""},{"$f":"IFERROR(INDEX($E$17:$L$76,AW34,$G$15),\"\")","v":""},{"$f":"IFERROR(INDEX($E$17:$L$76,AW34,$H$15),\"\")","v":""},{"$f":"IFERROR(INDEX($E$17:$L$76,AW34,$I$15),\"\")","v":""},null,{"$f":"IFERROR(INDEX(Measures_Table,MATCH(F34,INDEX(Measures_Table,,'Measures Support'!$C$1),0),'Measures Support'!$A$1),\"\")","v":""},{"$f":"IF(OR(GI_Pathway=\"High-Performance Pathway\",GI_Pathway=\"Streamlined Pathway\"),\"\",INDEX($U34:$AS34,,SUMPRODUCT(--($U$25:$AS$25=F$15),--($U$24:$AS$24=$V$3),($U$23:$AS$23))))","v":""},{"$f":"IF(GI_Pathway=\"High-Performance Pathway\",\"\",INDEX($U34:$AS34,,SUMPRODUCT(--($U$25:$AS$25=G$15),--($U$24:$AS$24=$V$3),($U$23:$AS$23))))","v":0},{"$f":"IF(OR(GI_Pathway=\"High-Performance Pathway\",GI_Pathway=\"Streamlined Pathway\"),\"\",INDEX($U34:$AS34,,SUMPRODUCT(--($U$25:$AS$25=H$15),--($U$24:$AS$24=$V$3),($U$23:$AS$23))))","v":0},{"$f":"IFERROR(INDEX(Measures_Table,MATCH(F34,INDEX(Measures_Table,,'Measures Support'!$C$1),0),'Measures Support'!$F$1),\"\")","v":""},{"$f":"IF(OR(GI_Pathway=\"High-Performance Pathway\",GI_Pathway=\"Streamlined Pathway\"),IFERROR(INDEX(Measures_Table,MATCH(F34,INDEX(Measures_Table,,'Measures Support'!$C$1),0),'Measures Support'!$G$1),\"\"),INDEX($U34:$AS34,,SUMPRODUCT(--($U$25:$AS$25=J$15),--($U$24:$AS$24=$V$3),($U$23:$AS$23))))","v":0},""]
[9,null,{"$error":"#DIV/0!"},null,{"$f":"IFERROR(INDEX(Measures_Table,MATCH(F35,INDEX(Measures_Table,,'Measures Support'!$C$1),0),'Measures Support'!$A$1),\"\")","v":""},{"$f":"IF(OR(GI_Pathway=\"High-Performance Pathway\",GI_Pathway=\"Streamlined Pathway\"),\"\",INDEX($U35:$AS35,,SUMPRODUCT(--($U$25:$AS$25=F$15),--($U$24:$AS$24=$V$3),($U$23:$AS$23))))","v":""},{"$f":"IF(GI_Pathway=\"High-Performance Pathway\",\"\",INDEX($U35:$AS35,,SUMPRODUCT(--($U$25:$AS$25=G$15),--($U$24:$AS$24=$V$3),($U$23:$AS$23))))","v":0},{"$f":"IF(OR(GI_Pathway=\"High-Performance Pathway\",GI_Pathway=\"Streamlined Pathway\"),\"\",INDEX($U35:$AS35,,SUMPRODUCT(--($U$25:$AS$25=H$15),--($U$24:$AS$24=$V$3),($U$23:$AS$23))))","v":0},{"$f":"IFERROR(INDEX(Measures_Table,MATCH(F35,INDEX(Measures_Table,,'Measures Support'!$C$1),0),'Measures Support'!$F$1),\"\")","v":""},{"$f":"IF(OR(GI_Pathway=\"High-Performance Pathway\",GI_Pathway=\"Streamlined Pathway\"),IFERROR(INDEX(Measures_Table,MATCH(F35,INDEX(Measures_Table,,'Measures Support'!$C$1),0),'Measures Support'!$G$1),\"\"),INDEX($U35:$AS35,,SUMPRODUCT(--($U$25:$AS$25=J$15),--($U$24:$AS$24=$V$3),($U$23:$AS$23))))","v":0},"",null,null,null,null,null,null,null,null,9,{"$f":"'Bundled Pathway'!AE405","v":""},{"$f":"'Bundled Pathway'!AF405","v":""},{"$f":"'Bundled Pathway'!AG405","v":""},{"$f":"'Bundled Pathway'!AH405","v":""},{"$f":"'Bundled Pathway'!AI405","v":""},{"$f":"IF(AND(AA35<>0,AA35<>\"\"),'Measures Support'!$C$3,\"\")","v":""},{"$f":"Industrial!E34","v":0},{"$f":"Industrial!J34","v":0},{"$f":"Industrial!AB34","v":0},{"$f":"Industrial!K34","v":0},{"$f":"'Indoor Agriculture'!AG355","v":""},{"$f":"'Indoor Agriculture'!AH355","v":""},{"$f":"'Indoor Agriculture'!AI355","v":""},{"$f":"'Indoor Agriculture'!AJ355","v":0},{"$f":"'Indoor Agriculture'!AK355","v":""},null,{"$f":"IF('Streamlined Pathway'!E49=0,\"\",'Streamlined Pathway'!E49)","v":""},null,{"$f":"'Streamlined Pathway'!AC49","v":0},null,null,null,null,null,null,null,null,19,{"$f":"MIN(IF((($K$17:$K$76=\"n/a\")+($K$17:$K$76=\"Yes\"))*($AV$17:$AV$76>AW34),$AV$17:$AV$76,ROWS(AV35:AV94)+1))","v":61},{"$f":"IFERROR(INDEX($E$17:$L$76,AW35,$E$15),\"\")","v":""},{"$f":"IFERROR(INDEX($E$17:$L$76,AW35,$F$15),\"\")","v":""},{"$f":"IFERROR(INDEX(Measures_Table,MATCH(AY35,INDEX(Measures_Table,,'Measures Support'!$C$1),0),'Measures Support'!$D$1),\"\")","v":""},{"$f":"IFERROR(INDEX($E$17:$L$76,AW35,$G$15),\"\")","v":""},{"$f":"IFERROR(INDEX($E$17:$L$76,AW35,$H$15),\"\")","v":""},{"$f":"IFERROR(INDEX($E$17:$L$76,AW35,$I$15),\"\")","v":""},null,{"$f":"IFERROR(INDEX(Measures_Table,MATCH(F35,INDEX(Measures_Table,,'Measures Support'!$C$1),0),'Measures Support'!$A$1),\"\")","v":""},{"$f":"IF(OR(GI_Pathway=\"High-Performance Pathway\",GI_Pathway=\"Streamlined Pathway\"),\"\",INDEX($U35:$AS35,,SUMPRODUCT(--($U$25:$AS$25=F$15),--($U$24:$AS$24=$V$3),($U$23:$AS$23))))","v":""},{"$f":"IF(GI_Pathway=\"High-Performance Pathway\",\"\",INDEX($U35:$AS35,,SUMPRODUCT(--($U$25:$AS$25=G$15),--($U$24:$AS$24=$V$3),($U$23:$AS$23))))","v":0},{"$f":"IF(OR(GI_Pathway=\"High-Performance Pathway\",GI_Pathway=\"Streamlined Pathway\"),\"\",INDEX($U35:$AS35,,SUMPRODUCT(--($U$25:$AS$25=H$15),--($U$24:$AS$24=$V$3),($U$23:$AS$23))))","v":0},{"$f":"IFERROR(INDEX(Measures_Table,MATCH(F35,INDEX(Measures_Table,,'Measures Support'!$C$1),0),'Measures Support'!$F$1),\"\")","v":""},{"$f":"IF(OR(GI_Pathway=\"High-Performance Pathway\",GI_Pathway=\"Streamlined Pathway\"),IFERROR(INDEX(Measures_Table,MATCH(F35,INDEX(Measures_Table,,'Measures Support'!$C$1),0),'Measures Support'!$G$1),\"\"),INDEX($U35:$AS35,,SUMPRODUCT(--($U$25:$AS$25=J$15),--($U$24:$AS$24=$V$3),($U$23:$AS$23))))","v":0},""]
[10,null,{"$error":"#DIV/0!"},null,{"$f":"IFERROR(INDEX(Measures_Table,MATCH(F36,INDEX(Measures_Table,,'Measures Support'!$C$1),0),'Measures Support'!$A$1),\"\")","v":""},{"$f":"IF(OR(GI_Pathway=\"High-Performance Pathway\",GI_Pathway=\"Streamlined Pathway\"),\"\",INDEX($U36:$AS36,,SUMPRODUCT(--($U$25:$AS$25=F$15),--($U$24:$AS$24=$V$3),($U$23:$AS$23))))","v":""},{"$f":"IF(GI_Pathway=\"High-Performance Pathway\",\"\",INDEX($U36:$AS36,,SUMPRODUCT(--($U$25:$AS$25=G$15),--($U$24:$AS$24=$V$3),($U$23:$AS$23))))","v":0},{"$f":"IF(OR(GI_Pathway=\"High-Performance Pathway\",GI_Pathway=\"Streamlined Pathway\"),\"\",INDEX($U36:$AS36,,SUMPRODUCT(--($U$25:$AS$25=H$15),--($U$24:$AS$24=$V$3),($U$23:$AS$23))))","v":0},{"$f":"IFERROR(INDEX(Measures_Table,MATCH(F36,INDEX(Measures_Table,,'Measures Support'!$C$1),0),'Measures Support'!$F$1),\"\")","v":""},{"$f":"IF(OR(GI_Pathway=\"High-Performance Pathway\",GI_Pathway=\"Streamlined Pathway\"),IFERROR(INDEX(Measures_Table,MATCH(F36,INDEX(Measures_Table,,'Measures Support'!$C$1),0),'Measures Support'!$G$1),\"\"),INDEX($U36:$AS36,,SUMPRODUCT(--($U$25:$AS$25=J$15),--($U$24:$AS$24=$V$3),($U$23:$AS$23))))","v":0},"",null,null,null,null,null,null,null,null,10,{"$f":"'Bundled Pathway'!AE406","v":""},{"$f":"'Bundled Pathway'!AF406","v":""},{"$f":"'Bundled Pathway'!AG406","v":""},{"$f":"'Bundled Pathway'!AH406","v":""},{"$f":"'Bundled Pathway'!AI406","v":""},{"$f":"IF(AND(AA36<>0,AA36<>\"\"),'Measures Support'!$C$3,\"\")","v":""},{"$f":"Industrial!E35","v":0},{"$f":"Industrial!J35","v":0},{"$f":"Industrial!AB35","v":0},{"$f":"Industrial!K35","v":0},{"$f":"'Indoor Agriculture'!AG356","v":""},{"$f":"'Indoor Agriculture'!AH356","v":""},{"$f":"'Indoor Agriculture'!AI356","v":""},{"$f":"'Indoor Agriculture'!AJ356","v":0},{"$f":"'Indoor Agriculture'!AK356","v":""},null,{"$f":"IF('Streamlined Pathway'!E50=0,\"\",'Streamlined Pathway'!E50)","v":""},null,{"$f":"'Streamlined Pathway'!AC50","v":0},null,null,null,null,null,null,null,null,20,{"$f":"MIN(IF((($K$17:$K$76=\"n/a\")+($K$17:$K$76=\"Yes\"))*($AV$17:$AV$76>AW35),$AV$17:$AV$76,ROWS(AV36:AV95)+1))","v":61},{"$f":"IFERROR(INDEX($E$17:$L$76,AW36,$E$15),\"\")","v":""},{"$f":"IFERROR(INDEX($E$17:$L$76,AW36,$F$15),\"\")","v":""},{"$f":"IFERROR(INDEX(Measures_Table,MATCH(AY36,INDEX(Measures_Table,,'Measures Support'!$C$1),0),'Measures Support'!$D$1),\"\")","v":""},{"$f":"IFERROR(INDEX($E$17:$L$76,AW36,$G$15),\"\")","v":""},{"$f":"IFERROR(INDEX($E$17:$L$76,AW36,$H$15),\"\")","v":""},{"$f":"IFERROR(INDEX($E$17:$L$76,AW36,$I$15),\"\")","v":""},null,{"$f":"IFERROR(INDEX(Measures_Table,MATCH(F36,INDEX(Measures_Table,,'Measures Support'!$C$1),0),'Measures Support'!$A$1),\"\")","v":""},{"$f":"IF(OR(GI_Pathway=\"High-Performance Pathway\",GI_Pathway=\"Streamlined Pathway\"),\"\",INDEX($U36:$AS36,,SUMPRODUCT(--($U$25:$AS$25=F$15),--($U$24:$AS$24=$V$3),($U$23:$AS$23))))","v":""},{"$f":"IF(GI_Pathway=\"High-Performance Pathway\",\"\",INDEX($U36:$AS36,,SUMPRODUCT(--($U$25:$AS$25=G$15),--($U$24:$AS$24=$V$3),($U$23:$AS$23))))","v":0},{"$f":"IF(OR(GI_Pathway=\"High-Performance Pathway\",GI_Pathway=\"Streamlined Pathway\"),\"\",INDEX($U36:$AS36,,SUMPRODUCT(--($U$25:$AS$25=H$15),--($U$24:$AS$24=$V$3),($U$23:$AS$23))))","v":0},{"$f":"IFERROR(INDEX(Measures_Table,MATCH(F36,INDEX(Measures_Table,,'Measures Support'!$C$1),0),'Measures Support'!$F$1),\"\")","v":""},{"$f":"IF(OR(GI_Pathway=\"High-Performance Pathway\",GI_Pathway=\"Streamlined Pathway\"),IFERROR(INDEX(Measures_Table,MATCH(F36,INDEX(Measures_Table,,'Measures Support'!$C$1),0),'Measures Support'!$G$1),\"\"),INDEX($U36:$AS36,,SUMPRODUCT(--($U$25:$AS$25=J$15),--($U$24:$AS$24=$V$3),($U$23:$AS$23))))","v":0},""]
[11,null,{"$f":"IF(GI_Pathway=\"High-Performance Pathway\",IF($V$16=TRUE,1,5/0),IF(GI_Pathway=\"Streamlined Pathway\",IF(OR(G37<>\"\",F37<>\"\"),1,5/0),IF(E37<>\"\",1,5/0)))","v":{"$error":"#DIV/0!"}},null,{"$f":"IFERROR(INDEX(Measures_Table,MATCH(F37,INDEX(Measures_Table,,'Measures Support'!$C$1),0),'Measures Support'!$A$1),\"\")","v":""},{"$f":"IF(OR(GI_Pathway=\"High-Performance Pathway\",GI_Pathway=\"Streamlined Pathway\"),\"\",INDEX($U37:$AS37,,SUMPRODUCT(--($U$25:$AS$25=F$15),--($U$24:$AS$24=$V$3),($U$23:$AS$23))))","v":""},{"$f":"IF(GI_Pathway=\"High-Performance Pathway\",\"\",INDEX($U37:$AS37,,SUMPRODUCT(--($U$25:$AS$25=G$15),--($U$24:$AS$24=$V$3),($U$23:$AS$23))))","v":0},{"$f":"IF(OR(GI_Pathway=\"High-Performance Pathway\",GI_Pathway=\"Streamlined Pathway\"),\"\",INDEX($U37:$AS37,,SUMPRODUCT(--($U$25:$AS$25=H$15),--($U$24:$AS$24=$V$3),($U$23:$AS$23))))","v":0},{"$f":"IFERROR(INDEX(Measures_Table,MATCH(F37,INDEX(Measures_Table,,'Measures Support'!$C$1),0),'Measures Support'!$F$1),\"\")","v":""},{"$f":"IF(OR(GI_Pathway=\"High-Performance Pathway\",GI_Pathway=\"Streamlined Pathway\"),IFERROR(INDEX(Measures_Table,MATCH(F37,INDEX(Measures_Table,,'Measures Support'!$C$1),0),'Measures Support'!$G$1),\"\"),INDEX($U37:$AS37,,SUMPRODUCT(--($U$25:$AS$25=J$15),--($U$24:$AS$24=$V$3),($U$23:$AS$23))))","v":0},"",null,null,null,null,null,null,null,null,11,{"$f":"'Bundled Pathway'!AE407","v":""},{"$f":"'Bundled Pathway'!AF407","v":""},{"$f":"'Bundled Pathway'!AG407","v":""},{"$f":"'Bundled Pathway'!AH407","v":""},{"$f":"'Bundled Pathway'!AI407","v":""},{"$f":"IF(AND(AA37<>0,AA37<>\"\"),'Measures Support'!$C$3,\"\")","v":""},{"$f":"Industrial!E36","v":0},{"$f":"Industrial!J36","v":0},{"$f":"Industrial!AB36","v":0},{"$f":"Industrial!K36","v":0},{"$f":"'Indoor Agriculture'!AG357","v":""},{"$f":"'Indoor Agriculture'!AH357","v":""},{"$f":"'Indoor Agriculture'!AI357","v":""},{"$f":"'Indoor Agriculture'!AJ357","v":0},{"$f":"'Indoor Agriculture'!AK357","v":""},null,{"$f":"IF('Streamlined Pathway'!E51=0,\"\",'Streamlined Pathway'!E51)","v":""},null,{"$f":"'Streamlined Pathway'!AC51","v":0},null,null,null,null,null,null,null,null,21,{"$f":"MIN(IF((($K$17:$K$76=\"n/a\")+($K$17:$K$76=\"Yes\"))*($AV$17:$AV$76>AW36),$AV$17:$AV$76,ROWS(AV37:AV96)+1))","v":61},{"$f":"IFERROR(INDEX($E$17:$L$76,AW37,$E$15),\"\")","v":""},{"$f":"IFERROR(INDEX($E$17:$L$76,AW37,$F$15),\"\")","v":""},{"$f":"IFERROR(INDEX(Measures_Table,MATCH(AY37,INDEX(Measures_Table,,'Measures Support'!$C$1),0),'Measures Support'!$D$1),\"\")","v":""},{"$f":"IFERROR(INDEX($E$17:$L$76,AW37,$G$15),\"\")","v":""},{"$f":"IFERROR(INDEX($E$17:$L$76,AW37,$H$15),\"\")","v":""},{"$f":"IFERROR(INDEX($E$17:$L$76,AW37,$I$15),\"\")","v":""},null,{"$f":"IFERROR(INDEX(Measures_Table,MATCH(F37,INDEX(Measures_Table,,'Measures Support'!$C$1),0),'Measures Support'!$A$1),\"\")","v":""},{"$f":"IF(OR(GI_Pathway=\"High-Performance Pathway\",GI_Pathway=\"Streamlined Pathway\"),\"\",INDEX($U37:$AS37,,SUMPRODUCT(--($U$25:$AS$25=F$15),--($U$24:$AS$24=$V$3),($U$23:$AS$23))))","v":""},{"$f":"IF(GI_Pathway=\"High-Performance Pathway\",\"\",INDEX($U37:$AS37,,SUMPRODUCT(--($U$25:$AS$25=G$15),--($U$24:$AS$24=$V$3),($U$23:$AS$23))))","v":0},{"$f":"IF(OR(GI_Pathway=\"High-Performance Pathway\",GI_Pathway=\"Streamlined Pathway\"),\"\",INDEX($U37:$AS37,,SUMPRODUCT(--($U$25:$AS$25=H$15),--($U$24:$AS$24=$V$3),($U$23:$AS$23))))","v":0},{"$f":"IFERROR(INDEX(Measures_Table,MATCH(F37,INDEX(Measures_Table,,'Measures Support'!$C$1),0),'Measures Support'!$F$1),\"\")","v":""},{"$f":"IF(OR(GI_Pathway=\"High-Performance Pathway\",GI_Pathway=\"Streamlined Pathway\"),IFERROR(INDEX(Measures_Table,MATCH(F37,INDEX(Measures_Table,,'Measures Support'!$C$1),0),'Measures Support'!$G$1),\"\"),INDEX($U37:$AS37,,SUMPRODUCT(--($U$25:$AS$25=J$15),--($U$24:$AS$24=$V$3),($U$23:$AS$23))))","v":0},""]
[12,null,{"$error":"#DIV/0!"},null,{"$f":"IFERROR(INDEX(Measures_Table,MATCH(F38,INDEX(Measures_Table,,'Measures Support'!$C$1),0),'Measures Support'!$A$1),\"\")","v":""},{"$f":"IF(OR(GI_Pathway=\"High-Performance Pathway\",GI_Pathway=\"Streamlined Pathway\"),\"\",INDEX($U38:$AS38,,SUMPRODUCT(--($U$25:$AS$25=F$15),--($U$24:$AS$24=$V$3),($U$23:$AS$23))))","v":""},{"$f":"IF(GI_Pathway=\"High-Performance Pathway\",\"\",INDEX($U38:$AS38,,SUMPRODUCT(--($U$25:$AS$25=G$15),--($U$24:$AS$24=$V$3),($U$23:$AS$23))))","v":0},{"$f":"IF(OR(GI_Pathway=\"High-Performance Pathway\",GI_Pathway=\"Streamlined Pathway\"),\"\",INDEX($U38:$AS38,,SUMPRODUCT(--($U$25:$AS$25=H$15),--($U$24:$AS$24=$V$3),($U$23:$AS$23))))","v":0},{"$f":"IFERROR(INDEX(Measures_Table,MATCH(F38,INDEX(Measures_Table,,'Measures Support'!$C$1),0),'Measures Support'!$F$1),\"\")","v":""},{"$f":"IF(OR(GI_Pathway=\"High-Performance Pathway\",GI_Pathway=\"Streamlined Pathway\"),IFERROR(INDEX(Measures_Table,MATCH(F38,INDEX(Measures_Table,,'Measures Support'!$C$1),0),'Measures Support'!$G$1),\"\"),INDEX($U38:$AS38,,SUMPRODUCT(--($U$25:$AS$25=J$15),--($U$24:$AS$24=$V$3),($U$23:$AS$23))))","v":0},"",null,null,null,null,null,null,null,null,12,{"$f":"'Bundled Pathway'!AE408","v":""},{"$f":"'Bundled Pathway'!AF408","v":""},{"$f":"'Bundled Pathway'!AG408","v":""},{"$f":"'Bundled Pathway'!AH408","v":""},{"$f":"'Bundled Pathway'!AI408","v":""},{"$f":"IF(AND(AA38<>0,AA38<>\"\"),'Measures Support'!$C$3,\"\")","v":""},{"$f":"Industrial!E37","v":0},{"$f":"Industrial!J37","v":0},{"$f":"Industrial!AB37","v":0},{"$f":"Industrial!K37","v":0},{"$f":"'Indoor Agriculture'!AG358","v":""},{"$f":"'Indoor Agriculture'!AH358","v":""},{"$f":"'Indoor Agriculture'!AI358","v":""},{"$f":"'Indoor Agriculture'!AJ358","v":0},{"$f":"'Indoor Agriculture'!AK358","v":""},null,{"$f":"IF('Streamlined Pathway'!E52=0,\"\",'Streamlined Pathway'!E52)","v":""},null,{"$f":"'Streamlined Pathway'!AC52","v":0},null,null,null,null,null,null,null,null,22,{"$f":"MIN(IF((($K$17:$K$76=\"n/a\")+($K$17:$K$76=\"Yes\"))*($AV$17:$AV$76>AW37),$AV$17:$AV$76,ROWS(AV38:AV97)+1))","v":61},{"$f":"IFERROR(INDEX($E$17:$L$76,AW38,$E$15),\"\")","v":""},{"$f":"IFERROR(INDEX($E$17:$L$76,AW38,$F$15),\"\")","v":""},{"$f":"IFERROR(INDEX(Measures_Table,MATCH(AY38,INDEX(Measures_Table,,'Measures Support'!$C$1),0),'Measures Support'!$D$1),\"\")","v":""},{"$f":"IFERROR(INDEX($E$17:$L$76,AW38,$G$15),\"\")","v":""},{"$f":"IFERROR(INDEX($E$17:$L$76,AW38,$H$15),\"\")","v":""},{"$f":"IFERROR(INDEX($E$17:$L$76,AW38,$I$15),\"\")","v":""},null,{"$f":"IFERROR(INDEX(Measures_Table,MATCH(F38,INDEX(Measures_Table,,'Measures Support'!$C$1),0),'Measures Support'!$A$1),\"\")","v":""},{"$f":"IF(OR(GI_Pathway=\"High-Performance Pathway\",GI_Pathway=\"Streamlined Pathway\"),\"\",INDEX($U38:$AS38,,SUMPRODUCT(--($U$25:$AS$25=F$15),--($U$24:$AS$24=$V$3),($U$23:$AS$23))))","v":""},{"$f":"IF(GI_Pathway=\"High-Performance Pathway\",\"\",INDEX($U38:$AS38,,SUMPRODUCT(--($U$25:$AS$25=G$15),--($U$24:$AS$24=$V$3),($U$23:$AS$23))))","v":0},{"$f":"IF(OR(GI_Pathway=\"High-Performance Pathway\",GI_Pathway=\"Streamlined Pathway\"),\"\",INDEX($U38:$AS38,,SUMPRODUCT(--($U$25:$AS$25=H$15),--($U$24:$AS$24=$V$3),($U$23:$AS$23))))","v":0},{"$f":"IFERROR(INDEX(Measures_Table,MATCH(F38,INDEX(Measures_Table,,'Measures Support'!$C$1),0),'Measures Support'!$F$1),\"\")","v":""},{"$f":"IF(OR(GI_Pathway=\"High-Performance Pathway\",GI_Pathway=\"Streamlined Pathway\"),IFERROR(INDEX(Measures_Table,MATCH(F38,INDEX(Measures_Table,,'Measures Support'!$C$1),0),'Measures Support'!$G$1),\"\"),INDEX($U38:$AS38,,SUMPRODUCT(--($U$25:$AS$25=J$15),--($U$24:$AS$24=$V$3),($U$23:$AS$23))))","v":0},""]
[13,null,{"$error":"#DIV/0!"},null,{"$f":"IFERROR(INDEX(Measures_Table,MATCH(F39,INDEX(Measures_Table,,'Measures Support'!$C$1),0),'Measures Support'!$A$1),\"\")","v":""},{"$f":"IF(OR(GI_Pathway=\"High-Performance Pathway\",GI_Pathway=\"Streamlined Pathway\"),\"\",INDEX($U39:$AS39,,SUMPRODUCT(--($U$25:$AS$25=F$15),--($U$24:$AS$24=$V$3),($U$23:$AS$23))))","v":""},{"$f":"IF(GI_Pathway=\"High-Performance Pathway\",\"\",INDEX($U39:$AS39,,SUMPRODUCT(--($U$25:$AS$25=G$15),--($U$24:$AS$24=$V$3),($U$23:$AS$23))))","v":0},{"$f":"IF(OR(GI_Pathway=\"High-Performance Pathway\",GI_Pathway=\"Streamlined Pathway\"),\"\",INDEX($U39:$AS39,,SUMPRODUCT(--($U$25:$AS$25=H$15),--($U$24:$AS$24=$V$3),($U$23:$AS$23))))","v":0},{"$f":"IFERROR(INDEX(Measures_Table,MATCH(F39,INDEX(Measures_Table,,'Measures Support'!$C$1),0),'Measures Support'!$F$1),\"\")","v":""},{"$f":"IF(OR(GI_Pathway=\"High-Performance Pathway\",GI_Pathway=\"Streamlined Pathway\"),IFERROR(INDEX(Measures_Table,MATCH(F39,INDEX(Measures_Table,,'Measures Support'!$C$1),0),'Measures Support'!$G$1),\"\"),INDEX($U39:$AS39,,SUMPRODUCT(--($U$25:$AS$25=J$15),--($U$24:$AS$24=$V$3),($U$23:$AS$23))))","v":0},"",null,null,null,null,null,null,null,null,13,{"$f":"'Bundled Pathway'!AE409","v":""},{"$f":"'Bundled Pathway'!AF409","v":""},{"$f":"'Bundled Pathway'!AG409","v":""},{"$f":"'Bundled Pathway'!AH409","v":""},{"$f":"'Bundled Pathway'!AI409","v":""},{"$f":"IF(AND(AA39<>0,AA39<>\"\"),'Measures Support'!$C$3,\"\")","v":""},{"$f":"Industrial!E38","v":0},{"$f":"Industrial!J38","v":0},{"$f":"Industrial!AB38","v":0},{"$f":"Industrial!K38","v":0},{"$f":"'Indoor Agriculture'!AG359","v":""},{"$f":"'Indoor Agriculture'!AH359","v":""},{"$f":"'Indoor Agriculture'!AI359","v":""},{"$f":"'Indoor Agriculture'!AJ359","v":0},{"$f":"'Indoor Agriculture'!AK359","v":""},null,{"$f":"IF('Streamlined Pathway'!E53=0,\"\",'Streamlined Pathway'!E53)","v":""},null,{"$f":"'Streamlined Pathway'!AC53","v":0},null,null,null,null,null,null,null,null,23,{"$f":"MIN(IF((($K$17:$K$76=\"n/a\")+($K$17:$K$76=\"Yes\"))*($AV$17:$AV$76>AW38),$AV$17:$AV$76,ROWS(AV39:AV98)+1))","v":61},{"$f":"IFERROR(INDEX($E$17:$L$76,AW39,$E$15),\"\")","v":""},{"$f":"IFERROR(INDEX($E$17:$L$76,AW39,$F$15),\"\")","v":""},{"$f":"IFERROR(INDEX(Measures_Table,MATCH(AY39,INDEX(Measures_Table,,'Measures Support'!$C$1),0),'Measures Support'!$D$1),\"\")","v":""},{"$f":"IFERROR(INDEX($E$17:$L$76,AW39,$G$15),\"\")","v":""},{"$f":"IFERROR(INDEX($E$17:$L$76,AW39,$H$15),\"\")","v":""},{"$f":"IFERROR(INDEX($E$17:$L$76,AW39,$I$15),\"\")","v":""},null,{"$f":"IFERROR(INDEX(Measures_Table,MATCH(F39,INDEX(Measures_Table,,'Measures Support'!$C$1),0),'Measures Support'!$A$1),\"\")","v":""},{"$f":"IF(OR(GI_Pathway=\"High-Performance Pathway\",GI_Pathway=\"Streamlined Pathway\"),\"\",INDEX($U39:$AS39,,SUMPRODUCT(--($U$25:$AS$25=F$15),--($U$24:$AS$24=$V$3),($U$23:$AS$23))))","v":""},{"$f":"IF(GI_Pathway=\"High-Performance Pathway\",\"\",INDEX($U39:$AS39,,SUMPRODUCT(--($U$25:$AS$25=G$15),--($U$24:$AS$24=$V$3),($U$23:$AS$23))))","v":0},{"$f":"IF(OR(GI_Pathway=\"High-Performance Pathway\",GI_Pathway=\"Streamlined Pathway\"),\"\",INDEX($U39:$AS39,,SUMPRODUCT(--($U$25:$AS$25=H$15),--($U$24:$AS$24=$V$3),($U$23:$AS$23))))","v":0},{"$f":"IFERROR(INDEX(Measures_Table,MATCH(F39,INDEX(Measures_Table,,'Measures Support'!$C$1),0),'Measures Support'!$F$1),\"\")","v":""},{"$f":"IF(OR(GI_Pathway=\"High-Performance Pathway\",GI_Pathway=\"Streamlined Pathway\"),IFERROR(INDEX(Measures_Table,MATCH(F39,INDEX(Measures_Table,,'Measures Support'!$C$1),0),'Measures Support'!$G$1),\"\"),INDEX($U39:$AS39,,SUMPRODUCT(--($U$25:$AS$25=J$15),--($U$24:$AS$24=$V$3),($U$23:$AS$23))))","v":0},""]
[14,null,{"$error":"#DIV/0!"},null,{"$f":"IFERROR(INDEX(Measures_Table,MATCH(F40,INDEX(Measures_Table,,'Measures Support'!$C$1),0),'Measures Support'!$A$1),\"\")","v":""},{"$f":"IF(OR(GI_Pathway=\"High-Performance Pathway\",GI_Pathway=\"Streamlined Pathway\"),\"\",INDEX($U40:$AS40,,SUMPRODUCT(--($U$25:$AS$25=F$15),--($U$24:$AS$24=$V$3),($U$23:$AS$23))))","v":""},{"$f":"IF(GI_Pathway=\"High-Performance Pathway\",\"\",INDEX($U40:$AS40,,SUMPRODUCT(--($U$25:$AS$25=G$15),--($U$24:$AS$24=$V$3),($U$23:$AS$23))))","v":0},{"$f":"IF(OR(GI_Pathway=\"High-Performance Pathway\",GI_Pathway=\"Streamlined Pathway\"),\"\",INDEX($U40:$AS40,,SUMPRODUCT(--($U$25:$AS$25=H$15),--($U$24:$AS$24=$V$3),($U$23:$AS$23))))","v":0},{"$f":"IFERROR(INDEX(Measures_Table,MATCH(F40,INDEX(Measures_Table,,'Measures Support'!$C$1),0),'Measures Support'!$F$1),\"\")","v":""},{"$f":"IF(OR(GI_Pathway=\"High-Performance Pathway\",GI_Pathway=\"Streamlined Pathway\"),IFERROR(INDEX(Measures_Table,MATCH(F40,INDEX(Measures_Table,,'Measures Support'!$C$1),0),'Measures Support'!$G$1),\"\"),INDEX($U40:$AS40,,SUMPRODUCT(--($U$25:$AS$25=J$15),--($U$24:$AS$24=$V$3),($U$23:$AS$23))))","v":0},"",null,null,null,null,null,null,null,null,14,{"$f":"'Bundled Pathway'!AE410","v":""},{"$f":"'Bundled Pathway'!AF410","v":""},{"$f":"'Bundled Pathway'!AG410","v":""},{"$f":"'Bundled Pathway'!AH410","v":""},{"$f":"'Bundled Pathway'!AI410","v":""},{"$f":"IF(AND(AA40<>0,AA40<>\"\"),'Measures Support'!$C$3,\"\")","v":""},{"$f":"Industrial!E39","v":0},{"$f":"Industrial!J39","v":0},{"$f":"Industrial!AB39","v":0},{"$f":"Industrial!K39","v":0},{"$f":"'Indoor Agriculture'!AG360","v":""},{"$f":"'Indoor Agriculture'!AH360","v":""},{"$f":"'Indoor Agriculture'!AI360","v":""},{"$f":"'Indoor Agriculture'!AJ360","v":0},{"$f":"'Indoor Agriculture'!AK360","v":""},null,{"$f":"IF('Streamlined Pathway'!E54=0,\"\",'Streamlined Pathway'!E54)","v":""},null,{"$f":"'Streamlined Pathway'!AC54","v":0},null,null,null,null,null,null,null,null,24,{"$f":"MIN(IF((($K$17:$K$76=\"n/a\")+($K$17:$K$76=\"Yes\"))*($AV$17:$AV$76>AW39),$AV$17:$AV$76,ROWS(AV40:AV99)+1))","v":61},{"$f":"IFERROR(INDEX($E$17:$L$76,AW40,$E$15),\"\")","v":""},{"$f":"IFERROR(INDEX($E$17:$L$76,AW40,$F$15),\"\")","v":""},{"$f":"IFERROR(INDEX(Measures_Table,MATCH(AY40,INDEX(Measures_Table,,'Measures Support'!$C$1),0),'Measures Support'!$D$1),\"\")","v":""},{"$f":"IFERROR(INDEX($E$17:$L$76,AW40,$G$15),\"\")","v":""},{"$f":"IFERROR(INDEX($E$17:$L$76,AW40,$H$15),\"\")","v":""},{"$f":"IFERROR(INDEX($E$17:$L$76,AW40,$I$15),\"\")","v":""},null,{"$f":"IFERROR(INDEX(Measures_Table,MATCH(F40,INDEX(Measures_Table,,'Measures Support'!$C$1),0),'Measures Support'!$A$1),\"\")","v":""},{"$f":"IF(OR(GI_Pathway=\"High-Performance Pathway\",GI_Pathway=\"Streamlined Pathway\"),\"\",INDEX($U40:$AS40,,SUMPRODUCT(--($U$25:$AS$25=F$15),--($U$24:$AS$24=$V$3),($U$23:$AS$23))))","v":""},{"$f":"IF(GI_Pathway=\"High-Performance Pathway\",\"\",INDEX($U40:$AS40,,SUMPRODUCT(--($U$25:$AS$25=G$15),--($U$24:$AS$24=$V$3),($U$23:$AS$23))))","v":0},{"$f":"IF(OR(GI_Pathway=\"High-Performance Pathway\",GI_Pathway=\"Streamlined Pathway\"),\"\",INDEX($U40:$AS40,,SUMPRODUCT(--($U$25:$AS$25=H$15),--($U$24:$AS$24=$V$3),($U$23:$AS$23))))","v":0},{"$f":"IFERROR(INDEX(Measures_Table,MATCH(F40,INDEX(Measures_Table,,'Measures Support'!$C$1),0),'Measures Support'!$F$1),\"\")","v":""},{"$f":"IF(OR(GI_Pathway=\"High-Performance Pathway\",GI_Pathway=\"Streamlined Pathway\"),IFERROR(INDEX(Measures_Table,MATCH(F40,INDEX(Measures_Table,,'Measures Support'!$C$1),0),'Measures Support'!$G$1),\"\"),INDEX($U40:$AS40,,SUMPRODUCT(--($U$25:$AS$25=J$15),--($U$24:$AS$24=$V$3),($U$23:$AS$23))))","v":0},""]
[15,null,{"$error":"#DIV/0!"},null,{"$f":"IFERROR(INDEX(Measures_Table,MATCH(F41,INDEX(Measures_Table,,'Measures Support'!$C$1),0),'Measures Support'!$A$1),\"\")","v":""},{"$f":"IF(OR(GI_Pathway=\"High-Performance Pathway\",GI_Pathway=\"Streamlined Pathway\"),\"\",INDEX($U41:$AS41,,SUMPRODUCT(--($U$25:$AS$25=F$15),--($U$24:$AS$24=$V$3),($U$23:$AS$23))))","v":""},{"$f":"IF(GI_Pathway=\"High-Performance Pathway\",\"\",INDEX($U41:$AS41,,SUMPRODUCT(--($U$25:$AS$25=G$15),--($U$24:$AS$24=$V$3),($U$23:$AS$23))))","v":0},{"$f":"IF(OR(GI_Pathway=\"High-Performance Pathway\",GI_Pathway=\"Streamlined Pathway\"),\"\",INDEX($U41:$AS41,,SUMPRODUCT(--($U$25:$AS$25=H$15),--($U$24:$AS$24=$V$3),($U$23:$AS$23))))","v":0},{"$f":"IFERROR(INDEX(Measures_Table,MATCH(F41,INDEX(Measures_Table,,'Measures Support'!$C$1),0),'Measures Support'!$F$1),\"\")","v":""},{"$f":"IF(OR(GI_Pathway=\"High-Performance Pathway\",GI_Pathway=\"Streamlined Pathway\"),IFERROR(INDEX(Measures_Table,MATCH(F41,INDEX(Measures_Table,,'Measures Support'!$C$1),0),'Measures Support'!$G$1),\"\"),INDEX($U41:$AS41,,SUMPRODUCT(--($U$25:$AS$25=J$15),--($U$24:$AS$24=$V$3),($U$23:$AS$23))))","v":0},"",null,null,null,null,null,null,null,null,15,{"$f":"'Bundled Pathway'!AE411","v":""},{"$f":"'Bundled Pathway'!AF411","v":""},{"$f":"'Bundled Pathway'!AG411","v":""},{"$f":"'Bundled Pathway'!AH411","v":""},{"$f":"'Bundled Pathway'!AI411","v":""},{"$f":"IF(AND(AA41<>0,AA41<>\"\"),'Measures Support'!$C$3,\"\")","v":""},{"$f":"Industrial!E40","v":0},{"$f":"Industrial!J40","v":0},{"$f":"Industrial!AB40","v":0},{"$f":"Industrial!K40","v":0},{"$f":"'Indoor Agriculture'!AG361","v":""},{"$f":"'Indoor Agriculture'!AH361","v":""},{"$f":"'Indoor Agriculture'!AI361","v":""},{"$f":"'Indoor Agriculture'!AJ361","v":0},{"$f":"'Indoor Agriculture'!AK361","v":""},null,{"$f":"IF('Streamlined Pathway'!E55=0,\"\",'Streamlined Pathway'!E55)","v":""},null,{"$f":"'Streamlined Pathway'!AC55","v":0},null,null,null,null,null,null,null,null,25,{"$f":"MIN(IF((($K$17:$K$76=\"n/a\")+($K$17:$K$76=\"Yes\"))*($AV$17:$AV$76>AW40),$AV$17:$AV$76,ROWS(AV41:AV100)+1))","v":61},{"$f":"IFERROR(INDEX($E$17:$L$76,AW41,$E$15),\"\")","v":""},{"$f":"IFERROR(INDEX($E$17:$L$76,AW41,$F$15),\"\")","v":""},{"$f":"IFERROR(INDEX(Measures_Table,MATCH(AY41,INDEX(Measures_Table,,'Measures Support'!$C$1),0),'Measures Support'!$D$1),\"\")","v":""},{"$f":"IFERROR(INDEX($E$17:$L$76,AW41,$G$15),\"\")","v":""},{"$f":"IFERROR(INDEX($E$17:$L$76,AW41,$H$15),\"\")","v":""},{"$f":"IFERROR(INDEX($E$17:$L$76,AW41,$I$15),\"\")","v":""},null,{"$f":"IFERROR(INDEX(Measures_Table,MATCH(F41,INDEX(Measures_Table,,'Measures Support'!$C$1),0),'Measures Support'!$A$1),\"\")","v":""},{"$f":"IF(OR(GI_Pathway=\"High-Performance Pathway\",GI_Pathway=\"Streamlined Pathway\"),\"\",INDEX($U41:$AS41,,SUMPRODUCT(--($U$25:$AS$25=F$15),--($U$24:$AS$24=$V$3),($U$23:$AS$23))))","v":""},{"$f":"IF(GI_Pathway=\"High-Performance Pathway\",\"\",INDEX($U41:$AS41,,SUMPRODUCT(--($U$25:$AS$25=G$15),--($U$24:$AS$24=$V$3),($U$23:$AS$23))))","v":0},{"$f":"IF(OR(GI_Pathway=\"High-Performance Pathway\",GI_Pathway=\"Streamlined Pathway\"),\"\",INDEX($U41:$AS41,,SUMPRODUCT(--($U$25:$AS$25=H$15),--($U$24:$AS$24=$V$3),($U$23:$AS$23))))","v":0},{"$f":"IFERROR(INDEX(Measures_Table,MATCH(F41,INDEX(Measures_Table,,'Measures Support'!$C$1),0),'Measures Support'!$F$1),\"\")","v":""},{"$f":"IF(OR(GI_Pathway=\"High-Performance Pathway\",GI_Pathway=\"Streamlined Pathway\"),IFERROR(INDEX(Measures_Table,MATCH(F41,INDEX(Measures_Table,,'Measures Support'!$C$1),0),'Measures Support'!$G$1),\"\"),INDEX($U41:$AS41,,SUMPRODUCT(--($U$25:$AS$25=J$15),--($U$24:$AS$24=$V$3),($U$23:$AS$23))))","v":0},""]
[16,null,{"$error":"#DIV/0!"},null,{"$f":"IFERROR(INDEX(Measures_Table,MATCH(F42,INDEX(Measures_Table,,'Measures Support'!$C$1),0),'Measures Support'!$A$1),\"\")","v":""},{"$f":"IF(OR(GI_Pathway=\"High-Performance Pathway\",GI_Pathway=\"Streamlined Pathway\"),\"\",INDEX($U42:$AS42,,SUMPRODUCT(--($U$25:$AS$25=F$15),--($U$24:$AS$24=$V$3),($U$23:$AS$23))))","v":""},{"$f":"IF(GI_Pathway=\"High-Performance Pathway\",\"\",INDEX($U42:$AS42,,SUMPRODUCT(--($U$25:$AS$25=G$15),--($U$24:$AS$24=$V$3),($U$23:$AS$23))))","v":0},{"$f":"IF(OR(GI_Pathway=\"High-Performance Pathway\",GI_Pathway=\"Streamlined Pathway\"),\"\",INDEX($U42:$AS42,,SUMPRODUCT(--($U$25:$AS$25=H$15),--($U$24:$AS$24=$V$3),($U$23:$AS$23))))","v":0},{"$f":"IFERROR(INDEX(Measures_Table,MATCH(F42,INDEX(Measures_Table,,'Measures Support'!$C$1),0),'Measures Support'!$F$1),\"\")","v":""},{"$f":"IF(OR(GI_Pathway=\"High-Performance Pathway\",GI_Pathway=\"Streamlined Pathway\"),IFERROR(INDEX(Measures_Table,MATCH(F42,INDEX(Measures_Table,,'Measures Support'!$C$1),0),'Measures Support'!$G$1),\"\"),INDEX($U42:$AS42,,SUMPRODUCT(--($U$25:$AS$25=J$15),--($U$24:$AS$24=$V$3),($U$23:$AS$23))))","v":0},"",null,null,null,null,null,null,null,null,16,{"$f":"'Bundled Pathway'!AE412","v":""},{"$f":"'Bundled Pathway'!AF412","v":""},{"$f":"'Bundled Pathway'!AG412","v":""},{"$f":"'Bundled Pathway'!AH412","v":""},{"$f":"'Bundled Pathway'!AI412","v":""},{"$f":"IF(AND(AA42<>0,AA42<>\"\"),'Measures Support'!$C$3,\"\")","v":""},{"$f":"Industrial!E41","v":0},{"$f":"Industrial!J41","v":0},{"$f":"Industrial!AB41","v":0},{"$f":"Industrial!K41","v":0},{"$f":"'Indoor Agriculture'!AG362","v":""},{"$f":"'Indoor Agriculture'!AH362","v":""},{"$f":"'Indoor Agriculture'!AI362","v":""},{"$f":"'Indoor Agriculture'!AJ362","v":0},{"$f":"'Indoor Agriculture'!AK362","v":""},null,{"$f":"IF('Streamlined Pathway'!E56=0,\"\",'Streamlined Pathway'!E56)","v":""},null,{"$f":"'Streamlined Pathway'!AC56","v":0},null,null,null,null,null,null,null,null,26,{"$f":"MIN(IF((($K$17:$K$76=\"n/a\")+($K$17:$K$76=\"Yes\"))*($AV$17:$AV$76>AW41),$AV$17:$AV$76,ROWS(AV42:AV101)+1))","v":61},{"$f":"IFERROR(INDEX($E$17:$L$76,AW42,$E$15),\"\")","v":""},{"$f":"IFERROR(INDEX($E$17:$L$76,AW42,$F$15),\"\")","v":""},{"$f":"IFERROR(INDEX(Measures_Table,MATCH(AY42,INDEX(Measures_Table,,'Measures Support'!$C$1),0),'Measures Support'!$D$1),\"\")","v":""},{"$f":"IFERROR(INDEX($E$17:$L$76,AW42,$G$15),\"\")","v":""},{"$f":"IFERROR(INDEX($E$17:$L$76,AW42,$H$15),\"\")","v":""},{"$f":"IFERROR(INDEX($E$17:$L$76,AW42,$I$15),\"\")","v":""},null,{"$f":"IFERROR(INDEX(Measures_Table,MATCH(F42,INDEX(Measures_Table,,'Measures Support'!$C$1),0),'Measures Support'!$A$1),\"\")","v":""},{"$f":"IF(OR(GI_Pathway=\"High-Performance Pathway\",GI_Pathway=\"Streamlined Pathway\"),\"\",INDEX($U42:$AS42,,SUMPRODUCT(--($U$25:$AS$25=F$15),--($U$24:$AS$24=$V$3),($U$23:$AS$23))))","v":""},{"$f":"IF(GI_Pathway=\"High-Performance Pathway\",\"\",INDEX($U42:$AS42,,SUMPRODUCT(--($U$25:$AS$25=G$15),--($U$24:$AS$24=$V$3),($U$23:$AS$23))))","v":0},{"$f":"IF(OR(GI_Pathway=\"High-Performance Pathway\",GI_Pathway=\"Streamlined Pathway\"),\"\",INDEX($U42:$AS42,,SUMPRODUCT(--($U$25:$AS$25=H$15),--($U$24:$AS$24=$V$3),($U$23:$AS$23))))","v":0},{"$f":"IFERROR(INDEX(Measures_Table,MATCH(F42,INDEX(Measures_Table,,'Measures Support'!$C$1),0),'Measures Support'!$F$1),\"\")","v":""},{"$f":"IF(OR(GI_Pathway=\"High-Performance Pathway\",GI_Pathway=\"Streamlined Pathway\"),IFERROR(INDEX(Measures_Table,MATCH(F42,INDEX(Measures_Table,,'Measures Support'!$C$1),0),'Measures Support'!$G$1),\"\"),INDEX($U42:$AS42,,SUMPRODUCT(--($U$25:$AS$25=J$15),--($U$24:$AS$24=$V$3),($U$23:$AS$23))))","v":0},""]
[17,null,{"$error":"#DIV/0!"},null,{"$f":"IFERROR(INDEX(Measures_Table,MATCH(F43,INDEX(Measures_Table,,'Measures Support'!$C$1),0),'Measures Support'!$A$1),\"\")","v":""},{"$f":"IF(OR(GI_Pathway=\"High-Performance Pathway\",GI_Pathway=\"Streamlined Pathway\"),\"\",INDEX($U43:$AS43,,SUMPRODUCT(--($U$25:$AS$25=F$15),--($U$24:$AS$24=$V$3),($U$23:$AS$23))))","v":""},{"$f":"IF(GI_Pathway=\"High-Performance Pathway\",\"\",INDEX($U43:$AS43,,SUMPRODUCT(--($U$25:$AS$25=G$15),--($U$24:$AS$24=$V$3),($U$23:$AS$23))))","v":0},{"$f":"IF(OR(GI_Pathway=\"High-Performance Pathway\",GI_Pathway=\"Streamlined Pathway\"),\"\",INDEX($U43:$AS43,,SUMPRODUCT(--($U$25:$AS$25=H$15),--($U$24:$AS$24=$V$3),($U$23:$AS$23))))","v":0},{"$f":"IFERROR(INDEX(Measures_Table,MATCH(F43,INDEX(Measures_Table,,'Measures Support'!$C$1),0),'Measures Support'!$F$1),\"\")","v":""},{"$f":"IF(OR(GI_Pathway=\"High-Performance Pathway\",GI_Pathway=\"Streamlined Pathway\"),IFERROR(INDEX(Measures_Table,MATCH(F43,INDEX(Measures_Table,,'Measures Support'!$C$1),0),'Measures Support'!$G$1),\"\"),INDEX($U43:$AS43,,SUMPRODUCT(--($U$25:$AS$25=J$15),--($U$24:$AS$24=$V$3),($U$23:$AS$23))))","v":0},"",null,null,null,null,null,null,null,null,17,{"$f":"'Bundled Pathway'!AE413","v":""},{"$f":"'Bundled Pathway'!AF413","v":""},{"$f":"'Bundled Pathway'!AG413","v":""},{"$f":"'Bundled Pathway'!AH413","v":""},{"$f":"'Bundled Pathway'!AI413","v":""},{"$f":"IF(AND(AA43<>0,AA43<>\"\"),'Measures Support'!$C$3,\"\")","v":""},{"$f":"Industrial!E42","v":0},{"$f":"Industrial!J42","v":0},{"$f":"Industrial!AB42","v":0},{"$f":"Industrial!K42","v":0},{"$f":"'Indoor Agriculture'!AG363","v":""},{"$f":"'Indoor Agriculture'!AH363","v":""},{"$f":"'Indoor Agriculture'!AI363","v":""},{"$f":"'Indoor Agriculture'!AJ363","v":0},{"$f":"'Indoor Agriculture'!AK363","v":""},null,{"$f":"IF('Streamlined Pathway'!E57=0,\"\",'Streamlined Pathway'!E57)","v":""},null,{"$f":"'Streamlined Pathway'!AC57","v":0},null,null,null,null,null,null,null,null,27,{"$f":"MIN(IF((($K$17:$K$76=\"n/a\")+($K$17:$K$76=\"Yes\"))*($AV$17:$AV$76>AW42),$AV$17:$AV$76,ROWS(AV43:AV102)+1))","v":61},{"$f":"IFERROR(INDEX($E$17:$L$76,AW43,$E$15),\"\")","v":""},{"$f":"IFERROR(INDEX($E$17:$L$76,AW43,$F$15),\"\")","v":""},{"$f":"IFERROR(INDEX(Measures_Table,MATCH(AY43,INDEX(Measures_Table,,'Measures Support'!$C$1),0),'Measures Support'!$D$1),\"\")","v":""},{"$f":"IFERROR(INDEX($E$17:$L$76,AW43,$G$15),\"\")","v":""},{"$f":"IFERROR(INDEX($E$17:$L$76,AW43,$H$15),\"\")","v":""},{"$f":"IFERROR(INDEX($E$17:$L$76,AW43,$I$15),\"\")","v":""},null,{"$f":"IFERROR(INDEX(Measures_Table,MATCH(F43,INDEX(Measures_Table,,'Measures Support'!$C$1),0),'Measures Support'!$A$1),\"\")","v":""},{"$f":"IF(OR(GI_Pathway=\"High-Performance Pathway\",GI_Pathway=\"Streamlined Pathway\"),\"\",INDEX($U43:$AS43,,SUMPRODUCT(--($U$25:$AS$25=F$15),--($U$24:$AS$24=$V$3),($U$23:$AS$23))))","v":""},{"$f":"IF(GI_Pathway=\"High-Performance Pathway\",\"\",INDEX($U43:$AS43,,SUMPRODUCT(--($U$25:$AS$25=G$15),--($U$24:$AS$24=$V$3),($U$23:$AS$23))))","v":0},{"$f":"IF(OR(GI_Pathway=\"High-Performance Pathway\",GI_Pathway=\"Streamlined Pathway\"),\"\",INDEX($U43:$AS43,,SUMPRODUCT(--($U$25:$AS$25=H$15),--($U$24:$AS$24=$V$3),($U$23:$AS$23))))","v":0},{"$f":"IFERROR(INDEX(Measures_Table,MATCH(F43,INDEX(Measures_Table,,'Measures Support'!$C$1),0),'Measures Support'!$F$1),\"\")","v":""},{"$f":"IF(OR(GI_Pathway=\"High-Performance Pathway\",GI_Pathway=\"Streamlined Pathway\"),IFERROR(INDEX(Measures_Table,MATCH(F43,INDEX(Measures_Table,,'Measures Support'!$C$1),0),'Measures Support'!$G$1),\"\"),INDEX($U43:$AS43,,SUMPRODUCT(--($U$25:$AS$25=J$15),--($U$24:$AS$24=$V$3),($U$23:$AS$23))))","v":0},""]
[18,null,{"$error":"#DIV/0!"},null,{"$f":"IFERROR(INDEX(Measures_Table,MATCH(F44,INDEX(Measures_Table,,'Measures Support'!$C$1),0),'Measures Support'!$A$1),\"\")","v":""},{"$f":"IF(OR(GI_Pathway=\"High-Performance Pathway\",GI_Pathway=\"Streamlined Pathway\"),\"\",INDEX($U44:$AS44,,SUMPRODUCT(--($U$25:$AS$25=F$15),--($U$24:$AS$24=$V$3),($U$23:$AS$23))))","v":""},{"$f":"IF(GI_Pathway=\"High-Performance Pathway\",\"\",INDEX($U44:$AS44,,SUMPRODUCT(--($U$25:$AS$25=G$15),--($U$24:$AS$24=$V$3),($U$23:$AS$23))))","v":0},{"$f":"IF(OR(GI_Pathway=\"High-Performance Pathway\",GI_Pathway=\"Streamlined Pathway\"),\"\",INDEX($U44:$AS44,,SUMPRODUCT(--($U$25:$AS$25=H$15),--($U$24:$AS$24=$V$3),($U$23:$AS$23))))","v":0},{"$f":"IFERROR(INDEX(Measures_Table,MATCH(F44,INDEX(Measures_Table,,'Measures Support'!$C$1),0),'Measures Support'!$F$1),\"\")","v":""},{"$f":"IF(OR(GI_Pathway=\"High-Performance Pathway\",GI_Pathway=\"Streamlined Pathway\"),IFERROR(INDEX(Measures_Table,MATCH(F44,INDEX(Measures_Table,,'Measures Support'!$C$1),0),'Measures Support'!$G$1),\"\"),INDEX($U44:$AS44,,SUMPRODUCT(--($U$25:$AS$25=J$15),--($U$24:$AS$24=$V$3),($U$23:$AS$23))))","v":0},"",null,null,null,null,null,null,null,null,18,{"$f":"'Bundled Pathway'!AE414","v":""},{"$f":"'Bundled Pathway'!AF414","v":""},{"$f":"'Bundled Pathway'!AG414","v":""},{"$f":"'Bundled Pathway'!AH414","v":""},{"$f":"'Bundled Pathway'!AI414","v":""},{"$f":"IF(AND(AA44<>0,AA44<>\"\"),'Measures Support'!$C$3,\"\")","v":""},{"$f":"Industrial!E43","v":0},{"$f":"Industrial!J43","v":0},{"$f":"Industrial!AB43","v":0},{"$f":"Industrial!K43","v":0},{"$f":"'Indoor Agriculture'!AG364","v":""},{"$f":"'Indoor Agriculture'!AH364","v":""},{"$f":"'Indoor Agriculture'!AI364","v":""},{"$f":"'Indoor Agriculture'!AJ364","v":0},{"$f":"'Indoor Agriculture'!AK364","v":""},null,{"$f":"IF('Streamlined Pathway'!E58=0,\"\",'Streamlined Pathway'!E58)","v":""},null,{"$f":"'Streamlined Pathway'!AC58","v":0},null,null,null,null,null,null,null,null,28,{"$f":"MIN(IF((($K$17:$K$76=\"n/a\")+($K$17:$K$76=\"Yes\"))*($AV$17:$AV$76>AW43),$AV$17:$AV$76,ROWS(AV44:AV103)+1))","v":61},{"$f":"IFERROR(INDEX($E$17:$L$76,AW44,$E$15),\"\")","v":""},{"$f":"IFERROR(INDEX($E$17:$L$76,AW44,$F$15),\"\")","v":""},{"$f":"IFERROR(INDEX(Measures_Table,MATCH(AY44,INDEX(Measures_Table,,'Measures Support'!$C$1),0),'Measures Support'!$D$1),\"\")","v":""},{"$f":"IFERROR(INDEX($E$17:$L$76,AW44,$G$15),\"\")","v":""},{"$f":"IFERROR(INDEX($E$17:$L$76,AW44,$H$15),\"\")","v":""},{"$f":"IFERROR(INDEX($E$17:$L$76,AW44,$I$15),\"\")","v":""},null,{"$f":"IFERROR(INDEX(Measures_Table,MATCH(F44,INDEX(Measures_Table,,'Measures Support'!$C$1),0),'Measures Support'!$A$1),\"\")","v":""},{"$f":"IF(OR(GI_Pathway=\"High-Performance Pathway\",GI_Pathway=\"Streamlined Pathway\"),\"\",INDEX($U44:$AS44,,SUMPRODUCT(--($U$25:$AS$25=F$15),--($U$24:$AS$24=$V$3),($U$23:$AS$23))))","v":""},{"$f":"IF(GI_Pathway=\"High-Performance Pathway\",\"\",INDEX($U44:$AS44,,SUMPRODUCT(--($U$25:$AS$25=G$15),--($U$24:$AS$24=$V$3),($U$23:$AS$23))))","v":0},{"$f":"IF(OR(GI_Pathway=\"High-Performance Pathway\",GI_Pathway=\"Streamlined Pathway\"),\"\",INDEX($U44:$AS44,,SUMPRODUCT(--($U$25:$AS$25=H$15),--($U$24:$AS$24=$V$3),($U$23:$AS$23))))","v":0},{"$f":"IFERROR(INDEX(Measures_Table,MATCH(F44,INDEX(Measures_Table,,'Measures Support'!$C$1),0),'Measures Support'!$F$1),\"\")","v":""},{"$f":"IF(OR(GI_Pathway=\"High-Performance Pathway\",GI_Pathway=\"Streamlined Pathway\"),IFERROR(INDEX(Measures_Table,MATCH(F44,INDEX(Measures_Table,,'Measures Support'!$C$1),0),'Measures Support'!$G$1),\"\"),INDEX($U44:$AS44,,SUMPRODUCT(--($U$25:$AS$25=J$15),--($U$24:$AS$24=$V$3),($U$23:$AS$23))))","v":0},""]
[19,null,{"$error":"#DIV/0!"},null,{"$f":"IFERROR(INDEX(Measures_Table,MATCH(F45,INDEX(Measures_Table,,'Measures Support'!$C$1),0),'Measures Support'!$A$1),\"\")","v":""},{"$f":"IF(OR(GI_Pathway=\"High-Performance Pathway\",GI_Pathway=\"Streamlined Pathway\"),\"\",INDEX($U45:$AS45,,SUMPRODUCT(--($U$25:$AS$25=F$15),--($U$24:$AS$24=$V$3),($U$23:$AS$23))))","v":""},{"$f":"IF(GI_Pathway=\"High-Performance Pathway\",\"\",INDEX($U45:$AS45,,SUMPRODUCT(--($U$25:$AS$25=G$15),--($U$24:$AS$24=$V$3),($U$23:$AS$23))))","v":0},{"$f":"IF(OR(GI_Pathway=\"High-Performance Pathway\",GI_Pathway=\"Streamlined Pathway\"),\"\",INDEX($U45:$AS45,,SUMPRODUCT(--($U$25:$AS$25=H$15),--($U$24:$AS$24=$V$3),($U$23:$AS$23))))","v":0},{"$f":"IFERROR(INDEX(Measures_Table,MATCH(F45,INDEX(Measures_Table,,'Measures Support'!$C$1),0),'Measures Support'!$F$1),\"\")","v":""},{"$f":"IF(OR(GI_Pathway=\"High-Performance Pathway\",GI_Pathway=\"Streamlined Pathway\"),IFERROR(INDEX(Measures_Table,MATCH(F45,INDEX(Measures_Table,,'Measures Support'!$C$1),0),'Measures Support'!$G$1),\"\"),INDEX($U45:$AS45,,SUMPRODUCT(--($U$25:$AS$25=J$15),--($U$24:$AS$24=$V$3),($U$23:$AS$23))))","v":0},"",null,null,null,null,null,null,null,null,19,{"$f":"'Bundled Pathway'!AE415","v":""},{"$f":"'Bundled Pathway'!AF415","v":""},{"$f":"'Bundled Pathway'!AG415","v":""},{"$f":"'Bundled Pathway'!AH415","v":""},{"$f":"'Bundled Pathway'!AI415","v":""},{"$f":"IF(AND(AA45<>0,AA45<>\"\"),'Measures Support'!$C$3,\"\")","v":""},{"$f":"Industrial!E44","v":0},{"$f":"Industrial!J44","v":0},{"$f":"Industrial!AB44","v":0},{"$f":"Industrial!K44","v":0},{"$f":"'Indoor Agriculture'!AG365","v":""},{"$f":"'Indoor Agriculture'!AH365","v":""},{"$f":"'Indoor Agriculture'!AI365","v":""},{"$f":"'Indoor Agriculture'!AJ365","v":0},{"$f":"'Indoor Agriculture'!AK365","v":""},null,{"$f":"IF('Streamlined Pathway'!E59=0,\"\",'Streamlined Pathway'!E59)","v":""},null,{"$f":"'Streamlined Pathway'!AC59","v":0},null,null,null,null,null,null,null,null,29,{"$f":"MIN(IF((($K$17:$K$76=\"n/a\")+($K$17:$K$76=\"Yes\"))*($AV$17:$AV$76>AW44),$AV$17:$AV$76,ROWS(AV45:AV104)+1))","v":61},{"$f":"IFERROR(INDEX($E$17:$L$76,AW45,$E$15),\"\")","v":""},{"$f":"IFERROR(INDEX($E$17:$L$76,AW45,$F$15),\"\")","v":""},{"$f":"IFERROR(INDEX(Measures_Table,MATCH(AY45,INDEX(Measures_Table,,'Measures Support'!$C$1),0),'Measures Support'!$D$1),\"\")","v":""},{"$f":"IFERROR(INDEX($E$17:$L$76,AW45,$G$15),\"\")","v":""},{"$f":"IFERROR(INDEX($E$17:$L$76,AW45,$H$15),\"\")","v":""},{"$f":"IFERROR(INDEX($E$17:$L$76,AW45,$I$15),\"\")","v":""},null,{"$f":"IFERROR(INDEX(Measures_Table,MATCH(F45,INDEX(Measures_Table,,'Measures Support'!$C$1),0),'Measures Support'!$A$1),\"\")","v":""},{"$f":"IF(OR(GI_Pathway=\"High-Performance Pathway\",GI_Pathway=\"Streamlined Pathway\"),\"\",INDEX($U45:$AS45,,SUMPRODUCT(--($U$25:$AS$25=F$15),--($U$24:$AS$24=$V$3),($U$23:$AS$23))))","v":""},{"$f":"IF(GI_Pathway=\"High-Performance Pathway\",\"\",INDEX($U45:$AS45,,SUMPRODUCT(--($U$25:$AS$25=G$15),--($U$24:$AS$24=$V$3),($U$23:$AS$23))))","v":0},{"$f":"IF(OR(GI_Pathway=\"High-Performance Pathway\",GI_Pathway=\"Streamlined Pathway\"),\"\",INDEX($U45:$AS45,,SUMPRODUCT(--($U$25:$AS$25=H$15),--($U$24:$AS$24=$V$3),($U$23:$AS$23))))","v":0},{"$f":"IFERROR(INDEX(Measures_Table,MATCH(F45,INDEX(Measures_Table,,'Measures Support'!$C$1),0),'Measures Support'!$F$1),\"\")","v":""},{"$f":"IF(OR(GI_Pathway=\"High-Performance Pathway\",GI_Pathway=\"Streamlined Pathway\"),IFERROR(INDEX(Measures_Table,MATCH(F45,INDEX(Measures_Table,,'Measures Support'!$C$1),0),'Measures Support'!$G$1),\"\"),INDEX($U45:$AS45,,SUMPRODUCT(--($U$25:$AS$25=J$15),--($U$24:$AS$24=$V$3),($U$23:$AS$23))))","v":0},""]
[20,null,{"$error":"#DIV/0!"},null,{"$f":"IFERROR(INDEX(Measures_Table,MATCH(F46,INDEX(Measures_Table,,'Measures Support'!$C$1),0),'Measures Support'!$A$1),\"\")","v":""},{"$f":"IF(OR(GI_Pathway=\"High-Performance Pathway\",GI_Pathway=\"Streamlined Pathway\"),\"\",INDEX($U46:$AS46,,SUMPRODUCT(--($U$25:$AS$25=F$15),--($U$24:$AS$24=$V$3),($U$23:$AS$23))))","v":""},{"$f":"IF(GI_Pathway=\"High-Performance Pathway\",\"\",INDEX($U46:$AS46,,SUMPRODUCT(--($U$25:$AS$25=G$15),--($U$24:$AS$24=$V$3),($U$23:$AS$23))))","v":0},{"$f":"IF(OR(GI_Pathway=\"High-Performance Pathway\",GI_Pathway=\"Streamlined Pathway\"),\"\",INDEX($U46:$AS46,,SUMPRODUCT(--($U$25:$AS$25=H$15),--($U$24:$AS$24=$V$3),($U$23:$AS$23))))","v":0},{"$f":"IFERROR(INDEX(Measures_Table,MATCH(F46,INDEX(Measures_Table,,'Measures Support'!$C$1),0),'Measures Support'!$F$1),\"\")","v":""},{"$f":"IF(OR(GI_Pathway=\"High-Performance Pathway\",GI_Pathway=\"Streamlined Pathway\"),IFERROR(INDEX(Measures_Table,MATCH(F46,INDEX(Measures_Table,,'Measures Support'!$C$1),0),'Measures Support'!$G$1),\"\"),INDEX($U46:$AS46,,SUMPRODUCT(--($U$25:$AS$25=J$15),--($U$24:$AS$24=$V$3),($U$23:$AS$23))))","v":0},"",null,null,null,null,null,null,null,null,20,{"$f":"'Bundled Pathway'!AE416","v":""},{"$f":"'Bundled Pathway'!AF416","v":""},{"$f":"'Bundled Pathway'!AG416","v":""},{"$f":"'Bundled Pathway'!AH416","v":""},{"$f":"'Bundled Pathway'!AI416","v":""},{"$f":"IF(AND(AA46<>0,AA46<>\"\"),'Measures Support'!$C$3,\"\")","v":""},{"$f":"Industrial!E45","v":0},{"$f":"Industrial!J45","v":0},{"$f":"Industrial!AB45","v":0},{"$f":"Industrial!K45","v":0},{"$f":"'Indoor Agriculture'!AG366","v":""},{"$f":"'Indoor Agriculture'!AH366","v":""},{"$f":"'Indoor Agriculture'!AI366","v":""},{"$f":"'Indoor Agriculture'!AJ366","v":0},{"$f":"'Indoor Agriculture'!AK366","v":""},null,{"$f":"IF('Streamlined Pathway'!E60=0,\"\",'Streamlined Pathway'!E60)","v":""},null,{"$f":"'Streamlined Pathway'!AC60","v":0},null,null,null,null,null,null,null,null,30,{"$f":"MIN(IF((($K$17:$K$76=\"n/a\")+($K$17:$K$76=\"Yes\"))*($AV$17:$AV$76>AW45),$AV$17:$AV$76,ROWS(AV46:AV105)+1))","v":61},{"$f":"IFERROR(INDEX($E$17:$L$76,AW46,$E$15),\"\")","v":""},{"$f":"IFERROR(INDEX($E$17:$L$76,AW46,$F$15),\"\")","v":""},{"$f":"IFERROR(INDEX(Measures_Table,MATCH(AY46,INDEX(Measures_Table,,'Measures Support'!$C$1),0),'Measures Support'!$D$1),\"\")","v":""},{"$f":"IFERROR(INDEX($E$17:$L$76,AW46,$G$15),\"\")","v":""},{"$f":"IFERROR(INDEX($E$17:$L$76,AW46,$H$15),\"\")","v":""},{"$f":"IFERROR(INDEX($E$17:$L$76,AW46,$I$15),\"\")","v":""},null,{"$f":"IFERROR(INDEX(Measures_Table,MATCH(F46,INDEX(Measures_Table,,'Measures Support'!$C$1),0),'Measures Support'!$A$1),\"\")","v":""},{"$f":"IF(OR(GI_Pathway=\"High-Performance Pathway\",GI_Pathway=\"Streamlined Pathway\"),\"\",INDEX($U46:$AS46,,SUMPRODUCT(--($U$25:$AS$25=F$15),--($U$24:$AS$24=$V$3),($U$23:$AS$23))))","v":""},{"$f":"IF(GI_Pathway=\"High-Performance Pathway\",\"\",INDEX($U46:$AS46,,SUMPRODUCT(--($U$25:$AS$25=G$15),--($U$24:$AS$24=$V$3),($U$23:$AS$23))))","v":0},{"$f":"IF(OR(GI_Pathway=\"High-Performance Pathway\",GI_Pathway=\"Streamlined Pathway\"),\"\",INDEX($U46:$AS46,,SUMPRODUCT(--($U$25:$AS$25=H$15),--($U$24:$AS$24=$V$3),($U$23:$AS$23))))","v":0},{"$f":"IFERROR(INDEX(Measures_Table,MATCH(F46,INDEX(Measures_Table,,'Measures Support'!$C$1),0),'Measures Support'!$F$1),\"\")","v":""},{"$f":"IF(OR(GI_Pathway=\"High-Performance Pathway\",GI_Pathway=\"Streamlined Pathway\"),IFERROR(INDEX(Measures_Table,MATCH(F46,INDEX(Measures_Table,,'Measures Support'!$C$1),0),'Measures Support'!$G$1),\"\"),INDEX($U46:$AS46,,SUMPRODUCT(--($U$25:$AS$25=J$15),--($U$24:$AS$24=$V$3),($U$23:$AS$23))))","v":0},""]
[21,null,{"$f":"IF(GI_Pathway=\"High-Performance Pathway\",IF($V$17=TRUE,1,5/0),IF(GI_Pathway=\"Streamlined Pathway\",IF(OR(G47<>\"\",F47<>\"\"),1,5/0),IF(E47<>\"\",1,5/0)))","v":{"$error":"#DIV/0!"}},null,{"$f":"IFERROR(INDEX(Measures_Table,MATCH(F47,INDEX(Measures_Table,,'Measures Support'!$C$1),0),'Measures Support'!$A$1),\"\")","v":""},{"$f":"IF(OR(GI_Pathway=\"High-Performance Pathway\",GI_Pathway=\"Streamlined Pathway\"),\"\",INDEX($U47:$AS47,,SUMPRODUCT(--($U$25:$AS$25=F$15),--($U$24:$AS$24=$V$3),($U$23:$AS$23))))","v":""},{"$f":"IF(GI_Pathway=\"High-Performance Pathway\",\"\",INDEX($U47:$AS47,,SUMPRODUCT(--($U$25:$AS$25=G$15),--($U$24:$AS$24=$V$3),($U$23:$AS$23))))","v":0},{"$f":"IF(OR(GI_Pathway=\"High-Performance Pathway\",GI_Pathway=\"Streamlined Pathway\"),\"\",INDEX($U47:$AS47,,SUMPRODUCT(--($U$25:$AS$25=H$15),--($U$24:$AS$24=$V$3),($U$23:$AS$23))))","v":0},{"$f":"IFERROR(INDEX(Measures_Table,MATCH(F47,INDEX(Measures_Table,,'Measures Support'!$C$1),0),'Measures Support'!$F$1),\"\")","v":""},{"$f":"IF(OR(GI_Pathway=\"High-Performance Pathway\",GI_Pathway=\"Streamlined Pathway\"),IFERROR(INDEX(Measures_Table,MATCH(F47,INDEX(Measures_Table,,'Measures Support'!$C$1),0),'Measures Support'!$G$1),\"\"),INDEX($U47:$AS47,,SUMPRODUCT(--($U$25:$AS$25=J$15),--($U$24:$AS$24=$V$3),($U$23:$AS$23))))","v":0},"",null,null,null,null,null,null,null,null,21,{"$f":"'Bundled Pathway'!AE417","v":""},{"$f":"'Bundled Pathway'!AF417","v":""},{"$f":"'Bundled Pathway'!AG417","v":""},{"$f":"'Bundled Pathway'!AH417","v":""},{"$f":"'Bundled Pathway'!AI417","v":""},{"$f":"IF(AND(AA47<>0,AA47<>\"\"),'Measures Support'!$C$3,\"\")","v":""},{"$f":"Industrial!E46","v":0},{"$f":"Industrial!J46","v":0},{"$f":"Industrial!AB46","v":0},{"$f":"Industrial!K46","v":0},{"$f":"'Indoor Agriculture'!AG367","v":""},{"$f":"'Indoor Agriculture'!AH367","v":""},{"$f":"'Indoor Agriculture'!AI367","v":""},{"$f":"'Indoor Agriculture'!AJ367","v":0},{"$f":"'Indoor Agriculture'!AK367","v":""},null,{"$f":"IF('Streamlined Pathway'!E61=0,\"\",'Streamlined Pathway'!E61)","v":""},null,{"$f":"'Streamlined Pathway'!AC61","v":0},null,null,null,null,null,null,null,null,31,{"$f":"MIN(IF((($K$17:$K$76=\"n/a\")+($K$17:$K$76=\"Yes\"))*($AV$17:$AV$76>AW46),$AV$17:$AV$76,ROWS(AV47:AV106)+1))","v":61},{"$f":"IFERROR(INDEX($E$17:$L$76,AW47,$E$15),\"\")","v":""},{"$f":"IFERROR(INDEX($E$17:$L$76,AW47,$F$15),\"\")","v":""},{"$f":"IFERROR(INDEX(Measures_Table,MATCH(AY47,INDEX(Measures_Table,,'Measures Support'!$C$1),0),'Measures Support'!$D$1),\"\")","v":""},{"$f":"IFERROR(INDEX($E$17:$L$76,AW47,$G$15),\"\")","v":""},{"$f":"IFERROR(INDEX($E$17:$L$76,AW47,$H$15),\"\")","v":""},{"$f":"IFERROR(INDEX($E$17:$L$76,AW47,$I$15),\"\")","v":""},null,{"$f":"IFERROR(INDEX(Measures_Table,MATCH(F47,INDEX(Measures_Table,,'Measures Support'!$C$1),0),'Measures Support'!$A$1),\"\")","v":""},{"$f":"IF(OR(GI_Pathway=\"High-Performance Pathway\",GI_Pathway=\"Streamlined Pathway\"),\"\",INDEX($U47:$AS47,,SUMPRODUCT(--($U$25:$AS$25=F$15),--($U$24:$AS$24=$V$3),($U$23:$AS$23))))","v":""},{"$f":"IF(GI_Pathway=\"High-Performance Pathway\",\"\",INDEX($U47:$AS47,,SUMPRODUCT(--($U$25:$AS$25=G$15),--($U$24:$AS$24=$V$3),($U$23:$AS$23))))","v":0},{"$f":"IF(OR(GI_Pathway=\"High-Performance Pathway\",GI_Pathway=\"Streamlined Pathway\"),\"\",INDEX($U47:$AS47,,SUMPRODUCT(--($U$25:$AS$25=H$15),--($U$24:$AS$24=$V$3),($U$23:$AS$23))))","v":0},{"$f":"IFERROR(INDEX(Measures_Table,MATCH(F47,INDEX(Measures_Table,,'Measures Support'!$C$1),0),'Measures Support'!$F$1),\"\")","v":""},{"$f":"IF(OR(GI_Pathway=\"High-Performance Pathway\",GI_Pathway=\"Streamlined Pathway\"),IFERROR(INDEX(Measures_Table,MATCH(F47,INDEX(Measures_Table,,'Measures Support'!$C$1),0),'Measures Support'!$G$1),\"\"),INDEX($U47:$AS47,,SUMPRODUCT(--($U$25:$AS$25=J$15),--($U$24:$AS$24=$V$3),($U$23:$AS$23))))","v":0},""]
[22,null,{"$error":"#DIV/0!"},null,{"$f":"IFERROR(INDEX(Measures_Table,MATCH(F48,INDEX(Measures_Table,,'Measures Support'!$C$1),0),'Measures Support'!$A$1),\"\")","v":""},{"$f":"IF(OR(GI_Pathway=\"High-Performance Pathway\",GI_Pathway=\"Streamlined Pathway\"),\"\",INDEX($U48:$AS48,,SUMPRODUCT(--($U$25:$AS$25=F$15),--($U$24:$AS$24=$V$3),($U$23:$AS$23))))","v":""},{"$f":"IF(GI_Pathway=\"High-Performance Pathway\",\"\",INDEX($U48:$AS48,,SUMPRODUCT(--($U$25:$AS$25=G$15),--($U$24:$AS$24=$V$3),($U$23:$AS$23))))","v":0},{"$f":"IF(OR(GI_Pathway=\"High-Performance Pathway\",GI_Pathway=\"Streamlined Pathway\"),\"\",INDEX($U48:$AS48,,SUMPRODUCT(--($U$25:$AS$25=H$15),--($U$24:$AS$24=$V$3),($U$23:$AS$23))))","v":0},{"$f":"IFERROR(INDEX(Measures_Table,MATCH(F48,INDEX(Measures_Table,,'Measures Support'!$C$1),0),'Measures Support'!$F$1),\"\")","v":""},{"$f":"IF(OR(GI_Pathway=\"High-Performance Pathway\",GI_Pathway=\"Streamlined Pathway\"),IFERROR(INDEX(Measures_Table,MATCH(F48,INDEX(Measures_Table,,'Measures Support'!$C$1),0),'Measures Support'!$G$1),\"\"),INDEX($U48:$AS48,,SUMPRODUCT(--($U$25:$AS$25=J$15),--($U$24:$AS$24=$V$3),($U$23:$AS$23))))","v":0},"",null,null,null,null,null,null,null,null,22,{"$f":"'Bundled Pathway'!AE418","v":""},{"$f":"'Bundled Pathway'!AF418","v":""},{"$f":"'Bundled Pathway'!AG418","v":""},{"$f":"'Bundled Pathway'!AH418","v":""},{"$f":"'Bundled Pathway'!AI418","v":""},{"$f":"IF(AND(AA48<>0,AA48<>\"\"),'Measures Support'!$C$3,\"\")","v":""},{"$f":"Industrial!E47","v":0},{"$f":"Industrial!J47","v":0},{"$f":"Industrial!AB47","v":0},{"$f":"Industrial!K47","v":0},{"$f":"'Indoor Agriculture'!AG368","v":""},{"$f":"'Indoor Agriculture'!AH368","v":""},{"$f":"'Indoor Agriculture'!AI368","v":""},{"$f":"'Indoor Agriculture'!AJ368","v":0},{"$f":"'Indoor Agriculture'!AK368","v":""},null,{"$f":"IF('Streamlined Pathway'!E62=0,\"\",'Streamlined Pathway'!E62)","v":""},null,{"$f":"'Streamlined Pathway'!AC62","v":0},null,null,null,null,null,null,null,null,32,{"$f":"MIN(IF((($K$17:$K$76=\"n/a\")+($K$17:$K$76=\"Yes\"))*($AV$17:$AV$76>AW47),$AV$17:$AV$76,ROWS(AV48:AV107)+1))","v":61},{"$f":"IFERROR(INDEX($E$17:$L$76,AW48,$E$15),\"\")","v":""},{"$f":"IFERROR(INDEX($E$17:$L$76,AW48,$F$15),\"\")","v":""},{"$f":"IFERROR(INDEX(Measures_Table,MATCH(AY48,INDEX(Measures_Table,,'Measures Support'!$C$1),0),'Measures Support'!$D$1),\"\")","v":""},{"$f":"IFERROR(INDEX($E$17:$L$76,AW48,$G$15),\"\")","v":""},{"$f":"IFERROR(INDEX($E$17:$L$76,AW48,$H$15),\"\")","v":""},{"$f":"IFERROR(INDEX($E$17:$L$76,AW48,$I$15),\"\")","v":""},null,{"$f":"IFERROR(INDEX(Measures_Table,MATCH(F48,INDEX(Measures_Table,,'Measures Support'!$C$1),0),'Measures Support'!$A$1),\"\")","v":""},{"$f":"IF(OR(GI_Pathway=\"High-Performance Pathway\",GI_Pathway=\"Streamlined Pathway\"),\"\",INDEX($U48:$AS48,,SUMPRODUCT(--($U$25:$AS$25=F$15),--($U$24:$AS$24=$V$3),($U$23:$AS$23))))","v":""},{"$f":"IF(GI_Pathway=\"High-Performance Pathway\",\"\",INDEX($U48:$AS48,,SUMPRODUCT(--($U$25:$AS$25=G$15),--($U$24:$AS$24=$V$3),($U$23:$AS$23))))","v":0},{"$f":"IF(OR(GI_Pathway=\"High-Performance Pathway\",GI_Pathway=\"Streamlined Pathway\"),\"\",INDEX($U48:$AS48,,SUMPRODUCT(--($U$25:$AS$25=H$15),--($U$24:$AS$24=$V$3),($U$23:$AS$23))))","v":0},{"$f":"IFERROR(INDEX(Measures_Table,MATCH(F48,INDEX(Measures_Table,,'Measures Support'!$C$1),0),'Measures Support'!$F$1),\"\")","v":""},{"$f":"IF(OR(GI_Pathway=\"High-Performance Pathway\",GI_Pathway=\"Streamlined Pathway\"),IFERROR(INDEX(Measures_Table,MATCH(F48,INDEX(Measures_Table,,'Measures Support'!$C$1),0),'Measures Support'!$G$1),\"\"),INDEX($U48:$AS48,,SUMPRODUCT(--($U$25:$AS$25=J$15),--($U$24:$AS$24=$V$3),($U$23:$AS$23))))","v":0},""]
[23,null,{"$error":"#DIV/0!"},null,{"$f":"IFERROR(INDEX(Measures_Table,MATCH(F49,INDEX(Measures_Table,,'Measures Support'!$C$1),0),'Measures Support'!$A$1),\"\")","v":""},{"$f":"IF(OR(GI_Pathway=\"High-Performance Pathway\",GI_Pathway=\"Streamlined Pathway\"),\"\",INDEX($U49:$AS49,,SUMPRODUCT(--($U$25:$AS$25=F$15),--($U$24:$AS$24=$V$3),($U$23:$AS$23))))","v":""},{"$f":"IF(GI_Pathway=\"High-Performance Pathway\",\"\",INDEX($U49:$AS49,,SUMPRODUCT(--($U$25:$AS$25=G$15),--($U$24:$AS$24=$V$3),($U$23:$AS$23))))","v":0},{"$f":"IF(OR(GI_Pathway=\"High-Performance Pathway\",GI_Pathway=\"Streamlined Pathway\"),\"\",INDEX($U49:$AS49,,SUMPRODUCT(--($U$25:$AS$25=H$15),--($U$24:$AS$24=$V$3),($U$23:$AS$23))))","v":0},{"$f":"IFERROR(INDEX(Measures_Table,MATCH(F49,INDEX(Measures_Table,,'Measures Support'!$C$1),0),'Measures Support'!$F$1),\"\")","v":""},{"$f":"IF(OR(GI_Pathway=\"High-Performance Pathway\",GI_Pathway=\"Streamlined Pathway\"),IFERROR(INDEX(Measures_Table,MATCH(F49,INDEX(Measures_Table,,'Measures Support'!$C$1),0),'Measures Support'!$G$1),\"\"),INDEX($U49:$AS49,,SUMPRODUCT(--($U$25:$AS$25=J$15),--($U$24:$AS$24=$V$3),($U$23:$AS$23))))","v":0},"",null,null,null,null,null,null,null,null,23,{"$f":"'Bundled Pathway'!AE419","v":""},{"$f":"'Bundled Pathway'!AF419","v":""},{"$f":"'Bundled Pathway'!AG419","v":""},{"$f":"'Bundled Pathway'!AH419","v":""},{"$f":"'Bundled Pathway'!AI419","v":""},{"$f":"IF(AND(AA49<>0,AA49<>\"\"),'Measures Support'!$C$3,\"\")","v":""},{"$f":"Industrial!E48","v":0},{"$f":"Industrial!J48","v":0},{"$f":"Industrial!AB48","v":0},{"$f":"Industrial!K48","v":0},{"$f":"'Indoor Agriculture'!AG369","v":""},{"$f":"'Indoor Agriculture'!AH369","v":""},{"$f":"'Indoor Agriculture'!AI369","v":""},{"$f":"'Indoor Agriculture'!AJ369","v":0},{"$f":"'Indoor Agriculture'!AK369","v":""},null,{"$f":"IF('Streamlined Pathway'!E63=0,\"\",'Streamlined Pathway'!E63)","v":""},null,{"$f":"'Streamlined Pathway'!AC63","v":0},null,null,null,null,null,null,null,null,33,{"$f":"MIN(IF((($K$17:$K$76=\"n/a\")+($K$17:$K$76=\"Yes\"))*($AV$17:$AV$76>AW48),$AV$17:$AV$76,ROWS(AV49:AV108)+1))","v":61},{"$f":"IFERROR(INDEX($E$17:$L$76,AW49,$E$15),\"\")","v":""},{"$f":"IFERROR(INDEX($E$17:$L$76,AW49,$F$15),\"\")","v":""},{"$f":"IFERROR(INDEX(Measures_Table,MATCH(AY49,INDEX(Measures_Table,,'Measures Support'!$C$1),0),'Measures Support'!$D$1),\"\")","v":""},{"$f":"IFERROR(INDEX($E$17:$L$76,AW49,$G$15),\"\")","v":""},{"$f":"IFERROR(INDEX($E$17:$L$76,AW49,$H$15),\"\")","v":""},{"$f":"IFERROR(INDEX($E$17:$L$76,AW49,$I$15),\"\")","v":""},null,{"$f":"IFERROR(INDEX(Measures_Table,MATCH(F49,INDEX(Measures_Table,,'Measures Support'!$C$1),0),'Measures Support'!$A$1),\"\")","v":""},{"$f":"IF(OR(GI_Pathway=\"High-Performance Pathway\",GI_Pathway=\"Streamlined Pathway\"),\"\",INDEX($U49:$AS49,,SUMPRODUCT(--($U$25:$AS$25=F$15),--($U$24:$AS$24=$V$3),($U$23:$AS$23))))","v":""},{"$f":"IF(GI_Pathway=\"High-Performance Pathway\",\"\",INDEX($U49:$AS49,,SUMPRODUCT(--($U$25:$AS$25=G$15),--($U$24:$AS$24=$V$3),($U$23:$AS$23))))","v":0},{"$f":"IF(OR(GI_Pathway=\"High-Performance Pathway\",GI_Pathway=\"Streamlined Pathway\"),\"\",INDEX($U49:$AS49,,SUMPRODUCT(--($U$25:$AS$25=H$15),--($U$24:$AS$24=$V$3),($U$23:$AS$23))))","v":0},{"$f":"IFERROR(INDEX(Measures_Table,MATCH(F49,INDEX(Measures_Table,,'Measures Support'!$C$1),0),'Measures Support'!$F$1),\"\")","v":""},{"$f":"IF(OR(GI_Pathway=\"High-Performance Pathway\",GI_Pathway=\"Streamlined Pathway\"),IFERROR(INDEX(Measures_Table,MATCH(F49,INDEX(Measures_Table,,'Measures Support'!$C$1),0),'Measures Support'!$G$1),\"\"),INDEX($U49:$AS49,,SUMPRODUCT(--($U$25:$AS$25=J$15),--($U$24:$AS$24=$V$3),($U$23:$AS$23))))","v":0},""]
[24,null,{"$error":"#DIV/0!"},null,{"$f":"IFERROR(INDEX(Measures_Table,MATCH(F50,INDEX(Measures_Table,,'Measures Support'!$C$1),0),'Measures Support'!$A$1),\"\")","v":""},{"$f":"IF(OR(GI_Pathway=\"High-Performance Pathway\",GI_Pathway=\"Streamlined Pathway\"),\"\",INDEX($U50:$AS50,,SUMPRODUCT(--($U$25:$AS$25=F$15),--($U$24:$AS$24=$V$3),($U$23:$AS$23))))","v":""},{"$f":"IF(GI_Pathway=\"High-Performance Pathway\",\"\",INDEX($U50:$AS50,,SUMPRODUCT(--($U$25:$AS$25=G$15),--($U$24:$AS$24=$V$3),($U$23:$AS$23))))","v":0},{"$f":"IF(OR(GI_Pathway=\"High-Performance Pathway\",GI_Pathway=\"Streamlined Pathway\"),\"\",INDEX($U50:$AS50,,SUMPRODUCT(--($U$25:$AS$25=H$15),--($U$24:$AS$24=$V$3),($U$23:$AS$23))))","v":0},{"$f":"IFERROR(INDEX(Measures_Table,MATCH(F50,INDEX(Measures_Table,,'Measures Support'!$C$1),0),'Measures Support'!$F$1),\"\")","v":""},{"$f":"IF(OR(GI_Pathway=\"High-Performance Pathway\",GI_Pathway=\"Streamlined Pathway\"),IFERROR(INDEX(Measures_Table,MATCH(F50,INDEX(Measures_Table,,'Measures Support'!$C$1),0),'Measures Support'!$G$1),\"\"),INDEX($U50:$AS50,,SUMPRODUCT(--($U$25:$AS$25=J$15),--($U$24:$AS$24=$V$3),($U$23:$AS$23))))","v":0},"",null,null,null,null,null,null,null,null,24,{"$f":"'Bundled Pathway'!AE420","v":""},{"$f":"'Bundled Pathway'!AF420","v":""},{"$f":"'Bundled Pathway'!AG420","v":""},{"$f":"'Bundled Pathway'!AH420","v":""},{"$f":"'Bundled Pathway'!AI420","v":""},{"$f":"IF(AND(AA50<>0,AA50<>\"\"),'Measures Support'!$C$3,\"\")","v":""},{"$f":"Industrial!E49","v":0},{"$f":"Industrial!J49","v":0},{"$f":"Industrial!AB49","v":0},{"$f":"Industrial!K49","v":0},{"$f":"'Indoor Agriculture'!AG370","v":""},{"$f":"'Indoor Agriculture'!AH370","v":""},{"$f":"'Indoor Agriculture'!AI370","v":""},{"$f":"'Indoor Agriculture'!AJ370","v":0},{"$f":"'Indoor Agriculture'!AK370","v":""},null,{"$f":"IF('Streamlined Pathway'!E64=0,\"\",'Streamlined Pathway'!E64)","v":""},null,{"$f":"'Streamlined Pathway'!AC64","v":0},null,null,null,null,null,null,null,null,34,{"$f":"MIN(IF((($K$17:$K$76=\"n/a\")+($K$17:$K$76=\"Yes\"))*($AV$17:$AV$76>AW49),$AV$17:$AV$76,ROWS(AV50:AV109)+1))","v":61},{"$f":"IFERROR(INDEX($E$17:$L$76,AW50,$E$15),\"\")","v":""},{"$f":"IFERROR(INDEX($E$17:$L$76,AW50,$F$15),\"\")","v":""},{"$f":"IFERROR(INDEX(Measures_Table,MATCH(AY50,INDEX(Measures_Table,,'Measures Support'!$C$1),0),'Measures Support'!$D$1),\"\")","v":""},{"$f":"IFERROR(INDEX($E$17:$L$76,AW50,$G$15),\"\")","v":""},{"$f":"IFERROR(INDEX($E$17:$L$76,AW50,$H$15),\"\")","v":""},{"$f":"IFERROR(INDEX($E$17:$L$76,AW50,$I$15),\"\")","v":""},null,{"$f":"IFERROR(INDEX(Measures_Table,MATCH(F50,INDEX(Measures_Table,,'Measures Support'!$C$1),0),'Measures Support'!$A$1),\"\")","v":""},{"$f":"IF(OR(GI_Pathway=\"High-Performance Pathway\",GI_Pathway=\"Streamlined Pathway\"),\"\",INDEX($U50:$AS50,,SUMPRODUCT(--($U$25:$AS$25=F$15),--($U$24:$AS$24=$V$3),($U$23:$AS$23))))","v":""},{"$f":"IF(GI_Pathway=\"High-Performance Pathway\",\"\",INDEX($U50:$AS50,,SUMPRODUCT(--($U$25:$AS$25=G$15),--($U$24:$AS$24=$V$3),($U$23:$AS$23))))","v":0},{"$f":"IF(OR(GI_Pathway=\"High-Performance Pathway\",GI_Pathway=\"Streamlined Pathway\"),\"\",INDEX($U50:$AS50,,SUMPRODUCT(--($U$25:$AS$25=H$15),--($U$24:$AS$24=$V$3),($U$23:$AS$23))))","v":0},{"$f":"IFERROR(INDEX(Measures_Table,MATCH(F50,INDEX(Measures_Table,,'Measures Support'!$C$1),0),'Measures Support'!$F$1),\"\")","v":""},{"$f":"IF(OR(GI_Pathway=\"High-Performance Pathway\",GI_Pathway=\"Streamlined Pathway\"),IFERROR(INDEX(Measures_Table,MATCH(F50,INDEX(Measures_Table,,'Measures Support'!$C$1),0),'Measures Support'!$G$1),\"\"),INDEX($U50:$AS50,,SUMPRODUCT(--($U$25:$AS$25=J$15),--($U$24:$AS$24=$V$3),($U$23:$AS$23))))","v":0},""]
[25,null,{"$error":"#DIV/0!"},null,{"$f":"IFERROR(INDEX(Measures_Table,MATCH(F51,INDEX(Measures_Table,,'Measures Support'!$C$1),0),'Measures Support'!$A$1),\"\")","v":""},{"$f":"IF(OR(GI_Pathway=\"High-Performance Pathway\",GI_Pathway=\"Streamlined Pathway\"),\"\",INDEX($U51:$AS51,,SUMPRODUCT(--($U$25:$AS$25=F$15),--($U$24:$AS$24=$V$3),($U$23:$AS$23))))","v":""},{"$f":"IF(GI_Pathway=\"High-Performance Pathway\",\"\",INDEX($U51:$AS51,,SUMPRODUCT(--($U$25:$AS$25=G$15),--($U$24:$AS$24=$V$3),($U$23:$AS$23))))","v":0},{"$f":"IF(OR(GI_Pathway=\"High-Performance Pathway\",GI_Pathway=\"Streamlined Pathway\"),\"\",INDEX($U51:$AS51,,SUMPRODUCT(--($U$25:$AS$25=H$15),--($U$24:$AS$24=$V$3),($U$23:$AS$23))))","v":0},{"$f":"IFERROR(INDEX(Measures_Table,MATCH(F51,INDEX(Measures_Table,,'Measures Support'!$C$1),0),'Measures Support'!$F$1),\"\")","v":""},{"$f":"IF(OR(GI_Pathway=\"High-Performance Pathway\",GI_Pathway=\"Streamlined Pathway\"),IFERROR(INDEX(Measures_Table,MATCH(F51,INDEX(Measures_Table,,'Measures Support'!$C$1),0),'Measures Support'!$G$1),\"\"),INDEX($U51:$AS51,,SUMPRODUCT(--($U$25:$AS$25=J$15),--($U$24:$AS$24=$V$3),($U$23:$AS$23))))","v":0},"",null,null,null,null,null,null,null,null,25,{"$f":"'Bundled Pathway'!AE421","v":""},{"$f":"'Bundled Pathway'!AF421","v":""},{"$f":"'Bundled Pathway'!AG421","v":""},{"$f":"'Bundled Pathway'!AH421","v":""},{"$f":"'Bundled Pathway'!AI421","v":""},{"$f":"IF(AND(AA51<>0,AA51<>\"\"),'Measures Support'!$C$3,\"\")","v":""},{"$f":"Industrial!E50","v":0},{"$f":"Industrial!J50","v":0},{"$f":"Industrial!AB50","v":0},{"$f":"Industrial!K50","v":0},{"$f":"'Indoor Agriculture'!AG371","v":""},{"$f":"'Indoor Agriculture'!AH371","v":""},{"$f":"'Indoor Agriculture'!AI371","v":""},{"$f":"'Indoor Agriculture'!AJ371","v":0},{"$f":"'Indoor Agriculture'!AK371","v":""},null,{"$f":"IF('Streamlined Pathway'!E65=0,\"\",'Streamlined Pathway'!E65)","v":""},null,{"$f":"'Streamlined Pathway'!AC65","v":0},null,null,null,null,null,null,null,null,35,{"$f":"MIN(IF((($K$17:$K$76=\"n/a\")+($K$17:$K$76=\"Yes\"))*($AV$17:$AV$76>AW50),$AV$17:$AV$76,ROWS(AV51:AV110)+1))","v":61},{"$f":"IFERROR(INDEX($E$17:$L$76,AW51,$E$15),\"\")","v":""},{"$f":"IFERROR(INDEX($E$17:$L$76,AW51,$F$15),\"\")","v":""},{"$f":"IFERROR(INDEX(Measures_Table,MATCH(AY51,INDEX(Measures_Table,,'Measures Support'!$C$1),0),'Measures Support'!$D$1),\"\")","v":""},{"$f":"IFERROR(INDEX($E$17:$L$76,AW51,$G$15),\"\")","v":""},{"$f":"IFERROR(INDEX($E$17:$L$76,AW51,$H$15),\"\")","v":""},{"$f":"IFERROR(INDEX($E$17:$L$76,AW51,$I$15),\"\")","v":""},null,{"$f":"IFERROR(INDEX(Measures_Table,MATCH(F51,INDEX(Measures_Table,,'Measures Support'!$C$1),0),'Measures Support'!$A$1),\"\")","v":""},{"$f":"IF(OR(GI_Pathway=\"High-Performance Pathway\",GI_Pathway=\"Streamlined Pathway\"),\"\",INDEX($U51:$AS51,,SUMPRODUCT(--($U$25:$AS$25=F$15),--($U$24:$AS$24=$V$3),($U$23:$AS$23))))","v":""},{"$f":"IF(GI_Pathway=\"High-Performance Pathway\",\"\",INDEX($U51:$AS51,,SUMPRODUCT(--($U$25:$AS$25=G$15),--($U$24:$AS$24=$V$3),($U$23:$AS$23))))","v":0},{"$f":"IF(OR(GI_Pathway=\"High-Performance Pathway\",GI_Pathway=\"Streamlined Pathway\"),\"\",INDEX($U51:$AS51,,SUMPRODUCT(--($U$25:$AS$25=H$15),--($U$24:$AS$24=$V$3),($U$23:$AS$23))))","v":0},{"$f":"IFERROR(INDEX(Measures_Table,MATCH(F51,INDEX(Measures_Table,,'Measures Support'!$C$1),0),'Measures Support'!$F$1),\"\")","v":""},{"$f":"IF(OR(GI_Pathway=\"High-Performance Pathway\",GI_Pathway=\"Streamlined Pathway\"),IFERROR(INDEX(Measures_Table,MATCH(F51,INDEX(Measures_Table,,'Measures Support'!$C$1),0),'Measures Support'!$G$1),\"\"),INDEX($U51:$AS51,,SUMPRODUCT(--($U$25:$AS$25=J$15),--($U$24:$AS$24=$V$3),($U$23:$AS$23))))","v":0},""]
[26,null,{"$error":"#DIV/0!"},null,{"$f":"IFERROR(INDEX(Measures_Table,MATCH(F52,INDEX(Measures_Table,,'Measures Support'!$C$1),0),'Measures Support'!$A$1),\"\")","v":""},{"$f":"IF(OR(GI_Pathway=\"High-Performance Pathway\",GI_Pathway=\"Streamlined Pathway\"),\"\",INDEX($U52:$AS52,,SUMPRODUCT(--($U$25:$AS$25=F$15),--($U$24:$AS$24=$V$3),($U$23:$AS$23))))","v":""},{"$f":"IF(GI_Pathway=\"High-Performance Pathway\",\"\",INDEX($U52:$AS52,,SUMPRODUCT(--($U$25:$AS$25=G$15),--($U$24:$AS$24=$V$3),($U$23:$AS$23))))","v":0},{"$f":"IF(OR(GI_Pathway=\"High-Performance Pathway\",GI_Pathway=\"Streamlined Pathway\"),\"\",INDEX($U52:$AS52,,SUMPRODUCT(--($U$25:$AS$25=H$15),--($U$24:$AS$24=$V$3),($U$23:$AS$23))))","v":0},{"$f":"IFERROR(INDEX(Measures_Table,MATCH(F52,INDEX(Measures_Table,,'Measures Support'!$C$1),0),'Measures Support'!$F$1),\"\")","v":""},{"$f":"IF(OR(GI_Pathway=\"High-Performance Pathway\",GI_Pathway=\"Streamlined Pathway\"),IFERROR(INDEX(Measures_Table,MATCH(F52,INDEX(Measures_Table,,'Measures Support'!$C$1),0),'Measures Support'!$G$1),\"\"),INDEX($U52:$AS52,,SUMPRODUCT(--($U$25:$AS$25=J$15),--($U$24:$AS$24=$V$3),($U$23:$AS$23))))","v":0},"",null,null,null,null,null,null,null,null,26,{"$f":"'Bundled Pathway'!AE422","v":""},{"$f":"'Bundled Pathway'!AF422","v":""},{"$f":"'Bundled Pathway'!AG422","v":""},{"$f":"'Bundled Pathway'!AH422","v":""},{"$f":"'Bundled Pathway'!AI422","v":""},{"$f":"IF(AND(AA52<>0,AA52<>\"\"),'Measures Support'!$C$3,\"\")","v":""},{"$f":"Industrial!E51","v":0},{"$f":"Industrial!J51","v":0},{"$f":"Industrial!AB51","v":0},{"$f":"Industrial!K51","v":0},{"$f":"'Indoor Agriculture'!AG372","v":""},{"$f":"'Indoor Agriculture'!AH372","v":""},{"$f":"'Indoor Agriculture'!AI372","v":""},{"$f":"'Indoor Agriculture'!AJ372","v":0},{"$f":"'Indoor Agriculture'!AK372","v":""},null,{"$f":"IF('Streamlined Pathway'!E66=0,\"\",'Streamlined Pathway'!E66)","v":""},null,{"$f":"'Streamlined Pathway'!AC66","v":0},null,null,null,null,null,null,null,null,36,{"$f":"MIN(IF((($K$17:$K$76=\"n/a\")+($K$17:$K$76=\"Yes\"))*($AV$17:$AV$76>AW51),$AV$17:$AV$76,ROWS(AV52:AV111)+1))","v":61},{"$f":"IFERROR(INDEX($E$17:$L$76,AW52,$E$15),\"\")","v":""},{"$f":"IFERROR(INDEX($E$17:$L$76,AW52,$F$15),\"\")","v":""},{"$f":"IFERROR(INDEX(Measures_Table,MATCH(AY52,INDEX(Measures_Table,,'Measures Support'!$C$1),0),'Measures Support'!$D$1),\"\")","v":""},{"$f":"IFERROR(INDEX($E$17:$L$76,AW52,$G$15),\"\")","v":""},{"$f":"IFERROR(INDEX($E$17:$L$76,AW52,$H$15),\"\")","v":""},{"$f":"IFERROR(INDEX($E$17:$L$76,AW52,$I$15),\"\")","v":""},null,{"$f":"IFERROR(INDEX(Measures_Table,MATCH(F52,INDEX(Measures_Table,,'Measures Support'!$C$1),0),'Measures Support'!$A$1),\"\")","v":""},{"$f":"IF(OR(GI_Pathway=\"High-Performance Pathway\",GI_Pathway=\"Streamlined Pathway\"),\"\",INDEX($U52:$AS52,,SUMPRODUCT(--($U$25:$AS$25=F$15),--($U$24:$AS$24=$V$3),($U$23:$AS$23))))","v":""},{"$f":"IF(GI_Pathway=\"High-Performance Pathway\",\"\",INDEX($U52:$AS52,,SUMPRODUCT(--($U$25:$AS$25=G$15),--($U$24:$AS$24=$V$3),($U$23:$AS$23))))","v":0},{"$f":"IF(OR(GI_Pathway=\"High-Performance Pathway\",GI_Pathway=\"Streamlined Pathway\"),\"\",INDEX($U52:$AS52,,SUMPRODUCT(--($U$25:$AS$25=H$15),--($U$24:$AS$24=$V$3),($U$23:$AS$23))))","v":0},{"$f":"IFERROR(INDEX(Measures_Table,MATCH(F52,INDEX(Measures_Table,,'Measures Support'!$C$1),0),'Measures Support'!$F$1),\"\")","v":""},{"$f":"IF(OR(GI_Pathway=\"High-Performance Pathway\",GI_Pathway=\"Streamlined Pathway\"),IFERROR(INDEX(Measures_Table,MATCH(F52,INDEX(Measures_Table,,'Measures Support'!$C$1),0),'Measures Support'!$G$1),\"\"),INDEX($U52:$AS52,,SUMPRODUCT(--($U$25:$AS$25=J$15),--($U$24:$AS$24=$V$3),($U$23:$AS$23))))","v":0},""]
[27,null,{"$error":"#DIV/0!"},null,{"$f":"IFERROR(INDEX(Measures_Table,MATCH(F53,INDEX(Measures_Table,,'Measures Support'!$C$1),0),'Measures Support'!$A$1),\"\")","v":""},{"$f":"IF(OR(GI_Pathway=\"High-Performance Pathway\",GI_Pathway=\"Streamlined Pathway\"),\"\",INDEX($U53:$AS53,,SUMPRODUCT(--($U$25:$AS$25=F$15),--($U$24:$AS$24=$V$3),($U$23:$AS$23))))","v":""},{"$f":"IF(GI_Pathway=\"High-Performance Pathway\",\"\",INDEX($U53:$AS53,,SUMPRODUCT(--($U$25:$AS$25=G$15),--($U$24:$AS$24=$V$3),($U$23:$AS$23))))","v":0},{"$f":"IF(OR(GI_Pathway=\"High-Performance Pathway\",GI_Pathway=\"Streamlined Pathway\"),\"\",INDEX($U53:$AS53,,SUMPRODUCT(--($U$25:$AS$25=H$15),--($U$24:$AS$24=$V$3),($U$23:$AS$23))))","v":0},{"$f":"IFERROR(INDEX(Measures_Table,MATCH(F53,INDEX(Measures_Table,,'Measures Support'!$C$1),0),'Measures Support'!$F$1),\"\")","v":""},{"$f":"IF(OR(GI_Pathway=\"High-Performance Pathway\",GI_Pathway=\"Streamlined Pathway\"),IFERROR(INDEX(Measures_Table,MATCH(F53,INDEX(Measures_Table,,'Measures Support'!$C$1),0),'Measures Support'!$G$1),\"\"),INDEX($U53:$AS53,,SUMPRODUCT(--($U$25:$AS$25=J$15),--($U$24:$AS$24=$V$3),($U$23:$AS$23))))","v":0},"",null,null,null,null,null,null,null,null,27,{"$f":"'Bundled Pathway'!AE423","v":""},{"$f":"'Bundled Pathway'!AF423","v":""},{"$f":"'Bundled Pathway'!AG423","v":""},{"$f":"'Bundled Pathway'!AH423","v":""},{"$f":"'Bundled Pathway'!AI423","v":""},{"$f":"IF(AND(AA53<>0,AA53<>\"\"),'Measures Support'!$C$3,\"\")","v":""},{"$f":"Industrial!E52","v":0},{"$f":"Industrial!J52","v":0},{"$f":"Industrial!AB52","v":0},{"$f":"Industrial!K52","v":0},{"$f":"'Indoor Agriculture'!AG373","v":""},{"$f":"'Indoor Agriculture'!AH373","v":""},{"$f":"'Indoor Agriculture'!AI373","v":""},{"$f":"'Indoor Agriculture'!AJ373","v":0},{"$f":"'Indoor Agriculture'!AK373","v":""},null,{"$f":"IF('Streamlined Pathway'!E67=0,\"\",'Streamlined Pathway'!E67)","v":""},null,{"$f":"'Streamlined Pathway'!AC67","v":0},null,null,null,null,null,null,null,null,37,{"$f":"MIN(IF((($K$17:$K$76=\"n/a\")+($K$17:$K$76=\"Yes\"))*($AV$17:$AV$76>AW52),$AV$17:$AV$76,ROWS(AV53:AV112)+1))","v":61},{"$f":"IFERROR(INDEX($E$17:$L$76,AW53,$E$15),\"\")","v":""},{"$f":"IFERROR(INDEX($E$17:$L$76,AW53,$F$15),\"\")","v":""},{"$f":"IFERROR(INDEX(Measures_Table,MATCH(AY53,INDEX(Measures_Table,,'Measures Support'!$C$1),0),'Measures Support'!$D$1),\"\")","v":""},{"$f":"IFERROR(INDEX($E$17:$L$76,AW53,$G$15),\"\")","v":""},{"$f":"IFERROR(INDEX($E$17:$L$76,AW53,$H$15),\"\")","v":""},{"$f":"IFERROR(INDEX($E$17:$L$76,AW53,$I$15),\"\")","v":""},null,{"$f":"IFERROR(INDEX(Measures_Table,MATCH(F53,INDEX(Measures_Table,,'Measures Support'!$C$1),0),'Measures Support'!$A$1),\"\")","v":""},{"$f":"IF(OR(GI_Pathway=\"High-Performance Pathway\",GI_Pathway=\"Streamlined Pathway\"),\"\",INDEX($U53:$AS53,,SUMPRODUCT(--($U$25:$AS$25=F$15),--($U$24:$AS$24=$V$3),($U$23:$AS$23))))","v":""},{"$f":"IF(GI_Pathway=\"High-Performance Pathway\",\"\",INDEX($U53:$AS53,,SUMPRODUCT(--($U$25:$AS$25=G$15),--($U$24:$AS$24=$V$3),($U$23:$AS$23))))","v":0},{"$f":"IF(OR(GI_Pathway=\"High-Performance Pathway\",GI_Pathway=\"Streamlined Pathway\"),\"\",INDEX($U53:$AS53,,SUMPRODUCT(--($U$25:$AS$25=H$15),--($U$24:$AS$24=$V$3),($U$23:$AS$23))))","v":0},{"$f":"IFERROR(INDEX(Measures_Table,MATCH(F53,INDEX(Measures_Table,,'Measures Support'!$C$1),0),'Measures Support'!$F$1),\"\")","v":""},{"$f":"IF(OR(GI_Pathway=\"High-Performance Pathway\",GI_Pathway=\"Streamlined Pathway\"),IFERROR(INDEX(Measures_Table,MATCH(F53,INDEX(Measures_Table,,'Measures Support'!$C$1),0),'Measures Support'!$G$1),\"\"),INDEX($U53:$AS53,,SUMPRODUCT(--($U$25:$AS$25=J$15),--($U$24:$AS$24=$V$3),($U$23:$AS$23))))","v":0},""]
[28,null,{"$error":"#DIV/0!"},null,{"$f":"IFERROR(INDEX(Measures_Table,MATCH(F54,INDEX(Measures_Table,,'Measures Support'!$C$1),0),'Measures Support'!$A$1),\"\")","v":""},{"$f":"IF(OR(GI_Pathway=\"High-Performance Pathway\",GI_Pathway=\"Streamlined Pathway\"),\"\",INDEX($U54:$AS54,,SUMPRODUCT(--($U$25:$AS$25=F$15),--($U$24:$AS$24=$V$3),($U$23:$AS$23))))","v":""},{"$f":"IF(GI_Pathway=\"High-Performance Pathway\",\"\",INDEX($U54:$AS54,,SUMPRODUCT(--($U$25:$AS$25=G$15),--($U$24:$AS$24=$V$3),($U$23:$AS$23))))","v":0},{"$f":"IF(OR(GI_Pathway=\"High-Performance Pathway\",GI_Pathway=\"Streamlined Pathway\"),\"\",INDEX($U54:$AS54,,SUMPRODUCT(--($U$25:$AS$25=H$15),--($U$24:$AS$24=$V$3),($U$23:$AS$23))))","v":0},{"$f":"IFERROR(INDEX(Measures_Table,MATCH(F54,INDEX(Measures_Table,,'Measures Support'!$C$1),0),'Measures Support'!$F$1),\"\")","v":""},{"$f":"IF(OR(GI_Pathway=\"High-Performance Pathway\",GI_Pathway=\"Streamlined Pathway\"),IFERROR(INDEX(Measures_Table,MATCH(F54,INDEX(Measures_Table,,'Measures Support'!$C$1),0),'Measures Support'!$G$1),\"\"),INDEX($U54:$AS54,,SUMPRODUCT(--($U$25:$AS$25=J$15),--($U$24:$AS$24=$V$3),($U$23:$AS$23))))","v":0},"",null,null,null,null,null,null,null,null,28,{"$f":"'Bundled Pathway'!AE424","v":""},{"$f":"'Bundled Pathway'!AF424","v":""},{"$f":"'Bundled Pathway'!AG424","v":""},{"$f":"'Bundled Pathway'!AH424","v":""},{"$f":"'Bundled Pathway'!AI424","v":""},{"$f":"IF(AND(AA54<>0,AA54<>\"\"),'Measures Support'!$C$3,\"\")","v":""},{"$f":"Industrial!E53","v":0},{"$f":"Industrial!J53","v":0},{"$f":"Industrial!AB53","v":0},{"$f":"Industrial!K53","v":0},{"$f":"'Indoor Agriculture'!AG374","v":""},{"$f":"'Indoor Agriculture'!AH374","v":""},{"$f":"'Indoor Agriculture'!AI374","v":""},{"$f":"'Indoor Agriculture'!AJ374","v":0},{"$f":"'Indoor Agriculture'!AK374","v":""},null,{"$f":"IF('Streamlined Pathway'!E68=0,\"\",'Streamlined Pathway'!E68)","v":""},null,{"$f":"'Streamlined Pathway'!AC68","v":0},null,null,null,null,null,null,null,null,38,{"$f":"MIN(IF((($K$17:$K$76=\"n/a\")+($K$17:$K$76=\"Yes\"))*($AV$17:$AV$76>AW53),$AV$17:$AV$76,ROWS(AV54:AV113)+1))","v":61},{"$f":"IFERROR(INDEX($E$17:$L$76,AW54,$E$15),\"\")","v":""},{"$f":"IFERROR(INDEX($E$17:$L$76,AW54,$F$15),\"\")","v":""},{"$f":"IFERROR(INDEX(Measures_Table,MATCH(AY54,INDEX(Measures_Table,,'Measures Support'!$C$1),0),'Measures Support'!$D$1),\"\")","v":""},{"$f":"IFERROR(INDEX($E$17:$L$76,AW54,$G$15),\"\")","v":""},{"$f":"IFERROR(INDEX($E$17:$L$76,AW54,$H$15),\"\")","v":""},{"$f":"IFERROR(INDEX($E$17:$L$76,AW54,$I$15),\"\")","v":""},null,{"$f":"IFERROR(INDEX(Measures_Table,MATCH(F54,INDEX(Measures_Table,,'Measures Support'!$C$1),0),'Measures Support'!$A$1),\"\")","v":""},{"$f":"IF(OR(GI_Pathway=\"High-Performance Pathway\",GI_Pathway=\"Streamlined Pathway\"),\"\",INDEX($U54:$AS54,,SUMPRODUCT(--($U$25:$AS$25=F$15),--($U$24:$AS$24=$V$3),($U$23:$AS$23))))","v":""},{"$f":"IF(GI_Pathway=\"High-Performance Pathway\",\"\",INDEX($U54:$AS54,,SUMPRODUCT(--($U$25:$AS$25=G$15),--($U$24:$AS$24=$V$3),($U$23:$AS$23))))","v":0},{"$f":"IF(OR(GI_Pathway=\"High-Performance Pathway\",GI_Pathway=\"Streamlined Pathway\"),\"\",INDEX($U54:$AS54,,SUMPRODUCT(--($U$25:$AS$25=H$15),--($U$24:$AS$24=$V$3),($U$23:$AS$23))))","v":0},{"$f":"IFERROR(INDEX(Measures_Table,MATCH(F54,INDEX(Measures_Table,,'Measures Support'!$C$1),0),'Measures Support'!$F$1),\"\")","v":""},{"$f":"IF(OR(GI_Pathway=\"High-Performance Pathway\",GI_Pathway=\"Streamlined Pathway\"),IFERROR(INDEX(Measures_Table,MATCH(F54,INDEX(Measures_Table,,'Measures Support'!$C$1),0),'Measures Support'!$G$1),\"\"),INDEX($U54:$AS54,,SUMPRODUCT(--($U$25:$AS$25=J$15),--($U$24:$AS$24=$V$3),($U$23:$AS$23))))","v":0},""]
[29,null,{"$error":"#DIV/0!"},null,{"$f":"IFERROR(INDEX(Measures_Table,MATCH(F55,INDEX(Measures_Table,,'Measures Support'!$C$1),0),'Measures Support'!$A$1),\"\")","v":""},{"$f":"IF(OR(GI_Pathway=\"High-Performance Pathway\",GI_Pathway=\"Streamlined Pathway\"),\"\",INDEX($U55:$AS55,,SUMPRODUCT(--($U$25:$AS$25=F$15),--($U$24:$AS$24=$V$3),($U$23:$AS$23))))","v":""},{"$f":"IF(GI_Pathway=\"High-Performance Pathway\",\"\",INDEX($U55:$AS55,,SUMPRODUCT(--($U$25:$AS$25=G$15),--($U$24:$AS$24=$V$3),($U$23:$AS$23))))","v":0},{"$f":"IF(OR(GI_Pathway=\"High-Performance Pathway\",GI_Pathway=\"Streamlined Pathway\"),\"\",INDEX($U55:$AS55,,SUMPRODUCT(--($U$25:$AS$25=H$15),--($U$24:$AS$24=$V$3),($U$23:$AS$23))))","v":0},{"$f":"IFERROR(INDEX(Measures_Table,MATCH(F55,INDEX(Measures_Table,,'Measures Support'!$C$1),0),'Measures Support'!$F$1),\"\")","v":""},{"$f":"IF(OR(GI_Pathway=\"High-Performance Pathway\",GI_Pathway=\"Streamlined Pathway\"),IFERROR(INDEX(Measures_Table,MATCH(F55,INDEX(Measures_Table,,'Measures Support'!$C$1),0),'Measures Support'!$G$1),\"\"),INDEX($U55:$AS55,,SUMPRODUCT(--($U$25:$AS$25=J$15),--($U$24:$AS$24=$V$3),($U$23:$AS$23))))","v":0},"",null,null,null,null,null,null,null,null,29,{"$f":"'Bundled Pathway'!AE425","v":""},{"$f":"'Bundled Pathway'!AF425","v":""},{"$f":"'Bundled Pathway'!AG425","v":""},{"$f":"'Bundled Pathway'!AH425","v":""},{"$f":"'Bundled Pathway'!AI425","v":""},{"$f":"IF(AND(AA55<>0,AA55<>\"\"),'Measures Support'!$C$3,\"\")","v":""},{"$f":"Industrial!E54","v":0},{"$f":"Industrial!J54","v":0},{"$f":"Industrial!AB54","v":0},{"$f":"Industrial!K54","v":0},{"$f":"'Indoor Agriculture'!AG375","v":""},{"$f":"'Indoor Agriculture'!AH375","v":""},{"$f":"'Indoor Agriculture'!AI375","v":""},{"$f":"'Indoor Agriculture'!AJ375","v":0},{"$f":"'Indoor Agriculture'!AK375","v":""},null,{"$f":"IF('Streamlined Pathway'!E69=0,\"\",'Streamlined Pathway'!E69)","v":""},null,{"$f":"'Streamlined Pathway'!AC69","v":0},null,null,null,null,null,null,null,null,39,{"$f":"MIN(IF((($K$17:$K$76=\"n/a\")+($K$17:$K$76=\"Yes\"))*($AV$17:$AV$76>AW54),$AV$17:$AV$76,ROWS(AV55:AV114)+1))","v":61},{"$f":"IFERROR(INDEX($E$17:$L$76,AW55,$E$15),\"\")","v":""},{"$f":"IFERROR(INDEX($E$17:$L$76,AW55,$F$15),\"\")","v":""},{"$f":"IFERROR(INDEX(Measures_Table,MATCH(AY55,INDEX(Measures_Table,,'Measures Support'!$C$1),0),'Measures Support'!$D$1),\"\")","v":""},{"$f":"IFERROR(INDEX($E$17:$L$76,AW55,$G$15),\"\")","v":""},{"$f":"IFERROR(INDEX($E$17:$L$76,AW55,$H$15),\"\")","v":""},{"$f":"IFERROR(INDEX($E$17:$L$76,AW55,$I$15),\"\")","v":""},null,{"$f":"IFERROR(INDEX(Measures_Table,MATCH(F55,INDEX(Measures_Table,,'Measures Support'!$C$1),0),'Measures Support'!$A$1),\"\")","v":""},{"$f":"IF(OR(GI_Pathway=\"High-Performance Pathway\",GI_Pathway=\"Streamlined Pathway\"),\"\",INDEX($U55:$AS55,,SUMPRODUCT(--($U$25:$AS$25=F$15),--($U$24:$AS$24=$V$3),($U$23:$AS$23))))","v":""},{"$f":"IF(GI_Pathway=\"High-Performance Pathway\",\"\",INDEX($U55:$AS55,,SUMPRODUCT(--($U$25:$AS$25=G$15),--($U$24:$AS$24=$V$3),($U$23:$AS$23))))","v":0},{"$f":"IF(OR(GI_Pathway=\"High-Performance Pathway\",GI_Pathway=\"Streamlined Pathway\"),\"\",INDEX($U55:$AS55,,SUMPRODUCT(--($U$25:$AS$25=H$15),--($U$24:$AS$24=$V$3),($U$23:$AS$23))))","v":0},{"$f":"IFERROR(INDEX(Measures_Table,MATCH(F55,INDEX(Measures_Table,,'Measures Support'!$C$1),0),'Measures Support'!$F$1),\"\")","v":""},{"$f":"IF(OR(GI_Pathway=\"High-Performance Pathway\",GI_Pathway=\"Streamlined Pathway\"),IFERROR(INDEX(Measures_Table,MATCH(F55,INDEX(Measures_Table,,'Measures Support'!$C$1),0),'Measures Support'!$G$1),\"\"),INDEX($U55:$AS55,,SUMPRODUCT(--($U$25:$AS$25=J$15),--($U$24:$AS$24=$V$3),($U$23:$AS$23))))","v":0},""]
[30,null,{"$error":"#DIV/0!"},null,{"$f":"IFERROR(INDEX(Measures_Table,MATCH(F56,INDEX(Measures_Table,,'Measures Support'!$C$1),0),'Measures Support'!$A$1),\"\")","v":""},{"$f":"IF(OR(GI_Pathway=\"High-Performance Pathway\",GI_Pathway=\"Streamlined Pathway\"),\"\",INDEX($U56:$AS56,,SUMPRODUCT(--($U$25:$AS$25=F$15),--($U$24:$AS$24=$V$3),($U$23:$AS$23))))","v":""},{"$f":"IF(GI_Pathway=\"High-Performance Pathway\",\"\",INDEX($U56:$AS56,,SUMPRODUCT(--($U$25:$AS$25=G$15),--($U$24:$AS$24=$V$3),($U$23:$AS$23))))","v":0},{"$f":"IF(OR(GI_Pathway=\"High-Performance Pathway\",GI_Pathway=\"Streamlined Pathway\"),\"\",INDEX($U56:$AS56,,SUMPRODUCT(--($U$25:$AS$25=H$15),--($U$24:$AS$24=$V$3),($U$23:$AS$23))))","v":0},{"$f":"IFERROR(INDEX(Measures_Table,MATCH(F56,INDEX(Measures_Table,,'Measures Support'!$C$1),0),'Measures Support'!$F$1),\"\")","v":""},{"$f":"IF(OR(GI_Pathway=\"High-Performance Pathway\",GI_Pathway=\"Streamlined Pathway\"),IFERROR(INDEX(Measures_Table,MATCH(F56,INDEX(Measures_Table,,'Measures Support'!$C$1),0),'Measures Support'!$G$1),\"\"),INDEX($U56:$AS56,,SUMPRODUCT(--($U$25:$AS$25=J$15),--($U$24:$AS$24=$V$3),($U$23:$AS$23))))","v":0},"",null,null,null,null,null,null,null,null,30,{"$f":"'Bundled Pathway'!AE426","v":""},{"$f":"'Bundled Pathway'!AF426","v":""},{"$f":"'Bundled Pathway'!AG426","v":""},{"$f":"'Bundled Pathway'!AH426","v":""},{"$f":"'Bundled Pathway'!AI426","v":""},{"$f":"IF(AND(AA56<>0,AA56<>\"\"),'Measures Support'!$C$3,\"\")","v":""},{"$f":"Industrial!E55","v":0},{"$f":"Industrial!J55","v":0},{"$f":"Industrial!AB55","v":0},{"$f":"Industrial!K55","v":0},{"$f":"'Indoor Agriculture'!AG376","v":""},{"$f":"'Indoor Agriculture'!AH376","v":""},{"$f":"'Indoor Agriculture'!AI376","v":""},{"$f":"'Indoor Agriculture'!AJ376","v":0},{"$f":"'Indoor Agriculture'!AK376","v":""},null,{"$f":"IF('Streamlined Pathway'!E70=0,\"\",'Streamlined Pathway'!E70)","v":""},null,{"$f":"'Streamlined Pathway'!AC70","v":0},null,null,null,null,null,null,null,null,40,{"$f":"MIN(IF((($K$17:$K$76=\"n/a\")+($K$17:$K$76=\"Yes\"))*($AV$17:$AV$76>AW55),$AV$17:$AV$76,ROWS(AV56:AV115)+1))","v":61},{"$f":"IFERROR(INDEX($E$17:$L$76,AW56,$E$15),\"\")","v":""},{"$f":"IFERROR(INDEX($E$17:$L$76,AW56,$F$15),\"\")","v":""},{"$f":"IFERROR(INDEX(Measures_Table,MATCH(AY56,INDEX(Measures_Table,,'Measures Support'!$C$1),0),'Measures Support'!$D$1),\"\")","v":""},{"$f":"IFERROR(INDEX($E$17:$L$76,AW56,$G$15),\"\")","v":""},{"$f":"IFERROR(INDEX($E$17:$L$76,AW56,$H$15),\"\")","v":""},{"$f":"IFERROR(INDEX($E$17:$L$76,AW56,$I$15),\"\")","v":""},null,{"$f":"IFERROR(INDEX(Measures_Table,MATCH(F56,INDEX(Measures_Table,,'Measures Support'!$C$1),0),'Measures Support'!$A$1),\"\")","v":""},{"$f":"IF(OR(GI_Pathway=\"High-Performance Pathway\",GI_Pathway=\"Streamlined Pathway\"),\"\",INDEX($U56:$AS56,,SUMPRODUCT(--($U$25:$AS$25=F$15),--($U$24:$AS$24=$V$3),($U$23:$AS$23))))","v":""},{"$f":"IF(GI_Pathway=\"High-Performance Pathway\",\"\",INDEX($U56:$AS56,,SUMPRODUCT(--($U$25:$AS$25=G$15),--($U$24:$AS$24=$V$3),($U$23:$AS$23))))","v":0},{"$f":"IF(OR(GI_Pathway=\"High-Performance Pathway\",GI_Pathway=\"Streamlined Pathway\"),\"\",INDEX($U56:$AS56,,SUMPRODUCT(--($U$25:$AS$25=H$15),--($U$24:$AS$24=$V$3),($U$23:$AS$23))))","v":0},{"$f":"IFERROR(INDEX(Measures_Table,MATCH(F56,INDEX(Measures_Table,,'Measures Support'!$C$1),0),'Measures Support'!$F$1),\"\")","v":""},{"$f":"IF(OR(GI_Pathway=\"High-Performance Pathway\",GI_Pathway=\"Streamlined Pathway\"),IFERROR(INDEX(Measures_Table,MATCH(F56,INDEX(Measures_Table,,'Measures Support'!$C$1),0),'Measures Support'!$G$1),\"\"),INDEX($U56:$AS56,,SUMPRODUCT(--($U$25:$AS$25=J$15),--($U$24:$AS$24=$V$3),($U$23:$AS$23))))","v":0},""]
[31,null,{"$f":"IF(GI_Pathway=\"High-Performance Pathway\",IF($V$18=TRUE,1,5/0),IF(GI_Pathway=\"Streamlined Pathway\",IF(OR(G57<>\"\",F57<>\"\"),1,5/0),IF(E57<>\"\",1,5/0)))","v":{"$error":"#DIV/0!"}},null,{"$f":"IFERROR(INDEX(Measures_Table,MATCH(F57,INDEX(Measures_Table,,'Measures Support'!$C$1),0),'Measures Support'!$A$1),\"\")","v":""},{"$f":"IF(OR(GI_Pathway=\"High-Performance Pathway\",GI_Pathway=\"Streamlined Pathway\"),\"\",INDEX($U57:$AS57,,SUMPRODUCT(--($U$25:$AS$25=F$15),--($U$24:$AS$24=$V$3),($U$23:$AS$23))))","v":""},{"$f":"IF(GI_Pathway=\"High-Performance Pathway\",\"\",INDEX($U57:$AS57,,SUMPRODUCT(--($U$25:$AS$25=G$15),--($U$24:$AS$24=$V$3),($U$23:$AS$23))))","v":0},{"$f":"IF(OR(GI_Pathway=\"High-Performance Pathway\",GI_Pathway=\"Streamlined Pathway\"),\"\",INDEX($U57:$AS57,,SUMPRODUCT(--($U$25:$AS$25=H$15),--($U$24:$AS$24=$V$3),($U$23:$AS$23))))","v":0},{"$f":"IFERROR(INDEX(Measures_Table,MATCH(F57,INDEX(Measures_Table,,'Measures Support'!$C$1),0),'Measures Support'!$F$1),\"\")","v":""},{"$f":"IF(OR(GI_Pathway=\"High-Performance Pathway\",GI_Pathway=\"Streamlined Pathway\"),IFERROR(INDEX(Measures_Table,MATCH(F57,INDEX(Measures_Table,,'Measures Support'!$C$1),0),'Measures Support'!$G$1),\"\"),INDEX($U57:$AS57,,SUMPRODUCT(--($U$25:$AS$25=J$15),--($U$24:$AS$24=$V$3),($U$23:$AS$23))))","v":0},"",null,null,null,null,null,null,null,null,31,{"$f":"'Bundled Pathway'!AE427","v":""},{"$f":"'Bundled Pathway'!AF427","v":""},{"$f":"'Bundled Pathway'!AG427","v":""},{"$f":"'Bundled Pathway'!AH427","v":""},{"$f":"'Bundled Pathway'!AI427","v":""},{"$f":"IF(AND(AA57<>0,AA57<>\"\"),'Measures Support'!$C$3,\"\")","v":""},{"$f":"Industrial!E56","v":0},{"$f":"Industrial!J56","v":0},{"$f":"Industrial!AB56","v":0},{"$f":"Industrial!K56","v":0},{"$f":"'Indoor Agriculture'!AG377","v":""},{"$f":"'Indoor Agriculture'!AH377","v":""},{"$f":"'Indoor Agriculture'!AI377","v":""},{"$f":"'Indoor Agriculture'!AJ377","v":0},{"$f":"'Indoor Agriculture'!AK377","v":""},null,{"$f":"IF('Streamlined Pathway'!E71=0,\"\",'Streamlined Pathway'!E71)","v":""},null,{"$f":"'Streamlined Pathway'!AC71","v":0},null,null,null,null,null,null,null,null,41,{"$f":"MIN(IF((($K$17:$K$76=\"n/a\")+($K$17:$K$76=\"Yes\"))*($AV$17:$AV$76>AW56),$AV$17:$AV$76,ROWS(AV57:AV116)+1))","v":61},{"$f":"IFERROR(INDEX($E$17:$L$76,AW57,$E$15),\"\")","v":""},{"$f":"IFERROR(INDEX($E$17:$L$76,AW57,$F$15),\"\")","v":""},{"$f":"IFERROR(INDEX(Measures_Table,MATCH(AY57,INDEX(Measures_Table,,'Measures Support'!$C$1),0),'Measures Support'!$D$1),\"\")","v":""},{"$f":"IFERROR(INDEX($E$17:$L$76,AW57,$G$15),\"\")","v":""},{"$f":"IFERROR(INDEX($E$17:$L$76,AW57,$H$15),\"\")","v":""},{"$f":"IFERROR(INDEX($E$17:$L$76,AW57,$I$15),\"\")","v":""},null,{"$f":"IFERROR(INDEX(Measures_Table,MATCH(F57,INDEX(Measures_Table,,'Measures Support'!$C$1),0),'Measures Support'!$A$1),\"\")","v":""},{"$f":"IF(OR(GI_Pathway=\"High-Performance Pathway\",GI_Pathway=\"Streamlined Pathway\"),\"\",INDEX($U57:$AS57,,SUMPRODUCT(--($U$25:$AS$25=F$15),--($U$24:$AS$24=$V$3),($U$23:$AS$23))))","v":""},{"$f":"IF(GI_Pathway=\"High-Performance Pathway\",\"\",INDEX($U57:$AS57,,SUMPRODUCT(--($U$25:$AS$25=G$15),--($U$24:$AS$24=$V$3),($U$23:$AS$23))))","v":0},{"$f":"IF(OR(GI_Pathway=\"High-Performance Pathway\",GI_Pathway=\"Streamlined Pathway\"),\"\",INDEX($U57:$AS57,,SUMPRODUCT(--($U$25:$AS$25=H$15),--($U$24:$AS$24=$V$3),($U$23:$AS$23))))","v":0},{"$f":"IFERROR(INDEX(Measures_Table,MATCH(F57,INDEX(Measures_Table,,'Measures Support'!$C$1),0),'Measures Support'!$F$1),\"\")","v":""},{"$f":"IF(OR(GI_Pathway=\"High-Performance Pathway\",GI_Pathway=\"Streamlined Pathway\"),IFERROR(INDEX(Measures_Table,MATCH(F57,INDEX(Measures_Table,,'Measures Support'!$C$1),0),'Measures Support'!$G$1),\"\"),INDEX($U57:$AS57,,SUMPRODUCT(--($U$25:$AS$25=J$15),--($U$24:$AS$24=$V$3),($U$23:$AS$23))))","v":0},""]
[32,null,{"$error":"#DIV/0!"},null,{"$f":"IFERROR(INDEX(Measures_Table,MATCH(F58,INDEX(Measures_Table,,'Measures Support'!$C$1),0),'Measures Support'!$A$1),\"\")","v":""},{"$f":"IF(OR(GI_Pathway=\"High-Performance Pathway\",GI_Pathway=\"Streamlined Pathway\"),\"\",INDEX($U58:$AS58,,SUMPRODUCT(--($U$25:$AS$25=F$15),--($U$24:$AS$24=$V$3),($U$23:$AS$23))))","v":""},{"$f":"IF(GI_Pathway=\"High-Performance Pathway\",\"\",INDEX($U58:$AS58,,SUMPRODUCT(--($U$25:$AS$25=G$15),--($U$24:$AS$24=$V$3),($U$23:$AS$23))))","v":0},{"$f":"IF(OR(GI_Pathway=\"High-Performance Pathway\",GI_Pathway=\"Streamlined Pathway\"),\"\",INDEX($U58:$AS58,,SUMPRODUCT(--($U$25:$AS$25=H$15),--($U$24:$AS$24=$V$3),($U$23:$AS$23))))","v":0},{"$f":"IFERROR(INDEX(Measures_Table,MATCH(F58,INDEX(Measures_Table,,'Measures Support'!$C$1),0),'Measures Support'!$F$1),\"\")","v":""},{"$f":"IF(OR(GI_Pathway=\"High-Performance Pathway\",GI_Pathway=\"Streamlined Pathway\"),IFERROR(INDEX(Measures_Table,MATCH(F58,INDEX(Measures_Table,,'Measures Support'!$C$1),0),'Measures Support'!$G$1),\"\"),INDEX($U58:$AS58,,SUMPRODUCT(--($U$25:$AS$25=J$15),--($U$24:$AS$24=$V$3),($U$23:$AS$23))))","v":0},"",null,null,null,null,null,null,null,null,32,{"$f":"'Bundled Pathway'!AE428","v":""},{"$f":"'Bundled Pathway'!AF428","v":""},{"$f":"'Bundled Pathway'!AG428","v":""},{"$f":"'Bundled Pathway'!AH428","v":""},{"$f":"'Bundled Pathway'!AI428","v":""},{"$f":"IF(AND(AA58<>0,AA58<>\"\"),'Measures Support'!$C$3,\"\")","v":""},{"$f":"Industrial!E57","v":0},{"$f":"Industrial!J57","v":0},{"$f":"Industrial!AB57","v":0},{"$f":"Industrial!K57","v":0},{"$f":"'Indoor Agriculture'!AG378","v":""},{"$f":"'Indoor Agriculture'!AH378","v":""},{"$f":"'Indoor Agriculture'!AI378","v":""},{"$f":"'Indoor Agriculture'!AJ378","v":0},{"$f":"'Indoor Agriculture'!AK378","v":""},null,{"$f":"IF('Streamlined Pathway'!E72=0,\"\",'Streamlined Pathway'!E72)","v":""},null,{"$f":"'Streamlined Pathway'!AC72","v":0},null,null,null,null,null,null,null,null,42,{"$f":"MIN(IF((($K$17:$K$76=\"n/a\")+($K$17:$K$76=\"Yes\"))*($AV$17:$AV$76>AW57),$AV$17:$AV$76,ROWS(AV58:AV117)+1))","v":61},{"$f":"IFERROR(INDEX($E$17:$L$76,AW58,$E$15),\"\")","v":""},{"$f":"IFERROR(INDEX($E$17:$L$76,AW58,$F$15),\"\")","v":""},{"$f":"IFERROR(INDEX(Measures_Table,MATCH(AY58,INDEX(Measures_Table,,'Measures Support'!$C$1),0),'Measures Support'!$D$1),\"\")","v":""},{"$f":"IFERROR(INDEX($E$17:$L$76,AW58,$G$15),\"\")","v":""},{"$f":"IFERROR(INDEX($E$17:$L$76,AW58,$H$15),\"\")","v":""},{"$f":"IFERROR(INDEX($E$17:$L$76,AW58,$I$15),\"\")","v":""},null,{"$f":"IFERROR(INDEX(Measures_Table,MATCH(F58,INDEX(Measures_Table,,'Measures Support'!$C$1),0),'Measures Support'!$A$1),\"\")","v":""},{"$f":"IF(OR(GI_Pathway=\"High-Performance Pathway\",GI_Pathway=\"Streamlined Pathway\"),\"\",INDEX($U58:$AS58,,SUMPRODUCT(--($U$25:$AS$25=F$15),--($U$24:$AS$24=$V$3),($U$23:$AS$23))))","v":""},{"$f":"IF(GI_Pathway=\"High-Performance Pathway\",\"\",INDEX($U58:$AS58,,SUMPRODUCT(--($U$25:$AS$25=G$15),--($U$24:$AS$24=$V$3),($U$23:$AS$23))))","v":0},{"$f":"IF(OR(GI_Pathway=\"High-Performance Pathway\",GI_Pathway=\"Streamlined Pathway\"),\"\",INDEX($U58:$AS58,,SUMPRODUCT(--($U$25:$AS$25=H$15),--($U$24:$AS$24=$V$3),($U$23:$AS$23))))","v":0},{"$f":"IFERROR(INDEX(Measures_Table,MATCH(F58,INDEX(Measures_Table,,'Measures Support'!$C$1),0),'Measures Support'!$F$1),\"\")","v":""},{"$f":"IF(OR(GI_Pathway=\"High-Performance Pathway\",GI_Pathway=\"Streamlined Pathway\"),IFERROR(INDEX(Measures_Table,MATCH(F58,INDEX(Measures_Table,,'Measures Support'!$C$1),0),'Measures Support'!$G$1),\"\"),INDEX($U58:$AS58,,SUMPRODUCT(--($U$25:$AS$25=J$15),--($U$24:$AS$24=$V$3),($U$23:$AS$23))))","v":0},""]
[33,null,{"$error":"#DIV/0!"},null,{"$f":"IFERROR(INDEX(Measures_Table,MATCH(F59,INDEX(Measures_Table,,'Measures Support'!$C$1),0),'Measures Support'!$A$1),\"\")","v":""},{"$f":"IF(OR(GI_Pathway=\"High-Performance Pathway\",GI_Pathway=\"Streamlined Pathway\"),\"\",INDEX($U59:$AS59,,SUMPRODUCT(--($U$25:$AS$25=F$15),--($U$24:$AS$24=$V$3),($U$23:$AS$23))))","v":""},{"$f":"IF(GI_Pathway=\"High-Performance Pathway\",\"\",INDEX($U59:$AS59,,SUMPRODUCT(--($U$25:$AS$25=G$15),--($U$24:$AS$24=$V$3),($U$23:$AS$23))))","v":0},{"$f":"IF(OR(GI_Pathway=\"High-Performance Pathway\",GI_Pathway=\"Streamlined Pathway\"),\"\",INDEX($U59:$AS59,,SUMPRODUCT(--($U$25:$AS$25=H$15),--($U$24:$AS$24=$V$3),($U$23:$AS$23))))","v":0},{"$f":"IFERROR(INDEX(Measures_Table,MATCH(F59,INDEX(Measures_Table,,'Measures Support'!$C$1),0),'Measures Support'!$F$1),\"\")","v":""},{"$f":"IF(OR(GI_Pathway=\"High-Performance Pathway\",GI_Pathway=\"Streamlined Pathway\"),IFERROR(INDEX(Measures_Table,MATCH(F59,INDEX(Measures_Table,,'Measures Support'!$C$1),0),'Measures Support'!$G$1),\"\"),INDEX($U59:$AS59,,SUMPRODUCT(--($U$25:$AS$25=J$15),--($U$24:$AS$24=$V$3),($U$23:$AS$23))))","v":0},{"$f":"IFERROR(IF(AND(COUNTIF($U$5:$W$5,GI_Pathway)>0,F59<>\"\",F59<>0),\"Yes\",\"\"),\"\")","v":""},null,null,null,null,null,null,null,null,33,{"$f":"'Bundled Pathway'!AE429","v":""},{"$f":"'Bundled Pathway'!AF429","v":""},{"$f":"'Bundled Pathway'!AG429","v":""},{"$f":"'Bundled Pathway'!AH429","v":""},{"$f":"'Bundled Pathway'!AI429","v":""},{"$f":"IF(AND(AA59<>0,AA59<>\"\"),'Measures Support'!$C$3,\"\")","v":""},{"$f":"Industrial!E58","v":0},{"$f":"Industrial!J58","v":0},{"$f":"Industrial!AB58","v":0},{"$f":"Industrial!K58","v":0},{"$f":"'Indoor Agriculture'!AG379","v":""},{"$f":"'Indoor Agriculture'!AH379","v":""},{"$f":"'Indoor Agriculture'!AI379","v":""},{"$f":"'Indoor Agriculture'!AJ379","v":0},{"$f":"'Indoor Agriculture'!AK379","v":""},null,{"$f":"IF('Streamlined Pathway'!E73=0,\"\",'Streamlined Pathway'!E73)","v":""},null,{"$f":"'Streamlined Pathway'!AC73","v":0},null,null,null,null,null,null,null,null,43,{"$f":"MIN(IF((($K$17:$K$76=\"n/a\")+($K$17:$K$76=\"Yes\"))*($AV$17:$AV$76>AW58),$AV$17:$AV$76,ROWS(AV59:AV118)+1))","v":61},{"$f":"IFERROR(INDEX($E$17:$L$76,AW59,$E$15),\"\")","v":""},{"$f":"IFERROR(INDEX($E$17:$L$76,AW59,$F$15),\"\")","v":""},{"$f":"IFERROR(INDEX(Measures_Table,MATCH(AY59,INDEX(Measures_Table,,'Measures Support'!$C$1),0),'Measures Support'!$D$1),\"\")","v":""},{"$f":"IFERROR(INDEX($E$17:$L$76,AW59,$G$15),\"\")","v":""},{"$f":"IFERROR(INDEX($E$17:$L$76,AW59,$H$15),\"\")","v":""},{"$f":"IFERROR(INDEX($E$17:$L$76,AW59,$I$15),\"\")","v":""},null,{"$f":"IFERROR(INDEX(Measures_Table,MATCH(F59,INDEX(Measures_Table,,'Measures Support'!$C$1),0),'Measures Support'!$A$1),\"\")","v":""},{"$f":"IF(OR(GI_Pathway=\"High-Performance Pathway\",GI_Pathway=\"Streamlined Pathway\"),\"\",INDEX($U59:$AS59,,SUMPRODUCT(--($U$25:$AS$25=F$15),--($U$24:$AS$24=$V$3),($U$23:$AS$23))))","v":""},{"$f":"IF(GI_Pathway=\"High-Performance Pathway\",\"\",INDEX($U59:$AS59,,SUMPRODUCT(--($U$25:$AS$25=G$15),--($U$24:$AS$24=$V$3),($U$23:$AS$23))))","v":0},{"$f":"IF(OR(GI_Pathway=\"High-Performance Pathway\",GI_Pathway=\"Streamlined Pathway\"),\"\",INDEX($U59:$AS59,,SUMPRODUCT(--($U$25:$AS$25=H$15),--($U$24:$AS$24=$V$3),($U$23:$AS$23))))","v":0},{"$f":"IFERROR(INDEX(Measures_Table,MATCH(F59,INDEX(Measures_Table,,'Measures Support'!$C$1),0),'Measures Support'!$F$1),\"\")","v":""},{"$f":"IF(OR(GI_Pathway=\"High-Performance Pathway\",GI_Pathway=\"Streamlined Pathway\"),IFERROR(INDEX(Measures_Table,MATCH(F59,INDEX(Measures_Table,,'Measures Support'!$C$1),0),'Measures Support'!$G$1),\"\"),INDEX($U59:$AS59,,SUMPRODUCT(--($U$25:$AS$25=J$15),--($U$24:$AS$24=$V$3),($U$23:$AS$23))))","v":0},{"$f":"IFERROR(IF(AND(COUNTIF($U$5:$W$5,GI_Pathway)>0,F59<>\"\",F59<>0),\"Yes\",\"\"),\"\")","v":""}]
[34,null,{"$error":"#DIV/0!"},null,{"$f":"IFERROR(INDEX(Measures_Table,MATCH(F60,INDEX(Measures_Table,,'Measures Support'!$C$1),0),'Measures Support'!$A$1),\"\")","v":""},{"$f":"IF(OR(GI_Pathway=\"High-Performance Pathway\",GI_Pathway=\"Streamlined Pathway\"),\"\",INDEX($U60:$AS60,,SUMPRODUCT(--($U$25:$AS$25=F$15),--($U$24:$AS$24=$V$3),($U$23:$AS$23))))","v":""},{"$f":"IF(GI_Pathway=\"High-Performance Pathway\",\"\",INDEX($U60:$AS60,,SUMPRODUCT(--($U$25:$AS$25=G$15),--($U$24:$AS$24=$V$3),($U$23:$AS$23))))","v":0},{"$f":"IF(OR(GI_Pathway=\"High-Performance Pathway\",GI_Pathway=\"Streamlined Pathway\"),\"\",INDEX($U60:$AS60,,SUMPRODUCT(--($U$25:$AS$25=H$15),--($U$24:$AS$24=$V$3),($U$23:$AS$23))))","v":0},{"$f":"IFERROR(INDEX(Measures_Table,MATCH(F60,INDEX(Measures_Table,,'Measures Support'!$C$1),0),'Measures Support'!$F$1),\"\")","v":""},{"$f":"IF(OR(GI_Pathway=\"High-Performance Pathway\",GI_Pathway=\"Streamlined Pathway\"),IFERROR(INDEX(Measures_Table,MATCH(F60,INDEX(Measures_Table,,'Measures Support'!$C$1),0),'Measures Support'!$G$1),\"\"),INDEX($U60:$AS60,,SUMPRODUCT(--($U$25:$AS$25=J$15),--($U$24:$AS$24=$V$3),($U$23:$AS$23))))","v":0},"",null,null,null,null,null,null,null,null,34,{"$f":"'Bundled Pathway'!AE430","v":""},{"$f":"'Bundled Pathway'!AF430","v":""},{"$f":"'Bundled Pathway'!AG430","v":""},{"$f":"'Bundled Pathway'!AH430","v":""},{"$f":"'Bundled Pathway'!AI430","v":""},{"$f":"IF(AND(AA60<>0,AA60<>\"\"),'Measures Support'!$C$3,\"\")","v":""},{"$f":"Industrial!E59","v":0},{"$f":"Industrial!J59","v":0},{"$f":"Industrial!AB59","v":0},{"$f":"Industrial!K59","v":0},{"$f":"'Indoor Agriculture'!AG380","v":""},{"$f":"'Indoor Agriculture'!AH380","v":""},{"$f":"'Indoor Agriculture'!AI380","v":""},{"$f":"'Indoor Agriculture'!AJ380","v":0},{"$f":"'Indoor Agriculture'!AK380","v":""},null,{"$f":"IF('Streamlined Pathway'!E74=0,\"\",'Streamlined Pathway'!E74)","v":""},null,{"$f":"'Streamlined Pathway'!AC74","v":0},null,null,null,null,null,null,null,null,44,{"$f":"MIN(IF((($K$17:$K$76=\"n/a\")+($K$17:$K$76=\"Yes\"))*($AV$17:$AV$76>AW59),$AV$17:$AV$76,ROWS(AV60:AV119)+1))","v":61},{"$f":"IFERROR(INDEX($E$17:$L$76,AW60,$E$15),\"\")","v":""},{"$f":"IFERROR(INDEX($E$17:$L$76,AW60,$F$15),\"\")","v":""},{"$f":"IFERROR(INDEX(Measures_Table,MATCH(AY60,INDEX(Measures_Table,,'Measures Support'!$C$1),0),'Measures Support'!$D$1),\"\")","v":""},{"$f":"IFERROR(INDEX($E$17:$L$76,AW60,$G$15),\"\")","v":""},{"$f":"IFERROR(INDEX($E$17:$L$76,AW60,$H$15),\"\")","v":""},{"$f":"IFERROR(INDEX($E$17:$L$76,AW60,$I$15),\"\")","v":""},null,{"$f":"IFERROR(INDEX(Measures_Table,MATCH(F60,INDEX(Measures_Table,,'Measures Support'!$C$1),0),'Measures Support'!$A$1),\"\")","v":""},{"$f":"IF(OR(GI_Pathway=\"High-Performance Pathway\",GI_Pathway=\"Streamlined Pathway\"),\"\",INDEX($U60:$AS60,,SUMPRODUCT(--($U$25:$AS$25=F$15),--($U$24:$AS$24=$V$3),($U$23:$AS$23))))","v":""},{"$f":"IF(GI_Pathway=\"High-Performance Pathway\",\"\",INDEX($U60:$AS60,,SUMPRODUCT(--($U$25:$AS$25=G$15),--($U$24:$AS$24=$V$3),($U$23:$AS$23))))","v":0},{"$f":"IF(OR(GI_Pathway=\"High-Performance Pathway\",GI_Pathway=\"Streamlined Pathway\"),\"\",INDEX($U60:$AS60,,SUMPRODUCT(--($U$25:$AS$25=H$15),--($U$24:$AS$24=$V$3),($U$23:$AS$23))))","v":0},{"$f":"IFERROR(INDEX(Measures_Table,MATCH(F60,INDEX(Measures_Table,,'Measures Support'!$C$1),0),'Measures Support'!$F$1),\"\")","v":""},{"$f":"IF(OR(GI_Pathway=\"High-Performance Pathway\",GI_Pathway=\"Streamlined Pathway\"),IFERROR(INDEX(Measures_Table,MATCH(F60,INDEX(Measures_Table,,'Measures Support'!$C$1),0),'Measures Support'!$G$1),\"\"),INDEX($U60:$AS60,,SUMPRODUCT(--($U$25:$AS$25=J$15),--($U$24:$AS$24=$V$3),($U$23:$AS$23))))","v":0},""]
[35,null,{"$error":"#DIV/0!"},null,{"$f":"IFERROR(INDEX(Measures_Table,MATCH(F61,INDEX(Measures_Table,,'Measures Support'!$C$1),0),'Measures Support'!$A$1),\"\")","v":""},{"$f":"IF(OR(GI_Pathway=\"High-Performance Pathway\",GI_Pathway=\"Streamlined Pathway\"),\"\",INDEX($U61:$AS61,,SUMPRODUCT(--($U$25:$AS$25=F$15),--($U$24:$AS$24=$V$3),($U$23:$AS$23))))","v":""},{"$f":"IF(GI_Pathway=\"High-Performance Pathway\",\"\",INDEX($U61:$AS61,,SUMPRODUCT(--($U$25:$AS$25=G$15),--($U$24:$AS$24=$V$3),($U$23:$AS$23))))","v":0},{"$f":"IF(OR(GI_Pathway=\"High-Performance Pathway\",GI_Pathway=\"Streamlined Pathway\"),\"\",INDEX($U61:$AS61,,SUMPRODUCT(--($U$25:$AS$25=H$15),--($U$24:$AS$24=$V$3),($U$23:$AS$23))))","v":0},{"$f":"IFERROR(INDEX(Measures_Table,MATCH(F61,INDEX(Measures_Table,,'Measures Support'!$C$1),0),'Measures Support'!$F$1),\"\")","v":""},{"$f":"IF(OR(GI_Pathway=\"High-Performance Pathway\",GI_Pathway=\"Streamlined Pathway\"),IFERROR(INDEX(Measures_Table,MATCH(F61,INDEX(Measures_Table,,'Measures Support'!$C$1),0),'Measures Support'!$G$1),\"\"),INDEX($U61:$AS61,,SUMPRODUCT(--($U$25:$AS$25=J$15),--($U$24:$AS$24=$V$3),($U$23:$AS$23))))","v":0},"",null,null,null,null,null,null,null,null,35,{"$f":"'Bundled Pathway'!AE431","v":""},{"$f":"'Bundled Pathway'!AF431","v":""},{"$f":"'Bundled Pathway'!AG431","v":""},{"$f":"'Bundled Pathway'!AH431","v":""},{"$f":"'Bundled Pathway'!AI431","v":""},{"$f":"IF(AND(AA61<>0,AA61<>\"\"),'Measures Support'!$C$3,\"\")","v":""},{"$f":"Industrial!E60","v":0},{"$f":"Industrial!J60","v":0},{"$f":"Industrial!AB60","v":0},{"$f":"Industrial!K60","v":0},{"$f":"'Indoor Agriculture'!AG381","v":""},{"$f":"'Indoor Agriculture'!AH381","v":""},{"$f":"'Indoor Agriculture'!AI381","v":""},{"$f":"'Indoor Agriculture'!AJ381","v":0},{"$f":"'Indoor Agriculture'!AK381","v":""},null,{"$f":"IF('Streamlined Pathway'!E75=0,\"\",'Streamlined Pathway'!E75)","v":""},null,{"$f":"'Streamlined Pathway'!AC75","v":0},null,null,null,null,null,null,null,null,45,{"$f":"MIN(IF((($K$17:$K$76=\"n/a\")+($K$17:$K$76=\"Yes\"))*($AV$17:$AV$76>AW60),$AV$17:$AV$76,ROWS(AV61:AV120)+1))","v":61},{"$f":"IFERROR(INDEX($E$17:$L$76,AW61,$E$15),\"\")","v":""},{"$f":"IFERROR(INDEX($E$17:$L$76,AW61,$F$15),\"\")","v":""},{"$f":"IFERROR(INDEX(Measures_Table,MATCH(AY61,INDEX(Measures_Table,,'Measures Support'!$C$1),0),'Measures Support'!$D$1),\"\")","v":""},{"$f":"IFERROR(INDEX($E$17:$L$76,AW61,$G$15),\"\")","v":""},{"$f":"IFERROR(INDEX($E$17:$L$76,AW61,$H$15),\"\")","v":""},{"$f":"IFERROR(INDEX($E$17:$L$76,AW61,$I$15),\"\")","v":""},null,{"$f":"IFERROR(INDEX(Measures_Table,MATCH(F61,INDEX(Measures_Table,,'Measures Support'!$C$1),0),'Measures Support'!$A$1),\"\")","v":""},{"$f":"IF(OR(GI_Pathway=\"High-Performance Pathway\",GI_Pathway=\"Streamlined Pathway\"),\"\",INDEX($U61:$AS61,,SUMPRODUCT(--($U$25:$AS$25=F$15),--($U$24:$AS$24=$V$3),($U$23:$AS$23))))","v":""},{"$f":"IF(GI_Pathway=\"High-Performance Pathway\",\"\",INDEX($U61:$AS61,,SUMPRODUCT(--($U$25:$AS$25=G$15),--($U$24:$AS$24=$V$3),($U$23:$AS$23))))","v":0},{"$f":"IF(OR(GI_Pathway=\"High-Performance Pathway\",GI_Pathway=\"Streamlined Pathway\"),\"\",INDEX($U61:$AS61,,SUMPRODUCT(--($U$25:$AS$25=H$15),--($U$24:$AS$24=$V$3),($U$23:$AS$23))))","v":0},{"$f":"IFERROR(INDEX(Measures_Table,MATCH(F61,INDEX(Measures_Table,,'Measures Support'!$C$1),0),'Measures Support'!$F$1),\"\")","v":""},{"$f":"IF(OR(GI_Pathway=\"High-Performance Pathway\",GI_Pathway=\"Streamlined Pathway\"),IFERROR(INDEX(Measures_Table,MATCH(F61,INDEX(Measures_Table,,'Measures Support'!$C$1),0),'Measures Support'!$G$1),\"\"),INDEX($U61:$AS61,,SUMPRODUCT(--($U$25:$AS$25=J$15),--($U$24:$AS$24=$V$3),($U$23:$AS$23))))","v":0},""]
[36,null,{"$error":"#DIV/0!"},null,{"$f":"IFERROR(INDEX(Measures_Table,MATCH(F62,INDEX(Measures_Table,,'Measures Support'!$C$1),0),'Measures Support'!$A$1),\"\")","v":""},{"$f":"IF(OR(GI_Pathway=\"High-Performance Pathway\",GI_Pathway=\"Streamlined Pathway\"),\"\",INDEX($U62:$AS62,,SUMPRODUCT(--($U$25:$AS$25=F$15),--($U$24:$AS$24=$V$3),($U$23:$AS$23))))","v":""},{"$f":"IF(GI_Pathway=\"High-Performance Pathway\",\"\",INDEX($U62:$AS62,,SUMPRODUCT(--($U$25:$AS$25=G$15),--($U$24:$AS$24=$V$3),($U$23:$AS$23))))","v":0},{"$f":"IF(OR(GI_Pathway=\"High-Performance Pathway\",GI_Pathway=\"Streamlined Pathway\"),\"\",INDEX($U62:$AS62,,SUMPRODUCT(--($U$25:$AS$25=H$15),--($U$24:$AS$24=$V$3),($U$23:$AS$23))))","v":0},{"$f":"IFERROR(INDEX(Measures_Table,MATCH(F62,INDEX(Measures_Table,,'Measures Support'!$C$1),0),'Measures Support'!$F$1),\"\")","v":""},{"$f":"IF(OR(GI_Pathway=\"High-Performance Pathway\",GI_Pathway=\"Streamlined Pathway\"),IFERROR(INDEX(Measures_Table,MATCH(F62,INDEX(Measures_Table,,'Measures Support'!$C$1),0),'Measures Support'!$G$1),\"\"),INDEX($U62:$AS62,,SUMPRODUCT(--($U$25:$AS$25=J$15),--($U$24:$AS$24=$V$3),($U$23:$AS$23))))","v":0},"",null,null,null,null,null,null,null,null,36,{"$f":"'Bundled Pathway'!AE432","v":""},{"$f":"'Bundled Pathway'!AF432","v":""},{"$f":"'Bundled Pathway'!AG432","v":""},{"$f":"'Bundled Pathway'!AH432","v":""},{"$f":"'Bundled Pathway'!AI432","v":""},{"$f":"IF(AND(AA62<>0,AA62<>\"\"),'Measures Support'!$C$3,\"\")","v":""},{"$f":"Industrial!E61","v":0},{"$f":"Industrial!J61","v":0},{"$f":"Industrial!AB61","v":0},{"$f":"Industrial!K61","v":0},{"$f":"'Indoor Agriculture'!AG382","v":""},{"$f":"'Indoor Agriculture'!AH382","v":""},{"$f":"'Indoor Agriculture'!AI382","v":""},{"$f":"'Indoor Agriculture'!AJ382","v":0},{"$f":"'Indoor Agriculture'!AK382","v":""},null,{"$f":"IF('Streamlined Pathway'!E76=0,\"\",'Streamlined Pathway'!E76)","v":""},null,{"$f":"'Streamlined Pathway'!AC76","v":0},null,null,null,null,null,null,null,null,46,{"$f":"MIN(IF((($K$17:$K$76=\"n/a\")+($K$17:$K$76=\"Yes\"))*($AV$17:$AV$76>AW61),$AV$17:$AV$76,ROWS(AV62:AV121)+1))","v":61},{"$f":"IFERROR(INDEX($E$17:$L$76,AW62,$E$15),\"\")","v":""},{"$f":"IFERROR(INDEX($E$17:$L$76,AW62,$F$15),\"\")","v":""},{"$f":"IFERROR(INDEX(Measures_Table,MATCH(AY62,INDEX(Measures_Table,,'Measures Support'!$C$1),0),'Measures Support'!$D$1),\"\")","v":""},{"$f":"IFERROR(INDEX($E$17:$L$76,AW62,$G$15),\"\")","v":""},{"$f":"IFERROR(INDEX($E$17:$L$76,AW62,$H$15),\"\")","v":""},{"$f":"IFERROR(INDEX($E$17:$L$76,AW62,$I$15),\"\")","v":""},null,{"$f":"IFERROR(INDEX(Measures_Table,MATCH(F62,INDEX(Measures_Table,,'Measures Support'!$C$1),0),'Measures Support'!$A$1),\"\")","v":""},{"$f":"IF(OR(GI_Pathway=\"High-Performance Pathway\",GI_Pathway=\"Streamlined Pathway\"),\"\",INDEX($U62:$AS62,,SUMPRODUCT(--($U$25:$AS$25=F$15),--($U$24:$AS$24=$V$3),($U$23:$AS$23))))","v":""},{"$f":"IF(GI_Pathway=\"High-Performance Pathway\",\"\",INDEX($U62:$AS62,,SUMPRODUCT(--($U$25:$AS$25=G$15),--($U$24:$AS$24=$V$3),($U$23:$AS$23))))","v":0},{"$f":"IF(OR(GI_Pathway=\"High-Performance Pathway\",GI_Pathway=\"Streamlined Pathway\"),\"\",INDEX($U62:$AS62,,SUMPRODUCT(--($U$25:$AS$25=H$15),--($U$24:$AS$24=$V$3),($U$23:$AS$23))))","v":0},{"$f":"IFERROR(INDEX(Measures_Table,MATCH(F62,INDEX(Measures_Table,,'Measures Support'!$C$1),0),'Measures Support'!$F$1),\"\")","v":""},{"$f":"IF(OR(GI_Pathway=\"High-Performance Pathway\",GI_Pathway=\"Streamlined Pathway\"),IFERROR(INDEX(Measures_Table,MATCH(F62,INDEX(Measures_Table,,'Measures Support'!$C$1),0),'Measures Support'!$G$1),\"\"),INDEX($U62:$AS62,,SUMPRODUCT(--($U$25:$AS$25=J$15),--($U$24:$AS$24=$V$3),($U$23:$AS$23))))","v":0},""]
[37,null,{"$error":"#DIV/0!"},null,{"$f":"IFERROR(INDEX(Measures_Table,MATCH(F63,INDEX(Measures_Table,,'Measures Support'!$C$1),0),'Measures Support'!$A$1),\"\")","v":""},{"$f":"IF(OR(GI_Pathway=\"High-Performance Pathway\",GI_Pathway=\"Streamlined Pathway\"),\"\",INDEX($U63:$AS63,,SUMPRODUCT(--($U$25:$AS$25=F$15),--($U$24:$AS$24=$V$3),($U$23:$AS$23))))","v":""},{"$f":"IF(GI_Pathway=\"High-Performance Pathway\",\"\",INDEX($U63:$AS63,,SUMPRODUCT(--($U$25:$AS$25=G$15),--($U$24:$AS$24=$V$3),($U$23:$AS$23))))","v":0},{"$f":"IF(OR(GI_Pathway=\"High-Performance Pathway\",GI_Pathway=\"Streamlined Pathway\"),\"\",INDEX($U63:$AS63,,SUMPRODUCT(--($U$25:$AS$25=H$15),--($U$24:$AS$24=$V$3),($U$23:$AS$23))))","v":0},{"$f":"IFERROR(INDEX(Measures_Table,MATCH(F63,INDEX(Measures_Table,,'Measures Support'!$C$1),0),'Measures Support'!$F$1),\"\")","v":""},{"$f":"IF(OR(GI_Pathway=\"High-Performance Pathway\",GI_Pathway=\"Streamlined Pathway\"),IFERROR(INDEX(Measures_Table,MATCH(F63,INDEX(Measures_Table,,'Measures Support'!$C$1),0),'Measures Support'!$G$1),\"\"),INDEX($U63:$AS63,,SUMPRODUCT(--($U$25:$AS$25=J$15),--($U$24:$AS$24=$V$3),($U$23:$AS$23))))","v":0},"",null,null,null,null,null,null,null,null,37,{"$f":"'Bundled Pathway'!AE433","v":""},{"$f":"'Bundled Pathway'!AF433","v":""},{"$f":"'Bundled Pathway'!AG433","v":""},{"$f":"'Bundled Pathway'!AH433","v":""},{"$f":"'Bundled Pathway'!AI433","v":""},{"$f":"IF(AND(AA63<>0,AA63<>\"\"),'Measures Support'!$C$3,\"\")","v":""},{"$f":"Industrial!E62","v":0},{"$f":"Industrial!J62","v":0},{"$f":"Industrial!AB62","v":0},{"$f":"Industrial!K62","v":0},null,null,null,null,null,null,{"$f":"IF('Streamlined Pathway'!E77=0,\"\",'Streamlined Pathway'!E77)","v":""},null,{"$f":"'Streamlined Pathway'!AC77","v":0},null,null,null,null,null,null,null,null,47,{"$f":"MIN(IF((($K$17:$K$76=\"n/a\")+($K$17:$K$76=\"Yes\"))*($AV$17:$AV$76>AW62),$AV$17:$AV$76,ROWS(AV63:AV122)+1))","v":61},{"$f":"IFERROR(INDEX($E$17:$L$76,AW63,$E$15),\"\")","v":""},{"$f":"IFERROR(INDEX($E$17:$L$76,AW63,$F$15),\"\")","v":""},{"$f":"IFERROR(INDEX(Measures_Table,MATCH(AY63,INDEX(Measures_Table,,'Measures Support'!$C$1),0),'Measures Support'!$D$1),\"\")","v":""},{"$f":"IFERROR(INDEX($E$17:$L$76,AW63,$G$15),\"\")","v":""},{"$f":"IFERROR(INDEX($E$17:$L$76,AW63,$H$15),\"\")","v":""},{"$f":"IFERROR(INDEX($E$17:$L$76,AW63,$I$15),\"\")","v":""},null,{"$f":"IFERROR(INDEX(Measures_Table,MATCH(F63,INDEX(Measures_Table,,'Measures Support'!$C$1),0),'Measures Support'!$A$1),\"\")","v":""},{"$f":"IF(OR(GI_Pathway=\"High-Performance Pathway\",GI_Pathway=\"Streamlined Pathway\"),\"\",INDEX($U63:$AS63,,SUMPRODUCT(--($U$25:$AS$25=F$15),--($U$24:$AS$24=$V$3),($U$23:$AS$23))))","v":""},{"$f":"IF(GI_Pathway=\"High-Performance Pathway\",\"\",INDEX($U63:$AS63,,SUMPRODUCT(--($U$25:$AS$25=G$15),--($U$24:$AS$24=$V$3),($U$23:$AS$23))))","v":0},{"$f":"IF(OR(GI_Pathway=\"High-Performance Pathway\",GI_Pathway=\"Streamlined Pathway\"),\"\",INDEX($U63:$AS63,,SUMPRODUCT(--($U$25:$AS$25=H$15),--($U$24:$AS$24=$V$3),($U$23:$AS$23))))","v":0},{"$f":"IFERROR(INDEX(Measures_Table,MATCH(F63,INDEX(Measures_Table,,'Measures Support'!$C$1),0),'Measures Support'!$F$1),\"\")","v":""},{"$f":"IF(OR(GI_Pathway=\"High-Performance Pathway\",GI_Pathway=\"Streamlined Pathway\"),IFERROR(INDEX(Measures_Table,MATCH(F63,INDEX(Measures_Table,,'Measures Support'!$C$1),0),'Measures Support'!$G$1),\"\"),INDEX($U63:$AS63,,SUMPRODUCT(--($U$25:$AS$25=J$15),--($U$24:$AS$24=$V$3),($U$23:$AS$23))))","v":0},""]
[38,null,{"$error":"#DIV/0!"},null,{"$f":"IFERROR(INDEX(Measures_Table,MATCH(F64,INDEX(Measures_Table,,'Measures Support'!$C$1),0),'Measures Support'!$A$1),\"\")","v":""},{"$f":"IF(OR(GI_Pathway=\"High-Performance Pathway\",GI_Pathway=\"Streamlined Pathway\"),\"\",INDEX($U64:$AS64,,SUMPRODUCT(--($U$25:$AS$25=F$15),--($U$24:$AS$24=$V$3),($U$23:$AS$23))))","v":""},{"$f":"IF(GI_Pathway=\"High-Performance Pathway\",\"\",INDEX($U64:$AS64,,SUMPRODUCT(--($U$25:$AS$25=G$15),--($U$24:$AS$24=$V$3),($U$23:$AS$23))))","v":0},{"$f":"IF(OR(GI_Pathway=\"High-Performance Pathway\",GI_Pathway=\"Streamlined Pathway\"),\"\",INDEX($U64:$AS64,,SUMPRODUCT(--($U$25:$AS$25=H$15),--($U$24:$AS$24=$V$3),($U$23:$AS$23))))","v":0},{"$f":"IFERROR(INDEX(Measures_Table,MATCH(F64,INDEX(Measures_Table,,'Measures Support'!$C$1),0),'Measures Support'!$F$1),\"\")","v":""},{"$f":"IF(OR(GI_Pathway=\"High-Performance Pathway\",GI_Pathway=\"Streamlined Pathway\"),IFERROR(INDEX(Measures_Table,MATCH(F64,INDEX(Measures_Table,,'Measures Support'!$C$1),0),'Measures Support'!$G$1),\"\"),INDEX($U64:$AS64,,SUMPRODUCT(--($U$25:$AS$25=J$15),--($U$24:$AS$24=$V$3),($U$23:$AS$23))))","v":0},"",null,null,null,null,null,null,null,null,38,{"$f":"'Bundled Pathway'!AE434","v":""},{"$f":"'Bundled Pathway'!AF434","v":""},{"$f":"'Bundled Pathway'!AG434","v":""},{"$f":"'Bundled Pathway'!AH434","v":""},{"$f":"'Bundled Pathway'!AI434","v":""},{"$f":"IF(AND(AA64<>0,AA64<>\"\"),'Measures Support'!$C$3,\"\")","v":""},{"$f":"Industrial!E63","v":0},{"$f":"Industrial!J63","v":0},{"$f":"Industrial!AB63","v":0},{"$f":"Industrial!K63","v":0},null,null,null,null,null,null,{"$f":"IF('Streamlined Pathway'!E78=0,\"\",'Streamlined Pathway'!E78)","v":""},null,{"$f":"'Streamlined Pathway'!AC78","v":0},null,null,null,null,null,null,null,null,48,{"$f":"MIN(IF((($K$17:$K$76=\"n/a\")+($K$17:$K$76=\"Yes\"))*($AV$17:$AV$76>AW63),$AV$17:$AV$76,ROWS(AV64:AV123)+1))","v":61},{"$f":"IFERROR(INDEX($E$17:$L$76,AW64,$E$15),\"\")","v":""},{"$f":"IFERROR(INDEX($E$17:$L$76,AW64,$F$15),\"\")","v":""},{"$f":"IFERROR(INDEX(Measures_Table,MATCH(AY64,INDEX(Measures_Table,,'Measures Support'!$C$1),0),'Measures Support'!$D$1),\"\")","v":""},{"$f":"IFERROR(INDEX($E$17:$L$76,AW64,$G$15),\"\")","v":""},{"$f":"IFERROR(INDEX($E$17:$L$76,AW64,$H$15),\"\")","v":""},{"$f":"IFERROR(INDEX($E$17:$L$76,AW64,$I$15),\"\")","v":""},null,{"$f":"IFERROR(INDEX(Measures_Table,MATCH(F64,INDEX(Measures_Table,,'Measures Support'!$C$1),0),'Measures Support'!$A$1),\"\")","v":""},{"$f":"IF(OR(GI_Pathway=\"High-Performance Pathway\",GI_Pathway=\"Streamlined Pathway\"),\"\",INDEX($U64:$AS64,,SUMPRODUCT(--($U$25:$AS$25=F$15),--($U$24:$AS$24=$V$3),($U$23:$AS$23))))","v":""},{"$f":"IF(GI_Pathway=\"High-Performance Pathway\",\"\",INDEX($U64:$AS64,,SUMPRODUCT(--($U$25:$AS$25=G$15),--($U$24:$AS$24=$V$3),($U$23:$AS$23))))","v":0},{"$f":"IF(OR(GI_Pathway=\"High-Performance Pathway\",GI_Pathway=\"Streamlined Pathway\"),\"\",INDEX($U64:$AS64,,SUMPRODUCT(--($U$25:$AS$25=H$15),--($U$24:$AS$24=$V$3),($U$23:$AS$23))))","v":0},{"$f":"IFERROR(INDEX(Measures_Table,MATCH(F64,INDEX(Measures_Table,,'Measures Support'!$C$1),0),'Measures Support'!$F$1),\"\")","v":""},{"$f":"IF(OR(GI_Pathway=\"High-Performance Pathway\",GI_Pathway=\"Streamlined Pathway\"),IFERROR(INDEX(Measures_Table,MATCH(F64,INDEX(Measures_Table,,'Measures Support'!$C$1),0),'Measures Support'!$G$1),\"\"),INDEX($U64:$AS64,,SUMPRODUCT(--($U$25:$AS$25=J$15),--($U$24:$AS$24=$V$3),($U$23:$AS$23))))","v":0},""]
[39,null,{"$error":"#DIV/0!"},null,{"$f":"IFERROR(INDEX(Measures_Table,MATCH(F65,INDEX(Measures_Table,,'Measures Support'!$C$1),0),'Measures Support'!$A$1),\"\")","v":""},{"$f":"IF(OR(GI_Pathway=\"High-Performance Pathway\",GI_Pathway=\"Streamlined Pathway\"),\"\",INDEX($U65:$AS65,,SUMPRODUCT(--($U$25:$AS$25=F$15),--($U$24:$AS$24=$V$3),($U$23:$AS$23))))","v":""},{"$f":"IF(GI_Pathway=\"High-Performance Pathway\",\"\",INDEX($U65:$AS65,,SUMPRODUCT(--($U$25:$AS$25=G$15),--($U$24:$AS$24=$V$3),($U$23:$AS$23))))","v":0},{"$f":"IF(OR(GI_Pathway=\"High-Performance Pathway\",GI_Pathway=\"Streamlined Pathway\"),\"\",INDEX($U65:$AS65,,SUMPRODUCT(--($U$25:$AS$25=H$15),--($U$24:$AS$24=$V$3),($U$23:$AS$23))))","v":0},{"$f":"IFERROR(INDEX(Measures_Table,MATCH(F65,INDEX(Measures_Table,,'Measures Support'!$C$1),0),'Measures Support'!$F$1),\"\")","v":""},{"$f":"IF(OR(GI_Pathway=\"High-Performance Pathway\",GI_Pathway=\"Streamlined Pathway\"),IFERROR(INDEX(Measures_Table,MATCH(F65,INDEX(Measures_Table,,'Measures Support'!$C$1),0),'Measures Support'!$G$1),\"\"),INDEX($U65:$AS65,,SUMPRODUCT(--($U$25:$AS$25=J$15),--($U$24:$AS$24=$V$3),($U$23:$AS$23))))","v":0},"",null,null,null,null,null,null,null,null,39,{"$f":"'Bundled Pathway'!AE435","v":""},{"$f":"'Bundled Pathway'!AF435","v":""},{"$f":"'Bundled Pathway'!AG435","v":""},{"$f":"'Bundled Pathway'!AH435","v":""},{"$f":"'Bundled Pathway'!AI435","v":""},{"$f":"IF(AND(AA65<>0,AA65<>\"\"),'Measures Support'!$C$3,\"\")","v":""},{"$f":"Industrial!E64","v":0},{"$f":"Industrial!J64","v":0},{"$f":"Industrial!AB64","v":0},{"$f":"Industrial!K64","v":0},null,null,null,null,null,null,{"$f":"IF('Streamlined Pathway'!E79=0,\"\",'Streamlined Pathway'!E79)","v":""},null,{"$f":"'Streamlined Pathway'!AC79","v":0},null,null,null,null,null,null,null,null,49,{"$f":"MIN(IF((($K$17:$K$76=\"n/a\")+($K$17:$K$76=\"Yes\"))*($AV$17:$AV$76>AW64),$AV$17:$AV$76,ROWS(AV65:AV124)+1))","v":61},{"$f":"IFERROR(INDEX($E$17:$L$76,AW65,$E$15),\"\")","v":""},{"$f":"IFERROR(INDEX($E$17:$L$76,AW65,$F$15),\"\")","v":""},{"$f":"IFERROR(INDEX(Measures_Table,MATCH(AY65,INDEX(Measures_Table,,'Measures Support'!$C$1),0),'Measures Support'!$D$1),\"\")","v":""},{"$f":"IFERROR(INDEX($E$17:$L$76,AW65,$G$15),\"\")","v":""},{"$f":"IFERROR(INDEX($E$17:$L$76,AW65,$H$15),\"\")","v":""},{"$f":"IFERROR(INDEX($E$17:$L$76,AW65,$I$15),\"\")","v":""},null,{"$f":"IFERROR(INDEX(Measures_Table,MATCH(F65,INDEX(Measures_Table,,'Measures Support'!$C$1),0),'Measures Support'!$A$1),\"\")","v":""},{"$f":"IF(OR(GI_Pathway=\"High-Performance Pathway\",GI_Pathway=\"Streamlined Pathway\"),\"\",INDEX($U65:$AS65,,SUMPRODUCT(--($U$25:$AS$25=F$15),--($U$24:$AS$24=$V$3),($U$23:$AS$23))))","v":""},{"$f":"IF(GI_Pathway=\"High-Performance Pathway\",\"\",INDEX($U65:$AS65,,SUMPRODUCT(--($U$25:$AS$25=G$15),--($U$24:$AS$24=$V$3),($U$23:$AS$23))))","v":0},{"$f":"IF(OR(GI_Pathway=\"High-Performance Pathway\",GI_Pathway=\"Streamlined Pathway\"),\"\",INDEX($U65:$AS65,,SUMPRODUCT(--($U$25:$AS$25=H$15),--($U$24:$AS$24=$V$3),($U$23:$AS$23))))","v":0},{"$f":"IFERROR(INDEX(Measures_Table,MATCH(F65,INDEX(Measures_Table,,'Measures Support'!$C$1),0),'Measures Support'!$F$1),\"\")","v":""},{"$f":"IF(OR(GI_Pathway=\"High-Performance Pathway\",GI_Pathway=\"Streamlined Pathway\"),IFERROR(INDEX(Measures_Table,MATCH(F65,INDEX(Measures_Table,,'Measures Support'!$C$1),0),'Measures Support'!$G$1),\"\"),INDEX($U65:$AS65,,SUMPRODUCT(--($U$25:$AS$25=J$15),--($U$24:$AS$24=$V$3),($U$23:$AS$23))))","v":0},""]
[40,null,{"$error":"#DIV/0!"},null,{"$f":"IFERROR(INDEX(Measures_Table,MATCH(F66,INDEX(Measures_Table,,'Measures Support'!$C$1),0),'Measures Support'!$A$1),\"\")","v":""},{"$f":"IF(OR(GI_Pathway=\"High-Performance Pathway\",GI_Pathway=\"Streamlined Pathway\"),\"\",INDEX($U66:$AS66,,SUMPRODUCT(--($U$25:$AS$25=F$15),--($U$24:$AS$24=$V$3),($U$23:$AS$23))))","v":""},{"$f":"IF(GI_Pathway=\"High-Performance Pathway\",\"\",INDEX($U66:$AS66,,SUMPRODUCT(--($U$25:$AS$25=G$15),--($U$24:$AS$24=$V$3),($U$23:$AS$23))))","v":0},{"$f":"IF(OR(GI_Pathway=\"High-Performance Pathway\",GI_Pathway=\"Streamlined Pathway\"),\"\",INDEX($U66:$AS66,,SUMPRODUCT(--($U$25:$AS$25=H$15),--($U$24:$AS$24=$V$3),($U$23:$AS$23))))","v":0},{"$f":"IFERROR(INDEX(Measures_Table,MATCH(F66,INDEX(Measures_Table,,'Measures Support'!$C$1),0),'Measures Support'!$F$1),\"\")","v":""},{"$f":"IF(OR(GI_Pathway=\"High-Performance Pathway\",GI_Pathway=\"Streamlined Pathway\"),IFERROR(INDEX(Measures_Table,MATCH(F66,INDEX(Measures_Table,,'Measures Support'!$C$1),0),'Measures Support'!$G$1),\"\"),INDEX($U66:$AS66,,SUMPRODUCT(--($U$25:$AS$25=J$15),--($U$24:$AS$24=$V$3),($U$23:$AS$23))))","v":0},"",null,null,null,null,null,null,null,null,40,{"$f":"'Bundled Pathway'!AE436","v":""},{"$f":"'Bundled Pathway'!AF436","v":""},{"$f":"'Bundled Pathway'!AG436","v":""},{"$f":"'Bundled Pathway'!AH436","v":""},{"$f":"'Bundled Pathway'!AI436","v":""},{"$f":"IF(AND(AA66<>0,AA66<>\"\"),'Measures Support'!$C$3,\"\")","v":""},{"$f":"Industrial!E65","v":0},{"$f":"Industrial!J65","v":0},{"$f":"Industrial!AB65","v":0},{"$f":"Industrial!K65","v":0},null,null,null,null,null,null,{"$f":"IF('Streamlined Pathway'!E80=0,\"\",'Streamlined Pathway'!E80)","v":""},null,{"$f":"'Streamlined Pathway'!AC80","v":0},null,null,null,null,null,null,null,null,50,{"$f":"MIN(IF((($K$17:$K$76=\"n/a\")+($K$17:$K$76=\"Yes\"))*($AV$17:$AV$76>AW65),$AV$17:$AV$76,ROWS(AV66:AV125)+1))","v":61},{"$f":"IFERROR(INDEX($E$17:$L$76,AW66,$E$15),\"\")","v":""},{"$f":"IFERROR(INDEX($E$17:$L$76,AW66,$F$15),\"\")","v":""},{"$f":"IFERROR(INDEX(Measures_Table,MATCH(AY66,INDEX(Measures_Table,,'Measures Support'!$C$1),0),'Measures Support'!$D$1),\"\")","v":""},{"$f":"IFERROR(INDEX($E$17:$L$76,AW66,$G$15),\"\")","v":""},{"$f":"IFERROR(INDEX($E$17:$L$76,AW66,$H$15),\"\")","v":""},{"$f":"IFERROR(INDEX($E$17:$L$76,AW66,$I$15),\"\")","v":""},null,{"$f":"IFERROR(INDEX(Measures_Table,MATCH(F66,INDEX(Measures_Table,,'Measures Support'!$C$1),0),'Measures Support'!$A$1),\"\")","v":""},{"$f":"IF(OR(GI_Pathway=\"High-Performance Pathway\",GI_Pathway=\"Streamlined Pathway\"),\"\",INDEX($U66:$AS66,,SUMPRODUCT(--($U$25:$AS$25=F$15),--($U$24:$AS$24=$V$3),($U$23:$AS$23))))","v":""},{"$f":"IF(GI_Pathway=\"High-Performance Pathway\",\"\",INDEX($U66:$AS66,,SUMPRODUCT(--($U$25:$AS$25=G$15),--($U$24:$AS$24=$V$3),($U$23:$AS$23))))","v":0},{"$f":"IF(OR(GI_Pathway=\"High-Performance Pathway\",GI_Pathway=\"Streamlined Pathway\"),\"\",INDEX($U66:$AS66,,SUMPRODUCT(--($U$25:$AS$25=H$15),--($U$24:$AS$24=$V$3),($U$23:$AS$23))))","v":0},{"$f":"IFERROR(INDEX(Measures_Table,MATCH(F66,INDEX(Measures_Table,,'Measures Support'!$C$1),0),'Measures Support'!$F$1),\"\")","v":""},{"$f":"IF(OR(GI_Pathway=\"High-Performance Pathway\",GI_Pathway=\"Streamlined Pathway\"),IFERROR(INDEX(Measures_Table,MATCH(F66,INDEX(Measures_Table,,'Measures Support'!$C$1),0),'Measures Support'!$G$1),\"\"),INDEX($U66:$AS66,,SUMPRODUCT(--($U$25:$AS$25=J$15),--($U$24:$AS$24=$V$3),($U$23:$AS$23))))","v":0},""]
[41,null,{"$f":"IF(GI_Pathway=\"High-Performance Pathway\",IF($V$19=TRUE,1,5/0),IF(GI_Pathway=\"Streamlined Pathway\",IF(OR(G67<>\"\",F67<>\"\"),1,5/0),IF(E67<>\"\",1,5/0)))","v":{"$error":"#DIV/0!"}},null,{"$f":"IFERROR(INDEX(Measures_Table,MATCH(F67,INDEX(Measures_Table,,'Measures Support'!$C$1),0),'Measures Support'!$A$1),\"\")","v":""},{"$f":"IF(OR(GI_Pathway=\"High-Performance Pathway\",GI_Pathway=\"Streamlined Pathway\"),\"\",INDEX($U67:$AS67,,SUMPRODUCT(--($U$25:$AS$25=F$15),--($U$24:$AS$24=$V$3),($U$23:$AS$23))))","v":""},{"$f":"IF(GI_Pathway=\"High-Performance Pathway\",\"\",INDEX($U67:$AS67,,SUMPRODUCT(--($U$25:$AS$25=G$15),--($U$24:$AS$24=$V$3),($U$23:$AS$23))))","v":0},{"$f":"IF(OR(GI_Pathway=\"High-Performance Pathway\",GI_Pathway=\"Streamlined Pathway\"),\"\",INDEX($U67:$AS67,,SUMPRODUCT(--($U$25:$AS$25=H$15),--($U$24:$AS$24=$V$3),($U$23:$AS$23))))","v":0},{"$f":"IFERROR(INDEX(Measures_Table,MATCH(F67,INDEX(Measures_Table,,'Measures Support'!$C$1),0),'Measures Support'!$F$1),\"\")","v":""},{"$f":"IF(OR(GI_Pathway=\"High-Performance Pathway\",GI_Pathway=\"Streamlined Pathway\"),IFERROR(INDEX(Measures_Table,MATCH(F67,INDEX(Measures_Table,,'Measures Support'!$C$1),0),'Measures Support'!$G$1),\"\"),INDEX($U67:$AS67,,SUMPRODUCT(--($U$25:$AS$25=J$15),--($U$24:$AS$24=$V$3),($U$23:$AS$23))))","v":0},"",null,null,null,null,null,null,null,null,41,{"$f":"'Bundled Pathway'!AE437","v":""},{"$f":"'Bundled Pathway'!AF437","v":""},{"$f":"'Bundled Pathway'!AG437","v":""},{"$f":"'Bundled Pathway'!AH437","v":""},{"$f":"'Bundled Pathway'!AI437","v":""},{"$f":"IF(AND(AA67<>0,AA67<>\"\"),'Measures Support'!$C$3,\"\")","v":""},{"$f":"Industrial!E66","v":0},{"$f":"Industrial!J66","v":0},{"$f":"Industrial!AB66","v":0},{"$f":"Industrial!K66","v":0},null,null,null,null,null,null,{"$f":"IF('Streamlined Pathway'!E81=0,\"\",'Streamlined Pathway'!E81)","v":""},null,{"$f":"'Streamlined Pathway'!AC81","v":0},null,null,null,null,null,null,null,null,51,{"$f":"MIN(IF((($K$17:$K$76=\"n/a\")+($K$17:$K$76=\"Yes\"))*($AV$17:$AV$76>AW66),$AV$17:$AV$76,ROWS(AV67:AV126)+1))","v":61},{"$f":"IFERROR(INDEX($E$17:$L$76,AW67,$E$15),\"\")","v":""},{"$f":"IFERROR(INDEX($E$17:$L$76,AW67,$F$15),\"\")","v":""},{"$f":"IFERROR(INDEX(Measures_Table,MATCH(AY67,INDEX(Measures_Table,,'Measures Support'!$C$1),0),'Measures Support'!$D$1),\"\")","v":""},{"$f":"IFERROR(INDEX($E$17:$L$76,AW67,$G$15),\"\")","v":""},{"$f":"IFERROR(INDEX($E$17:$L$76,AW67,$H$15),\"\")","v":""},{"$f":"IFERROR(INDEX($E$17:$L$76,AW67,$I$15),\"\")","v":""},null,{"$f":"IFERROR(INDEX(Measures_Table,MATCH(F67,INDEX(Measures_Table,,'Measures Support'!$C$1),0),'Measures Support'!$A$1),\"\")","v":""},{"$f":"IF(OR(GI_Pathway=\"High-Performance Pathway\",GI_Pathway=\"Streamlined Pathway\"),\"\",INDEX($U67:$AS67,,SUMPRODUCT(--($U$25:$AS$25=F$15),--($U$24:$AS$24=$V$3),($U$23:$AS$23))))","v":""},{"$f":"IF(GI_Pathway=\"High-Performance Pathway\",\"\",INDEX($U67:$AS67,,SUMPRODUCT(--($U$25:$AS$25=G$15),--($U$24:$AS$24=$V$3),($U$23:$AS$23))))","v":0},{"$f":"IF(OR(GI_Pathway=\"High-Performance Pathway\",GI_Pathway=\"Streamlined Pathway\"),\"\",INDEX($U67:$AS67,,SUMPRODUCT(--($U$25:$AS$25=H$15),--($U$24:$AS$24=$V$3),($U$23:$AS$23))))","v":0},{"$f":"IFERROR(INDEX(Measures_Table,MATCH(F67,INDEX(Measures_Table,,'Measures Support'!$C$1),0),'Measures Support'!$F$1),\"\")","v":""},{"$f":"IF(OR(GI_Pathway=\"High-Performance Pathway\",GI_Pathway=\"Streamlined Pathway\"),IFERROR(INDEX(Measures_Table,MATCH(F67,INDEX(Measures_Table,,'Measures Support'!$C$1),0),'Measures Support'!$G$1),\"\"),INDEX($U67:$AS67,,SUMPRODUCT(--($U$25:$AS$25=J$15),--($U$24:$AS$24=$V$3),($U$23:$AS$23))))","v":0},""]
[42,null,{"$error":"#DIV/0!"},null,{"$f":"IFERROR(INDEX(Measures_Table,MATCH(F68,INDEX(Measures_Table,,'Measures Support'!$C$1),0),'Measures Support'!$A$1),\"\")","v":""},{"$f":"IF(OR(GI_Pathway=\"High-Performance Pathway\",GI_Pathway=\"Streamlined Pathway\"),\"\",INDEX($U68:$AS68,,SUMPRODUCT(--($U$25:$AS$25=F$15),--($U$24:$AS$24=$V$3),($U$23:$AS$23))))","v":""},{"$f":"IF(GI_Pathway=\"High-Performance Pathway\",\"\",INDEX($U68:$AS68,,SUMPRODUCT(--($U$25:$AS$25=G$15),--($U$24:$AS$24=$V$3),($U$23:$AS$23))))","v":0},{"$f":"IF(OR(GI_Pathway=\"High-Performance Pathway\",GI_Pathway=\"Streamlined Pathway\"),\"\",INDEX($U68:$AS68,,SUMPRODUCT(--($U$25:$AS$25=H$15),--($U$24:$AS$24=$V$3),($U$23:$AS$23))))","v":0},{"$f":"IFERROR(INDEX(Measures_Table,MATCH(F68,INDEX(Measures_Table,,'Measures Support'!$C$1),0),'Measures Support'!$F$1),\"\")","v":""},{"$f":"IF(OR(GI_Pathway=\"High-Performance Pathway\",GI_Pathway=\"Streamlined Pathway\"),IFERROR(INDEX(Measures_Table,MATCH(F68,INDEX(Measures_Table,,'Measures Support'!$C$1),0),'Measures Support'!$G$1),\"\"),INDEX($U68:$AS68,,SUMPRODUCT(--($U$25:$AS$25=J$15),--($U$24:$AS$24=$V$3),($U$23:$AS$23))))","v":0},"",null,null,null,null,null,null,null,null,42,{"$f":"'Bundled Pathway'!AE438","v":""},{"$f":"'Bundled Pathway'!AF438","v":""},{"$f":"'Bundled Pathway'!AG438","v":""},{"$f":"'Bundled Pathway'!AH438","v":""},{"$f":"'Bundled Pathway'!AI438","v":""},{"$f":"IF(AND(AA68<>0,AA68<>\"\"),'Measures Support'!$C$3,\"\")","v":""},{"$f":"Industrial!E67","v":0},{"$f":"Industrial!J67","v":0},{"$f":"Industrial!AB67","v":0},{"$f":"Industrial!K67","v":0},null,null,null,null,null,null,{"$f":"IF('Streamlined Pathway'!E82=0,\"\",'Streamlined Pathway'!E82)","v":""},null,{"$f":"'Streamlined Pathway'!AC82","v":0},null,null,null,null,null,null,null,null,52,{"$f":"MIN(IF((($K$17:$K$76=\"n/a\")+($K$17:$K$76=\"Yes\"))*($AV$17:$AV$76>AW67),$AV$17:$AV$76,ROWS(AV68:AV127)+1))","v":61},{"$f":"IFERROR(INDEX($E$17:$L$76,AW68,$E$15),\"\")","v":""},{"$f":"IFERROR(INDEX($E$17:$L$76,AW68,$F$15),\"\")","v":""},{"$f":"IFERROR(INDEX(Measures_Table,MATCH(AY68,INDEX(Measures_Table,,'Measures Support'!$C$1),0),'Measures Support'!$D$1),\"\")","v":""},{"$f":"IFERROR(INDEX($E$17:$L$76,AW68,$G$15),\"\")","v":""},{"$f":"IFERROR(INDEX($E$17:$L$76,AW68,$H$15),\"\")","v":""},{"$f":"IFERROR(INDEX($E$17:$L$76,AW68,$I$15),\"\")","v":""},null,{"$f":"IFERROR(INDEX(Measures_Table,MATCH(F68,INDEX(Measures_Table,,'Measures Support'!$C$1),0),'Measures Support'!$A$1),\"\")","v":""},{"$f":"IF(OR(GI_Pathway=\"High-Performance Pathway\",GI_Pathway=\"Streamlined Pathway\"),\"\",INDEX($U68:$AS68,,SUMPRODUCT(--($U$25:$AS$25=F$15),--($U$24:$AS$24=$V$3),($U$23:$AS$23))))","v":""},{"$f":"IF(GI_Pathway=\"High-Performance Pathway\",\"\",INDEX($U68:$AS68,,SUMPRODUCT(--($U$25:$AS$25=G$15),--($U$24:$AS$24=$V$3),($U$23:$AS$23))))","v":0},{"$f":"IF(OR(GI_Pathway=\"High-Performance Pathway\",GI_Pathway=\"Streamlined Pathway\"),\"\",INDEX($U68:$AS68,,SUMPRODUCT(--($U$25:$AS$25=H$15),--($U$24:$AS$24=$V$3),($U$23:$AS$23))))","v":0},{"$f":"IFERROR(INDEX(Measures_Table,MATCH(F68,INDEX(Measures_Table,,'Measures Support'!$C$1),0),'Measures Support'!$F$1),\"\")","v":""},{"$f":"IF(OR(GI_Pathway=\"High-Performance Pathway\",GI_Pathway=\"Streamlined Pathway\"),IFERROR(INDEX(Measures_Table,MATCH(F68,INDEX(Measures_Table,,'Measures Support'!$C$1),0),'Measures Support'!$G$1),\"\"),INDEX($U68:$AS68,,SUMPRODUCT(--($U$25:$AS$25=J$15),--($U$24:$AS$24=$V$3),($U$23:$AS$23))))","v":0},""]
[43,null,{"$error":"#DIV/0!"},null,{"$f":"IFERROR(INDEX(Measures_Table,MATCH(F69,INDEX(Measures_Table,,'Measures Support'!$C$1),0),'Measures Support'!$A$1),\"\")","v":""},{"$f":"IF(OR(GI_Pathway=\"High-Performance Pathway\",GI_Pathway=\"Streamlined Pathway\"),\"\",INDEX($U69:$AS69,,SUMPRODUCT(--($U$25:$AS$25=F$15),--($U$24:$AS$24=$V$3),($U$23:$AS$23))))","v":""},{"$f":"IF(GI_Pathway=\"High-Performance Pathway\",\"\",INDEX($U69:$AS69,,SUMPRODUCT(--($U$25:$AS$25=G$15),--($U$24:$AS$24=$V$3),($U$23:$AS$23))))","v":0},{"$f":"IF(OR(GI_Pathway=\"High-Performance Pathway\",GI_Pathway=\"Streamlined Pathway\"),\"\",INDEX($U69:$AS69,,SUMPRODUCT(--($U$25:$AS$25=H$15),--($U$24:$AS$24=$V$3),($U$23:$AS$23))))","v":0},{"$f":"IFERROR(INDEX(Measures_Table,MATCH(F69,INDEX(Measures_Table,,'Measures Support'!$C$1),0),'Measures Support'!$F$1),\"\")","v":""},{"$f":"IF(OR(GI_Pathway=\"High-Performance Pathway\",GI_Pathway=\"Streamlined Pathway\"),IFERROR(INDEX(Measures_Table,MATCH(F69,INDEX(Measures_Table,,'Measures Support'!$C$1),0),'Measures Support'!$G$1),\"\"),INDEX($U69:$AS69,,SUMPRODUCT(--($U$25:$AS$25=J$15),--($U$24:$AS$24=$V$3),($U$23:$AS$23))))","v":0},"",null,null,null,null,null,null,null,null,43,{"$f":"'Bundled Pathway'!AE439","v":""},{"$f":"'Bundled Pathway'!AF439","v":""},{"$f":"'Bundled Pathway'!AG439","v":""},{"$f":"'Bundled Pathway'!AH439","v":""},{"$f":"'Bundled Pathway'!AI439","v":""},{"$f":"IF(AND(AA69<>0,AA69<>\"\"),'Measures Support'!$C$3,\"\")","v":""},{"$f":"Industrial!E68","v":0},{"$f":"Industrial!J68","v":0},{"$f":"Industrial!AB68","v":0},{"$f":"Industrial!K68","v":0},null,null,null,null,null,null,{"$f":"IF('Streamlined Pathway'!E83=0,\"\",'Streamlined Pathway'!E83)","v":""},null,{"$f":"'Streamlined Pathway'!AC83","v":0},null,null,null,null,null,null,null,null,53,{"$f":"MIN(IF((($K$17:$K$76=\"n/a\")+($K$17:$K$76=\"Yes\"))*($AV$17:$AV$76>AW68),$AV$17:$AV$76,ROWS(AV69:AV128)+1))","v":61},{"$f":"IFERROR(INDEX($E$17:$L$76,AW69,$E$15),\"\")","v":""},{"$f":"IFERROR(INDEX($E$17:$L$76,AW69,$F$15),\"\")","v":""},{"$f":"IFERROR(INDEX(Measures_Table,MATCH(AY69,INDEX(Measures_Table,,'Measures Support'!$C$1),0),'Measures Support'!$D$1),\"\")","v":""},{"$f":"IFERROR(INDEX($E$17:$L$76,AW69,$G$15),\"\")","v":""},{"$f":"IFERROR(INDEX($E$17:$L$76,AW69,$H$15),\"\")","v":""},{"$f":"IFERROR(INDEX($E$17:$L$76,AW69,$I$15),\"\")","v":""},null,{"$f":"IFERROR(INDEX(Measures_Table,MATCH(F69,INDEX(Measures_Table,,'Measures Support'!$C$1),0),'Measures Support'!$A$1),\"\")","v":""},{"$f":"IF(OR(GI_Pathway=\"High-Performance Pathway\",GI_Pathway=\"Streamlined Pathway\"),\"\",INDEX($U69:$AS69,,SUMPRODUCT(--($U$25:$AS$25=F$15),--($U$24:$AS$24=$V$3),($U$23:$AS$23))))","v":""},{"$f":"IF(GI_Pathway=\"High-Performance Pathway\",\"\",INDEX($U69:$AS69,,SUMPRODUCT(--($U$25:$AS$25=G$15),--($U$24:$AS$24=$V$3),($U$23:$AS$23))))","v":0},{"$f":"IF(OR(GI_Pathway=\"High-Performance Pathway\",GI_Pathway=\"Streamlined Pathway\"),\"\",INDEX($U69:$AS69,,SUMPRODUCT(--($U$25:$AS$25=H$15),--($U$24:$AS$24=$V$3),($U$23:$AS$23))))","v":0},{"$f":"IFERROR(INDEX(Measures_Table,MATCH(F69,INDEX(Measures_Table,,'Measures Support'!$C$1),0),'Measures Support'!$F$1),\"\")","v":""},{"$f":"IF(OR(GI_Pathway=\"High-Performance Pathway\",GI_Pathway=\"Streamlined Pathway\"),IFERROR(INDEX(Measures_Table,MATCH(F69,INDEX(Measures_Table,,'Measures Support'!$C$1),0),'Measures Support'!$G$1),\"\"),INDEX($U69:$AS69,,SUMPRODUCT(--($U$25:$AS$25=J$15),--($U$24:$AS$24=$V$3),($U$23:$AS$23))))","v":0},""]
[44,null,{"$error":"#DIV/0!"},null,{"$f":"IFERROR(INDEX(Measures_Table,MATCH(F70,INDEX(Measures_Table,,'Measures Support'!$C$1),0),'Measures Support'!$A$1),\"\")","v":""},{"$f":"IF(OR(GI_Pathway=\"High-Performance Pathway\",GI_Pathway=\"Streamlined Pathway\"),\"\",INDEX($U70:$AS70,,SUMPRODUCT(--($U$25:$AS$25=F$15),--($U$24:$AS$24=$V$3),($U$23:$AS$23))))","v":""},{"$f":"IF(GI_Pathway=\"High-Performance Pathway\",\"\",INDEX($U70:$AS70,,SUMPRODUCT(--($U$25:$AS$25=G$15),--($U$24:$AS$24=$V$3),($U$23:$AS$23))))","v":0},{"$f":"IF(OR(GI_Pathway=\"High-Performance Pathway\",GI_Pathway=\"Streamlined Pathway\"),\"\",INDEX($U70:$AS70,,SUMPRODUCT(--($U$25:$AS$25=H$15),--($U$24:$AS$24=$V$3),($U$23:$AS$23))))","v":0},{"$f":"IFERROR(INDEX(Measures_Table,MATCH(F70,INDEX(Measures_Table,,'Measures Support'!$C$1),0),'Measures Support'!$F$1),\"\")","v":""},{"$f":"IF(OR(GI_Pathway=\"High-Performance Pathway\",GI_Pathway=\"Streamlined Pathway\"),IFERROR(INDEX(Measures_Table,MATCH(F70,INDEX(Measures_Table,,'Measures Support'!$C$1),0),'Measures Support'!$G$1),\"\"),INDEX($U70:$AS70,,SUMPRODUCT(--($U$25:$AS$25=J$15),--($U$24:$AS$24=$V$3),($U$23:$AS$23))))","v":0},"",null,null,null,null,null,null,null,null,44,{"$f":"'Bundled Pathway'!AE440","v":""},{"$f":"'Bundled Pathway'!AF440","v":""},{"$f":"'Bundled Pathway'!AG440","v":""},{"$f":"'Bundled Pathway'!AH440","v":""},{"$f":"'Bundled Pathway'!AI440","v":""},{"$f":"IF(AND(AA70<>0,AA70<>\"\"),'Measures Support'!$C$3,\"\")","v":""},{"$f":"Industrial!E69","v":0},{"$f":"Industrial!J69","v":0},{"$f":"Industrial!AB69","v":0},{"$f":"Industrial!K69","v":0},null,null,null,null,null,null,{"$f":"IF('Streamlined Pathway'!E84=0,\"\",'Streamlined Pathway'!E84)","v":""},null,{"$f":"'Streamlined Pathway'!AC84","v":0},null,null,null,null,null,null,null,null,54,{"$f":"MIN(IF((($K$17:$K$76=\"n/a\")+($K$17:$K$76=\"Yes\"))*($AV$17:$AV$76>AW69),$AV$17:$AV$76,ROWS(AV70:AV129)+1))","v":61},{"$f":"IFERROR(INDEX($E$17:$L$76,AW70,$E$15),\"\")","v":""},{"$f":"IFERROR(INDEX($E$17:$L$76,AW70,$F$15),\"\")","v":""},{"$f":"IFERROR(INDEX(Measures_Table,MATCH(AY70,INDEX(Measures_Table,,'Measures Support'!$C$1),0),'Measures Support'!$D$1),\"\")","v":""},{"$f":"IFERROR(INDEX($E$17:$L$76,AW70,$G$15),\"\")","v":""},{"$f":"IFERROR(INDEX($E$17:$L$76,AW70,$H$15),\"\")","v":""},{"$f":"IFERROR(INDEX($E$17:$L$76,AW70,$I$15),\"\")","v":""},null,{"$f":"IFERROR(INDEX(Measures_Table,MATCH(F70,INDEX(Measures_Table,,'Measures Support'!$C$1),0),'Measures Support'!$A$1),\"\")","v":""},{"$f":"IF(OR(GI_Pathway=\"High-Performance Pathway\",GI_Pathway=\"Streamlined Pathway\"),\"\",INDEX($U70:$AS70,,SUMPRODUCT(--($U$25:$AS$25=F$15),--($U$24:$AS$24=$V$3),($U$23:$AS$23))))","v":""},{"$f":"IF(GI_Pathway=\"High-Performance Pathway\",\"\",INDEX($U70:$AS70,,SUMPRODUCT(--($U$25:$AS$25=G$15),--($U$24:$AS$24=$V$3),($U$23:$AS$23))))","v":0},{"$f":"IF(OR(GI_Pathway=\"High-Performance Pathway\",GI_Pathway=\"Streamlined Pathway\"),\"\",INDEX($U70:$AS70,,SUMPRODUCT(--($U$25:$AS$25=H$15),--($U$24:$AS$24=$V$3),($U$23:$AS$23))))","v":0},{"$f":"IFERROR(INDEX(Measures_Table,MATCH(F70,INDEX(Measures_Table,,'Measures Support'!$C$1),0),'Measures Support'!$F$1),\"\")","v":""},{"$f":"IF(OR(GI_Pathway=\"High-Performance Pathway\",GI_Pathway=\"Streamlined Pathway\"),IFERROR(INDEX(Measures_Table,MATCH(F70,INDEX(Measures_Table,,'Measures Support'!$C$1),0),'Measures Support'!$G$1),\"\"),INDEX($U70:$AS70,,SUMPRODUCT(--($U$25:$AS$25=J$15),--($U$24:$AS$24=$V$3),($U$23:$AS$23))))","v":0},""]
[45,null,{"$error":"#DIV/0!"},null,{"$f":"IFERROR(INDEX(Measures_Table,MATCH(F71,INDEX(Measures_Table,,'Measures Support'!$C$1),0),'Measures Support'!$A$1),\"\")","v":""},{"$f":"IF(OR(GI_Pathway=\"High-Performance Pathway\",GI_Pathway=\"Streamlined Pathway\"),\"\",INDEX($U71:$AS71,,SUMPRODUCT(--($U$25:$AS$25=F$15),--($U$24:$AS$24=$V$3),($U$23:$AS$23))))","v":""},{"$f":"IF(GI_Pathway=\"High-Performance Pathway\",\"\",INDEX($U71:$AS71,,SUMPRODUCT(--($U$25:$AS$25=G$15),--($U$24:$AS$24=$V$3),($U$23:$AS$23))))","v":0},{"$f":"IF(OR(GI_Pathway=\"High-Performance Pathway\",GI_Pathway=\"Streamlined Pathway\"),\"\",INDEX($U71:$AS71,,SUMPRODUCT(--($U$25:$AS$25=H$15),--($U$24:$AS$24=$V$3),($U$23:$AS$23))))","v":0},{"$f":"IFERROR(INDEX(Measures_Table,MATCH(F71,INDEX(Measures_Table,,'Measures Support'!$C$1),0),'Measures Support'!$F$1),\"\")","v":""},{"$f":"IF(OR(GI_Pathway=\"High-Performance Pathway\",GI_Pathway=\"Streamlined Pathway\"),IFERROR(INDEX(Measures_Table,MATCH(F71,INDEX(Measures_Table,,'Measures Support'!$C$1),0),'Measures Support'!$G$1),\"\"),INDEX($U71:$AS71,,SUMPRODUCT(--($U$25:$AS$25=J$15),--($U$24:$AS$24=$V$3),($U$23:$AS$23))))","v":0},"",null,null,null,null,null,null,null,null,45,{"$f":"'Bundled Pathway'!AE441","v":""},{"$f":"'Bundled Pathway'!AF441","v":""},{"$f":"'Bundled Pathway'!AG441","v":""},{"$f":"'Bundled Pathway'!AH441","v":""},{"$f":"'Bundled Pathway'!AI441","v":""},{"$f":"IF(AND(AA71<>0,AA71<>\"\"),'Measures Support'!$C$3,\"\")","v":""},{"$f":"Industrial!E70","v":0},{"$f":"Industrial!J70","v":0},{"$f":"Industrial!AB70","v":0},{"$f":"Industrial!K70","v":0},null,null,null,null,null,null,{"$f":"IF('Streamlined Pathway'!E85=0,\"\",'Streamlined Pathway'!E85)","v":""},null,{"$f":"'Streamlined Pathway'!AC85","v":0},null,null,null,null,null,null,null,null,55,{"$f":"MIN(IF((($K$17:$K$76=\"n/a\")+($K$17:$K$76=\"Yes\"))*($AV$17:$AV$76>AW70),$AV$17:$AV$76,ROWS(AV71:AV130)+1))","v":61},{"$f":"IFERROR(INDEX($E$17:$L$76,AW71,$E$15),\"\")","v":""},{"$f":"IFERROR(INDEX($E$17:$L$76,AW71,$F$15),\"\")","v":""},{"$f":"IFERROR(INDEX(Measures_Table,MATCH(AY71,INDEX(Measures_Table,,'Measures Support'!$C$1),0),'Measures Support'!$D$1),\"\")","v":""},{"$f":"IFERROR(INDEX($E$17:$L$76,AW71,$G$15),\"\")","v":""},{"$f":"IFERROR(INDEX($E$17:$L$76,AW71,$H$15),\"\")","v":""},{"$f":"IFERROR(INDEX($E$17:$L$76,AW71,$I$15),\"\")","v":""},null,{"$f":"IFERROR(INDEX(Measures_Table,MATCH(F71,INDEX(Measures_Table,,'Measures Support'!$C$1),0),'Measures Support'!$A$1),\"\")","v":""},{"$f":"IF(OR(GI_Pathway=\"High-Performance Pathway\",GI_Pathway=\"Streamlined Pathway\"),\"\",INDEX($U71:$AS71,,SUMPRODUCT(--($U$25:$AS$25=F$15),--($U$24:$AS$24=$V$3),($U$23:$AS$23))))","v":""},{"$f":"IF(GI_Pathway=\"High-Performance Pathway\",\"\",INDEX($U71:$AS71,,SUMPRODUCT(--($U$25:$AS$25=G$15),--($U$24:$AS$24=$V$3),($U$23:$AS$23))))","v":0},{"$f":"IF(OR(GI_Pathway=\"High-Performance Pathway\",GI_Pathway=\"Streamlined Pathway\"),\"\",INDEX($U71:$AS71,,SUMPRODUCT(--($U$25:$AS$25=H$15),--($U$24:$AS$24=$V$3),($U$23:$AS$23))))","v":0},{"$f":"IFERROR(INDEX(Measures_Table,MATCH(F71,INDEX(Measures_Table,,'Measures Support'!$C$1),0),'Measures Support'!$F$1),\"\")","v":""},{"$f":"IF(OR(GI_Pathway=\"High-Performance Pathway\",GI_Pathway=\"Streamlined Pathway\"),IFERROR(INDEX(Measures_Table,MATCH(F71,INDEX(Measures_Table,,'Measures Support'!$C$1),0),'Measures Support'!$G$1),\"\"),INDEX($U71:$AS71,,SUMPRODUCT(--($U$25:$AS$25=J$15),--($U$24:$AS$24=$V$3),($U$23:$AS$23))))","v":0},""]
[46,null,{"$error":"#DIV/0!"},null,{"$f":"IFERROR(INDEX(Measures_Table,MATCH(F72,INDEX(Measures_Table,,'Measures Support'!$C$1),0),'Measures Support'!$A$1),\"\")","v":""},{"$f":"IF(OR(GI_Pathway=\"High-Performance Pathway\",GI_Pathway=\"Streamlined Pathway\"),\"\",INDEX($U72:$AS72,,SUMPRODUCT(--($U$25:$AS$25=F$15),--($U$24:$AS$24=$V$3),($U$23:$AS$23))))","v":""},{"$f":"IF(GI_Pathway=\"High-Performance Pathway\",\"\",INDEX($U72:$AS72,,SUMPRODUCT(--($U$25:$AS$25=G$15),--($U$24:$AS$24=$V$3),($U$23:$AS$23))))","v":0},{"$f":"IF(OR(GI_Pathway=\"High-Performance Pathway\",GI_Pathway=\"Streamlined Pathway\"),\"\",INDEX($U72:$AS72,,SUMPRODUCT(--($U$25:$AS$25=H$15),--($U$24:$AS$24=$V$3),($U$23:$AS$23))))","v":0},{"$f":"IFERROR(INDEX(Measures_Table,MATCH(F72,INDEX(Measures_Table,,'Measures Support'!$C$1),0),'Measures Support'!$F$1),\"\")","v":""},{"$f":"IF(OR(GI_Pathway=\"High-Performance Pathway\",GI_Pathway=\"Streamlined Pathway\"),IFERROR(INDEX(Measures_Table,MATCH(F72,INDEX(Measures_Table,,'Measures Support'!$C$1),0),'Measures Support'!$G$1),\"\"),INDEX($U72:$AS72,,SUMPRODUCT(--($U$25:$AS$25=J$15),--($U$24:$AS$24=$V$3),($U$23:$AS$23))))","v":0},"",null,null,null,null,null,null,null,null,46,{"$f":"'Bundled Pathway'!AE442","v":""},{"$f":"'Bundled Pathway'!AF442","v":""},{"$f":"'Bundled Pathway'!AG442","v":""},{"$f":"'Bundled Pathway'!AH442","v":""},{"$f":"'Bundled Pathway'!AI442","v":""},{"$f":"IF(AND(AA72<>0,AA72<>\"\"),'Measures Support'!$C$3,\"\")","v":""},{"$f":"Industrial!E71","v":0},{"$f":"Industrial!J71","v":0},{"$f":"Industrial!AB71","v":0},{"$f":"Industrial!K71","v":0},null,null,null,null,null,null,{"$f":"IF('Streamlined Pathway'!E86=0,\"\",'Streamlined Pathway'!E86)","v":""},null,{"$f":"'Streamlined Pathway'!AC86","v":0},null,null,null,null,null,null,null,null,56,{"$f":"MIN(IF((($K$17:$K$76=\"n/a\")+($K$17:$K$76=\"Yes\"))*($AV$17:$AV$76>AW71),$AV$17:$AV$76,ROWS(AV72:AV131)+1))","v":61},{"$f":"IFERROR(INDEX($E$17:$L$76,AW72,$E$15),\"\")","v":""},{"$f":"IFERROR(INDEX($E$17:$L$76,AW72,$F$15),\"\")","v":""},{"$f":"IFERROR(INDEX(Measures_Table,MATCH(AY72,INDEX(Measures_Table,,'Measures Support'!$C$1),0),'Measures Support'!$D$1),\"\")","v":""},{"$f":"IFERROR(INDEX($E$17:$L$76,AW72,$G$15),\"\")","v":""},{"$f":"IFERROR(INDEX($E$17:$L$76,AW72,$H$15),\"\")","v":""},{"$f":"IFERROR(INDEX($E$17:$L$76,AW72,$I$15),\"\")","v":""},null,{"$f":"IFERROR(INDEX(Measures_Table,MATCH(F72,INDEX(Measures_Table,,'Measures Support'!$C$1),0),'Measures Support'!$A$1),\"\")","v":""},{"$f":"IF(OR(GI_Pathway=\"High-Performance Pathway\",GI_Pathway=\"Streamlined Pathway\"),\"\",INDEX($U72:$AS72,,SUMPRODUCT(--($U$25:$AS$25=F$15),--($U$24:$AS$24=$V$3),($U$23:$AS$23))))","v":""},{"$f":"IF(GI_Pathway=\"High-Performance Pathway\",\"\",INDEX($U72:$AS72,,SUMPRODUCT(--($U$25:$AS$25=G$15),--($U$24:$AS$24=$V$3),($U$23:$AS$23))))","v":0},{"$f":"IF(OR(GI_Pathway=\"High-Performance Pathway\",GI_Pathway=\"Streamlined Pathway\"),\"\",INDEX($U72:$AS72,,SUMPRODUCT(--($U$25:$AS$25=H$15),--($U$24:$AS$24=$V$3),($U$23:$AS$23))))","v":0},{"$f":"IFERROR(INDEX(Measures_Table,MATCH(F72,INDEX(Measures_Table,,'Measures Support'!$C$1),0),'Measures Support'!$F$1),\"\")","v":""},{"$f":"IF(OR(GI_Pathway=\"High-Performance Pathway\",GI_Pathway=\"Streamlined Pathway\"),IFERROR(INDEX(Measures_Table,MATCH(F72,INDEX(Measures_Table,,'Measures Support'!$C$1),0),'Measures Support'!$G$1),\"\"),INDEX($U72:$AS72,,SUMPRODUCT(--($U$25:$AS$25=J$15),--($U$24:$AS$24=$V$3),($U$23:$AS$23))))","v":0},""]
[47,null,{"$error":"#DIV/0!"},null,{"$f":"IFERROR(INDEX(Measures_Table,MATCH(F73,INDEX(Measures_Table,,'Measures Support'!$C$1),0),'Measures Support'!$A$1),\"\")","v":""},{"$f":"IF(OR(GI_Pathway=\"High-Performance Pathway\",GI_Pathway=\"Streamlined Pathway\"),\"\",INDEX($U73:$AS73,,SUMPRODUCT(--($U$25:$AS$25=F$15),--($U$24:$AS$24=$V$3),($U$23:$AS$23))))","v":""},{"$f":"IF(GI_Pathway=\"High-Performance Pathway\",\"\",INDEX($U73:$AS73,,SUMPRODUCT(--($U$25:$AS$25=G$15),--($U$24:$AS$24=$V$3),($U$23:$AS$23))))","v":0},{"$f":"IF(OR(GI_Pathway=\"High-Performance Pathway\",GI_Pathway=\"Streamlined Pathway\"),\"\",INDEX($U73:$AS73,,SUMPRODUCT(--($U$25:$AS$25=H$15),--($U$24:$AS$24=$V$3),($U$23:$AS$23))))","v":0},{"$f":"IFERROR(INDEX(Measures_Table,MATCH(F73,INDEX(Measures_Table,,'Measures Support'!$C$1),0),'Measures Support'!$F$1),\"\")","v":""},{"$f":"IF(OR(GI_Pathway=\"High-Performance Pathway\",GI_Pathway=\"Streamlined Pathway\"),IFERROR(INDEX(Measures_Table,MATCH(F73,INDEX(Measures_Table,,'Measures Support'!$C$1),0),'Measures Support'!$G$1),\"\"),INDEX($U73:$AS73,,SUMPRODUCT(--($U$25:$AS$25=J$15),--($U$24:$AS$24=$V$3),($U$23:$AS$23))))","v":0},"",null,null,null,null,null,null,null,null,47,{"$f":"'Bundled Pathway'!AE443","v":""},{"$f":"'Bundled Pathway'!AF443","v":""},{"$f":"'Bundled Pathway'!AG443","v":""},{"$f":"'Bundled Pathway'!AH443","v":""},{"$f":"'Bundled Pathway'!AI443","v":""},{"$f":"IF(AND(AA73<>0,AA73<>\"\"),'Measures Support'!$C$3,\"\")","v":""},{"$f":"Industrial!E72","v":0},{"$f":"Industrial!J72","v":0},{"$f":"Industrial!AB72","v":0},{"$f":"Industrial!K72","v":0},null,null,null,null,null,null,{"$f":"IF('Streamlined Pathway'!E87=0,\"\",'Streamlined Pathway'!E87)","v":""},null,{"$f":"'Streamlined Pathway'!AC87","v":0},null,null,null,null,null,null,null,null,57,{"$f":"MIN(IF((($K$17:$K$76=\"n/a\")+($K$17:$K$76=\"Yes\"))*($AV$17:$AV$76>AW72),$AV$17:$AV$76,ROWS(AV73:AV132)+1))","v":61},{"$f":"IFERROR(INDEX($E$17:$L$76,AW73,$E$15),\"\")","v":""},{"$f":"IFERROR(INDEX($E$17:$L$76,AW73,$F$15),\"\")","v":""},{"$f":"IFERROR(INDEX(Measures_Table,MATCH(AY73,INDEX(Measures_Table,,'Measures Support'!$C$1),0),'Measures Support'!$D$1),\"\")","v":""},{"$f":"IFERROR(INDEX($E$17:$L$76,AW73,$G$15),\"\")","v":""},{"$f":"IFERROR(INDEX($E$17:$L$76,AW73,$H$15),\"\")","v":""},{"$f":"IFERROR(INDEX($E$17:$L$76,AW73,$I$15),\"\")","v":""},null,{"$f":"IFERROR(INDEX(Measures_Table,MATCH(F73,INDEX(Measures_Table,,'Measures Support'!$C$1),0),'Measures Support'!$A$1),\"\")","v":""},{"$f":"IF(OR(GI_Pathway=\"High-Performance Pathway\",GI_Pathway=\"Streamlined Pathway\"),\"\",INDEX($U73:$AS73,,SUMPRODUCT(--($U$25:$AS$25=F$15),--($U$24:$AS$24=$V$3),($U$23:$AS$23))))","v":""},{"$f":"IF(GI_Pathway=\"High-Performance Pathway\",\"\",INDEX($U73:$AS73,,SUMPRODUCT(--($U$25:$AS$25=G$15),--($U$24:$AS$24=$V$3),($U$23:$AS$23))))","v":0},{"$f":"IF(OR(GI_Pathway=\"High-Performance Pathway\",GI_Pathway=\"Streamlined Pathway\"),\"\",INDEX($U73:$AS73,,SUMPRODUCT(--($U$25:$AS$25=H$15),--($U$24:$AS$24=$V$3),($U$23:$AS$23))))","v":0},{"$f":"IFERROR(INDEX(Measures_Table,MATCH(F73,INDEX(Measures_Table,,'Measures Support'!$C$1),0),'Measures Support'!$F$1),\"\")","v":""},{"$f":"IF(OR(GI_Pathway=\"High-Performance Pathway\",GI_Pathway=\"Streamlined Pathway\"),IFERROR(INDEX(Measures_Table,MATCH(F73,INDEX(Measures_Table,,'Measures Support'!$C$1),0),'Measures Support'!$G$1),\"\"),INDEX($U73:$AS73,,SUMPRODUCT(--($U$25:$AS$25=J$15),--($U$24:$AS$24=$V$3),($U$23:$AS$23))))","v":0},""]
[48,null,{"$error":"#DIV/0!"},null,{"$f":"IFERROR(INDEX(Measures_Table,MATCH(F74,INDEX(Measures_Table,,'Measures Support'!$C$1),0),'Measures Support'!$A$1),\"\")","v":""},{"$f":"IF(OR(GI_Pathway=\"High-Performance Pathway\",GI_Pathway=\"Streamlined Pathway\"),\"\",INDEX($U74:$AS74,,SUMPRODUCT(--($U$25:$AS$25=F$15),--($U$24:$AS$24=$V$3),($U$23:$AS$23))))","v":""},{"$f":"IF(GI_Pathway=\"High-Performance Pathway\",\"\",INDEX($U74:$AS74,,SUMPRODUCT(--($U$25:$AS$25=G$15),--($U$24:$AS$24=$V$3),($U$23:$AS$23))))","v":0},{"$f":"IF(OR(GI_Pathway=\"High-Performance Pathway\",GI_Pathway=\"Streamlined Pathway\"),\"\",INDEX($U74:$AS74,,SUMPRODUCT(--($U$25:$AS$25=H$15),--($U$24:$AS$24=$V$3),($U$23:$AS$23))))","v":0},{"$f":"IFERROR(INDEX(Measures_Table,MATCH(F74,INDEX(Measures_Table,,'Measures Support'!$C$1),0),'Measures Support'!$F$1),\"\")","v":""},{"$f":"IF(OR(GI_Pathway=\"High-Performance Pathway\",GI_Pathway=\"Streamlined Pathway\"),IFERROR(INDEX(Measures_Table,MATCH(F74,INDEX(Measures_Table,,'Measures Support'!$C$1),0),'Measures Support'!$G$1),\"\"),INDEX($U74:$AS74,,SUMPRODUCT(--($U$25:$AS$25=J$15),--($U$24:$AS$24=$V$3),($U$23:$AS$23))))","v":0},"",null,null,null,null,null,null,null,null,48,{"$f":"'Bundled Pathway'!AE444","v":""},{"$f":"'Bundled Pathway'!AF444","v":""},{"$f":"'Bundled Pathway'!AG444","v":""},{"$f":"'Bundled Pathway'!AH444","v":""},{"$f":"'Bundled Pathway'!AI444","v":""},{"$f":"IF(AND(AA74<>0,AA74<>\"\"),'Measures Support'!$C$3,\"\")","v":""},{"$f":"Industrial!E73","v":0},{"$f":"Industrial!J73","v":0},{"$f":"Industrial!AB73","v":0},{"$f":"Industrial!K73","v":0},null,null,null,null,null,null,{"$f":"IF('Streamlined Pathway'!E88=0,\"\",'Streamlined Pathway'!E88)","v":""},null,{"$f":"'Streamlined Pathway'!AC88","v":0},null,null,null,null,null,null,null,null,58,{"$f":"MIN(IF((($K$17:$K$76=\"n/a\")+($K$17:$K$76=\"Yes\"))*($AV$17:$AV$76>AW73),$AV$17:$AV$76,ROWS(AV74:AV133)+1))","v":61},{"$f":"IFERROR(INDEX($E$17:$L$76,AW74,$E$15),\"\")","v":""},{"$f":"IFERROR(INDEX($E$17:$L$76,AW74,$F$15),\"\")","v":""},{"$f":"IFERROR(INDEX(Measures_Table,MATCH(AY74,INDEX(Measures_Table,,'Measures Support'!$C$1),0),'Measures Support'!$D$1),\"\")","v":""},{"$f":"IFERROR(INDEX($E$17:$L$76,AW74,$G$15),\"\")","v":""},{"$f":"IFERROR(INDEX($E$17:$L$76,AW74,$H$15),\"\")","v":""},{"$f":"IFERROR(INDEX($E$17:$L$76,AW74,$I$15),\"\")","v":""},null,{"$f":"IFERROR(INDEX(Measures_Table,MATCH(F74,INDEX(Measures_Table,,'Measures Support'!$C$1),0),'Measures Support'!$A$1),\"\")","v":""},{"$f":"IF(OR(GI_Pathway=\"High-Performance Pathway\",GI_Pathway=\"Streamlined Pathway\"),\"\",INDEX($U74:$AS74,,SUMPRODUCT(--($U$25:$AS$25=F$15),--($U$24:$AS$24=$V$3),($U$23:$AS$23))))","v":""},{"$f":"IF(GI_Pathway=\"High-Performance Pathway\",\"\",INDEX($U74:$AS74,,SUMPRODUCT(--($U$25:$AS$25=G$15),--($U$24:$AS$24=$V$3),($U$23:$AS$23))))","v":0},{"$f":"IF(OR(GI_Pathway=\"High-Performance Pathway\",GI_Pathway=\"Streamlined Pathway\"),\"\",INDEX($U74:$AS74,,SUMPRODUCT(--($U$25:$AS$25=H$15),--($U$24:$AS$24=$V$3),($U$23:$AS$23))))","v":0},{"$f":"IFERROR(INDEX(Measures_Table,MATCH(F74,INDEX(Measures_Table,,'Measures Support'!$C$1),0),'Measures Support'!$F$1),\"\")","v":""},{"$f":"IF(OR(GI_Pathway=\"High-Performance Pathway\",GI_Pathway=\"Streamlined Pathway\"),IFERROR(INDEX(Measures_Table,MATCH(F74,INDEX(Measures_Table,,'Measures Support'!$C$1),0),'Measures Support'!$G$1),\"\"),INDEX($U74:$AS74,,SUMPRODUCT(--($U$25:$AS$25=J$15),--($U$24:$AS$24=$V$3),($U$23:$AS$23))))","v":0},""]
[49,null,{"$error":"#DIV/0!"},null,{"$f":"IFERROR(INDEX(Measures_Table,MATCH(F75,INDEX(Measures_Table,,'Measures Support'!$C$1),0),'Measures Support'!$A$1),\"\")","v":""},{"$f":"IF(OR(GI_Pathway=\"High-Performance Pathway\",GI_Pathway=\"Streamlined Pathway\"),\"\",INDEX($U75:$AS75,,SUMPRODUCT(--($U$25:$AS$25=F$15),--($U$24:$AS$24=$V$3),($U$23:$AS$23))))","v":""},{"$f":"IF(GI_Pathway=\"High-Performance Pathway\",\"\",INDEX($U75:$AS75,,SUMPRODUCT(--($U$25:$AS$25=G$15),--($U$24:$AS$24=$V$3),($U$23:$AS$23))))","v":0},{"$f":"IF(OR(GI_Pathway=\"High-Performance Pathway\",GI_Pathway=\"Streamlined Pathway\"),\"\",INDEX($U75:$AS75,,SUMPRODUCT(--($U$25:$AS$25=H$15),--($U$24:$AS$24=$V$3),($U$23:$AS$23))))","v":0},{"$f":"IFERROR(INDEX(Measures_Table,MATCH(F75,INDEX(Measures_Table,,'Measures Support'!$C$1),0),'Measures Support'!$F$1),\"\")","v":""},{"$f":"IF(OR(GI_Pathway=\"High-Performance Pathway\",GI_Pathway=\"Streamlined Pathway\"),IFERROR(INDEX(Measures_Table,MATCH(F75,INDEX(Measures_Table,,'Measures Support'!$C$1),0),'Measures Support'!$G$1),\"\"),INDEX($U75:$AS75,,SUMPRODUCT(--($U$25:$AS$25=J$15),--($U$24:$AS$24=$V$3),($U$23:$AS$23))))","v":0},"",null,null,null,null,null,null,null,null,49,{"$f":"'Bundled Pathway'!AE445","v":""},{"$f":"'Bundled Pathway'!AF445","v":""},{"$f":"'Bundled Pathway'!AG445","v":""},{"$f":"'Bundled Pathway'!AH445","v":""},{"$f":"'Bundled Pathway'!AI445","v":""},{"$f":"IF(AND(AA75<>0,AA75<>\"\"),'Measures Support'!$C$3,\"\")","v":""},{"$f":"Industrial!E74","v":0},{"$f":"Industrial!J74","v":0},{"$f":"Industrial!AB74","v":0},{"$f":"Industrial!K74","v":0},null,null,null,null,null,null,{"$f":"IF('Streamlined Pathway'!E89=0,\"\",'Streamlined Pathway'!E89)","v":""},null,{"$f":"'Streamlined Pathway'!AC89","v":0},null,null,null,null,null,null,null,null,59,{"$f":"MIN(IF((($K$17:$K$76=\"n/a\")+($K$17:$K$76=\"Yes\"))*($AV$17:$AV$76>AW74),$AV$17:$AV$76,ROWS(AV75:AV134)+1))","v":61},{"$f":"IFERROR(INDEX($E$17:$L$76,AW75,$E$15),\"\")","v":""},{"$f":"IFERROR(INDEX($E$17:$L$76,AW75,$F$15),\"\")","v":""},{"$f":"IFERROR(INDEX(Measures_Table,MATCH(AY75,INDEX(Measures_Table,,'Measures Support'!$C$1),0),'Measures Support'!$D$1),\"\")","v":""},{"$f":"IFERROR(INDEX($E$17:$L$76,AW75,$G$15),\"\")","v":""},{"$f":"IFERROR(INDEX($E$17:$L$76,AW75,$H$15),\"\")","v":""},{"$f":"IFERROR(INDEX($E$17:$L$76,AW75,$I$15),\"\")","v":""},null,{"$f":"IFERROR(INDEX(Measures_Table,MATCH(F75,INDEX(Measures_Table,,'Measures Support'!$C$1),0),'Measures Support'!$A$1),\"\")","v":""},{"$f":"IF(OR(GI_Pathway=\"High-Performance Pathway\",GI_Pathway=\"Streamlined Pathway\"),\"\",INDEX($U75:$AS75,,SUMPRODUCT(--($U$25:$AS$25=F$15),--($U$24:$AS$24=$V$3),($U$23:$AS$23))))","v":""},{"$f":"IF(GI_Pathway=\"High-Performance Pathway\",\"\",INDEX($U75:$AS75,,SUMPRODUCT(--($U$25:$AS$25=G$15),--($U$24:$AS$24=$V$3),($U$23:$AS$23))))","v":0},{"$f":"IF(OR(GI_Pathway=\"High-Performance Pathway\",GI_Pathway=\"Streamlined Pathway\"),\"\",INDEX($U75:$AS75,,SUMPRODUCT(--($U$25:$AS$25=H$15),--($U$24:$AS$24=$V$3),($U$23:$AS$23))))","v":0},{"$f":"IFERROR(INDEX(Measures_Table,MATCH(F75,INDEX(Measures_Table,,'Measures Support'!$C$1),0),'Measures Support'!$F$1),\"\")","v":""},{"$f":"IF(OR(GI_Pathway=\"High-Performance Pathway\",GI_Pathway=\"Streamlined Pathway\"),IFERROR(INDEX(Measures_Table,MATCH(F75,INDEX(Measures_Table,,'Measures Support'!$C$1),0),'Measures Support'!$G$1),\"\"),INDEX($U75:$AS75,,SUMPRODUCT(--($U$25:$AS$25=J$15),--($U$24:$AS$24=$V$3),($U$23:$AS$23))))","v":0},""]
[50,null,{"$error":"#DIV/0!"},null,{"$f":"IFERROR(INDEX(Measures_Table,MATCH(F76,INDEX(Measures_Table,,'Measures Support'!$C$1),0),'Measures Support'!$A$1),\"\")","v":""},{"$f":"IF(OR(GI_Pathway=\"High-Performance Pathway\",GI_Pathway=\"Streamlined Pathway\"),\"\",INDEX($U76:$AS76,,SUMPRODUCT(--($U$25:$AS$25=F$15),--($U$24:$AS$24=$V$3),($U$23:$AS$23))))","v":""},{"$f":"IF(GI_Pathway=\"High-Performance Pathway\",\"\",INDEX($U76:$AS76,,SUMPRODUCT(--($U$25:$AS$25=G$15),--($U$24:$AS$24=$V$3),($U$23:$AS$23))))","v":0},{"$f":"IF(OR(GI_Pathway=\"High-Performance Pathway\",GI_Pathway=\"Streamlined Pathway\"),\"\",INDEX($U76:$AS76,,SUMPRODUCT(--($U$25:$AS$25=H$15),--($U$24:$AS$24=$V$3),($U$23:$AS$23))))","v":0},{"$f":"IFERROR(INDEX(Measures_Table,MATCH(F76,INDEX(Measures_Table,,'Measures Support'!$C$1),0),'Measures Support'!$F$1),\"\")","v":""},{"$f":"IF(OR(GI_Pathway=\"High-Performance Pathway\",GI_Pathway=\"Streamlined Pathway\"),IFERROR(INDEX(Measures_Table,MATCH(F76,INDEX(Measures_Table,,'Measures Support'!$C$1),0),'Measures Support'!$G$1),\"\"),INDEX($U76:$AS76,,SUMPRODUCT(--($U$25:$AS$25=J$15),--($U$24:$AS$24=$V$3),($U$23:$AS$23))))","v":0},"",null,null,null,null,null,null,null,null,50,{"$f":"'Bundled Pathway'!AE446","v":""},{"$f":"'Bundled Pathway'!AF446","v":""},{"$f":"'Bundled Pathway'!AG446","v":""},{"$f":"'Bundled Pathway'!AH446","v":""},{"$f":"'Bundled Pathway'!AI446","v":""},{"$f":"IF(AND(AA76<>0,AA76<>\"\"),'Measures Support'!$C$3,\"\")","v":""},{"$f":"Industrial!E75","v":0},{"$f":"Industrial!J75","v":0},{"$f":"Industrial!AB75","v":0},{"$f":"Industrial!K75","v":0},null,null,null,null,null,null,{"$f":"IF('Streamlined Pathway'!E90=0,\"\",'Streamlined Pathway'!E90)","v":""},null,{"$f":"'Streamlined Pathway'!AC90","v":0},null,null,null,null,null,null,null,null,60,{"$f":"MIN(IF((($K$17:$K$76=\"n/a\")+($K$17:$K$76=\"Yes\"))*($AV$17:$AV$76>AW75),$AV$17:$AV$76,ROWS(AV76:AV135)+1))","v":61},{"$f":"IFERROR(INDEX($E$17:$L$76,AW76,$E$15),\"\")","v":""},{"$f":"IFERROR(INDEX($E$17:$L$76,AW76,$F$15),\"\")","v":""},{"$f":"IFERROR(INDEX(Measures_Table,MATCH(AY76,INDEX(Measures_Table,,'Measures Support'!$C$1),0),'Measures Support'!$D$1),\"\")","v":""},{"$f":"IFERROR(INDEX($E$17:$L$76,AW76,$G$15),\"\")","v":""},{"$f":"IFERROR(INDEX($E$17:$L$76,AW76,$H$15),\"\")","v":""},{"$f":"IFERROR(INDEX($E$17:$L$76,AW76,$I$15),\"\")","v":""},null,{"$f":"IFERROR(INDEX(Measures_Table,MATCH(F76,INDEX(Measures_Table,,'Measures Support'!$C$1),0),'Measures Support'!$A$1),\"\")","v":""},{"$f":"IF(OR(GI_Pathway=\"High-Performance Pathway\",GI_Pathway=\"Streamlined Pathway\"),\"\",INDEX($U76:$AS76,,SUMPRODUCT(--($U$25:$AS$25=F$15),--($U$24:$AS$24=$V$3),($U$23:$AS$23))))","v":""},{"$f":"IF(GI_Pathway=\"High-Performance Pathway\",\"\",INDEX($U76:$AS76,,SUMPRODUCT(--($U$25:$AS$25=G$15),--($U$24:$AS$24=$V$3),($U$23:$AS$23))))","v":0},{"$f":"IF(OR(GI_Pathway=\"High-Performance Pathway\",GI_Pathway=\"Streamlined Pathway\"),\"\",INDEX($U76:$AS76,,SUMPRODUCT(--($U$25:$AS$25=H$15),--($U$24:$AS$24=$V$3),($U$23:$AS$23))))","v":0},{"$f":"IFERROR(INDEX(Measures_Table,MATCH(F76,INDEX(Measures_Table,,'Measures Support'!$C$1),0),'Measures Support'!$F$1),\"\")","v":""},{"$f":"IF(OR(GI_Pathway=\"High-Performance Pathway\",GI_Pathway=\"Streamlined Pathway\"),IFERROR(INDEX(Measures_Table,MATCH(F76,INDEX(Measures_Table,,'Measures Support'!$C$1),0),'Measures Support'!$G$1),\"\"),INDEX($U76:$AS76,,SUMPRODUCT(--($U$25:$AS$25=J$15),--($U$24:$AS$24=$V$3),($U$23:$AS$23))))","v":0},""]
[]
[]
[null,null,{"$f":"IF(GI_Pathway=\"High-Performance Pathway\",1,5/0)","v":{"$error":"#DIV/0!"}}]

{"sheet":"Measures Support","index":23,"n_rows":107,"n_cols":21,"rows_kept":107,"cut":false,"hidden":true,"merged":[]}
[1,2,3,4,5,6,7]
["NCP Category","NCP Measure Name (OLD - UNUSED)","NCP Measure Name - 12/4","REFID Name - 12/4","Custom Description","Quantity/# of Units","EUL","Custom Measures",null,null,"Unique NCP Categories",null,"Custom","Elevator","Envelope","HVAC","HVAC Controls","Lighting","Plug Loads & Appliances","Refrigeration","Water Heating"]
["Custom","Custom Other","Other - Custom","Other - Custom","[free form text] ","Each",18,"X",null,null,"Custom",null,"Other - Custom","Elevators","Air Sealing","AC - Packaged/Split","Boiler Reset Controls","Exterior LED","Commercial Cooking - Electric","Refrigeration - Custom","Low-Flow Faucet"]
["Elevator","Elevators","Elevators","Elevators",null,"Each",15,null,null,null,"Elevator",null,null,"Elevator - Custom","Insulation","AC - Window","Energy Management Systems","Interior LED","Commercial Cooking - Gas","Energy Efficient Doors","Low-Flow Showerhead"]
["Elevator","Custom","Elevator - Custom","Elevator - Custom",null,"Each",18,"X",null,null,"Envelope",null,null,null,"Insulation - Basements/Unvented Crawl Spaces (Floors)","Air Handling Unit","Building Management Systems","Lighting Controls","Commercial Dishwasher","Fan-Door Control","Water Heater - Electric"]
["Envelope","Air Sealing","Air Sealing","Air Sealing",null,"Each",15,null,null,null,"HVAC",null,null,null,"Insulation - Basements/Unvented Crawl Spaces (Walls)","HP - Packaged/Split","Demand Control Ventilation","Lighting - Custom","Commercial Freezer","Refrigeration Controls","Water Heater - Gas"]
["Envelope","Insulation ","Insulation","Insulation",null,"Each",25,null,null,null,"HVAC Controls",null,null,null,"Insulation - Floors Over Unconditioned Spaces","Boiler","Economizers",null,"Commercial Ice Machine",null,"Water Heater - Heat Pump"]
["Envelope","Insulation - Basements/Unvented Crawl Spaces (Floors)","Insulation - Basements/Unvented Crawl Spaces (Floors)","Insul - Bsmt/Unvented Crwl Spces (Flr)",null,"Each",25,null,null,null,"Lighting",null,null,null,"Insulation - Walls, Kneewalls, Rim Band/Joists","Boiler - Combination","Electronically Commutated Motor",null,"Commercial Refrigerator",null,"Water Heater - Solar"]
["Envelope","Insulation - Basements/Unvented Crawl Spaces (Walls)","Insulation - Basements/Unvented Crawl Spaces (Walls)","Insul - Bsmt/Unvented Crwl Spces (Wll)",null,"Each",25,null,null,null,"Plug Loads & Appliances",null,null,null,"Insulation - Roof","Chilled Beams","HVAC Controls",null,"Residential Clothes Dryer - Electric",null,"Water Heating - Custom"]
["Envelope","Insulation - Floors Over Garages, Outside, Vented Crawl Spaces","Insulation - Floors Over Unconditioned Spaces","Insul - Flrs Over Unconditioned Spaces",null,"Each",25,null,null,null,"Refrigeration",null,null,null,"Insulation - Slab edge/Slab Under","Chiller - Air Cooled","Thermostat Controls",null,"Residential Clothes Dryer - Gas"]
["Envelope","Insulation - Roof","Insulation - Walls, Kneewalls, Rim Band/Joists","Insul - Wlls,Knwlls,Rim Bnd/Joists",null,"Each",25,null,null,null,"Water Heating",null,null,null,"Envelope - Custom","Chiller - Gas Absorption","VFD - Air Compressor",null,"Residential Clothes Washer"]
["Envelope","Insulation - Slab edge/Slab Under","Insulation - Roof","Insul - Roof",null,"Each",25,null,null,null,null,null,null,null,"Windows and Glass Doors","Chiller - Water Cooled","VFD - Kitchen Hoods",null,"Residential Dishwasher"]
["Envelope","Insulation - Walls, Kneewalls, Rim Band/Joists","Insulation - Slab edge/Slab Under","Insul - Slab edge/Slab Under",null,"Each",25,null,null,null,null,null,null,null,"Doors - Opaque","Constant Volume System","VFD - Other",null,"Residential Range - Electric"]
["Envelope","Custom","Envelope - Custom","Envelope - Custom",null,"Each",18,"X",null,null,null,null,null,null,null,"Dedicated Outdoor Air System","HVAC Controls - Custom",null,"Residential Range - Gas"]
["Envelope","Windows and Glass Doors","Windows and Glass Doors","Windows and Glass Doors",null,"Each",20,null,null,null,null,null,null,null,null,"Desiccant System",null,null,"Residential Range - Induction"]
["Envelope",null,"Doors - Opaque","Doors - Opaque",null,"Each",25,null,null,null,null,null,null,null,null,"Energy/Heat Recovery Ventilator",null,null,"Residential Refrigerator"]
["HVAC","AC - Central (Res)","AC - Packaged/Split","AC - Packaged/Split",null,"Each",15,null,null,null,null,null,null,null,null,"Fan Coil Unit",null,null,"Plug Loads & Appliances - Custom"]
["HVAC","AC - Window (Res)","AC - Window","AC - Window",null,"Each",12,null,null,null,null,null,null,null,null,"Furnace"]
["HVAC","Air Handling Unit","Air Handling Unit","Air Handling Unit",null,"Each",15,null,null,null,null,null,null,null,null,"Geothermal Heat Pump Closed Loop"]
["HVAC","Air Source Heat Pump","HP - Packaged/Split","HP - Packaged/Split",null,"Each",15,null,null,null,null,null,null,null,null,"Geothermal Heat Pump Open Loop"]
["HVAC","Boiler","Boiler","Boiler",null,"Each",20,null,null,null,null,null,null,null,null,"Packaged Terminal AC"]
["HVAC","Boiler - Combination","Boiler - Combination","Boiler - Combination",null,"Each",20,null,null,null,null,null,null,null,null,"Packaged Terminal HP"]
["HVAC","Chilled Beams","Chilled Beams","Chilled Beams",null,"Each",15,null,null,null,null,null,null,null,null,"Variable Refrigerant Flow"]
["HVAC","Chiller - Air Cooled","Chiller - Air Cooled","Chiller - Air Cooled",null,"Each",23,null,null,null,null,null,null,null,null,"VAV System"]
["HVAC","Chiller - Gas Absorption","Chiller - Gas Absorption","Chiller - Gas Absorption",null,"Each",20,null,null,null,null,null,null,null,null,"HVAC - Custom"]
["HVAC","Chiller - Water Cooled","Chiller - Water Cooled","Chiller - Water Cooled",null,"Each",23]
["HVAC","Constant Volume System","Constant Volume System","Constant Volume System",null,"Each",15]
["HVAC","Dedicated Outdoor Air System","Dedicated Outdoor Air System","Dedicated Outdoor Air System",null,"Each",15]
["HVAC","Desiccant System","Desiccant System","Desiccant System",null,"Each",15]
["HVAC","Energy/Heat Recovery Ventilator","Energy/Heat Recovery Ventilator","Energy/Heat Recovery Ventilator",null,"Each",14]
["HVAC","Fan Coil Units","Fan Coil Unit","Fan Coil Unit",null,"Each",15]
["HVAC","Furnace","Furnace","Furnace",null,"Each",20]
["HVAC","Geothermal Heat Pump Closed Loop","Geothermal Heat Pump Closed Loop","Geothermal Heat Pump Closed Loop",null,"Each",25]
["HVAC","Geothermal Heat Pump Open Loop","Geothermal Heat Pump Open Loop","Geothermal Heat Pump Open Loop",null,"Each",25]
["HVAC","Packaged Terminal AC","Packaged Terminal AC","Packaged Terminal AC",null,"Each",15]
["HVAC","Packaged Terminal HP","Packaged Terminal HP","Packaged Terminal HP",null,"Each",15]
["HVAC","Variable Refrigerant Flow","Variable Refrigerant Flow","Variable Refrigerant Flow",null,"Each",15]
["HVAC","VAV System","VAV System","VAV System",null,"Each",15]
["HVAC","Custom","HVAC - Custom","HVAC - Custom",null,"Each",18,"X"]
["HVAC Controls","Boiler Reset Controls","Boiler Reset Controls","Boiler Reset Controls",null,"Each",7.33]
["HVAC Controls","Building/Energy Management System","Energy Management Systems","Energy Management Systems",null,"Each",15]
["HVAC Controls",null,"Building Management Systems","Building Management Systems",null,"Each",15]
["HVAC Controls","Demand Control Ventilation","Demand Control Ventilation","Demand Control Ventilation",null,"Each",10]
["HVAC Controls","Economizers","Economizers","Economizers",null,"Each",10]
["HVAC Controls","Electronically Commutated Motor","Electronically Commutated Motor","Electronically Commutated Motor",null,"Each",15]
["HVAC Controls","HVAC Controls","HVAC Controls","HVAC Controls",null,"Each",15]
["HVAC Controls","Thermostat Controls","Thermostat Controls","Thermostat Controls",null,"Each",7.5]
["HVAC Controls","VFD - Air Compressor","VFD - Air Compressor","VFD - Air Compressor",null,"Each",15]
["HVAC Controls","VFD - Kitchen Hoods","VFD - Kitchen Hoods","VFD - Kitchen Hoods",null,"Each",15]
["HVAC Controls","VFD - All other","VFD - Other","VFD - Other",null,"Each",15]
["HVAC Controls","Custom","HVAC Controls - Custom","HVAC Controls - Custom",null,"Each",18,"X"]
["Lighting","Exterior LED","Exterior LED","Exterior LED",null,"Each",15]
["Lighting","Interior LED","Interior LED","Interior LED",null,"Each",15]
["Lighting","Lighting Controls","Lighting Controls","Lighting Controls",null,"Each",8]
["Lighting","Custom","Lighting - Custom","Lighting - Custom",null,"Each",18,"X"]
["Plug Loads & Appliances","Commercial Cooking - Electric","Commercial Cooking - Electric","Commercial Cooking - Electric",null,"Each",12]
["Plug Loads & Appliances","Commercial Cooking - Gas","Commercial Cooking - Gas","Commercial Cooking - Gas",null,"Each",12]
["Plug Loads & Appliances","Commercial Dishwasher","Commercial Dishwasher","Commercial Dishwasher",null,"Each",{"$f":"AVERAGE(10,15,20,20,10)","v":15},null,"Internal note: This is the average of the EULs for various dishwasher types in the TRM"]
["Plug Loads & Appliances","Commercial Freezer","Commercial Freezer","Commercial Freezer",null,"Each",12]
["Plug Loads & Appliances","Commercial Ice Machine","Commercial Ice Machine","Commercial Ice Machine",null,"Each",10]
["Plug Loads & Appliances","Commercial Refrigerator","Commercial Refrigerator","Commercial Refrigerator",null,"Each",12]
["Plug Loads & Appliances","Residential Clothes Dryer - Electric","Residential Clothes Dryer - Electric","Residential Clothes Dryer - Electric",null,"Each",12]
["Plug Loads & Appliances","Residential Clothes Dryer - Gas","Residential Clothes Dryer - Gas","Residential Clothes Dryer - Gas",null,"Each",12]
["Plug Loads & Appliances","Residential Clothes Washer","Residential Clothes Washer","Residential Clothes Washer",null,"Each",14]
["Plug Loads & Appliances","Residential Dishwasher","Residential Dishwasher","Residential Dishwasher",null,"Each",11]
["Plug Loads & Appliances","Residential Range - Electric","Residential Range - Electric","Residential Range - Electric",null,"Each",16]
["Plug Loads & Appliances","Residential Range - Gas","Residential Range - Gas","Residential Range - Gas",null,"Each",16]
["Plug Loads & Appliances","Residential Range - Induction","Residential Range - Induction","Residential Range - Induction",null,"Each",16]
["Plug Loads & Appliances","Residential Refrigerator","Residential Refrigerator","Residential Refrigerator",null,"Each",12]
["Plug Loads & Appliances","Custom","Plug Loads & Appliances - Custom","Plug Loads & Appliances - Custom",null,"Each",18,"X"]
["Refrigeration","Custom","Refrigeration - Custom","Refrigeration - Custom",null,"Each",18,"X"]
["Refrigeration","Energy Efficient Doors","Energy Efficient Doors","Energy Efficient Doors",null,"Each",4]
["Refrigeration","Fan-Door Control","Fan-Door Control","Fan-Door Control",null,"Each",10]
["Refrigeration","Refrigeration Controls","Refrigeration Controls","Refrigeration Controls",null,"Each",10]
["Water Heating","Low-Flow Faucet","Low-Flow Faucet","Low-Flow Faucet",null,"Each",10]
["Water Heating","Low-Flow Shower Head","Low-Flow Showerhead","Low-Flow Showerhead",null,"Each",10]
["Water Heating","Water Heater - Electric","Water Heater - Electric","Water Heater - Electric",null,"Each",15]
["Water Heating","Water Heater - Gas","Water Heater - Gas","Water Heater - Gas",null,"Each",15]
["Water Heating","Water Heater - Heat Pump","Water Heater - Heat Pump","Water Heater - Heat Pump",null,"Each",10]
["Water Heating","Water Heater - Solar","Water Heater - Solar","Water Heater - Solar",null,"Each",15]
["Water Heating","Custom","Water Heating - Custom","Water Heating - Custom",null,"Each",18,"X"]
["Indoor Agriculture","Custom","Indoor Agriculture - Custom","Indoor Agriculture - Custom",null,"Each",18,"X"]
["Indoor Agriculture","LED Grow Lights","LED Grow Lights","LED Grow Lights",null,"Each",11]
["Indoor Agriculture","Dehumidifiers","Dehumidifiers","Dehumidifiers",null,"Each",12]
["Indoor Agriculture","Irrigation Pump VFD","Irrigation Pump VFD","Irrigation Pump VFD",null,"Each",15]
["Indoor Agriculture","Condensing Unit Heater","Condensing Unit Heater","Condensing Unit Heater",null,"Each",15]
["Indoor Agriculture","Destratification Fans","Destratification Fans","Destratification Fans",null,"Each",10]
["Indoor Agriculture","IR Polyethylene Greenhouse Cover","IR Polyethylene Greenhouse Cover","IR Polyethylene Greenhouse Cover",null,"Each",5]
["Indoor Agriculture","Thermal Curtains","Thermal Curtains","Thermal Curtains",null,"Each",5]
["Indoor Agriculture","Pipe Insulation","Pipe Insulation","Pipe Insulation",null,"Feet",15]
["Indoor Agriculture","Low Pressure Irrigation Regulator","Low Pressure Irrigation Regulator","Low Pressure Irrigation Regulator",null,"Each",5]
["Indoor Agriculture","Radiant Heater, Non-Modulating","Radiant Heater, Non-Modulating","Radiant Heater, Non-Modulating",null,"Each",15]
["Indoor Agriculture","Radiant Heater, Modulating","Radiant Heater, Modulating","Radiant Heater, Modulating",null,"Each",15]
["Indoor Agriculture","Intelligent Greenhouse Controller","Intelligent Greenhouse Controller","Intelligent Greenhouse Controller",null,"Each",0,null,"Internal note: The EUL depends on the controller type - we ask for this on the Indoor Agriculture tab so it is set to 0 here."]
["Indoor Agriculture","Energy Shade Screens","Energy Shade Screens","Energy Shade Screens",null,"Each",10]
["Indoor Agriculture","Cooling and Dehumidification Systems - Direct Expansion","Cooling and Dehumidification Systems - Direct Expansion","Cooling and Dehumid Systs - Direct Exp",null,"Each",20]
["Indoor Agriculture","Cooling and Dehumidification Systems - Chilled Water","Cooling and Dehumidification Systems - Chilled Water","Cooling and Dehumid Systs - Chlled Wtr",null,"Each",20]
["Indoor Agriculture","Heating Systems","Heating Systems","Heating Systems",null,"Each",10]
["CHP",null,"Combustion Turbine","Combustion Turbine",null,"Each","N/A"]
["CHP",null,"Internal Combustion Engine","Internal Combustion Engine",null,"Each","N/A"]
["CHP",null,"Microturbine","Microturbine",null,"Each","N/A"]
["CHP",null,"Qualified Fuel Cell - with Heat Recovery","Qual Fuel Cell - with Heat Recovery",null,"Each","N/A"]
["CHP",null,"Qualified Fuel Cell - without Heat Recovery","Qual Fuel Cell - without Heat Recovery",null,"Each","N/A"]
["CHP",null,"Qualified Heat Recovery","Qual Heat Recovery",null,"Each","N/A"]
["Solar",null,"Solar Panels","Solar Panels",null,"Each","N/A"]
["Electric Storage",null,"Electric Storage","Electric Storage",null,"Each","N/A"]
["Electric Vehicles",null,"Electric Vehicle Charging Station","Electric Vehicle Charging Station",null,"Each","N/A"]

{"sheet":"Project Summary and Incentive","index":24,"n_rows":116,"n_cols":24,"rows_kept":116,"cut":false,"hidden":false,"merged":[[6,4,6,8],[8,4,8,8],[86,18,86,19],[111,18,111,21],[102,20,107,20],[98,18,98,21],[70,4,70,8],[28,6,28,8],[5,4,5,8],[10,4,10,8],[102,21,107,21],[13,7,13,8],[14,7,14,8],[15,7,15,8],[16,7,16,8],[17,7,17,8],[18,7,18,8],[24,7,24,8],[25,7,25,8],[26,7,26,8],[54,4,54,7],[27,7,27,8],[20,7,20,8],[7,4,7,8],[112,19,112,21],[21,7,21,8],[19,7,19,8],[99,18,100,18],[99,19,100,19],[99,20,99,21],[79,7,79,8],[53,4,53,7],[55,4,55,7],[56,4,56,7],[22,7,22,8],[23,5,23,8]]}
[]
[null,null,null,null,"New Jersey Clean Energy Program"]
[null,null,null,null,"New Construction Program"]
[null,null,null,null,"BASIC: Project Summary and Incentive",null,null,null,{"$f":"Version","v":"V1.0"}]
[]
[null,null,null,null,"Table of Contents"]
[null,null,null,null,{"$f":"Summary_ProjectInfo_Header","v":"Project Information"}]
[null,null,null,null,{"$f":"Summary_ProjectPerformance_Header","v":"Project Performance Summary"}]
[null,null,null,null,{"$f":"Summary_Incentive_Header","v":"Incentive Calculation"}]
[]
[null,null,null,null,"This sheet summarizes the project information, project performance, and incentive amount in accordance with the New Construction Program Guidelines and NJ BPU Board Orders for energy efficiency and electrification projects."]
[]
[null,null,null,null,"Project Information"]
[null,null,null,null,{"$f":"'General Information'!E17","v":"Project Name"},null,null,{"$f":"'General Information'!L17","v":0}]
[null,null,null,null,{"$f":"'General Information'!E18","v":"Project Street Address"},null,null,{"$f":"'General Information'!L18","v":0}]
[null,null,null,null,{"$f":"'General Information'!E19","v":"Project City"},null,null,{"$f":"'General Information'!L19","v":0}]
[null,null,null,null,{"$f":"'General Information'!E20","v":"Project ZIP Code"},null,null,{"$f":"'General Information'!L20","v":0}]
[null,null,null,null,{"$f":"'General Information'!E21","v":"Partner Company"},null,null,{"$f":"'General Information'!L21","v":0}]
[null,null,null,null,"Project Number",null,null,{"$f":"'General Information'!L22","v":0}]
[null,null,null,null,{"$f":"'General Information'!E23","v":"Year of Construction Completion"},null,null,{"$f":"'General Information'!L23","v":0}]
[null,null,{"$f":"5/0","v":{"$error":"#DIV/0!"}},null,{"$f":"'General Information'!E24","v":"Applicable Energy Code"},null,null,{"$f":"'General Information'!L24","v":0}]
[null,null,null,null,"Building Type",null,null,{"$f":"'General Information'!L25","v":0}]
[null,null,null,null,{"$f":"'General Information'!E26","v":"Gross Conditioned Floor Area (ft²)"},null,null,{"$f":"'General Information'!L26","v":0}]
[null,null,null,null,{"$f":"'General Information'!E27","v":"Performance Pathway"},{"$f":"'General Information'!L27","v":0}]
[null,null,null,null,{"$f":"'General Information'!E28","v":"Affordable Housing/OBC?"},null,null,{"$f":"'General Information'!L28","v":0}]
[null,null,null,null,{"$f":"'General Information'!E29","v":"UEZ/OZ/OBC?"},null,null,{"$f":"'General Information'!L29","v":0}]
[null,null,null,null,{"$f":"'General Information'!E30","v":"High Energy Intensity?"},null,null,{"$f":"'General Information'!L30","v":0}]
[null,null,null,null,{"$f":"'General Information'!E31","v":"Climate Zone"},null,null,{"$f":"'General Information'!L31","v":"Enter project ZIP code"},null,null,null,null,null,null,null,null,null,null,"Column for pathway selection",{"$f":"MATCH(GI_Pathway,$T$32:$X$32,0)","v":2}]
[null,null,{"$f":"IF(G29=\"\",5/0,1)","v":{"$error":"#DIV/0!"}},null,"High-Performance Pathway Approach",null,{"$f":"IF(GI_HP_Approach=0,\"\",GI_HP_Approach)","v":""}]
[]
[null,null,null,null,"Project Performance Summary"]
[null,null,null,null,"Annual Electricity Consumption",null,null,null,null,null,null,null,null,null,null,null,null,null,null,{"$f":"Lists!$I$4","v":"Bundled Pathway"},{"$f":"Lists!$I$8","v":0},{"$f":"Lists!$I$7","v":0},{"$f":"Lists!$I$5","v":"Streamlined Pathway"},{"$f":"Lists!$I$6","v":"High-Performance Pathway"}]
[null,null,null,null,"Baseline (kWh)",null,null,null,{"$f":"IFERROR(INDEX(T33:X33,,$T$28),0)","v":0},null,null,null,null,null,null,null,null,null,"Baseline (kWh)",{"$f":"'Bundled Pathway'!AJ15","v":0},{"$f":"Industrial!M17","v":0},{"$f":"'Indoor Agriculture'!AD34","v":0},{"$f":"'Streamlined Pathway'!$H$24","v":0},{"$f":"'High-Performance Pathway'!$AD$3","v":{"$error":"#N/A"}}]
[null,null,null,null,"Proposed (kWh)",null,null,null,{"$f":"IFERROR(INDEX(T34:X34,,$T$28),0)","v":0},null,null,null,null,null,null,null,null,null,"Proposed (kWh)",{"$f":"'Bundled Pathway'!AJ19","v":0},{"$f":"$U$33-Industrial!$M$76","v":0},{"$f":"'Indoor Agriculture'!AD35","v":{"$error":"#N/A"}},{"$f":"'Streamlined Pathway'!$I$24","v":0},{"$f":"'High-Performance Pathway'!$AD$4","v":{"$error":"#N/A"}}]
[null,null,null,null,"Savings (kWh)",null,null,null,{"$f":"IFERROR((I33-I34),0)","v":0}]
[]
[null,null,null,null,"Annual Fuel Consumption",null,null,null,null,null,null,null,null,null,null,null,null,null,null,{"$f":"T32","v":"Bundled Pathway"},{"$f":"U32","v":0},{"$f":"V32","v":0},"Streamlined Pathway","High-Performance Pathway"]
[null,null,null,null,"Baseline (MMBtu)",null,null,null,{"$f":"IFERROR(INDEX(T38:X38,,$T$28),0)","v":0},null,null,null,null,null,null,null,null,null,"Baseline (MMBtu)",{"$f":"'Bundled Pathway'!AJ16","v":0},{"$f":"Industrial!M18","v":0},{"$f":"'Indoor Agriculture'!AE34","v":0},{"$f":"'Streamlined Pathway'!$H$25/10","v":0},{"$f":"'High-Performance Pathway'!$AD$5","v":{"$error":"#N/A"}}]
[null,null,null,null,"Proposed (MMBtu)",null,null,null,{"$f":"IFERROR(INDEX(T39:X39,,$T$28),0)","v":0},null,null,null,null,null,null,null,null,null,"Proposed (MMBtu)",{"$f":"'Bundled Pathway'!AJ20","v":0},{"$f":"$U$38-Industrial!$N$76","v":0},{"$f":"'Indoor Agriculture'!AE35","v":{"$error":"#N/A"}},{"$f":"'Streamlined Pathway'!$I$25/10","v":0},{"$f":"'High-Performance Pathway'!$AD$6","v":{"$error":"#N/A"}}]
[null,null,null,null,"Savings (MMBtu)",null,null,null,{"$f":"IFERROR((I38-I39),0)","v":0}]
[]
[null,null,null,null,"Peak Electric Demand",null,null,null,null,null,null,null,null,null,null,null,null,null,null,{"$f":"T32","v":"Bundled Pathway"},{"$f":"U32","v":0},{"$f":"V32","v":0},"Streamlined Pathway","High-Performance Pathway"]
[null,null,null,null,"Baseline (kW)",null,null,null,{"$f":"IFERROR(INDEX(T43:X43,,$T$28),0)","v":0},null,null,null,null,null,null,null,null,null,"Baseline (kW)",{"$f":"'Bundled Pathway'!$AJ$22","v":0},{"$f":"Industrial!$M$19","v":0},{"$f":"'Indoor Agriculture'!AF34","v":0},{"$f":"'Streamlined Pathway'!$H$27","v":0},{"$f":"'High-Performance Pathway'!$AD$7","v":{"$error":"#N/A"}}]
[null,null,null,null,"Proposed (kW)",null,null,null,{"$f":"IFERROR(INDEX(T44:X44,,$T$28),0)","v":0},null,null,null,null,null,null,null,null,null,"Proposed (kW)",{"$f":"'Bundled Pathway'!$AJ$25","v":0},{"$f":"$U$43-Industrial!$L$76","v":0},{"$f":"'Indoor Agriculture'!AF35","v":{"$error":"#N/A"}},{"$f":"'Streamlined Pathway'!$I$27","v":0},{"$f":"'High-Performance Pathway'!$AD$8","v":{"$error":"#N/A"}}]
[null,null,null,null,"Savings (kW)",null,null,null,{"$f":"IFERROR((I43-I44),0)","v":0}]
[]
[null,null,null,null,"Lifetime Usage and Savings",null,null,null,null,null,null,null,null,null,null,null,null,null,null,{"$f":"T32","v":"Bundled Pathway"},{"$f":"U32","v":0},{"$f":"V32","v":0},"Streamlined Pathway","High-Performance Pathway"]
[null,null,null,null,"Baseline Site kWh Usage",null,null,null,{"$f":"IFERROR($I$33*INDEX($T$48:$X$48,,$T$28),0)","v":0},null,null,null,null,null,null,null,null,null,"Savings-weighted average EUL",{"$f":"'Energy Efficiency Measures'!$Y$17","v":0},{"$f":"'Energy Efficiency Measures'!$AD$17","v":0},{"$f":"'Energy Efficiency Measures'!$AI$17","v":0},{"$f":"'Energy Efficiency Measures'!$AN$17","v":0},{"$f":"'Energy Efficiency Measures'!$AS$17","v":0}]
[null,null,null,null,"Site kWh Savings",null,null,null,{"$f":"IFERROR($I$35*INDEX($T$48:$X$48,,$T$28),0)","v":0}]
[null,null,null,null,"Baseline Site MMBtu Usage",null,null,null,{"$f":"IFERROR($I$38*INDEX($T$48:$X$48,,$T$28),0)","v":0}]
[null,null,null,null,"Site MMBtu Savings",null,null,null,{"$f":"IFERROR($I$40*INDEX($T$48:$X$48,,$T$28),0)","v":0}]
[null,null,null,null,null,null,null,null,null,null,null,null,null,null,null,null,null,null,"Internal note: the savings below are only used for Appendix G High Performance projects so that renewable energy savings are excluded from the incentived savings."]
[null,null,null,null,"Annual Emission Reductions",null,null,null,null,null,null,null,null,null,null,null,null,null,"Appendix G kWh Savings","Appendix G MMBtu Savings"]
[null,null,null,null,"CO2e Emission Reduction (tons)",null,null,null,{"$f":"IFERROR(INDEX(Incentives_Electric_Emissions_Table,MATCH(H20,'Incentive Support'!$A$4:$A$42,0),2)*(1+'Incentive Support'!$B$61)*IF(AND(GI_Pathway=\"High-Performance Pathway\",HP_Methodology=\"90.1-2019 Appendix G\"),S54,I35)/1000,0)+IFERROR(INDEX(Incentives_Fuel_Emissions_Table,MATCH(\"Natural Gas\",'Incentive Support'!$A$51:$A$53,0),2)/2000*(1+INDEX(Incentives_TD_Losses_Table,MATCH(\"Natural Gas\",'Incentive Support'!$A$61:$A$64,0),2))*IF(AND(GI_Pathway=\"High-Performance Pathway\",HP_Methodology=\"90.1-2019 Appendix G\"),T54,I40),0)","v":0},null,null,null,null,null,null,null,null,null,{"$f":"'HP Pathway Support'!$DL$28","v":0},{"$f":"'HP Pathway Support'!$DL$31","v":0}]
[null,null,null,null,"CO2e Emission Reduction per 1,000 ft² (tons/ksf)",null,null,null,{"$f":"IFERROR(I54/(H23/1000),0)","v":0}]
[null,null,{"$f":"5/0","v":{"$error":"#DIV/0!"}},null,"Methane (CH4) Reduction (tons)",null,null,null,{"$f":"IFERROR(I35*0.097/1000/2000+I40*1/454/2000,0)","v":0}]
[null,null,{"$f":"5/0","v":{"$error":"#DIV/0!"}},null,"N2O Reduction (tons)",null,null,null,{"$f":"IFERROR(I35*0.013/1000/2000+I40*0.1/454/2000,0)","v":0}]
[]
[null,null,{"$f":"5/0","v":{"$error":"#DIV/0!"}},null,"Solar Generation Summary"]
[null,null,{"$f":"5/0","v":{"$error":"#DIV/0!"}},null,"Annual Solar Generation (kWh)",null,null,null,{"$f":"'General Information'!$AB$62","v":0}]
[null,null,{"$error":"#DIV/0!"},null,"Lifetime Solar Generation (kWh)",null,null,null,{"$f":"'General Information'!$AB$63","v":0}]
[null,null,{"$error":"#DIV/0!"},null,"Capacity for Solar Generation (kW)",null,null,null,{"$f":"'General Information'!$AB$64","v":0}]
[null,null,{"$error":"#DIV/0!"}]
[null,null,{"$error":"#DIV/0!"},null,"CHP-FC Generation Summary"]
[null,null,{"$error":"#DIV/0!"},null,"Annual CHP-FC Generation (kWh)",null,null,null,{"$f":"'General Information'!$AB$65","v":0}]
[null,null,{"$error":"#DIV/0!"},null,"Lifetime CHP-FC Generation (kWh)",null,null,null,{"$f":"'General Information'!$AB$66","v":0}]
[null,null,{"$error":"#DIV/0!"},null,"Capacity for CHP-FC Generation (kW)",null,null,null,{"$f":"'General Information'!$AB$67","v":0}]
[null,null,{"$error":"#DIV/0!"},null,"CHP-FC Waste Heat Utilized (MMBtu)",null,null,null,{"$f":"'General Information'!$AB$68","v":0}]
[null,null,{"$error":"#DIV/0!"}]
[null,null,null,null,"Pathway Outcome",null,null,null,{"$f":"IFERROR(INDEX(T72:X72,,$T$28),0)","v":"In Progress"}]
[null,null,{"$f":"IF(I70=\"In Progress\",5/0,IF(OR(IFERROR(INDEX(T73:X73,,$T$28),0)=0,IFERROR(INDEX(T73:X73,,$T$28),0)=\"\"),5/0,1))","v":{"$error":"#DIV/0!"}},null,{"$f":"\"Note: \"&IFERROR(INDEX(T73:X73,,$T$28),0)","v":"Note: "},null,null,null,null,null,null,null,null,null,null,null,null,null,null,{"$f":"Lists!$I$4","v":"Bundled Pathway"},{"$f":"Lists!$I$8","v":0},{"$f":"Lists!$I$7","v":0},{"$f":"Lists!$I$5","v":"Streamlined Pathway"},{"$f":"Lists!$I$6","v":"High-Performance Pathway"}]
[null,null,null,null,null,null,null,null,null,null,null,null,null,null,null,null,null,null,"Outcome",{"$f":"'Bundled Pathway'!$Z$55","v":"In Progress"},{"$f":"IF(AND(I35=0,I40=0,I45=0),\"In Progress\",\"Pass\")","v":"In Progress"},{"$f":"IF(AND(I35=0,I40=0,I45=0),\"In Progress\",\"Pass\")","v":"In Progress"},{"$f":"'Streamlined Pathway'!$AB$30","v":"In Progress"},{"$f":"IF(GI_HP_Approach=\"Non-Proxy\",IF('High-Performance Pathway'!AE114>=0.05,\"Pass\",\"In Progress\"),IF(GI_HP_Approach=\"LEED v4.1\",IF(HP_LEED_Outcome=\"Pass\",\"Pass\",\"In Progress\"),IF(OR(I35<>0,I40<>0,I45<>0),\"Pass\",\"In Progress\")))","v":"In Progress"}]
[null,null,null,null,"Incentive Calculation",null,null,null,null,null,null,null,null,null,null,null,null,null,"Outcome Note",{"$f":"'Bundled Pathway'!$Z$54","v":"0 Bundled Pathway measures were reported. The project must include a minimum of two measures. The project has earned 0 out of 0 required credits. The number of credits earned meets the minimum number of credits required."},null,null,{"$f":"'Streamlined Pathway'!$AB$31","v":"To qualify for incentives, Sketchbox must calculate that the ECMs will achieve site energy savings at least 5% above code. According to Sketchbox results, this project is achieving  site energy savings above code."},{"$f":"IF(GI_HP_Approach=\"Non-Proxy\",\"To qualify for incentives, the energy model must demonstrate site energy savings at least 5% above code. According to model results, this project is achieving \"&TEXT(100*'High-Performance Pathway'!AE114,\"##.#\")&\"% site energy savings above code.\",IF(GI_HP_Approach=\"LEED v4.1\",\"To qualify for incentives, the project must achieve a minimum number of points for EAc2 Optimize Energy Performance. The minimum number of points required for this project is \"&HP_LEED_MinPoints&\". According to the High-Performance Pathway tab, the project is achieving \"&HP_LEED_PointsEarned&\" points.\",\"\"))","v":""}]
[null,null,{"$f":"IF(LEFT(GI_Pathway,23)=\"Alternative Performance\",5/0,1)","v":1},null,"Base Incentive",null,null,null,{"$f":"IFERROR(IF($I$70=\"Pass\",IF(LEFT(GI_Pathway,11)=\"Alternative\",0,GI_SF_Incentive*INDEX($S$102:$V$108,T74,T98)),0),0)","v":0},null,null,null,null,null,null,null,null,null,"Row number",{"$f":"MATCH(GI_Approach,$T$89:$T$95,0)","v":{"$error":"#N/A"}}]
[null,null,{"$f":"IF(LEFT(GI_Pathway,23)=\"Alternative Performance\",5/0,1)","v":1},null,"GHG Reduction Bonus",null,null,null,{"$f":"IF($I$70=\"Pass\",IF(OR(LEFT(GI_Pathway,7)=\"Bundled\",LEFT(GI_Pathway,11)=\"Alternative\"),0,GI_SF_Incentive*$T$75),0)","v":0},null,null,null,null,null,null,null,null,null,"GHG reduction bonus ($/sf)",{"$f":"SUMPRODUCT('Incentive Support'!$I$4:$I$7,--('Incentive Support'!$G$4:$G$7<=I55),--('Incentive Support'!$H$4:$H$7>I55))","v":0}]
[null,null,{"$f":"IF(LEFT(GI_Pathway,23)=\"Alternative Performance\",5/0,1)","v":1},null,"Additional Incentive for Eligible Project Location/Status",null,null,null,{"$f":"IF(AND($I$70=\"Pass\",OR(GI_Pathway=\"Streamlined Pathway\",GI_Pathway=\"High-Performance Pathway\")),IF(GI_Affordable_Housing=\"Yes\",IF(GI_Pathway=\"Streamlined Pathway\",0,INDEX($T$115:$V$116,$T$76,$T$111))*GI_SF_Incentive,0)+IF(GI_UEZ_OZ=\"Yes\",INDEX($T$115:$V$116,$T$76,$U$111),0)*GI_SF_Incentive,0)","v":0},null,null,null,null,null,null,null,null,null,"Row number",{"$f":"MATCH(GI_Pathway,V$89:V$90,0)","v":{"$error":"#N/A"}}]
[null,null,{"$f":"IF(LEFT(GI_Pathway,23)=\"Alternative Performance\",5/0,1)","v":1},null,"Additional Incentive for Eligible High Energy Intensity Building",null,null,null,{"$f":"IF(AND(GI_High_Energy=\"Yes\",$I$70=\"Pass\",OR(GI_Pathway=\"Streamlined Pathway\",GI_Pathway=\"High-Performance Pathway\"),GI_BuildingType=\"Non-residential\"),INDEX($T$115:$V$116,$T$76,$V$111)*GI_SF_Incentive,0)","v":0}]
[null,null,{"$f":"IF(LEFT(GI_Pathway,23)=\"Alternative Performance\",1,5/0)","v":{"$error":"#DIV/0!"}},null,"Alternative Performance-based Incentive",null,null,null,{"$f":"IF(LEFT(GI_Pathway,23)=\"Alternative Performance\",(I35*0.16)+(I40*10*1.6),0)","v":0}]
[]
[null,null,null,null,"Total Incentive ($)",null,null,{"$f":"IFERROR(SUMIF(I74:I78, \"<>#N/A\"),0)","v":0}]
[]
[null,null,null,null,null,null,null,null,"Final project incentive is subject to Program review and approval."]
[]
[]
[]
[]
[null,null,null,null,null,null,null,null,null,null,null,null,null,null,null,null,null,null,"Base Incentive Lookups",null,"Additional Incentive Lookups"]
[null,null,null,null,null,null,null,null,null,null,null,null,null,null,null,null,null,null,"Row","Pathway","Row","Pathway"]
[null,null,null,null,null,null,null,null,null,null,null,null,null,null,null,null,null,null,1,{"$f":"Lists!I4","v":"Bundled Pathway"},1,{"$f":"Lists!I5","v":"Streamlined Pathway"}]
[null,null,null,null,null,null,null,null,null,null,null,null,null,null,null,null,null,null,2,{"$f":"Lists!I5","v":"Streamlined Pathway"},2,{"$f":"Lists!I6","v":"High-Performance Pathway"}]
[null,null,null,null,null,null,null,null,null,null,null,null,null,null,null,null,null,null,3,{"$f":"Lists!I6&Lists!J4","v":"High-Performance PathwayNon-Proxy"}]
[null,null,null,null,null,null,null,null,null,null,null,null,null,null,null,null,null,null,4,{"$f":"Lists!I6&Lists!J5","v":"High-Performance PathwayLEED V4.1"}]
[null,null,null,null,null,null,null,null,null,null,null,null,null,null,null,null,null,null,5,{"$f":"Lists!I6&\"ENERGY STAR\"","v":"High-Performance PathwayENERGY STAR"}]
[null,null,null,null,null,null,null,null,null,null,null,null,null,null,null,null,null,null,6,{"$f":"Lists!I6&\"DOE\"","v":"High-Performance PathwayDOE"}]
[null,null,null,null,null,null,null,null,null,null,null,null,null,null,null,null,null,null,7,{"$f":"Lists!I6&\"Passive House\"","v":"High-Performance PathwayPassive House"}]
[]
[null,null,null,null,null,null,null,null,null,null,null,null,null,null,null,null,null,null,"Table 1: Base and GHG Reduction Incentives"]
[null,null,{"$f":"5/0","v":{"$error":"#DIV/0!"}},null,null,null,null,null,null,null,null,null,null,null,null,null,null,null,1,2,3,4]
[null,null,null,null,null,null,null,null,null,null,null,null,null,null,null,null,null,null,"Incentives"]
[null,null,null,null,null,null,null,null,null,null,null,null,null,null,null,null,null,null,"Pathway","Incentive Rate ($/sqft)","GHG Reduction Bonus"]
[null,null,null,null,null,null,null,null,null,null,null,null,null,null,null,null,null,null,null,null,"Tons CO2e per kSF","$/sqft"]
[null,null,null,null,null,null,null,null,null,null,null,null,null,null,null,null,null,null,"Bundled",0.25,"n/a","n/a"]
[null,null,null,null,null,null,null,null,null,null,null,null,null,null,null,null,null,null,"Streamlined",0.5,"0.7 - 0.99 tons\n1.0 - 1.99 tons\n2.0 - 2.99 tons\n3.0+ tons","$0.25\n$0.50\n$1.00\n$1.50"]
[null,null,null,null,null,null,null,null,null,null,null,null,null,null,null,null,null,null,"High-Performance\nNon-Proxy",1]
[null,null,null,null,null,null,null,null,null,null,null,null,null,null,null,null,null,null,"High-Performance\nLEED v4.1",1]
[null,null,null,null,null,null,null,null,null,null,null,null,null,null,null,null,null,null,"High-Performance\nENERGY STAR",1]
[null,null,null,null,null,null,null,null,null,null,null,null,null,null,null,null,null,null,"High-Performance\nDOE Zero Energy Ready Home",1.75]
[null,null,null,null,null,null,null,null,null,null,null,null,null,null,null,null,null,null,"High-Performance:\nPHIUS Core 2021\nPHIUS Zero 2021\nPHIUS CORE REVIVE 2021\nPHI Classic V10\nPHI Plus v10\nPHI Premium V10",2.5]
[]
[null,null,null,null,null,null,null,null,null,null,null,null,null,null,null,null,null,null,"Table 2: Additional Incentives"]
[null,null,{"$f":"5/0","v":{"$error":"#DIV/0!"}},null,null,null,null,null,null,null,null,null,null,null,null,null,null,null,null,1,2,3]
[null,null,null,null,null,null,null,null,null,null,null,null,null,null,null,null,null,null,"Incentives"]
[null,null,null,null,null,null,null,null,null,null,null,null,null,null,null,null,null,null,null,"Additional Incentive ($/sqft)"]
[null,null,null,null,null,null,null,null,null,null,null,null,null,null,null,null,null,null,"Pathway","Affordable Housing (residential)","UEZ/OZ (non-residential)","Industrial/High Energy Intensity (non-residential)"]
[null,null,null,null,null,null,null,null,null,null,null,null,null,null,null,null,null,null,"Streamlined","n/a",0.15,0.6]
[null,null,null,null,null,null,null,null,null,null,null,null,null,null,null,null,null,null,"High-Performance",0.25,0.25,1]

{"sheet":"Incentive Support","index":25,"n_rows":90,"n_cols":9,"rows_kept":90,"cut":false,"hidden":true,"merged":[[1,6,1,8],[0,0,0,3],[1,0,2,0],[1,1,1,3],[42,1,42,3],[43,0,44,0],[43,1,44,3],[79,0,80,0],[79,1,80,2],[47,0,47,1],[48,0,49,0],[57,0,57,1],[58,0,59,0],[58,1,59,1],[65,0,68,0],[65,1,68,1],[71,0,71,2],[72,0,73,0],[72,1,73,1],[72,2,73,2],[78,1,78,2],[83,0,83,1],[84,0,85,0],[84,1,85,1],[89,0,93,0],[89,1,93,1]]}
["Electric Emissions Factors",null,null,null,null,1,2,3,4]
["Year","Tons per MWh",null,null,null,2,"GHG Reduction Bonus"]
[null,"CO2","SO2","NOx",null,3,"Min Tons CO2e per kSF","Max Tons CO2e per kSF","$/sqft"]
[2022,0.5,1.3999999999999999E-4,3.2699999999999998E-4,null,4,0.7,1,0.25]
[2023,0.49,1.3799999999999999E-4,3.21E-4,null,5,1,2,0.5]
[2024,0.48,1.35E-4,3.1500000000000001E-4,null,6,2,3,1]
[2025,0.48,1.3300000000000001E-4,3.1E-4,null,7,3,1000000000,1.5]
[2026,0.47,1.2999999999999999E-4,3.0400000000000002E-4]
[2027,0.46,1.2799999999999999E-4,2.9799999999999998E-4]
[2028,0.45,1.25E-4,2.92E-4]
[2029,0.44,1.2300000000000001E-4,2.8600000000000001E-4]
[2030,0.43,1.2E-4,2.7999999999999998E-4]
[2031,0.42,1.18E-4,2.7500000000000002E-4]
[2032,0.41,1.15E-4,2.6899999999999998E-4]
[2033,0.4,1.13E-4,2.63E-4]
[2034,0.4,1.1E-4,2.5700000000000001E-4]
[2035,0.39,1.08E-4,2.5099999999999998E-4]
[2036,0.38,1.05E-4,2.4499999999999999E-4]
[2037,0.37,1.03E-4,2.3900000000000001E-4]
[2038,0.36,1E-4,2.34E-4]
[2039,0.35,9.7999999999999997E-5,2.2800000000000001E-4]
[2040,0.34,9.5000000000000005E-5,2.22E-4]
[2041,0.33,9.2999999999999997E-5,2.1599999999999999E-4]
[2042,0.32,9.0000000000000006E-5,2.1000000000000001E-4]
[2043,0.31,8.7999999999999998E-5,2.04E-4]
[2044,0.31,8.5000000000000006E-5,1.9900000000000001E-4]
[2045,0.3,8.2999999999999998E-5,1.93E-4]
[2046,0.28999999999999998,8.0000000000000007E-5,1.8699999999999999E-4]
[2047,0.28000000000000003,7.7999999999999999E-5,1.8100000000000001E-4]
[2048,0.27,7.4999999999999993E-5,1.75E-4]
[2049,0.26,7.2999999999999999E-5,1.6899999999999999E-4]
[2050,0.25,6.9999999999999994E-5,1.64E-4]
[2051,0.24,6.7999999999999999E-5,1.5799999999999999E-4]
[2052,0.23,6.4999999999999994E-5,1.5200000000000001E-4]
[2053,0.22,6.3E-5,1.46E-4]
[2054,0.22,6.0000000000000002E-5,1.3999999999999999E-4]
[2055,0.21,5.8E-5,1.34E-4]
[2056,0.2,5.5000000000000002E-5,1.2799999999999999E-4]
[2057,0.19,5.3000000000000001E-5,1.2300000000000001E-4]
[2058,0.18,5.0000000000000002E-5,1.17E-4]
[2059,0.17,4.8000000000000001E-5,1.11E-4]
[2060,0.16,4.5000000000000003E-5,1.05E-4]
["Source:","Tri-2 Board Order"]
["Link:","https://www.nj.gov/bpu/pdf/boardorders/2023/20230726/8C%20ORDER%20Second%20Triennium.pdf"]
[]
[]
[]
["Fuel Emissions Factors"]
["Fuel","Pounds per MMBtu"]
[null,"CO2"]
["Natural Gas",116.65]
["Propane",138.63]
["Fuel Oil",163.44999999999999]
["Source:","EIA Fuel Emissions"]
["Link:","https://www.eia.gov/environment/emissions/co2_vol_mass.php"]
[]
[]
["Transmission & Distribution Losses"]
["Fuel","% Losses"]
[]
["Electric",8.6999999999999994E-2]
["Natural Gas",2.3E-2]
["Propane",0]
["Fuel Oil",0]
["Source:","Tri-2 Board Order"]
["Link:","https://www.nj.gov/bpu/pdf/boardorders/2023/20230726/8C%20ORDER%20Second%20Triennium.pdf"]
[]
[]
[]
[]
[]
["Fuel Type & Units"]
["Fuel Type","Units","MMBtu Conversion\n(units/MMBtu)"]
[]
["<Fuel Type>","<units>","N/A"]
["Natural Gas","Therms",{"$f":"1000000/100000","v":10}]
["Propane","Gallons",{"$f":"1000000/91452","v":10.934697983641692}]
["Fuel Oil","Gallons",{"$f":"1000000/138500","v":7.2202166064981945}]
["Source:","EIA BTU Conversions"]
["Link:","https://www.eia.gov/energyexplained/units-and-calculators/british-thermal-units.php"]
[]
[]
[]
["Global Warming Potential"]
["GHG Type","GWP Factor\n(equivalent units of CO2)"]
[]
["CH4",28]
["N2O",265]
["Source:","Greenhouse Gas Protocol"]
["Link:","https://ghgprotocol.org/sites/default/files/ghgp/Global-Warming-Potential-Values%20%28Feb%2016%202016%29_1.pdf"]

{"sheet":"EUI Tables Support","index":26,"n_rows":157,"n_cols":54,"rows_kept":157,"cut":false,"hidden":true,"merged":[[70,5,70,6],[70,7,70,8]]}
[null,null,null,null,null,null,"Building Type","Climate Zone",null,"Fuel",null,"Space heating","Space cooling","Interior lighting","Exterior lighting","Fans - interior ventilation","Pumps","Heat rejection","Space heating","Fans - interior ventilation","Service water heating","Refrigeration equipment (regulated)","Total",0,0,"Misc equipment","Fans - interior ventilation","Elevators and escalators","Elevators and escalators","Interior lighting","Service water heating","Service water heating","Other regulated","Space heating","Space heating","Misc equipment","Misc equipment","Misc equipment","Misc equipment","Refrigeration equipment (regulated)","Refrigeration equipment (regulated)","Refrigeration equipment (regulated)","Refrigeration equipment (regulated)","Misc equipment","Elevators and escalators","Elevators and escalators","Misc equipment"]
["filename","ModelName","WeatherLoc","AnalysisPurpose","AnalysisCodeName","AnalysisCodeYear","AnalysisPrototype","AnalysisClimateZone","TotalArea","fuel","Unit","Heating_General","Cooling_General","Interior.Lighting_LightsWired","Exterior.Lighting_General","Fans_General","Pumps_General","Heat.Rejection_General","Humidification_General","Heat.Recovery_General","Water.Systems_Water.Heater","Refrigeration_General","Total","Photovoltaic.Power","Net.Site.Energy","Interior.Equipment_MiscPlug","Fans_Ventilation..simple.","Interior.Equipment_ElevatorLift","Interior.Equipment_ElevatorLightsFan","Interior.Lighting_LightsPlugIn","Water.Systems_General","Water.Systems_WaterUse","Exterior.Equipment_Transformer","Heating_Boiler","Heating_Boiler.Parasitic","Generators_DCtoACInverter.Ancillary","Generators_General","Exterior.Equipment_General","Interior.Equipment_Cooking","Interior.Equipment_ReachInFreezer","Interior.Equipment_ReachInRefrigerator","Refrigeration_LowTempRefrigeration","Refrigeration_MedTempRefrigeration","Interior.Equipment_Laundry","Exterior.Equipment_ElevatorLift","Exterior.Equipment_ElevatorLightsFan","Interior.Equipment_DataCenterPlugLoads","Row Count","Lookup","Space_Heating_Total_kBtu_sf","SWH_Total_kBtu_sf","Cooking_Total_kBtu_sf","Weight 4A","Weight 5A"]
["ASHRAE901_ApartmentHighRise_STD2019AppGProposed_NewYork.table.csv.gz","APARTMENTHIGHRISE","RUNPERIOD 1 ** New York-John F Kennedy Intl AP NY USA TMY3 WMO#=744860","PERFORMANCEPATHPROPOSED","ASHRAE901",2019,"APARTMENTHIGHRISE","4A",84352,"Electricity","EUI_kBtu_per_sf",1.44018797933627,3.5666400293629801,1.6457525036226801,1.44715626829513,2.6475002373376899,0.86069607817677096,6.3950909961162594E-2,0,0,0,0,27.447753033682499,0,27.4477755120339,10.928412530885099,0,4.2439127594613302,5.5071961126484503E-3,0.14386144947326601,0,0,0.454175091657395,0,0,null,0,null,null,null,null,null,null,null,null,null,null,1,{"$f":"G3&H3&J3","v":"APARTMENTHIGHRISE4AElectricity"},{"$f":"SUMIF($L$1:$AU$1,$B$69,L3:AU3)","v":1.44018797933627},{"$f":"SUMIF($L$1:$AU$1,$K$69,L3:AU3)","v":0},{"$f":"SUMIF($L$2:$AU$2,$Z$68,L3:AU3)","v":0},{"$f":"INDEX($D$73:$D$88,MATCH(G3,$A$73:$A$88,0),)","v":0.15579999999999999},{"$f":"INDEX($E$73:$E$88,MATCH(G3,$A$73:$A$88,0),)","v":7.7100000000000002E-2}]
["ASHRAE901_ApartmentMidRise_STD2019AppGProposed_NewYork.table.csv.gz","APARTMENTMIDRISE","RUNPERIOD 1 ** New York-John F Kennedy Intl AP NY USA TMY3 WMO#=744860","PERFORMANCEPATHPROPOSED","ASHRAE901",2019,"APARTMENTMIDRISE","4A",33741,"Electricity","EUI_kBtu_per_sf",0,3.2691758652248999,1.90980561718381,0.92694552465637603,2.6504629081793198,1.2924975487782099E-2,0,0,0,0,0,21.667316516626801,0,21.667091734444401,10.8491120333531,0,1.89407086441607,1.3767908671767901E-2,0.141050819453622,0,0,null,null,null,null,0,0,null,null,null,null,null,null,null,null,null,2,{"$f":"G4&H4&J4","v":"APARTMENTMIDRISE4AElectricity"},{"$f":"SUMIF($L$1:$AU$1,$B$69,L4:AU4)","v":0},{"$f":"SUMIF($L$1:$AU$1,$K$69,L4:AU4)","v":0},{"$f":"SUMIF($L$2:$AU$2,$Z$68,L4:AU4)","v":0},{"$f":"INDEX($D$73:$D$88,MATCH(G4,$A$73:$A$88,0),)","v":0.14402999999999999},{"$f":"INDEX($E$73:$E$88,MATCH(G4,$A$73:$A$88,0),)","v":0.12606000000000001}]
["ASHRAE901_Hospital_STD2019AppGProposed_NewYork.table.csv.gz","HOSPITAL","RUNPERIOD 1 ** New York-John F Kennedy Intl AP NY USA TMY3 WMO#=744860","PERFORMANCEPATHPROPOSED","ASHRAE901",2019,"HOSPITAL","4A",241501,"Electricity","EUI_kBtu_per_sf",0,8.5145255572561194,12.2209223413606,0.65036144174398702,11.424919507157499,1.39152302924483,0.76962250651239605,3.55902810828464,0.68278726119714905,0.107798184283756,7.8277341391773406E-2,71.697883532222804,0,71.697930639950798,21.451485364507299,null,null,null,null,0,0,0.27746451803262501,0,0,null,0,null,5.4801597697844402,6.8698770027885395E-2,5.81780441036149E-2,0.111645315405318,0.23942502765718501,null,4.5800096002190598,3.1051844052604201E-2,null,3,"HOSPITAL4AElectricity",3.55902810828464,0.107798184283756,5.4801597697844402,{"$f":"INDEX($D$73:$D$88,MATCH(G5,$A$73:$A$88,0),)","v":4.3990000000000001E-2},{"$f":"INDEX($E$73:$E$88,MATCH(G5,$A$73:$A$88,0),)","v":5.3809999999999997E-2}]
["ASHRAE901_HotelLarge_STD2019AppGProposed_NewYork.table.csv.gz","HOTELLARGE","RUNPERIOD 1 ** New York-John F Kennedy Intl AP NY USA TMY3 WMO#=744860","PERFORMANCEPATHPROPOSED","ASHRAE901",2019,"HOTELLARGE","4A",122120,"Electricity","EUI_kBtu_per_sf",0,6.7163676756283497,4.2322082899445697,1.5038949848265899,4.5091230850548598,0.62393165357481395,0,0,0.78067148293496702,0.73579995179570601,5.5041376432069598E-2,38.557221698529503,0,38.557260514732903,6.7751354075875501,0,null,null,null,0,0,0.16706493946659201,0,0,null,0,null,5.9158999289554703,6.7928355963414497E-2,3.83504089667734E-2,0.123047364802299,0.16427017282124001,0,6.1258955893909404,2.2591030383261299E-2,null,4,"HOTELLARGE4AElectricity",0,0.73579995179570601,5.9158999289554703,{"$f":"INDEX($D$73:$D$88,MATCH(G6,$A$73:$A$88,0),)","v":3.8940000000000002E-2},{"$f":"INDEX($E$73:$E$88,MATCH(G6,$A$73:$A$88,0),)","v":3.6940000000000001E-2}]
["ASHRAE901_HotelSmall_STD2019AppGProposed_NewYork.table.csv.gz","HOTELSMALL","RUNPERIOD 1 ** New York-John F Kennedy Intl AP NY USA TMY3 WMO#=744860","PERFORMANCEPATHPROPOSED","ASHRAE901",2019,"HOTELSMALL","4A",43202,"Electricity","EUI_kBtu_per_sf",0,5.8815690033508696,3.8521402240437701,1.14352869474149,4.7279458315496798,1.5141715589553399E-2,0,0,0,0,0,25.353815251516501,0,25.353771362485801,6.1286642461601,0,2.95855955910665,2.1286179886763502E-2,null,0,0,null,0,0,null,0,0,null,null,null,null,null,0.62497979708765306,null,null,null,5,"HOTELSMALL4AElectricity",0,0,0,{"$f":"INDEX($D$73:$D$88,MATCH(G7,$A$73:$A$88,0),)","v":1.453E-2},{"$f":"INDEX($E$73:$E$88,MATCH(G7,$A$73:$A$88,0),)","v":1.549E-2}]
["ASHRAE901_OfficeLarge_STD2019AppGProposed_NewYork.table.csv.gz","OFFICELARGE","RUNPERIOD 1 ** New York-John F Kennedy Intl AP NY USA TMY3 WMO#=744860","PERFORMANCEPATHPROPOSED","ASHRAE901",2019,"OFFICELARGE","4A",498588,"Electricity","EUI_kBtu_per_sf",0,3.6175725993683598,4.6845979341146702,0.66849757099002005,4.4565173708121897,0.81572790043154597,1.3123141439669801,2.42404288882785,8.1401658315791395E-2,0.81061296324702203,0,51.657576031601202,0,51.657574130137597,10.1442514614575,null,null,null,null,0,0,0.103972031691368,0,0,null,0,null,null,null,null,null,null,null,4.7646115239751801,1.10855330058646E-2,17.762370451396901,6,"OFFICELARGE4AElectricity",2.42404288882785,0.81061296324702203,0,{"$f":"INDEX($D$73:$D$88,MATCH(G8,$A$73:$A$88,0),)","v":5.3780000000000001E-2},{"$f":"INDEX($E$73:$E$88,MATCH(G8,$A$73:$A$88,0),)","v":2.7400000000000001E-2}]
["ASHRAE901_OfficeMedium_STD2019AppGProposed_NewYork.table.csv.gz","OFFICEMEDIUM","RUNPERIOD 1 ** New York-John F Kennedy Intl AP NY USA TMY3 WMO#=744860","PERFORMANCEPATHPROPOSED","ASHRAE901",2019,"OFFICEMEDIUM","4A",53628,"Electricity","EUI_kBtu_per_sf",0,3.5089475555344301,4.1144261880955399,0.89840654326293401,1.71761471356605,3.4295724004921098E-2,0,0,0,0.93429330601035199,0,24.4061807457289,0,24.406110032895899,10.336271581668701,null,2.37524406046454,1.1314053279974E-2,null,0,0,0.475367019841407,0,0,null,0,null,null,null,null,null,null,null,null,null,null,7,"OFFICEMEDIUM4AElectricity",0,0.93429330601035199,0,{"$f":"INDEX($D$73:$D$88,MATCH(G9,$A$73:$A$88,0),)","v":4.5400000000000003E-2},{"$f":"INDEX($E$73:$E$88,MATCH(G9,$A$73:$A$88,0),)","v":4.9939999999999998E-2}]
["ASHRAE901_OfficeSmall_STD2019AppGProposed_NewYork.table.csv.gz","OFFICESMALL","RUNPERIOD 1 ** New York-John F Kennedy Intl AP NY USA TMY3 WMO#=744860","PERFORMANCEPATHPROPOSED","ASHRAE901",2019,"OFFICESMALL","4A",5502,"Electricity","EUI_kBtu_per_sf",0,2.8913536632213002,4.5558635789970898,1.7024180090957399,2.98784699167207,0,0,0,0,1.1717047026164999,0,21.631736524481699,0,21.630530357876001,8.3225495788789505,null,null,null,null,0,0,null,null,null,null,0,0,null,null,null,null,null,null,null,null,null,8,"OFFICESMALL4AElectricity",0,1.1717047026164999,0,{"$f":"INDEX($D$73:$D$88,MATCH(G10,$A$73:$A$88,0),)","v":2.7539999999999999E-2},{"$f":"INDEX($E$73:$E$88,MATCH(G10,$A$73:$A$88,0),)","v":3.8059999999999997E-2}]
["ASHRAE901_OutPatientHealthCare_STD2019AppGProposed_NewYork.table.csv.gz","OUTPATIENTHEALTHCARE","RUNPERIOD 1 ** New York-John F Kennedy Intl AP NY USA TMY3 WMO#=744860","PERFORMANCEPATHPROPOSED","ASHRAE901",2019,"OUTPATIENTHEALTHCARE","4A",40946,"Electricity","EUI_kBtu_per_sf",0,12.8583469645192,9.4191125031711103,1.36050502860386,7.0775898084347597,5.0937901002867297E-2,0,2.4262648391320298,0,0,0,63.952071637272603,0,63.951793794176197,27.556015227069299,null,3.1437946355315098,5.9504729807895E-2,null,0,0,null,0,0,null,0,0,null,null,null,null,null,null,null,null,null,9,"OUTPATIENTHEALTHCARE4AElectricity",2.4262648391320298,0,0,{"$f":"INDEX($D$73:$D$88,MATCH(G11,$A$73:$A$88,0),)","v":2.9569999999999999E-2},{"$f":"INDEX($E$73:$E$88,MATCH(G11,$A$73:$A$88,0),)","v":4.548E-2}]
["ASHRAE901_RestaurantFastFood_STD2019AppGProposed_NewYork.table.csv.gz","RESTAURANTFASTFOOD","RUNPERIOD 1 ** New York-John F Kennedy Intl AP NY USA TMY3 WMO#=744860","PERFORMANCEPATHPROPOSED","ASHRAE901",2019,"RESTAURANTFASTFOOD","4A",2501,"Electricity","EUI_kBtu_per_sf",0,21.3149460666056,8.3318960438198602,5.9437729739351903,19.423400968395299,0,0,0,0,0,3.00979320236259,164.844933238214,0,164.844933238214,null,null,null,null,null,0,0,null,null,null,null,0,0,88.497017761154893,3.3168375970620501,3.74518348102549,4.3137842119504102,6.9483009319025504,null,null,null,null,10,"RESTAURANTFASTFOOD4AElectricity",0,0,88.497017761154893,{"$f":"INDEX($D$73:$D$88,MATCH(G12,$A$73:$A$88,0),)","v":2.63E-3},{"$f":"INDEX($E$73:$E$88,MATCH(G12,$A$73:$A$88,0),)","v":3.8400000000000001E-3}]
["ASHRAE901_RestaurantSitDown_STD2019AppGProposed_NewYork.table.csv.gz","RESTAURANTSITDOWN","RUNPERIOD 1 ** New York-John F Kennedy Intl AP NY USA TMY3 WMO#=744860","PERFORMANCEPATHPROPOSED","ASHRAE901",2019,"RESTAURANTSITDOWN","4A",5502,"Electricity","EUI_kBtu_per_sf",0,18.6473357231114,7.5247565240091898,4.4214621572263804,14.727294254798799,7.7539281790797707E-2,0,0,0,13.5831590745969,1.1941049395782799,140.327145994684,0,140.327145994684,null,null,null,null,null,0,0,null,null,null,null,0,0,71.858237078258597,1.50770825704329,1.7024180090957399,1.9126356175063399,3.17049507766817,null,null,null,null,11,"RESTAURANTSITDOWN4AElectricity",0,13.5831590745969,71.858237078258597,{"$f":"INDEX($D$73:$D$88,MATCH(G13,$A$73:$A$88,0),)","v":7.7999999999999996E-3},{"$f":"INDEX($E$73:$E$88,MATCH(G13,$A$73:$A$88,0),)","v":1.108E-2}]
["ASHRAE901_RetailStandalone_STD2019AppGProposed_NewYork.table.csv.gz","RETAILSTANDALONE","RUNPERIOD 1 ** New York-John F Kennedy Intl AP NY USA TMY3 WMO#=744860","PERFORMANCEPATHPROPOSED","ASHRAE901",2019,"RETAILSTANDALONE","4A",24692,"Electricity","EUI_kBtu_per_sf",0,4.7321718304532698,8.9533074981208696,1.68284861118675,5.0662074890735003,0,0,0,0,1.0090180584528301,0,28.9036831964724,0,28.9034912219559,7.4601297091851499,null,null,null,null,null,null,null,null,null,null,0,0,null,null,null,null,null,null,null,null,null,12,"RETAILSTANDALONE4AElectricity",0,1.0090180584528301,0,{"$f":"INDEX($D$73:$D$88,MATCH(G14,$A$73:$A$88,0),)","v":9.1600000000000001E-2},{"$f":"INDEX($E$73:$E$88,MATCH(G14,$A$73:$A$88,0),)","v":0.13444}]
["ASHRAE901_RetailStripmall_STD2019AppGProposed_NewYork.table.csv.gz","RETAILSTRIPMALL","RUNPERIOD 1 ** New York-John F Kennedy Intl AP NY USA TMY3 WMO#=744860","PERFORMANCEPATHPROPOSED","ASHRAE901",2019,"RETAILSTRIPMALL","4A",22500,"Electricity","EUI_kBtu_per_sf",0,4.8982425854822402,15.4502158386635,2.5437153108435502,4.0934560617599898,0,0,0,0,1.0997344643534299,0,33.485018345657899,0,33.485313293598601,5.3996540845552596,null,null,null,null,null,null,null,null,null,null,0,0,null,null,null,null,null,null,null,null,null,13,"RETAILSTRIPMALL4AElectricity",0,1.0997344643534299,0,{"$f":"INDEX($D$73:$D$88,MATCH(G15,$A$73:$A$88,0),)","v":3.1539999999999999E-2},{"$f":"INDEX($E$73:$E$88,MATCH(G15,$A$73:$A$88,0),)","v":3.4500000000000003E-2}]
["ASHRAE901_SchoolPrimary_STD2019AppGProposed_NewYork.table.csv.gz","SCHOOLPRIMARY","RUNPERIOD 1 ** New York-John F Kennedy Intl AP NY USA TMY3 WMO#=744860","PERFORMANCEPATHPROPOSED","ASHRAE901",2019,"SCHOOLPRIMARY","4A",73959,"Electricity","EUI_kBtu_per_sf",0,4.6888964775432598,3.6630281238491,0.38430005302700199,3.2670631926281501,1.8971450249498398E-2,0,0,0.65246406601315499,0.34533166873073501,0.100625597607137,28.232209866221499,0,28.232171410579099,12.146086465817399,null,null,null,null,0,0,0.21881260524252599,0,0,null,0,null,1.9190647411164901,0.22432458065285299,0.126647248962868,0.19394462315872399,0.282648971622595,null,null,null,null,14,"SCHOOLPRIMARY4AElectricity",0,0.34533166873073501,1.9190647411164901,{"$f":"INDEX($D$73:$D$88,MATCH(G16,$A$73:$A$88,0),)","v":4.2099999999999999E-2},{"$f":"INDEX($E$73:$E$88,MATCH(G16,$A$73:$A$88,0),)","v":4.3880000000000002E-2}]
["ASHRAE901_SchoolSecondary_STD2019AppGProposed_NewYork.table.csv.gz","SCHOOLSECONDARY","RUNPERIOD 1 ** New York-John F Kennedy Intl AP NY USA TMY3 WMO#=744860","PERFORMANCEPATHPROPOSED","ASHRAE901",2019,"SCHOOLSECONDARY","4A",210887,"Electricity","EUI_kBtu_per_sf",0,5.0508977437322402,3.6090492707386299,0.32812808294766199,4.0478121272353,0.25040052363590598,0,0,0.93610235254406904,0.69442313978524906,6.6623622267219504E-2,26.5130997528146,0,26.513122230419899,8.6271746658657396,null,0.51599590849065102,1.16883547837227E-3,null,0,0,0.29351257070356002,0,0,null,0,null,1.6154654967426001,7.86716187365952E-2,4.4415748178146301E-2,0.145789748321588,0.207468297411078,null,null,null,null,15,"SCHOOLSECONDARY4AElectricity",0,0.69442313978524906,1.6154654967426001,{"$f":"INDEX($D$73:$D$88,MATCH(G17,$A$73:$A$88,0),)","v":9.4380000000000006E-2},{"$f":"INDEX($E$73:$E$88,MATCH(G17,$A$73:$A$88,0),)","v":0.12373000000000001}]
["ASHRAE901_Warehouse_STD2019AppGProposed_NewYork.table.csv.gz","WAREHOUSE","RUNPERIOD 1 ** New York-John F Kennedy Intl AP NY USA TMY3 WMO#=744860","PERFORMANCEPATHPROPOSED","ASHRAE901",2019,"WAREHOUSE","4A",52045,"Electricity","EUI_kBtu_per_sf",0,0.37961953079605398,1.52649312287473,1.1295684791105201,0.418783733829236,0,0,0,0,0.19126703806902901,0,6.1806577158877598,0,6.1806394999793799,2.48665365398125,4.8272157226945403E-2,null,null,null,null,null,null,null,null,null,0,0,null,null,null,null,null,null,null,null,null,16,"WAREHOUSE4AElectricity",0,0.19126703806902901,0,{"$f":"INDEX($D$73:$D$88,MATCH(G18,$A$73:$A$88,0),)","v":0.17637},{"$f":"INDEX($E$73:$E$88,MATCH(G18,$A$73:$A$88,0),)","v":0.17824999999999999}]
["ASHRAE901_ApartmentHighRise_STD2019AppGProposed_NewYork.table.csv.gz","APARTMENTHIGHRISE","RUNPERIOD 1 ** New York-John F Kennedy Intl AP NY USA TMY3 WMO#=744860","PERFORMANCEPATHPROPOSED","ASHRAE901",2019,"APARTMENTHIGHRISE","4A",84352,"Natural Gas","EUI_kBtu_per_sf",0,0,0,0,0,0,0,0,0,12.6316811906108,0,17.3375068954666,0,17.3375068954666,0,0,0,0,0,0,0,0,4.7058257048558403,0,null,0,null,null,null,null,null,null,null,null,null,null,17,"APARTMENTHIGHRISE4ANatural Gas",4.7058257048558403,12.6316811906108,0,{"$f":"INDEX($D$73:$D$88,MATCH(G19,$A$73:$A$88,0),)","v":0.15579999999999999},{"$f":"INDEX($E$73:$E$88,MATCH(G19,$A$73:$A$88,0),)","v":7.7100000000000002E-2}]
["ASHRAE901_ApartmentMidRise_STD2019AppGProposed_NewYork.table.csv.gz","APARTMENTMIDRISE","RUNPERIOD 1 ** New York-John F Kennedy Intl AP NY USA TMY3 WMO#=744860","PERFORMANCEPATHPROPOSED","ASHRAE901",2019,"APARTMENTMIDRISE","4A",33741,"Natural Gas","EUI_kBtu_per_sf",4.61899674110429,0,0,0,0,0,0,0,0,12.564244191410999,0,17.1832409325153,0,17.1832409325153,0,0,0,0,0,0,0,null,null,null,null,0,0,null,null,null,null,null,null,null,null,null,18,"APARTMENTMIDRISE4ANatural Gas",4.61899674110429,12.564244191410999,0,{"$f":"INDEX($D$73:$D$88,MATCH(G20,$A$73:$A$88,0),)","v":0.14402999999999999},{"$f":"INDEX($E$73:$E$88,MATCH(G20,$A$73:$A$88,0),)","v":0.12606000000000001}]
["ASHRAE901_Hospital_STD2019AppGProposed_NewYork.table.csv.gz","HOSPITAL","RUNPERIOD 1 ** New York-John F Kennedy Intl AP NY USA TMY3 WMO#=744860","PERFORMANCEPATHPROPOSED","ASHRAE901",2019,"HOSPITAL","4A",241501,"Natural Gas","EUI_kBtu_per_sf",0,0,0,0,0,0,0,0,0,4.7820413574436502,0,27.809977311100202,0,27.809977311100202,0,null,null,null,null,0,0,0,12.0703127366661,0,null,0,null,10.957623216990401,0,0,0,0,null,0,0,null,19,"HOSPITAL4ANatural Gas",12.0703127366661,4.7820413574436502,10.957623216990401,{"$f":"INDEX($D$73:$D$88,MATCH(G21,$A$73:$A$88,0),)","v":4.3990000000000001E-2},{"$f":"INDEX($E$73:$E$88,MATCH(G21,$A$73:$A$88,0),)","v":5.3809999999999997E-2}]
["ASHRAE901_HotelLarge_STD2019AppGProposed_NewYork.table.csv.gz","HOTELLARGE","RUNPERIOD 1 ** New York-John F Kennedy Intl AP NY USA TMY3 WMO#=744860","PERFORMANCEPATHPROPOSED","ASHRAE901",2019,"HOTELLARGE","4A",122120,"Natural Gas","EUI_kBtu_per_sf",0,0,0,0,0,0,0,0,0,20.5081484512021,0,42.016891261316701,0,42.016891261316701,0,0,null,null,null,0,0,0,7.6249139783033097,0,null,0,null,9.3030749485489697,0,0,0,0,4.5807538832623598,0,0,null,20,"HOTELLARGE4ANatural Gas",7.6249139783033097,20.5081484512021,9.3030749485489697,{"$f":"INDEX($D$73:$D$88,MATCH(G22,$A$73:$A$88,0),)","v":3.8940000000000002E-2},{"$f":"INDEX($E$73:$E$88,MATCH(G22,$A$73:$A$88,0),)","v":3.6940000000000001E-2}]
["ASHRAE901_HotelSmall_STD2019AppGProposed_NewYork.table.csv.gz","HOTELSMALL","RUNPERIOD 1 ** New York-John F Kennedy Intl AP NY USA TMY3 WMO#=744860","PERFORMANCEPATHPROPOSED","ASHRAE901",2019,"HOTELSMALL","4A",43202,"Natural Gas","EUI_kBtu_per_sf",1.30406577502893,0,0,0,0,0,0,0,0,16.958339874227999,0,31.325002594953901,0,31.325002594953901,0,0,0,0,null,0,0,null,3.8154454733391998,0,null,0,0,null,null,null,null,null,9.2471514723577606,null,null,null,21,"HOTELSMALL4ANatural Gas",5.1195112483681298,16.958339874227999,0,{"$f":"INDEX($D$73:$D$88,MATCH(G23,$A$73:$A$88,0),)","v":1.453E-2},{"$f":"INDEX($E$73:$E$88,MATCH(G23,$A$73:$A$88,0),)","v":1.549E-2}]
["ASHRAE901_OfficeLarge_STD2019AppGProposed_NewYork.table.csv.gz","OFFICELARGE","RUNPERIOD 1 ** New York-John F Kennedy Intl AP NY USA TMY3 WMO#=744860","PERFORMANCEPATHPROPOSED","ASHRAE901",2019,"OFFICELARGE","4A",498588,"Natural Gas","EUI_kBtu_per_sf",0,0,0,0,0,0,0,0,0,0,0,1.22610870309273,0,1.22610870309273,0,null,null,null,null,0,0,0,1.22610870309273,0,null,0,null,null,null,null,null,null,null,0,0,0,22,"OFFICELARGE4ANatural Gas",1.22610870309273,0,0,{"$f":"INDEX($D$73:$D$88,MATCH(G24,$A$73:$A$88,0),)","v":5.3780000000000001E-2},{"$f":"INDEX($E$73:$E$88,MATCH(G24,$A$73:$A$88,0),)","v":2.7400000000000001E-2}]
["ASHRAE901_OfficeMedium_STD2019AppGProposed_NewYork.table.csv.gz","OFFICEMEDIUM","RUNPERIOD 1 ** New York-John F Kennedy Intl AP NY USA TMY3 WMO#=744860","PERFORMANCEPATHPROPOSED","ASHRAE901",2019,"OFFICEMEDIUM","4A",53628,"Natural Gas","EUI_kBtu_per_sf",0,0,0,0,0,0,0,0,0,0,0,6.2896188277466996,0,6.2896188277466996,0,null,0,0,null,0,0,0,6.2896188277466996,0,null,0,null,null,null,null,null,null,null,null,null,null,23,"OFFICEMEDIUM4ANatural Gas",6.2896188277466996,0,0,{"$f":"INDEX($D$73:$D$88,MATCH(G25,$A$73:$A$88,0),)","v":4.5400000000000003E-2},{"$f":"INDEX($E$73:$E$88,MATCH(G25,$A$73:$A$88,0),)","v":4.9939999999999998E-2}]
["ASHRAE901_OfficeSmall_STD2019AppGProposed_NewYork.table.csv.gz","OFFICESMALL","RUNPERIOD 1 ** New York-John F Kennedy Intl AP NY USA TMY3 WMO#=744860","PERFORMANCEPATHPROPOSED","ASHRAE901",2019,"OFFICESMALL","4A",5502,"Natural Gas","EUI_kBtu_per_sf",5.2317713439476599,0,0,0,0,0,0,0,0,0,0,5.2317713439476599,0,5.2317713439476599,0,null,null,null,null,0,0,null,null,null,null,0,0,null,null,null,null,null,null,null,null,null,24,"OFFICESMALL4ANatural Gas",5.2317713439476599,0,0,{"$f":"INDEX($D$73:$D$88,MATCH(G26,$A$73:$A$88,0),)","v":2.7539999999999999E-2},{"$f":"INDEX($E$73:$E$88,MATCH(G26,$A$73:$A$88,0),)","v":3.8059999999999997E-2}]
["ASHRAE901_OutPatientHealthCare_STD2019AppGProposed_NewYork.table.csv.gz","OUTPATIENTHEALTHCARE","RUNPERIOD 1 ** New York-John F Kennedy Intl AP NY USA TMY3 WMO#=744860","PERFORMANCEPATHPROPOSED","ASHRAE901",2019,"OUTPATIENTHEALTHCARE","4A",40946,"Natural Gas","EUI_kBtu_per_sf",0,0,0,0,0,0,0,0,0,2.8617845588238202,0,25.592173342959001,0,25.592173342959001,4.3603846748009598,null,0,0,null,0,0,null,18.3700041093342,0,null,0,0,null,null,null,null,null,null,null,null,null,25,"OUTPATIENTHEALTHCARE4ANatural Gas",18.3700041093342,2.8617845588238202,0,{"$f":"INDEX($D$73:$D$88,MATCH(G27,$A$73:$A$88,0),)","v":2.9569999999999999E-2},{"$f":"INDEX($E$73:$E$88,MATCH(G27,$A$73:$A$88,0),)","v":4.548E-2}]
["ASHRAE901_RestaurantFastFood_STD2019AppGProposed_NewYork.table.csv.gz","RESTAURANTFASTFOOD","RUNPERIOD 1 ** New York-John F Kennedy Intl AP NY USA TMY3 WMO#=744860","PERFORMANCEPATHPROPOSED","ASHRAE901",2019,"RESTAURANTFASTFOOD","4A",2501,"Natural Gas","EUI_kBtu_per_sf",82.893258159776096,0,0,0,0,0,0,0,0,71.387569330028001,0,335.11266154786102,0,335.11266154786102,null,null,null,null,null,0,0,null,null,null,null,0,0,180.83183405805701,0,0,0,0,null,null,null,null,26,"RESTAURANTFASTFOOD4ANatural Gas",82.893258159776096,71.387569330028001,180.83183405805701,{"$f":"INDEX($D$73:$D$88,MATCH(G28,$A$73:$A$88,0),)","v":2.63E-3},{"$f":"INDEX($E$73:$E$88,MATCH(G28,$A$73:$A$88,0),)","v":3.8400000000000001E-3}]
["ASHRAE901_RestaurantSitDown_STD2019AppGProposed_NewYork.table.csv.gz","RESTAURANTSITDOWN","RUNPERIOD 1 ** New York-John F Kennedy Intl AP NY USA TMY3 WMO#=744860","PERFORMANCEPATHPROPOSED","ASHRAE901",2019,"RESTAURANTSITDOWN","4A",5502,"Natural Gas","EUI_kBtu_per_sf",64.595235457360999,0,0,0,0,0,0,0,0,56.805288135223599,0,202.33018640697901,0,202.33018640697901,null,null,null,null,null,0,0,null,null,null,null,0,0,80.929662814394803,0,0,0,0,null,null,null,null,27,"RESTAURANTSITDOWN4ANatural Gas",64.595235457360999,56.805288135223599,80.929662814394803,{"$f":"INDEX($D$73:$D$88,MATCH(G29,$A$73:$A$88,0),)","v":7.7999999999999996E-3},{"$f":"INDEX($E$73:$E$88,MATCH(G29,$A$73:$A$88,0),)","v":1.108E-2}]
["ASHRAE901_RetailStandalone_STD2019AppGProposed_NewYork.table.csv.gz","RETAILSTANDALONE","RUNPERIOD 1 ** New York-John F Kennedy Intl AP NY USA TMY3 WMO#=744860","PERFORMANCEPATHPROPOSED","ASHRAE901",2019,"RETAILSTANDALONE","4A",24692,"Natural Gas","EUI_kBtu_per_sf",16.436328066288699,0,0,0,0,0,0,0,0,0,0,16.436328066288699,0,16.436328066288699,0,null,null,null,null,null,null,null,null,null,null,0,0,null,null,null,null,null,null,null,null,null,28,"RETAILSTANDALONE4ANatural Gas",16.436328066288699,0,0,{"$f":"INDEX($D$73:$D$88,MATCH(G30,$A$73:$A$88,0),)","v":9.1600000000000001E-2},{"$f":"INDEX($E$73:$E$88,MATCH(G30,$A$73:$A$88,0),)","v":0.13444}]
["ASHRAE901_RetailStripmall_STD2019AppGProposed_NewYork.table.csv.gz","RETAILSTRIPMALL","RUNPERIOD 1 ** New York-John F Kennedy Intl AP NY USA TMY3 WMO#=744860","PERFORMANCEPATHPROPOSED","ASHRAE901",2019,"RETAILSTRIPMALL","4A",22500,"Natural Gas","EUI_kBtu_per_sf",18.583534332799999,0,0,0,0,0,0,0,0,0,0,18.583534332799999,0,18.583534332799999,0,null,null,null,null,null,null,null,null,null,null,0,0,null,null,null,null,null,null,null,null,null,29,"RETAILSTRIPMALL4ANatural Gas",18.583534332799999,0,0,{"$f":"INDEX($D$73:$D$88,MATCH(G31,$A$73:$A$88,0),)","v":3.1539999999999999E-2},{"$f":"INDEX($E$73:$E$88,MATCH(G31,$A$73:$A$88,0),)","v":3.4500000000000003E-2}]
["ASHRAE901_SchoolPrimary_STD2019AppGProposed_NewYork.table.csv.gz","SCHOOLPRIMARY","RUNPERIOD 1 ** New York-John F Kennedy Intl AP NY USA TMY3 WMO#=744860","PERFORMANCEPATHPROPOSED","ASHRAE901",2019,"SCHOOLPRIMARY","4A",73959,"Natural Gas","EUI_kBtu_per_sf",1.8085148795197299,0,0,0,0,0,0,0,0,1.5315732231533701,0,13.262826913008601,0,13.262826913008601,0,null,null,null,null,0,0,0,5.2959805411106204,0,null,0,null,4.6267582692248403,0,0,0,0,null,null,null,null,30,"SCHOOLPRIMARY4ANatural Gas",7.1044954206303501,1.5315732231533701,4.6267582692248403,{"$f":"INDEX($D$73:$D$88,MATCH(G32,$A$73:$A$88,0),)","v":4.2099999999999999E-2},{"$f":"INDEX($E$73:$E$88,MATCH(G32,$A$73:$A$88,0),)","v":4.3880000000000002E-2}]
["ASHRAE901_SchoolSecondary_STD2019AppGProposed_NewYork.table.csv.gz","SCHOOLSECONDARY","RUNPERIOD 1 ** New York-John F Kennedy Intl AP NY USA TMY3 WMO#=744860","PERFORMANCEPATHPROPOSED","ASHRAE901",2019,"SCHOOLSECONDARY","4A",210887,"Natural Gas","EUI_kBtu_per_sf",0.72683941943505304,0,0,0,0,0,0,0,0,2.2746765926927699,0,8.3922267248336802,0,8.3922267248336802,0,null,0,0,null,0,0,0,2.94367268212455,0,null,0,null,2.44703803058131,0,0,0,0,null,null,null,null,31,"SCHOOLSECONDARY4ANatural Gas",3.6705121015596029,2.2746765926927699,2.44703803058131,{"$f":"INDEX($D$73:$D$88,MATCH(G33,$A$73:$A$88,0),)","v":9.4380000000000006E-2},{"$f":"INDEX($E$73:$E$88,MATCH(G33,$A$73:$A$88,0),)","v":0.12373000000000001}]
["ASHRAE901_Warehouse_STD2019AppGProposed_NewYork.table.csv.gz","WAREHOUSE","RUNPERIOD 1 ** New York-John F Kennedy Intl AP NY USA TMY3 WMO#=744860","PERFORMANCEPATHPROPOSED","ASHRAE901",2019,"WAREHOUSE","4A",52045,"Natural Gas","EUI_kBtu_per_sf",9.2117370667384009,0,0,0,0,0,0,0,0,0,0,9.2117370667384009,0,9.2117370667384009,0,0,null,null,null,null,null,null,null,null,null,0,0,null,null,null,null,null,null,null,null,null,32,"WAREHOUSE4ANatural Gas",9.2117370667384009,0,0,{"$f":"INDEX($D$73:$D$88,MATCH(G34,$A$73:$A$88,0),)","v":0.17637},{"$f":"INDEX($E$73:$E$88,MATCH(G34,$A$73:$A$88,0),)","v":0.17824999999999999}]
["ASHRAE901_ApartmentHighRise_STD2019AppGProposed_Buffalo.table.csv.gz","APARTMENTHIGHRISE","RUNPERIOD 1 ** Buffalo Niagara Intl AP NY USA TMY3 WMO#=725280","PERFORMANCEPATHPROPOSED","ASHRAE901",2019,"APARTMENTHIGHRISE","5A",84352,"Electricity","EUI_kBtu_per_sf",2.3733767410366799,2.0279968705434399,1.6457525036226801,1.4476058353247301,2.52263299486519,0.82562984986766297,2.8097939350247202E-2,0,0,0,0,26.646961762200402,0,26.647096632309299,10.928412530885099,0,4.2439127594613302,5.5071961126484503E-3,0.14386144947326601,0,0,0.454175091657395,0,0,null,0,null,null,null,null,null,null,null,null,null,null,33,"APARTMENTHIGHRISE5AElectricity",2.3733767410366799,0,0,{"$f":"INDEX($D$73:$D$88,MATCH(G35,$A$73:$A$88,0),)","v":0.15579999999999999},{"$f":"INDEX($E$73:$E$88,MATCH(G35,$A$73:$A$88,0),)","v":7.7100000000000002E-2}]
["ASHRAE901_ApartmentMidRise_STD2019AppGProposed_Buffalo.table.csv.gz","APARTMENTMIDRISE","RUNPERIOD 1 ** Buffalo Niagara Intl AP NY USA TMY3 WMO#=725280","PERFORMANCEPATHPROPOSED","ASHRAE901",2019,"APARTMENTMIDRISE","5A",33741,"Electricity","EUI_kBtu_per_sf",0,2.06378141212521,1.90980561718381,0.92722650238437099,2.46276978587849,1.2924975487782099E-2,0,0,0,0,0,20.274509918954301,0,20.274425625635899,10.8491120333531,0,1.89407086441607,1.3767908671767901E-2,0.141050819453622,0,0,null,null,null,null,0,0,null,null,null,null,null,null,null,null,null,34,"APARTMENTMIDRISE5AElectricity",0,0,0,{"$f":"INDEX($D$73:$D$88,MATCH(G36,$A$73:$A$88,0),)","v":0.14402999999999999},{"$f":"INDEX($E$73:$E$88,MATCH(G36,$A$73:$A$88,0),)","v":0.12606000000000001}]
["ASHRAE901_Hospital_STD2019AppGProposed_Buffalo.table.csv.gz","HOSPITAL","RUNPERIOD 1 ** Buffalo Niagara Intl AP NY USA TMY3 WMO#=725280","PERFORMANCEPATHPROPOSED","ASHRAE901",2019,"HOSPITAL","5A",241501,"Electricity","EUI_kBtu_per_sf",0,6.0959755443144097,12.220608289840399,0.65055772394406697,11.6545304248107,1.05992388043023,0.43146753221513601,3.7891101032180301,0.67289463831313301,0.107798184283756,7.8277341391773406E-2,69.046935394386693,0,69.046935394386693,21.451485364507299,null,null,null,null,0,0,0.27746451803262501,0,0,null,0,null,5.4801597697844402,6.8698770027885395E-2,5.81780441036149E-2,0.10033946068072901,0.23840436021677,null,4.5800096002190598,3.1051844052604201E-2,null,35,"HOSPITAL5AElectricity",3.7891101032180301,0.107798184283756,5.4801597697844402,{"$f":"INDEX($D$73:$D$88,MATCH(G37,$A$73:$A$88,0),)","v":4.3990000000000001E-2},{"$f":"INDEX($E$73:$E$88,MATCH(G37,$A$73:$A$88,0),)","v":5.3809999999999997E-2}]
["ASHRAE901_HotelLarge_STD2019AppGProposed_Buffalo.table.csv.gz","HOTELLARGE","RUNPERIOD 1 ** Buffalo Niagara Intl AP NY USA TMY3 WMO#=725280","PERFORMANCEPATHPROPOSED","ASHRAE901",2019,"HOTELLARGE","5A",122120,"Electricity","EUI_kBtu_per_sf",0,4.1188649759941898,4.2284819344174398,1.50436077926748,4.4111509876539099,0.55724541612044498,0,0,0.73331571477761504,0.73579995179570601,5.5041376432069598E-2,35.7436680107282,0,35.743869854986002,6.7751354075875501,0,null,null,null,0,0,0.16698730705977699,0,0,null,0,null,5.9158999289554703,6.7928355963414497E-2,3.83504089667734E-2,0.122892099988669,0.16372674597353301,0,6.1258955893909404,2.2591030383261299E-2,null,36,"HOTELLARGE5AElectricity",0,0.73579995179570601,5.9158999289554703,{"$f":"INDEX($D$73:$D$88,MATCH(G38,$A$73:$A$88,0),)","v":3.8940000000000002E-2},{"$f":"INDEX($E$73:$E$88,MATCH(G38,$A$73:$A$88,0),)","v":3.6940000000000001E-2}]
["ASHRAE901_HotelSmall_STD2019AppGProposed_Buffalo.table.csv.gz","HOTELSMALL","RUNPERIOD 1 ** Buffalo Niagara Intl AP NY USA TMY3 WMO#=725280","PERFORMANCEPATHPROPOSED","ASHRAE901",2019,"HOTELSMALL","5A",43202,"Electricity","EUI_kBtu_per_sf",0,4.45715051216549,3.8479707661278102,1.1439675850484301,4.6741817689490901,2.2822295961066E-2,0,0,0,0,0,23.8795827104931,0,23.879407154370298,6.1286642461601,0,2.95855955910665,2.1286179886763502E-2,null,0,0,null,0,0,null,0,0,null,null,null,null,null,0.62497979708765306,null,null,null,37,"HOTELSMALL5AElectricity",0,0,0,{"$f":"INDEX($D$73:$D$88,MATCH(G39,$A$73:$A$88,0),)","v":1.453E-2},{"$f":"INDEX($E$73:$E$88,MATCH(G39,$A$73:$A$88,0),)","v":1.549E-2}]
["ASHRAE901_OfficeLarge_STD2019AppGProposed_Buffalo.table.csv.gz","OFFICELARGE","RUNPERIOD 1 ** Buffalo Niagara Intl AP NY USA TMY3 WMO#=725280","PERFORMANCEPATHPROPOSED","ASHRAE901",2019,"OFFICELARGE","5A",498588,"Electricity","EUI_kBtu_per_sf",0,2.6554510134957301,4.6798062457484901,0.67174907380992199,4.4891845161021999,0.65931350162152502,0.90880454548078704,2.7819363746535499,6.9840759400584401E-2,0.87438805364439798,0,50.576765085483999,0,50.576791705974898,10.1442514614575,null,null,null,null,0,0,0.103972031691368,0,0,null,0,null,null,null,null,null,null,null,4.7646115239751801,1.10855330058646E-2,17.762370451396901,38,"OFFICELARGE5AElectricity",2.7819363746535499,0.87438805364439798,0,{"$f":"INDEX($D$73:$D$88,MATCH(G40,$A$73:$A$88,0),)","v":5.3780000000000001E-2},{"$f":"INDEX($E$73:$E$88,MATCH(G40,$A$73:$A$88,0),)","v":2.7400000000000001E-2}]
["ASHRAE901_OfficeMedium_STD2019AppGProposed_Buffalo.table.csv.gz","OFFICEMEDIUM","RUNPERIOD 1 ** Buffalo Niagara Intl AP NY USA TMY3 WMO#=725280","PERFORMANCEPATHPROPOSED","ASHRAE901",2019,"OFFICEMEDIUM","5A",53628,"Electricity","EUI_kBtu_per_sf",0,2.2050029150174302,4.1075316868780503,0.90600817281041701,1.5517931201814299,5.4625663492374403E-2,0,0,0,1.0050061390101901,0,23.0281644126445,0,23.028022986978499,10.336271581668701,null,2.37524406046454,1.1314053279974E-2,null,0,0,0.475367019841407,0,0,null,0,null,null,null,null,null,null,null,null,null,null,39,"OFFICEMEDIUM5AElectricity",0,1.0050061390101901,0,{"$f":"INDEX($D$73:$D$88,MATCH(G41,$A$73:$A$88,0),)","v":4.5400000000000003E-2},{"$f":"INDEX($E$73:$E$88,MATCH(G41,$A$73:$A$88,0),)","v":4.9939999999999998E-2}]
["ASHRAE901_OfficeSmall_STD2019AppGProposed_Buffalo.table.csv.gz","OFFICESMALL","RUNPERIOD 1 ** Buffalo Niagara Intl AP NY USA TMY3 WMO#=725280","PERFORMANCEPATHPROPOSED","ASHRAE901",2019,"OFFICESMALL","5A",5502,"Electricity","EUI_kBtu_per_sf",0,1.7420491975665899,4.5506942935443702,1.7144796751520801,2.94821580320122,0,0,0,0,1.2492439844073,0,20.527232532750499,0,20.524475580509101,8.3225495788789505,null,null,null,null,0,0,null,null,null,null,0,0,null,null,null,null,null,null,null,null,null,40,"OFFICESMALL5AElectricity",0,1.2492439844073,0,{"$f":"INDEX($D$73:$D$88,MATCH(G42,$A$73:$A$88,0),)","v":2.7539999999999999E-2},{"$f":"INDEX($E$73:$E$88,MATCH(G42,$A$73:$A$88,0),)","v":3.8059999999999997E-2}]
["ASHRAE901_OutPatientHealthCare_STD2019AppGProposed_Buffalo.table.csv.gz","OUTPATIENTHEALTHCARE","RUNPERIOD 1 ** Buffalo Niagara Intl AP NY USA TMY3 WMO#=725280","PERFORMANCEPATHPROPOSED","ASHRAE901",2019,"OUTPATIENTHEALTHCARE","5A",40946,"Electricity","EUI_kBtu_per_sf",0,9.1215888541316392,9.4177232876892099,1.36953492923618,7.0773582725211099,6.20516248580383E-2,0,2.8120036712719201,0,0,0,60.619575232116802,0,60.619528924934102,27.556015227069299,null,3.1437946355315098,5.9504729807895E-2,null,0,0,null,0,0,null,0,0,null,null,null,null,null,null,null,null,null,41,"OUTPATIENTHEALTHCARE5AElectricity",2.8120036712719201,0,0,{"$f":"INDEX($D$73:$D$88,MATCH(G43,$A$73:$A$88,0),)","v":2.9569999999999999E-2},{"$f":"INDEX($E$73:$E$88,MATCH(G43,$A$73:$A$88,0),)","v":4.548E-2}]
["ASHRAE901_RestaurantFastFood_STD2019AppGProposed_Buffalo.table.csv.gz","RESTAURANTFASTFOOD","RUNPERIOD 1 ** Buffalo Niagara Intl AP NY USA TMY3 WMO#=725280","PERFORMANCEPATHPROPOSED","ASHRAE901",2019,"RESTAURANTFASTFOOD","5A",2501,"Electricity","EUI_kBtu_per_sf",0,11.6752683416584,8.2939893284248605,5.9248196162376896,18.828265536693898,0,0,0,0,0,3.00979320236259,154.352354416879,0,154.351975349725,null,null,null,null,null,0,0,null,null,null,null,0,0,88.497017761154893,3.3168375970620501,3.74518348102549,4.2152267519234199,6.8459528003360601,null,null,null,null,42,"RESTAURANTFASTFOOD5AElectricity",0,0,88.497017761154893,{"$f":"INDEX($D$73:$D$88,MATCH(G44,$A$73:$A$88,0),)","v":2.63E-3},{"$f":"INDEX($E$73:$E$88,MATCH(G44,$A$73:$A$88,0),)","v":3.8400000000000001E-3}]
["ASHRAE901_RestaurantSitDown_STD2019AppGProposed_Buffalo.table.csv.gz","RESTAURANTSITDOWN","RUNPERIOD 1 ** Buffalo Niagara Intl AP NY USA TMY3 WMO#=725280","PERFORMANCEPATHPROPOSED","ASHRAE901",2019,"RESTAURANTSITDOWN","5A",5502,"Electricity","EUI_kBtu_per_sf",0,10.591865892623,7.4834022403874298,4.4059543008682196,14.634247116649901,7.7539281790797707E-2,0,0,0,13.586605264898701,1.1941049395782799,132.03733522367199,0,132.03871369979299,null,null,null,null,null,0,0,null,null,null,null,0,0,71.858237078258597,1.50770825704329,1.7024180090957399,1.86955823873368,3.1256946037445998,null,null,null,null,43,"RESTAURANTSITDOWN5AElectricity",0,13.586605264898701,71.858237078258597,{"$f":"INDEX($D$73:$D$88,MATCH(G45,$A$73:$A$88,0),)","v":7.7999999999999996E-3},{"$f":"INDEX($E$73:$E$88,MATCH(G45,$A$73:$A$88,0),)","v":1.108E-2}]
["ASHRAE901_RetailStandalone_STD2019AppGProposed_Buffalo.table.csv.gz","RETAILSTANDALONE","RUNPERIOD 1 ** Buffalo Niagara Intl AP NY USA TMY3 WMO#=725280","PERFORMANCEPATHPROPOSED","ASHRAE901",2019,"RETAILSTANDALONE","5A",24692,"Electricity","EUI_kBtu_per_sf",0,2.6772766063894999,8.9456285174629393,1.6770893756933001,5.5657251808722599,0,0,0,0,1.0854239159993,0,27.4112733056024,0,27.411657254635301,7.4601297091851499,null,null,null,null,null,null,null,null,null,null,0,0,null,null,null,null,null,null,null,null,null,44,"RETAILSTANDALONE5AElectricity",0,1.0854239159993,0,{"$f":"INDEX($D$73:$D$88,MATCH(G46,$A$73:$A$88,0),)","v":9.1600000000000001E-2},{"$f":"INDEX($E$73:$E$88,MATCH(G46,$A$73:$A$88,0),)","v":0.13444}]
["ASHRAE901_RetailStripmall_STD2019AppGProposed_Buffalo.table.csv.gz","RETAILSTRIPMALL","RUNPERIOD 1 ** Buffalo Niagara Intl AP NY USA TMY3 WMO#=725280","PERFORMANCEPATHPROPOSED","ASHRAE901",2019,"RETAILSTRIPMALL","5A",22500,"Electricity","EUI_kBtu_per_sf",0,2.6768632383284898,15.4502158386635,2.53486687262461,4.0985123121708096,0,0,0,0,1.15872405247967,0,31.318836398822299,0,31.319131346762902,5.3996540845552596,null,null,null,null,null,null,null,null,null,null,0,0,null,null,null,null,null,null,null,null,null,45,"RETAILSTRIPMALL5AElectricity",0,1.15872405247967,0,{"$f":"INDEX($D$73:$D$88,MATCH(G47,$A$73:$A$88,0),)","v":3.1539999999999999E-2},{"$f":"INDEX($E$73:$E$88,MATCH(G47,$A$73:$A$88,0),)","v":3.4500000000000003E-2}]
["ASHRAE901_SchoolPrimary_STD2019AppGProposed_Buffalo.table.csv.gz","SCHOOLPRIMARY","RUNPERIOD 1 ** Buffalo Niagara Intl AP NY USA TMY3 WMO#=725280","PERFORMANCEPATHPROPOSED","ASHRAE901",2019,"SCHOOLPRIMARY","5A",73959,"Electricity","EUI_kBtu_per_sf",0,2.7891877431002401,3.6213678445849999,0.38430005302700199,3.0936282454148301,3.0892699392764299E-2,0,0,0.61247019791961799,0.34533166873073501,0.100625597607137,26.088307802553501,0,26.088474443670599,12.146086465817399,null,null,null,null,0,0,0.21881260524252599,0,0,null,0,null,1.9190647411164901,0.22432458065285299,0.126647248962868,0.19317551031077099,0.28239260067327698,null,null,null,null,46,"SCHOOLPRIMARY5AElectricity",0,0.34533166873073501,1.9190647411164901,{"$f":"INDEX($D$73:$D$88,MATCH(G48,$A$73:$A$88,0),)","v":4.2099999999999999E-2},{"$f":"INDEX($E$73:$E$88,MATCH(G48,$A$73:$A$88,0),)","v":4.3880000000000002E-2}]
["ASHRAE901_SchoolSecondary_STD2019AppGProposed_Buffalo.table.csv.gz","SCHOOLSECONDARY","RUNPERIOD 1 ** Buffalo Niagara Intl AP NY USA TMY3 WMO#=725280","PERFORMANCEPATHPROPOSED","ASHRAE901",2019,"SCHOOLSECONDARY","5A",210887,"Electricity","EUI_kBtu_per_sf",0,3.00822287964457,3.57191626669495,0.32695924746929,4.1703150764108496,0.19209361534941199,0,0,0.80150645168843204,0.69442313978524906,6.6623622267219504E-2,24.3616332788169,0,24.361642269859001,8.6271746658657396,null,0.51599590849065102,1.16883547837227E-3,null,0,0,0.29351257070356002,0,0,null,0,null,1.6154654967426001,7.86716187365952E-2,4.4415748178146301E-2,0.14552001705734799,0.207648118253905,null,null,null,null,47,"SCHOOLSECONDARY5AElectricity",0,0.69442313978524906,1.6154654967426001,{"$f":"INDEX($D$73:$D$88,MATCH(G49,$A$73:$A$88,0),)","v":9.4380000000000006E-2},{"$f":"INDEX($E$73:$E$88,MATCH(G49,$A$73:$A$88,0),)","v":0.12373000000000001}]
["ASHRAE901_Warehouse_STD2019AppGProposed_Buffalo.table.csv.gz","WAREHOUSE","RUNPERIOD 1 ** Buffalo Niagara Intl AP NY USA TMY3 WMO#=725280","PERFORMANCEPATHPROPOSED","ASHRAE901",2019,"WAREHOUSE","5A",52045,"Electricity","EUI_kBtu_per_sf",0,0.15720328938435399,1.53214005447486,1.1275647291878901,0.56378236459394704,0,0,0,0,0.20529328752742401,0,6.0839312423500003,0,6.0839130264416097,2.48665365398125,1.1293863200266501E-2,null,null,null,null,null,null,null,null,null,0,0,null,null,null,null,null,null,null,null,null,48,"WAREHOUSE5AElectricity",0,0.20529328752742401,0,{"$f":"INDEX($D$73:$D$88,MATCH(G50,$A$73:$A$88,0),)","v":0.17637},{"$f":"INDEX($E$73:$E$88,MATCH(G50,$A$73:$A$88,0),)","v":0.17824999999999999}]
["ASHRAE901_ApartmentHighRise_STD2019AppGProposed_Buffalo.table.csv.gz","APARTMENTHIGHRISE","RUNPERIOD 1 ** Buffalo Niagara Intl AP NY USA TMY3 WMO#=725280","PERFORMANCEPATHPROPOSED","ASHRAE901",2019,"APARTMENTHIGHRISE","5A",84352,"Natural Gas","EUI_kBtu_per_sf",0,0,0,0,0,0,0,0,0,13.611724452257199,0,21.6285951916161,0,21.6285951916161,0,0,0,0,0,0,0,0,8.0168707393588807,0,null,0,null,null,null,null,null,null,null,null,null,null,49,"APARTMENTHIGHRISE5ANatural Gas",8.0168707393588807,13.611724452257199,0,{"$f":"INDEX($D$73:$D$88,MATCH(G51,$A$73:$A$88,0),)","v":0.15579999999999999},{"$f":"INDEX($E$73:$E$88,MATCH(G51,$A$73:$A$88,0),)","v":7.7100000000000002E-2}]
["ASHRAE901_ApartmentMidRise_STD2019AppGProposed_Buffalo.table.csv.gz","APARTMENTMIDRISE","RUNPERIOD 1 ** Buffalo Niagara Intl AP NY USA TMY3 WMO#=725280","PERFORMANCEPATHPROPOSED","ASHRAE901",2019,"APARTMENTMIDRISE","5A",33741,"Natural Gas","EUI_kBtu_per_sf",8.0292394241308802,0,0,0,0,0,0,0,0,13.5395623623722,0,21.568801786503101,0,21.568801786503101,0,0,0,0,0,0,0,null,null,null,null,0,0,null,null,null,null,null,null,null,null,null,50,"APARTMENTMIDRISE5ANatural Gas",8.0292394241308802,13.5395623623722,0,{"$f":"INDEX($D$73:$D$88,MATCH(G52,$A$73:$A$88,0),)","v":0.14402999999999999},{"$f":"INDEX($E$73:$E$88,MATCH(G52,$A$73:$A$88,0),)","v":0.12606000000000001}]
["ASHRAE901_Hospital_STD2019AppGProposed_Buffalo.table.csv.gz","HOSPITAL","RUNPERIOD 1 ** Buffalo Niagara Intl AP NY USA TMY3 WMO#=725280","PERFORMANCEPATHPROPOSED","ASHRAE901",2019,"HOSPITAL","5A",241501,"Natural Gas","EUI_kBtu_per_sf",0,0,0,0,0,0,0,0,0,5.08757865456458,0,31.782590124443399,0,31.782590124443399,0,null,null,null,null,0,0,0,15.737388252888399,0,null,0,null,10.957623216990401,0,0,0,0,null,0,0,null,51,"HOSPITAL5ANatural Gas",15.737388252888399,5.08757865456458,10.957623216990401,{"$f":"INDEX($D$73:$D$88,MATCH(G53,$A$73:$A$88,0),)","v":4.3990000000000001E-2},{"$f":"INDEX($E$73:$E$88,MATCH(G53,$A$73:$A$88,0),)","v":5.3809999999999997E-2}]
["ASHRAE901_HotelLarge_STD2019AppGProposed_Buffalo.table.csv.gz","HOTELLARGE","RUNPERIOD 1 ** Buffalo Niagara Intl AP NY USA TMY3 WMO#=725280","PERFORMANCEPATHPROPOSED","ASHRAE901",2019,"HOTELLARGE","5A",122120,"Natural Gas","EUI_kBtu_per_sf",0,0,0,0,0,0,0,0,0,21.755165947684201,0,44.8760205658172,0,44.8760205658172,0,0,null,null,null,0,0,0,9.2370257863216505,0,null,0,null,9.3030749485489697,0,0,0,0,4.5807538832623598,0,0,null,52,"HOTELLARGE5ANatural Gas",9.2370257863216505,21.755165947684201,9.3030749485489697,{"$f":"INDEX($D$73:$D$88,MATCH(G54,$A$73:$A$88,0),)","v":3.8940000000000002E-2},{"$f":"INDEX($E$73:$E$88,MATCH(G54,$A$73:$A$88,0),)","v":3.6940000000000001E-2}]
["ASHRAE901_HotelSmall_STD2019AppGProposed_Buffalo.table.csv.gz","HOTELSMALL","RUNPERIOD 1 ** Buffalo Niagara Intl AP NY USA TMY3 WMO#=725280","PERFORMANCEPATHPROPOSED","ASHRAE901",2019,"HOTELSMALL","5A",43202,"Natural Gas","EUI_kBtu_per_sf",2.1267856028146799,0,0,0,0,0,0,0,0,17.996941384824801,0,35.646146522438798,0,35.646146522438798,0,0,0,0,null,0,0,null,6.2752680624415502,0,null,0,0,null,null,null,null,null,9.2471514723577606,null,null,null,53,"HOTELSMALL5ANatural Gas",8.4020536652562292,17.996941384824801,0,{"$f":"INDEX($D$73:$D$88,MATCH(G55,$A$73:$A$88,0),)","v":1.453E-2},{"$f":"INDEX($E$73:$E$88,MATCH(G55,$A$73:$A$88,0),)","v":1.549E-2}]
["ASHRAE901_OfficeLarge_STD2019AppGProposed_Buffalo.table.csv.gz","OFFICELARGE","RUNPERIOD 1 ** Buffalo Niagara Intl AP NY USA TMY3 WMO#=725280","PERFORMANCEPATHPROPOSED","ASHRAE901",2019,"OFFICELARGE","5A",498588,"Natural Gas","EUI_kBtu_per_sf",0,0,0,0,0,0,0,0,0,0,0,2.1881681351079401,0,2.1881681351079401,0,null,null,null,null,0,0,0,2.1881681351079401,0,null,0,null,null,null,null,null,null,null,0,0,0,54,"OFFICELARGE5ANatural Gas",2.1881681351079401,0,0,{"$f":"INDEX($D$73:$D$88,MATCH(G56,$A$73:$A$88,0),)","v":5.3780000000000001E-2},{"$f":"INDEX($E$73:$E$88,MATCH(G56,$A$73:$A$88,0),)","v":2.7400000000000001E-2}]
["ASHRAE901_OfficeMedium_STD2019AppGProposed_Buffalo.table.csv.gz","OFFICEMEDIUM","RUNPERIOD 1 ** Buffalo Niagara Intl AP NY USA TMY3 WMO#=725280","PERFORMANCEPATHPROPOSED","ASHRAE901",2019,"OFFICEMEDIUM","5A",53628,"Natural Gas","EUI_kBtu_per_sf",0,0,0,0,0,0,0,0,0,0,0,10.388024734303,0,10.388024734303,0,null,0,0,null,0,0,0,10.388024734303,0,null,0,null,null,null,null,null,null,null,null,null,null,55,"OFFICEMEDIUM5ANatural Gas",10.388024734303,0,0,{"$f":"INDEX($D$73:$D$88,MATCH(G57,$A$73:$A$88,0),)","v":4.5400000000000003E-2},{"$f":"INDEX($E$73:$E$88,MATCH(G57,$A$73:$A$88,0),)","v":4.9939999999999998E-2}]
["ASHRAE901_OfficeSmall_STD2019AppGProposed_Buffalo.table.csv.gz","OFFICESMALL","RUNPERIOD 1 ** Buffalo Niagara Intl AP NY USA TMY3 WMO#=725280","PERFORMANCEPATHPROPOSED","ASHRAE901",2019,"OFFICESMALL","5A",5502,"Natural Gas","EUI_kBtu_per_sf",9.3334662961832109,0,0,0,0,0,0,0,0,0,0,9.3334662961832109,0,9.3334662961832109,0,null,null,null,null,0,0,null,null,null,null,0,0,null,null,null,null,null,null,null,null,null,56,"OFFICESMALL5ANatural Gas",9.3334662961832109,0,0,{"$f":"INDEX($D$73:$D$88,MATCH(G58,$A$73:$A$88,0),)","v":2.7539999999999999E-2},{"$f":"INDEX($E$73:$E$88,MATCH(G58,$A$73:$A$88,0),)","v":3.8059999999999997E-2}]
["ASHRAE901_OutPatientHealthCare_STD2019AppGProposed_Buffalo.table.csv.gz","OUTPATIENTHEALTHCARE","RUNPERIOD 1 ** Buffalo Niagara Intl AP NY USA TMY3 WMO#=725280","PERFORMANCEPATHPROPOSED","ASHRAE901",2019,"OUTPATIENTHEALTHCARE","5A",40946,"Natural Gas","EUI_kBtu_per_sf",0,0,0,0,0,0,0,0,0,3.0654867679773399,0,31.209493240150401,0,31.209493240150401,4.3603846748009598,null,0,0,null,0,0,null,23.783621797372099,0,null,0,0,null,null,null,null,null,null,null,null,null,57,"OUTPATIENTHEALTHCARE5ANatural Gas",23.783621797372099,3.0654867679773399,0,{"$f":"INDEX($D$73:$D$88,MATCH(G59,$A$73:$A$88,0),)","v":2.9569999999999999E-2},{"$f":"INDEX($E$73:$E$88,MATCH(G59,$A$73:$A$88,0),)","v":4.548E-2}]
["ASHRAE901_RestaurantFastFood_STD2019AppGProposed_Buffalo.table.csv.gz","RESTAURANTFASTFOOD","RUNPERIOD 1 ** Buffalo Niagara Intl AP NY USA TMY3 WMO#=725280","PERFORMANCEPATHPROPOSED","ASHRAE901",2019,"RESTAURANTFASTFOOD","5A",2501,"Natural Gas","EUI_kBtu_per_sf",129.219193685086,0,0,0,0,0,0,0,0,76.784177002478998,0,386.83520474562198,0,386.83520474562198,null,null,null,null,null,0,0,null,null,null,null,0,0,180.83183405805701,0,0,0,0,null,null,null,null,58,"RESTAURANTFASTFOOD5ANatural Gas",129.219193685086,76.784177002478998,180.83183405805701,{"$f":"INDEX($D$73:$D$88,MATCH(G60,$A$73:$A$88,0),)","v":2.63E-3},{"$f":"INDEX($E$73:$E$88,MATCH(G60,$A$73:$A$88,0),)","v":3.8400000000000001E-3}]
["ASHRAE901_RestaurantSitDown_STD2019AppGProposed_Buffalo.table.csv.gz","RESTAURANTSITDOWN","RUNPERIOD 1 ** Buffalo Niagara Intl AP NY USA TMY3 WMO#=725280","PERFORMANCEPATHPROPOSED","ASHRAE901",2019,"RESTAURANTSITDOWN","5A",5502,"Natural Gas","EUI_kBtu_per_sf",101.241752348964,0,0,0,0,0,0,0,0,61.156771314285699,0,243.32818647764401,0,243.32818647764401,null,null,null,null,null,0,0,null,null,null,null,0,0,80.929662814394803,0,0,0,0,null,null,null,null,59,"RESTAURANTSITDOWN5ANatural Gas",101.241752348964,61.156771314285699,80.929662814394803,{"$f":"INDEX($D$73:$D$88,MATCH(G61,$A$73:$A$88,0),)","v":7.7999999999999996E-3},{"$f":"INDEX($E$73:$E$88,MATCH(G61,$A$73:$A$88,0),)","v":1.108E-2}]
["ASHRAE901_RetailStandalone_STD2019AppGProposed_Buffalo.table.csv.gz","RETAILSTANDALONE","RUNPERIOD 1 ** Buffalo Niagara Intl AP NY USA TMY3 WMO#=725280","PERFORMANCEPATHPROPOSED","ASHRAE901",2019,"RETAILSTANDALONE","5A",24692,"Natural Gas","EUI_kBtu_per_sf",24.9471822638587,0,0,0,0,0,0,0,0,0,0,24.9471822638587,0,24.9471822638587,0,null,null,null,null,null,null,null,null,null,null,0,0,null,null,null,null,null,null,null,null,null,60,"RETAILSTANDALONE5ANatural Gas",24.9471822638587,0,0,{"$f":"INDEX($D$73:$D$88,MATCH(G62,$A$73:$A$88,0),)","v":9.1600000000000001E-2},{"$f":"INDEX($E$73:$E$88,MATCH(G62,$A$73:$A$88,0),)","v":0.13444}]
["ASHRAE901_RetailStripmall_STD2019AppGProposed_Buffalo.table.csv.gz","RETAILSTRIPMALL","RUNPERIOD 1 ** Buffalo Niagara Intl AP NY USA TMY3 WMO#=725280","PERFORMANCEPATHPROPOSED","ASHRAE901",2019,"RETAILSTRIPMALL","5A",22500,"Natural Gas","EUI_kBtu_per_sf",28.507390205226699,0,0,0,0,0,0,0,0,0,0,28.507390205226699,0,28.507390205226699,0,null,null,null,null,null,null,null,null,null,null,0,0,null,null,null,null,null,null,null,null,null,61,"RETAILSTRIPMALL5ANatural Gas",28.507390205226699,0,0,{"$f":"INDEX($D$73:$D$88,MATCH(G63,$A$73:$A$88,0),)","v":3.1539999999999999E-2},{"$f":"INDEX($E$73:$E$88,MATCH(G63,$A$73:$A$88,0),)","v":3.4500000000000003E-2}]
["ASHRAE901_SchoolPrimary_STD2019AppGProposed_Buffalo.table.csv.gz","SCHOOLPRIMARY","RUNPERIOD 1 ** Buffalo Niagara Intl AP NY USA TMY3 WMO#=725280","PERFORMANCEPATHPROPOSED","ASHRAE901",2019,"SCHOOLPRIMARY","5A",73959,"Natural Gas","EUI_kBtu_per_sf",2.97728299893725,0,0,0,0,0,0,0,0,1.6351219775929899,0,18.1971557399748,0,18.1971557399748,0,null,null,null,null,0,0,0,8.95799249421977,0,null,0,null,4.6267582692248403,0,0,0,0,null,null,null,null,62,"SCHOOLPRIMARY5ANatural Gas",11.93527549315702,1.6351219775929899,4.6267582692248403,{"$f":"INDEX($D$73:$D$88,MATCH(G64,$A$73:$A$88,0),)","v":4.2099999999999999E-2},{"$f":"INDEX($E$73:$E$88,MATCH(G64,$A$73:$A$88,0),)","v":4.3880000000000002E-2}]
["ASHRAE901_SchoolSecondary_STD2019AppGProposed_Buffalo.table.csv.gz","SCHOOLSECONDARY","RUNPERIOD 1 ** Buffalo Niagara Intl AP NY USA TMY3 WMO#=725280","PERFORMANCEPATHPROPOSED","ASHRAE901",2019,"SCHOOLSECONDARY","5A",210887,"Natural Gas","EUI_kBtu_per_sf",2.3080252724615602,0,0,0,0,0,0,0,0,2.43737500342458,0,12.2639095685026,0,12.2639095685026,0,null,0,0,null,0,0,0,5.0714712620351197,0,null,0,null,2.44703803058131,0,0,0,0,null,null,null,null,63,"SCHOOLSECONDARY5ANatural Gas",7.3794965344966794,2.43737500342458,2.44703803058131,{"$f":"INDEX($D$73:$D$88,MATCH(G65,$A$73:$A$88,0),)","v":9.4380000000000006E-2},{"$f":"INDEX($E$73:$E$88,MATCH(G65,$A$73:$A$88,0),)","v":0.12373000000000001}]
["ASHRAE901_Warehouse_STD2019AppGProposed_Buffalo.table.csv.gz","WAREHOUSE","RUNPERIOD 1 ** Buffalo Niagara Intl AP NY USA TMY3 WMO#=725280","PERFORMANCEPATHPROPOSED","ASHRAE901",2019,"WAREHOUSE","5A",52045,"Natural Gas","EUI_kBtu_per_sf",15.586123623418199,0,0,0,0,0,0,0,0,0,0,15.586123623418199,0,15.586123623418199,0,0,null,null,null,null,null,null,null,null,null,0,0,null,null,null,null,null,null,null,null,null,64,"WAREHOUSE5ANatural Gas",15.586123623418199,0,0,{"$f":"INDEX($D$73:$D$88,MATCH(G66,$A$73:$A$88,0),)","v":0.17637},{"$f":"INDEX($E$73:$E$88,MATCH(G66,$A$73:$A$88,0),)","v":0.17824999999999999}]
[]
["PNNL_Enduse_Mapping","Heating_General","Cooling_General","Interior.Lighting_LightsWired","Exterior.Lighting_General","Fans_General","Pumps_General","Heat.Rejection_General","Humidification_General","Heat.Recovery_General","Water.Systems_Water.Heater","Refrigeration_General","Water.Systems_General","Water.Systems_WaterUse","Interior.Equipment_MiscPlug","Fans_Ventilation..simple.","Interior.Equipment_ElevatorLift","Interior.Equipment_ElevatorLightsFan","Interior.Lighting_LightsPlugIn","Exterior.Equipment_Transformer","Heating_Boiler","Heating_Boiler.Parasitic","Generators_DCtoACInverter.Ancillary","Generators_General","Exterior.Equipment_General","Interior.Equipment_Cooking","Interior.Equipment_ReachInFreezer","Interior.Equipment_ReachInRefrigerator","Refrigeration_LowTempRefrigeration","Refrigeration_MedTempRefrigeration","Interior.Equipment_Laundry","Exterior.Equipment_ElevatorLift","Exterior.Equipment_ElevatorLightsFan","Interior.Equipment_DataCenterPlugLoads"]
["End_Use_Mapped","Space heating","Space cooling","Interior lighting","Exterior lighting","Fans - interior ventilation","Pumps","Heat rejection","Space heating","Fans - interior ventilation","Service water heating","Refrigeration equipment (regulated)","Service water heating","Service water heating","Misc equipment","Fans - interior ventilation","Elevators and escalators","Elevators and escalators","Interior lighting","Other regulated","Space heating","Space heating","Misc equipment","Misc equipment","Misc equipment","Misc equipment","Refrigeration equipment (regulated)","Refrigeration equipment (regulated)","Refrigeration equipment (regulated)","Refrigeration equipment (regulated)","Misc equipment","Elevators and escalators","Elevators and escalators","Misc equipment"]
[]
[null,null,null,null,null,"4A",null,"5A"]
["Building Type","Building Description","Area","4A Weight","5A Weight","Heating Elec % 4A","SWH Elec %","Heating Elec % 4A","SWH Elec %"]
["APARTMENTHIGHRISE","High-rise Apartment",84352,0.15579999999999999,7.7100000000000002E-2,{"$f":"AX3/(AX3+AX19)","v":0.23432879478295238},{"$f":"AY3/(AY3+AY19)","v":0},{"$f":"AX35/(AX35+AX51)","v":0.22842350439821524},{"$f":"AY35/(AY35+AY51)","v":0},null,"Electricity, kBtu per kWh",3.4119999999999999]
["APARTMENTMIDRISE","Mid-rise Apartment",33741,0.14402999999999999,0.12606000000000001,{"$f":"AX4/(AX4+AX20)","v":0},{"$f":"AY4/(AY4+AY20)","v":0},{"$f":"AX36/(AX36+AX52)","v":0},0,null,"Gas, kBtu per therm",100]
["HOSPITAL","Hospital ",241501,4.3990000000000001E-2,5.3809999999999997E-2,0.22771453662643937,2.2045341848921842E-2,{"$f":"AX37/(AX37+AX53)","v":0.19404964649143452},2.0748867238598947E-2]
["HOTELLARGE","Large Hotel",122120,3.8940000000000002E-2,3.6940000000000001E-2,0,3.4635743687452883E-2,{"$f":"AX38/(AX38+AX54)","v":0},3.2715355804826554E-2]
["HOTELSMALL","Small Hotel",43202,1.453E-2,1.549E-2,0,0,{"$f":"AX39/(AX39+AX55)","v":0},0]
["OFFICELARGE","Large Office",498588,5.3780000000000001E-2,2.7400000000000001E-2,0.66409375824098438,1,{"$f":"AX40/(AX40+AX56)","v":0.55973397927341617},1]
["OFFICEMEDIUM","Medium Office",53628,4.5400000000000003E-2,4.9939999999999998E-2,0,1,{"$f":"AX41/(AX41+AX57)","v":0},1]
["OFFICESMALL","Small Office",5502,2.7539999999999999E-2,3.8059999999999997E-2,0,1,{"$f":"AX42/(AX42+AX58)","v":0},1]
["OUTPATIENTHEALTHCARE","Outpatient Healthcare",40946,2.9569999999999999E-2,4.548E-2,0.11666827569620232,0,{"$f":"AX43/(AX43+AX59)","v":0.1057318119698762},0]
["RESTAURANTFASTFOOD","Fast Food Restaurant",2501,2.63E-3,3.8400000000000001E-3,0,0,{"$f":"AX44/(AX44+AX60)","v":0},0]
["RESTAURANTSITDOWN","Sitdown Restaurant",5502,7.7999999999999996E-3,1.108E-2,0,0.19297426798046763,{"$f":"AX45/(AX45+AX61)","v":0},0.18177671235530576]
["RETAILSTANDALONE","Standalone Retail",24692,9.1600000000000001E-2,0.13444,0,1,{"$f":"AX46/(AX46+AX62)","v":0},1]
["RETAILSTRIPMALL","Strip Mall",22500,3.1539999999999999E-2,3.4500000000000003E-2,0,1,{"$f":"AX47/(AX47+AX63)","v":0},1,null,"Dormitory or Retirement","Healthcare","Hotel or Motel","Office","Restaurant","Retail","School or Education","Warehouse or Storage","Other"]
["SCHOOLPRIMARY","Primary School",73959,4.2099999999999999E-2,4.3880000000000002E-2,0,0.18398996679265861,{"$f":"AX48/(AX48+AX64)","v":0},0.17436998304492862,null,"> 6 stories","Hospital","Has commercial kitchen","Has data center","Fastfood","Standalone","n/a","n/a","n/a"]
["SCHOOLSECONDARY","Secondary School",210887,9.4380000000000006E-2,0.12373000000000001,0,0.23388339980270098,{"$f":"AX49/(AX49+AX65)","v":0},0.22173304537230609,null,"≤ 6 stories","Outpatient healthcare","No commercial kitchen","No data center","Full-service","Strip mall"]
["WAREHOUSE","Warehouse",52045,0.17637,0.17824999999999999,0,1,{"$f":"AX50/(AX50+AX66)","v":0},1]
[null,null,null,null,null,null,null,null,null,null,null,null,"Internal note: orange filled cells were not adjusted since non-restaurant buildings do not need kitchen savings"]
["Bundled Pathway Baselines",null,null,"Internal Note: Yellow filled cells have unique formulas.",null,null,null,null,null,null,"Electricity","Electricity","Electricity"]
[1,2,3,4,5,6,7,8,9,10,11,12,13,14,15,16,17,18,19,20,21,22,23,24,25,26,27]
["Building Type","Subcategory","Climate Zone","Total Elec EUI kBtu/sf","Total Gas EUI kBtu/sf","Lookup","Basis (written description)","Count","Total space heating electric kBtu/sf","Total space heating gas kBtu/sf","Heating Electric %","SWH Electric %","Kitchen Elec %","kW/sf","Total kitchen electric kBtu/sf","Total kitchen gas kBtu/sf","Total SWH electric kBtu/sf","Total SWH gas kBtu/sf","Space Heating Annual Load kBtu/sf","Total Electric SWH Peak Demand kBtu/h/sf","Total Gas SWH Peak Demand kBtu/h/sf","Elevator EFLH","Total Electric Cooking Peak Demand kBtu/h/sf","Total Gas Cooking Peak Demand kBtu/h/sf","SWH EFLH","SWH CF","Cooling Load Ratio"]
["Dormitory or Retirement","> 6 stories","4A",{"$f":"SUMIFS($W$3:$W$66,$H$3:$H$66,C93,$G$3:$G$66,F93,$J$3:$J$66,\"Electricity\")","v":27.447753033682499},{"$f":"SUMIFS($W$3:$W$66,$H$3:$H$66,C93,$G$3:$G$66,F93,$J$3:$J$66,\"Natural Gas\")","v":17.3375068954666},"APARTMENTHIGHRISE","High-rise apartment",1,{"$f":"SUMIFS($AX$3:$AX$66,$H$3:$H$66,C93,$G$3:$G$66,F93,$J$3:$J$66,\"Electricity\")","v":1.44018797933627},{"$f":"SUMIFS($AX$3:$AX$66,$H$3:$H$66,C93,$G$3:$G$66,F93,$J$3:$J$66,\"Natural Gas\")","v":4.7058257048558403},{"$f":"INDEX($AX$3:$AX$66,MATCH($F93&$C93&$K$90,$AW$3:$AW$66,0),)/(INDEX($AX$3:$AX$66,MATCH($F93&$C93&$K$90,$AW$3:$AW$66,0),)+INDEX($AX$3:$AX$66,MATCH($F93&$C93&\"Natural Gas\",$AW$3:$AW$66,0),))","v":0.23432879478295238},{"$f":"INDEX($AY$3:$AY$66,MATCH($F93&$C93&$L$90,$AW$3:$AW$66,0),)/(INDEX($AY$3:$AY$66,MATCH($F93&$C93&$L$90,$AW$3:$AW$66,0),)+INDEX($AY$3:$AY$66,MATCH($F93&$C93&\"Natural Gas\",$AW$3:$AW$66,0),))","v":0},{"$f":"IFERROR(INDEX($AZ$3:$AZ$66,MATCH($F93&$C93&$M$90,$AW$3:$AW$66,0),)/(INDEX($AZ$3:$AZ$66,MATCH($F93&$C93&$M$90,$AW$3:$AW$66,0),)+INDEX($AZ$3:$AZ$66,MATCH($F93&$C93&\"Natural Gas\",$AW$3:$AW$66,0),)),1)","v":1},{"$f":"SUMIFS($E$126:$E$157,$A$126:$A$157,C93,$B$126:$B$157,F93)","v":2.35340084402635E-3},{"$f":"SUMIFS($AZ$3:$AZ$66,$H$3:$H$66,C93,$G$3:$G$66,F93,$J$3:$J$66,\"Electricity\")","v":0},{"$f":"SUMIFS($AZ$3:$AZ$66,$H$3:$H$66,C93,$G$3:$G$66,F93,$J$3:$J$66,\"Natural Gas\")","v":0},{"$f":"SUMIFS($AY$3:$AY$66,$H$3:$H$66,C93,$G$3:$G$66,F93,$J$3:$J$66,\"Electricity\")","v":0},{"$f":"SUMIFS($AY$3:$AY$66,$H$3:$H$66,C93,$G$3:$G$66,F93,$J$3:$J$66,\"Natural Gas\")","v":12.6316811906108},{"$f":"SUMIFS($H$126:$H$157,$A$126:$A$157,C93,$B$126:$B$157,F93)","v":5.1718810460925644},{"$f":"SUMIFS($I$126:$I$157,$A$126:$A$157,C93,$B$126:$B$157,F93)","v":0},{"$f":"SUMIFS($J$126:$J$157,$A$126:$A$157,C93,$B$126:$B$157,F93)","v":2.9221595220030351E-3},{"$f":"SUMIFS($K$126:$K$157,$A$126:$A$157,C93,$B$126:$B$157,F93)","v":2270.3000000000002},null,null,{"$f":"SUMIFS($L$126:$L$157,$A$126:$A$157,C93,$B$126:$B$157,F93)","v":4591.6999999999989},{"$f":"SUMIFS($M$126:$M$157,$A$126:$A$157,C93,$B$126:$B$157,F93)","v":0.41083378474103088},{"$f":"SUMIFS($O$126:$O$157,$A$126:$A$157,C93,$B$126:$B$157,F93)","v":0.71486441222508923}]
["Dormitory or Retirement","≤ 6 stories","4A",21.667316516626801,17.1832409325153,"APARTMENTMIDRISE","Mid-rise apartment",2,{"$f":"SUMIFS($AX$3:$AX$66,$H$3:$H$66,C94,$G$3:$G$66,F94,$J$3:$J$66,\"Electricity\")","v":0},{"$f":"SUMIFS($AX$3:$AX$66,$H$3:$H$66,C94,$G$3:$G$66,F94,$J$3:$J$66,\"Natural Gas\")","v":4.61899674110429},{"$f":"INDEX($AX$3:$AX$66,MATCH($F94&$C94&$K$90,$AW$3:$AW$66,0),)/(INDEX($AX$3:$AX$66,MATCH($F94&$C94&$K$90,$AW$3:$AW$66,0),)+INDEX($AX$3:$AX$66,MATCH($F94&$C94&\"Natural Gas\",$AW$3:$AW$66,0),))","v":0},{"$f":"INDEX($AY$3:$AY$66,MATCH($F94&$C94&$L$90,$AW$3:$AW$66,0),)/(INDEX($AY$3:$AY$66,MATCH($F94&$C94&$L$90,$AW$3:$AW$66,0),)+INDEX($AY$3:$AY$66,MATCH($F94&$C94&\"Natural Gas\",$AW$3:$AW$66,0),))","v":0},{"$f":"IFERROR(INDEX($AZ$3:$AZ$66,MATCH($F94&$C94&$M$90,$AW$3:$AW$66,0),)/(INDEX($AZ$3:$AZ$66,MATCH($F94&$C94&$M$90,$AW$3:$AW$66,0),)+INDEX($AZ$3:$AZ$66,MATCH($F94&$C94&\"Natural Gas\",$AW$3:$AW$66,0),)),1)","v":1},{"$f":"SUMIFS($E$126:$E$157,$A$126:$A$157,C94,$B$126:$B$157,F94)","v":1.7773833518993543E-3},{"$f":"SUMIFS($AZ$3:$AZ$66,$H$3:$H$66,C94,$G$3:$G$66,F94,$J$3:$J$66,\"Electricity\")","v":0},{"$f":"SUMIFS($AZ$3:$AZ$66,$H$3:$H$66,C94,$G$3:$G$66,F94,$J$3:$J$66,\"Natural Gas\")","v":0},{"$f":"SUMIFS($AY$3:$AY$66,$H$3:$H$66,C94,$G$3:$G$66,F94,$J$3:$J$66,\"Electricity\")","v":0},{"$f":"SUMIFS($AY$3:$AY$66,$H$3:$H$66,C94,$G$3:$G$66,F94,$J$3:$J$66,\"Natural Gas\")","v":12.564244191410999},{"$f":"SUMIFS($H$126:$H$157,$A$126:$A$157,C94,$B$126:$B$157,F94)","v":3.7439411991345843},{"$f":"SUMIFS($I$126:$I$157,$A$126:$A$157,C94,$B$126:$B$157,F94)","v":0},{"$f":"SUMIFS($J$126:$J$157,$A$126:$A$157,C94,$B$126:$B$157,F94)","v":3.0452565128478706E-3},{"$f":"SUMIFS($K$126:$K$157,$A$126:$A$157,C94,$B$126:$B$157,F94)","v":2270.3000000000002},null,null,{"$f":"SUMIFS($L$126:$L$157,$A$126:$A$157,C94,$B$126:$B$157,F94)","v":4591.6999999999989},{"$f":"SUMIFS($M$126:$M$157,$A$126:$A$157,C94,$B$126:$B$157,F94)","v":0.55858268409988276},{"$f":"SUMIFS($O$126:$O$157,$A$126:$A$157,C94,$B$126:$B$157,F94)","v":0.77583607206964533}]
["Healthcare","Hospital","4A",71.697883532222804,27.809977311100202,"HOSPITAL","Hospital prototype",3,3.55902810828464,12.0703127366661,{"$f":"INDEX($AX$3:$AX$66,MATCH($F95&$C95&$K$90,$AW$3:$AW$66,0),)/(INDEX($AX$3:$AX$66,MATCH($F95&$C95&$K$90,$AW$3:$AW$66,0),)+INDEX($AX$3:$AX$66,MATCH($F95&$C95&\"Natural Gas\",$AW$3:$AW$66,0),))","v":0.22771453662643937},{"$f":"INDEX($AY$3:$AY$66,MATCH($F95&$C95&$L$90,$AW$3:$AW$66,0),)/(INDEX($AY$3:$AY$66,MATCH($F95&$C95&$L$90,$AW$3:$AW$66,0),)+INDEX($AY$3:$AY$66,MATCH($F95&$C95&\"Natural Gas\",$AW$3:$AW$66,0),))","v":2.2045341848921842E-2},{"$f":"IFERROR(INDEX($AZ$3:$AZ$66,MATCH($F95&$C95&$M$90,$AW$3:$AW$66,0),)/(INDEX($AZ$3:$AZ$66,MATCH($F95&$C95&$M$90,$AW$3:$AW$66,0),)+INDEX($AZ$3:$AZ$66,MATCH($F95&$C95&\"Natural Gas\",$AW$3:$AW$66,0),)),1)","v":0.33338801066990298},4.6316910922963323E-3,5.4801597697844402,10.957623216990401,0.107798184283756,4.7820413574436502,20.898921950633746,4.033109593749094E-5,1.7565144657786096E-4,4255.1599999999989,null,null,3517.9150000000009,5.7306181014361156E-2,0.69830796774003345]
["Healthcare","Outpatient healthcare","4A",63.952071637272603,25.592173342959001,"OUTPATIENTHEALTHCARE","Outpatient Healthcare prototype",4,2.4262648391320298,18.3700041093342,{"$f":"INDEX($AX$3:$AX$66,MATCH($F96&$C96&$K$90,$AW$3:$AW$66,0),)/(INDEX($AX$3:$AX$66,MATCH($F96&$C96&$K$90,$AW$3:$AW$66,0),)+INDEX($AX$3:$AX$66,MATCH($F96&$C96&\"Natural Gas\",$AW$3:$AW$66,0),))","v":0.11666827569620232},{"$f":"INDEX($AY$3:$AY$66,MATCH($F96&$C96&$L$90,$AW$3:$AW$66,0),)/(INDEX($AY$3:$AY$66,MATCH($F96&$C96&$L$90,$AW$3:$AW$66,0),)+INDEX($AY$3:$AY$66,MATCH($F96&$C96&\"Natural Gas\",$AW$3:$AW$66,0),))","v":0},{"$f":"IFERROR(INDEX($AZ$3:$AZ$66,MATCH($F96&$C96&$M$90,$AW$3:$AW$66,0),)/(INDEX($AZ$3:$AZ$66,MATCH($F96&$C96&$M$90,$AW$3:$AW$66,0),)+INDEX($AZ$3:$AZ$66,MATCH($F96&$C96&\"Natural Gas\",$AW$3:$AW$66,0),)),1)","v":1},5.5439300175698196E-3,0,0,0,2.8617845588238202,13.076537390709715,0,2.8159038733942265E-4,3940.9999999999991,null,null,2100.3899999999994,5.7652392574291826E-2,0.8059459349164626]
["Hotel or Motel","Has commercial kitchen","4A",38.557221698529503,42.016891261316701,"HOTELLARGE","Large hotel (has commercial kitchen)",5,0,7.6249139783033097,{"$f":"INDEX($AX$3:$AX$66,MATCH($F97&$C97&$K$90,$AW$3:$AW$66,0),)/(INDEX($AX$3:$AX$66,MATCH($F97&$C97&$K$90,$AW$3:$AW$66,0),)+INDEX($AX$3:$AX$66,MATCH($F97&$C97&\"Natural Gas\",$AW$3:$AW$66,0),))","v":0},{"$f":"INDEX($AY$3:$AY$66,MATCH($F97&$C97&$L$90,$AW$3:$AW$66,0),)/(INDEX($AY$3:$AY$66,MATCH($F97&$C97&$L$90,$AW$3:$AW$66,0),)+INDEX($AY$3:$AY$66,MATCH($F97&$C97&\"Natural Gas\",$AW$3:$AW$66,0),))","v":3.4635743687452883E-2},{"$f":"IFERROR(INDEX($AZ$3:$AZ$66,MATCH($F97&$C97&$M$90,$AW$3:$AW$66,0),)/(INDEX($AZ$3:$AZ$66,MATCH($F97&$C97&$M$90,$AW$3:$AW$66,0),)+INDEX($AZ$3:$AZ$66,MATCH($F97&$C97&\"Natural Gas\",$AW$3:$AW$66,0),)),1)","v":0.38871868680852578},2.9908793802647946E-3,5.9158999289554703,9.3030749485489697,0.73579995179570601,20.5081484512021,5.1089977071732724,1.1071077628562069E-4,6.7381264330167046E-3,2270.3000000000002,null,null,2909.3019999999997,0.70610074147416146,0.84175366431131771]
["Hotel or Motel","No commercial kitchen","4A",25.353815251516501,31.325002594953901,"HOTELSMALL","Small hotel prototype (no commercial kitchen)",6,0,5.1195112483681298,{"$f":"INDEX($AX$3:$AX$66,MATCH($F98&$C98&$K$90,$AW$3:$AW$66,0),)/(INDEX($AX$3:$AX$66,MATCH($F98&$C98&$K$90,$AW$3:$AW$66,0),)+INDEX($AX$3:$AX$66,MATCH($F98&$C98&\"Natural Gas\",$AW$3:$AW$66,0),))","v":0},{"$f":"INDEX($AY$3:$AY$66,MATCH($F98&$C98&$L$90,$AW$3:$AW$66,0),)/(INDEX($AY$3:$AY$66,MATCH($F98&$C98&$L$90,$AW$3:$AW$66,0),)+INDEX($AY$3:$AY$66,MATCH($F98&$C98&\"Natural Gas\",$AW$3:$AW$66,0),))","v":0},{"$f":"IFERROR(INDEX($AZ$3:$AZ$66,MATCH($F98&$C98&$M$90,$AW$3:$AW$66,0),)/(INDEX($AZ$3:$AZ$66,MATCH($F98&$C98&$M$90,$AW$3:$AW$66,0),)+INDEX($AZ$3:$AZ$66,MATCH($F98&$C98&\"Natural Gas\",$AW$3:$AW$66,0),)),1)","v":1},1.8706935379712187E-3,0,0,0,16.958339874227999,3.229120411092079,0,4.9344937734364155E-3,2270.3000000000002,null,null,2906.3199999999997,0.42637773731387235,0.88418211087585286]
["Office","Has data center","4A",51.657576031601202,1.22610870309273,"OFFICELARGE","Large office prototype (has data center)",7,2.42404288882785,1.22610870309273,{"$f":"INDEX($AX$3:$AX$66,MATCH($F99&$C99&$K$90,$AW$3:$AW$66,0),)/(INDEX($AX$3:$AX$66,MATCH($F99&$C99&$K$90,$AW$3:$AW$66,0),)+INDEX($AX$3:$AX$66,MATCH($F99&$C99&\"Natural Gas\",$AW$3:$AW$66,0),))","v":0.66409375824098438},{"$f":"INDEX($AY$3:$AY$66,MATCH($F99&$C99&$L$90,$AW$3:$AW$66,0),)/(INDEX($AY$3:$AY$66,MATCH($F99&$C99&$L$90,$AW$3:$AW$66,0),)+INDEX($AY$3:$AY$66,MATCH($F99&$C99&\"Natural Gas\",$AW$3:$AW$66,0),))","v":1},{"$f":"IFERROR(INDEX($AZ$3:$AZ$66,MATCH($F99&$C99&$M$90,$AW$3:$AW$66,0),)/(INDEX($AZ$3:$AZ$66,MATCH($F99&$C99&$M$90,$AW$3:$AW$66,0),)+INDEX($AZ$3:$AZ$66,MATCH($F99&$C99&\"Natural Gas\",$AW$3:$AW$66,0),)),1)","v":1},4.0340651190050973E-3,0,0,0.81061296324702203,0,0.87935002446910071,2.1454587755822443E-4,0,2270.3000000000002,null,null,1436.7,0.35658152423017625,0.95877633719240352]
["Office","No data center","4A",{"$f":"AVERAGE(W9:W10)","v":23.018958635105299},{"$f":"AVERAGE(W25:W26)","v":5.7606950858471802},"X","Average of small and medium office prototype (no data center)",8,{"$f":"AVERAGE(SUMIFS($AX$3:$AX$66,$H$3:$H$66,C100,$G$3:$G$66,A80,$J$3:$J$66,\"Electricity\"),SUMIFS($AX$3:$AX$66,$H$3:$H$66,C100,$G$3:$G$66,A79,$J$3:$J$66,\"Electricity\"))","v":0},{"$f":"AVERAGE(SUMIFS($AX$3:$AX$66,$H$3:$H$66,C100,$G$3:$G$66,A80,$J$3:$J$66,\"Natural Gas\"),SUMIFS($AX$3:$AX$66,$H$3:$H$66,C100,$G$3:$G$66,A79,$J$3:$J$66,\"Natural Gas\"))","v":5.7606950858471802},{"$f":"AVERAGE(INDEX($AX$3:$AX$66,MATCH($A$80&$C100&$K$90,$AW$3:$AW$66,0),)/(INDEX($AX$3:$AX$66,MATCH($A$80&$C100&$K$90,$AW$3:$AW$66,0),)+INDEX($AX$3:$AX$66,MATCH($A$80&$C100&\"Natural Gas\",$AW$3:$AW$66,0),)),INDEX($AX$3:$AX$66,MATCH($A$79&$C100&$K$90,$AW$3:$AW$66,0),)/(INDEX($AX$3:$AX$66,MATCH($A$79&$C100&$K$90,$AW$3:$AW$66,0),)+INDEX($AX$3:$AX$66,MATCH($A$79&$C100&\"Natural Gas\",$AW$3:$AW$66,0),)))","v":0},{"$f":"AVERAGE(INDEX($AY$3:$AY$66,MATCH($A$80&$C100&$L$90,$AW$3:$AW$66,0),)/(INDEX($AY$3:$AY$66,MATCH($A$80&$C100&$L$90,$AW$3:$AW$66,0),)+INDEX($AY$3:$AY$66,MATCH($A$80&$C100&\"Natural Gas\",$AW$3:$AW$66,0),)),INDEX($AY$3:$AY$66,MATCH($A$79&$C100&$L$90,$AW$3:$AW$66,0),)/(INDEX($AY$3:$AY$66,MATCH($A$79&$C100&$L$90,$AW$3:$AW$66,0),)+INDEX($AY$3:$AY$66,MATCH($A$79&$C100&\"Natural Gas\",$AW$3:$AW$66,0),)))","v":1},{"$f":"IFERROR(INDEX($AZ$3:$AZ$66,MATCH($F100&$C100&$M$90,$AW$3:$AW$66,0),)/(INDEX($AZ$3:$AZ$66,MATCH($F100&$C100&$M$90,$AW$3:$AW$66,0),)+INDEX($AZ$3:$AZ$66,MATCH($F100&$C100&\"Natural Gas\",$AW$3:$AW$66,0),)),1)","v":1},{"$f":"AVERAGE(E132:E133)","v":2.7937228492034743E-3},{"$f":"AVERAGE(SUMIFS($AZ$3:$AZ$66,$H$3:$H$66,C100,$G$3:$G$66,A80,$J$3:$J$66,\"Electricity\"),SUMIFS($AZ$3:$AZ$66,$H$3:$H$66,C100,$G$3:$G$66,A79,$J$3:$J$66,\"Electricity\"))","v":0},{"$f":"AVERAGE(SUMIFS($AZ$3:$AZ$66,$H$3:$H$66,C100,$G$3:$G$66,A80,$J$3:$J$66,\"Natural Gas\"),SUMIFS($AZ$3:$AZ$66,$H$3:$H$66,C100,$G$3:$G$66,A79,$J$3:$J$66,\"Natural Gas\"))","v":0},{"$f":"AVERAGE(SUMIFS($AY$3:$AY$66,$H$3:$H$66,C100,$G$3:$G$66,A80,$J$3:$J$66,\"Electricity\"),SUMIFS($AY$3:$AY$66,$H$3:$H$66,C100,$G$3:$G$66,A79,$J$3:$J$66,\"Electricity\"))","v":1.0529990043134259},{"$f":"AVERAGE(SUMIFS($AY$3:$AY$66,$H$3:$H$66,C100,$G$3:$G$66,A80,$J$3:$J$66,\"Natural Gas\"),SUMIFS($AY$3:$AY$66,$H$3:$H$66,C100,$G$3:$G$66,A79,$J$3:$J$66,\"Natural Gas\"))","v":0},{"$f":"AVERAGE(H132:H133)","v":4.3151304300012878},{"$f":"AVERAGE(I132:I133)","v":3.1021063639748083E-4},{"$f":"AVERAGE(J132:J133)","v":0},{"$f":"AVERAGE(K132:K133)","v":2186.34298120628},null,null,{"$f":"AVERAGE(L132:L133)","v":1696.9399999999998},{"$f":"AVERAGE(M132:M133)","v":9.9329241206252694E-2},{"$f":"AVERAGE(O132:O133)","v":0.76089522626095674}]
["Restaurant","Fastfood","4A",{"$f":"SUMIFS($W$3:$W$66,$H$3:$H$66,C101,$G$3:$G$66,F101,$J$3:$J$66,\"Electricity\")","v":164.844933238214},{"$f":"SUMIFS($W$3:$W$66,$H$3:$H$66,C101,$G$3:$G$66,F101,$J$3:$J$66,\"Natural Gas\")","v":335.11266154786102},"RESTAURANTFASTFOOD","Fastfood restaurant prototype",9,0,82.893258159776096,{"$f":"INDEX($AX$3:$AX$66,MATCH($F101&$C101&$K$90,$AW$3:$AW$66,0),)/(INDEX($AX$3:$AX$66,MATCH($F101&$C101&$K$90,$AW$3:$AW$66,0),)+INDEX($AX$3:$AX$66,MATCH($F101&$C101&\"Natural Gas\",$AW$3:$AW$66,0),))","v":0},{"$f":"INDEX($AY$3:$AY$66,MATCH($F101&$C101&$L$90,$AW$3:$AW$66,0),)/(INDEX($AY$3:$AY$66,MATCH($F101&$C101&$L$90,$AW$3:$AW$66,0),)+INDEX($AY$3:$AY$66,MATCH($F101&$C101&\"Natural Gas\",$AW$3:$AW$66,0),))","v":0},{"$f":"IFERROR(INDEX($AZ$3:$AZ$66,MATCH($F101&$C101&$M$90,$AW$3:$AW$66,0),)/(INDEX($AZ$3:$AZ$66,MATCH($F101&$C101&$M$90,$AW$3:$AW$66,0),)+INDEX($AZ$3:$AZ$66,MATCH($F101&$C101&\"Natural Gas\",$AW$3:$AW$66,0),)),1)","v":0.32858350363650934},1.4324867942623653E-2,88.497017761154893,180.83183405805701,0,71.387569330028001,66.903790483806475,0,2.3166733306677328E-2,2337.2759624125592,1.7812874850059973E-2,3.6397441023590563E-2,2243.85,0.57942433582210451,0.57002037982517573]
["Restaurant","Full-service","4A",{"$f":"SUMIFS($W$3:$W$66,$H$3:$H$66,C102,$G$3:$G$66,F102,$J$3:$J$66,\"Electricity\")","v":140.327145994684},{"$f":"SUMIFS($W$3:$W$66,$H$3:$H$66,C102,$G$3:$G$66,F102,$J$3:$J$66,\"Natural Gas\")","v":202.33018640697901},"RESTAURANTSITDOWN","Sitdown restaurant prototype",10,0,64.595235457360999,{"$f":"INDEX($AX$3:$AX$66,MATCH($F102&$C102&$K$90,$AW$3:$AW$66,0),)/(INDEX($AX$3:$AX$66,MATCH($F102&$C102&$K$90,$AW$3:$AW$66,0),)+INDEX($AX$3:$AX$66,MATCH($F102&$C102&\"Natural Gas\",$AW$3:$AW$66,0),))","v":0},{"$f":"INDEX($AY$3:$AY$66,MATCH($F102&$C102&$L$90,$AW$3:$AW$66,0),)/(INDEX($AY$3:$AY$66,MATCH($F102&$C102&$L$90,$AW$3:$AW$66,0),)+INDEX($AY$3:$AY$66,MATCH($F102&$C102&\"Natural Gas\",$AW$3:$AW$66,0),))","v":0.19297426798046763},{"$f":"IFERROR(INDEX($AZ$3:$AZ$66,MATCH($F102&$C102&$M$90,$AW$3:$AW$66,0),)/(INDEX($AZ$3:$AZ$66,MATCH($F102&$C102&$M$90,$AW$3:$AW$66,0),)+INDEX($AZ$3:$AZ$66,MATCH($F102&$C102&\"Natural Gas\",$AW$3:$AW$66,0),)),1)","v":0.47031366442463812},1.1609334855533723E-2,71.858237078258597,80.929662814394803,13.5831590745969,56.805288135223599,51.710910577971646,1.9810977826245002E-3,4.0348964013086155E-4,2337.2759624125592,1.346601235914213E-2,2.8080697928026172E-3,2732.55,5.7724197129893087E-2,0.59700375029446018]
["Retail","Standalone","4A",{"$f":"SUMIFS($W$3:$W$66,$H$3:$H$66,C103,$G$3:$G$66,F103,$J$3:$J$66,\"Electricity\")","v":28.9036831964724},{"$f":"SUMIFS($W$3:$W$66,$H$3:$H$66,C103,$G$3:$G$66,F103,$J$3:$J$66,\"Natural Gas\")","v":16.436328066288699},"RETAILSTANDALONE","Standalone retail prototype",11,0,16.436328066288699,{"$f":"INDEX($AX$3:$AX$66,MATCH($F103&$C103&$K$90,$AW$3:$AW$66,0),)/(INDEX($AX$3:$AX$66,MATCH($F103&$C103&$K$90,$AW$3:$AW$66,0),)+INDEX($AX$3:$AX$66,MATCH($F103&$C103&\"Natural Gas\",$AW$3:$AW$66,0),))","v":0},{"$f":"INDEX($AY$3:$AY$66,MATCH($F103&$C103&$L$90,$AW$3:$AW$66,0),)/(INDEX($AY$3:$AY$66,MATCH($F103&$C103&$L$90,$AW$3:$AW$66,0),)+INDEX($AY$3:$AY$66,MATCH($F103&$C103&\"Natural Gas\",$AW$3:$AW$66,0),))","v":1},{"$f":"IFERROR(INDEX($AZ$3:$AZ$66,MATCH($F103&$C103&$M$90,$AW$3:$AW$66,0),)/(INDEX($AZ$3:$AZ$66,MATCH($F103&$C103&$M$90,$AW$3:$AW$66,0),)+INDEX($AZ$3:$AZ$66,MATCH($F103&$C103&\"Natural Gas\",$AW$3:$AW$66,0),)),1)","v":1},3.151606217675621E-3,0,0,1.0090180584528301,0,13.22980722501215,1.9560991414223231E-4,0,2337.2759624125601,null,null,1984.34,0.12075543399452976,0.59344481057086507]
["Retail","Strip mall","4A",{"$f":"SUMIFS($W$3:$W$66,$H$3:$H$66,C104,$G$3:$G$66,F104,$J$3:$J$66,\"Electricity\")","v":33.485018345657899},{"$f":"SUMIFS($W$3:$W$66,$H$3:$H$66,C104,$G$3:$G$66,F104,$J$3:$J$66,\"Natural Gas\")","v":18.583534332799999},"RETAILSTRIPMALL","Strip mall prototype",12,0,18.583534332799999,{"$f":"INDEX($AX$3:$AX$66,MATCH($F104&$C104&$K$90,$AW$3:$AW$66,0),)/(INDEX($AX$3:$AX$66,MATCH($F104&$C104&$K$90,$AW$3:$AW$66,0),)+INDEX($AX$3:$AX$66,MATCH($F104&$C104&\"Natural Gas\",$AW$3:$AW$66,0),))","v":0},{"$f":"INDEX($AY$3:$AY$66,MATCH($F104&$C104&$L$90,$AW$3:$AW$66,0),)/(INDEX($AY$3:$AY$66,MATCH($F104&$C104&$L$90,$AW$3:$AW$66,0),)+INDEX($AY$3:$AY$66,MATCH($F104&$C104&\"Natural Gas\",$AW$3:$AW$66,0),))","v":1},{"$f":"IFERROR(INDEX($AZ$3:$AZ$66,MATCH($F104&$C104&$M$90,$AW$3:$AW$66,0),)/(INDEX($AZ$3:$AZ$66,MATCH($F104&$C104&$M$90,$AW$3:$AW$66,0),)+INDEX($AZ$3:$AZ$66,MATCH($F104&$C104&\"Natural Gas\",$AW$3:$AW$66,0),)),1)","v":1},4.0054708870652603E-3,0,0,1.0997344643534299,0,15.062804000000002,2.8933333333333334E-4,0,2337.2759624125601,null,null,1807.2033333333334,2.3251046297083366E-2,0.57309417402997231]
["School or Education","n/a","4A",{"$f":"AVERAGE(W16:W17)","v":27.37265480951805},{"$f":"AVERAGE(W32:W33)","v":10.82752681892114},"X","Average of primary and secondary school",13,{"$f":"AVERAGE(SUMIFS($AX$3:$AX$66,$H$3:$H$66,C105,$G$3:$G$66,A87,$J$3:$J$66,\"Electricity\"),SUMIFS($AX$3:$AX$66,$H$3:$H$66,C105,$G$3:$G$66,A86,$J$3:$J$66,\"Electricity\"))","v":0},{"$f":"AVERAGE(SUMIFS($AX$3:$AX$66,$H$3:$H$66,C105,$G$3:$G$66,A87,$J$3:$J$66,\"Natural Gas\"),SUMIFS($AX$3:$AX$66,$H$3:$H$66,C105,$G$3:$G$66,A86,$J$3:$J$66,\"Natural Gas\"))","v":5.3875037610949761},{"$f":"AVERAGE(INDEX($AX$3:$AX$66,MATCH($A$87&$C105&$K$90,$AW$3:$AW$66,0),)/(INDEX($AX$3:$AX$66,MATCH($A$87&$C105&$K$90,$AW$3:$AW$66,0),)+INDEX($AX$3:$AX$66,MATCH($A$87&$C105&\"Natural Gas\",$AW$3:$AW$66,0),)),INDEX($AX$3:$AX$66,MATCH($A$86&$C105&$K$90,$AW$3:$AW$66,0),)/(INDEX($AX$3:$AX$66,MATCH($A$86&$C105&$K$90,$AW$3:$AW$66,0),)+INDEX($AX$3:$AX$66,MATCH($A$86&$C105&\"Natural Gas\",$AW$3:$AW$66,0),)))","v":0},{"$f":"AVERAGE(INDEX($AY$3:$AY$66,MATCH($A$87&$C105&$L$90,$AW$3:$AW$66,0),)/(INDEX($AY$3:$AY$66,MATCH($A$87&$C105&$L$90,$AW$3:$AW$66,0),)+INDEX($AY$3:$AY$66,MATCH($A$87&$C105&\"Natural Gas\",$AW$3:$AW$66,0),)),INDEX($AY$3:$AY$66,MATCH($A$86&$C105&$L$90,$AW$3:$AW$66,0),)/(INDEX($AY$3:$AY$66,MATCH($A$86&$C105&$L$90,$AW$3:$AW$66,0),)+INDEX($AY$3:$AY$66,MATCH($A$86&$C105&\"Natural Gas\",$AW$3:$AW$66,0),)))","v":0.20893668329767978},{"$f":"IFERROR(INDEX($AZ$3:$AZ$66,MATCH($F105&$C105&$M$90,$AW$3:$AW$66,0),)/(INDEX($AZ$3:$AZ$66,MATCH($F105&$C105&$M$90,$AW$3:$AW$66,0),)+INDEX($AZ$3:$AZ$66,MATCH($F105&$C105&\"Natural Gas\",$AW$3:$AW$66,0),)),1)","v":1},{"$f":"AVERAGE(E139:E140)","v":3.760098064012945E-3},{"$f":"AVERAGE(SUMIFS($AZ$3:$AZ$66,$H$3:$H$66,C105,$G$3:$G$66,A87,$J$3:$J$66,\"Electricity\"),SUMIFS($AZ$3:$AZ$66,$H$3:$H$66,C105,$G$3:$G$66,A86,$J$3:$J$66,\"Electricity\"))","v":1.767265118929545},{"$f":"AVERAGE(SUMIFS($AZ$3:$AZ$66,$H$3:$H$66,C105,$G$3:$G$66,A87,$J$3:$J$66,\"Natural Gas\"),SUMIFS($AZ$3:$AZ$66,$H$3:$H$66,C105,$G$3:$G$66,A86,$J$3:$J$66,\"Natural Gas\"))","v":3.5368981499030752},{"$f":"AVERAGE(SUMIFS($AY$3:$AY$66,$H$3:$H$66,C105,$G$3:$G$66,A87,$J$3:$J$66,\"Electricity\"),SUMIFS($AY$3:$AY$66,$H$3:$H$66,C105,$G$3:$G$66,A86,$J$3:$J$66,\"Electricity\"))","v":0.519877404257992},{"$f":"AVERAGE(SUMIFS($AY$3:$AY$66,$H$3:$H$66,C105,$G$3:$G$66,A87,$J$3:$J$66,\"Natural Gas\"),SUMIFS($AY$3:$AY$66,$H$3:$H$66,C105,$G$3:$G$66,A86,$J$3:$J$66,\"Natural Gas\"))","v":1.9031249079230701},{"$f":"AVERAGE(H139:H140)","v":4.1701624272157485},{"$f":"AVERAGE(I139:I140)","v":2.2183690011600587E-4},{"$f":"AVERAGE(J139:J140)","v":5.1267524328741168E-4},{"$f":"AVERAGE(K139:K140)","v":1856.1329812062802},null,null,{"$f":"AVERAGE(L139:L140)","v":1214.8799999999999},{"$f":"AVERAGE(M139:M140)","v":0.24224019720225357},{"$f":"AVERAGE(O139:O140)","v":0.82725343609094981}]
["Warehouse or Storage","n/a","4A",{"$f":"SUMIFS($W$3:$W$66,$H$3:$H$66,C106,$G$3:$G$66,F106,$J$3:$J$66,\"Electricity\")","v":6.1806577158877598},{"$f":"SUMIFS($W$3:$W$66,$H$3:$H$66,C106,$G$3:$G$66,F106,$J$3:$J$66,\"Natural Gas\")","v":9.2117370667384009},"WAREHOUSE","Warehouse prototype",14,0,9.2117370667384009,{"$f":"INDEX($AX$3:$AX$66,MATCH($F106&$C106&$K$90,$AW$3:$AW$66,0),)/(INDEX($AX$3:$AX$66,MATCH($F106&$C106&$K$90,$AW$3:$AW$66,0),)+INDEX($AX$3:$AX$66,MATCH($F106&$C106&\"Natural Gas\",$AW$3:$AW$66,0),))","v":0},{"$f":"INDEX($AY$3:$AY$66,MATCH($F106&$C106&$L$90,$AW$3:$AW$66,0),)/(INDEX($AY$3:$AY$66,MATCH($F106&$C106&$L$90,$AW$3:$AW$66,0),)+INDEX($AY$3:$AY$66,MATCH($F106&$C106&\"Natural Gas\",$AW$3:$AW$66,0),))","v":1},{"$f":"IFERROR(INDEX($AZ$3:$AZ$66,MATCH($F106&$C106&$M$90,$AW$3:$AW$66,0),)/(INDEX($AZ$3:$AZ$66,MATCH($F106&$C106&$M$90,$AW$3:$AW$66,0),)+INDEX($AZ$3:$AZ$66,MATCH($F106&$C106&\"Natural Gas\",$AW$3:$AW$66,0),)),1)","v":1},6.1449212552443287E-4,0,0,0.19126703806902901,0,7.0229902968584881,6.9747334037851858E-5,0,2337.2759624125601,null,null,1775.7809999999999,0.17285878913132505,0.1873795781212399]
["Other","n/a","4A",{"$f":"SUMPRODUCT(--($J$3:$J$66=\"Electricity\"),--($H$3:$H$66=C107),$W$3:$W$66,$BA$3:$BA$66)","v":28.80664215668288},{"$f":"SUMPRODUCT(--($J$3:$J$66=\"Natural Gas\"),--($H$3:$H$66=C107),$W$3:$W$66,$BA$3:$BA$66)","v":17.269380585917151},"X","Construction weighted average of all prototypes, using the PNNL construction weights",15,{"$f":"SUMPRODUCT(--($J$3:$J$66=\"Electricity\"),--($H$3:$H$66=C107),$AX$3:$AX$66,$BA$3:$BA$66)","v":0.5830526115183281},{"$f":"SUMPRODUCT(--($J$3:$J$66=\"Natural Gas\"),--($H$3:$H$66=C107),$AX$3:$AX$66,$BA$3:$BA$66)","v":8.4232289617055791},{"$f":"SUMPRODUCT($D$73:$D$88,$F$73:$F$88)/SUMIF($F$73:$F$88,\">0\",$D$73:$D$88)","v":0.3026433281200745},{"$f":"SUMPRODUCT($D$73:$D$88,$G$73:$G$88)/SUMIF($G$73:$G$88,\">0\",$D$73:$D$88)","v":0.7037732348994874},{"$f":"IFERROR(INDEX($AZ$3:$AZ$66,MATCH($F107&$C107&$M$90,$AW$3:$AW$66,0),)/(INDEX($AZ$3:$AZ$66,MATCH($F107&$C107&$M$90,$AW$3:$AW$66,0),)+INDEX($AZ$3:$AZ$66,MATCH($F107&$C107&\"Natural Gas\",$AW$3:$AW$66,0),)),1)","v":1},{"$f":"SUMPRODUCT(E126:E141,F126:F141)/SUM(F126:F141)","v":2.7197982924718452E-3},{"$f":"SUMPRODUCT(--($J$3:$J$66=\"Electricity\"),--($H$3:$H$66=C107),$AZ$3:$AZ$66,$BA$3:$BA$66)","v":1.4979390366121688},{"$f":"SUMPRODUCT(--($J$3:$J$66=\"Natural Gas\"),--($H$3:$H$66=C107),$AZ$3:$AZ$66,$BA$3:$BA$66)","v":2.3768646497975037},{"$f":"SUMPRODUCT(--($J$3:$J$66=\"Electricity\"),--($H$3:$H$66=C107),$AY$3:$AY$66,$BA$3:$BA$66)","v":0.498546727648493},{"$f":"SUMPRODUCT(--($J$3:$J$66=\"Natural Gas\"),--($H$3:$H$66=C107),$AY$3:$AY$66,$BA$3:$BA$66)","v":6.0276147324726157},{"$f":"SUMPRODUCT(H126:H141,F126:F141)/SUM(F126:F141)","v":7.2638779616535993},{"$f":"SUMPRODUCT(I126:I141,F126:F141)/SUM(F126:F141)","v":1.2511125548190938E-4},{"$f":"SUMPRODUCT(J126:J141,F126:F141)/SUM(F126:F141)","v":1.3834238146642533E-3},{"$f":"SUMPRODUCT(K126:K141,F126:F141)/SUM(F126:F141)","v":2337.2759624125592},null,null,{"$f":"SUMPRODUCT(L126:L141,F126:F141)/SUM(F126:F141)","v":2689.843313233333},{"$f":"SUMPRODUCT(M126:M141,F126:F141)/SUM(F126:F141)","v":0.28872970832801492},{"$f":"SUMPRODUCT(O126:O141,F126:F141)/SUM(F126:F141)","v":0.65781574154811484}]
["Dormitory or Retirement","> 6 stories","5A",{"$f":"SUMIFS($W$3:$W$66,$H$3:$H$66,C108,$G$3:$G$66,F108,$J$3:$J$66,\"Electricity\")","v":26.646961762200402},{"$f":"SUMIFS($W$3:$W$66,$H$3:$H$66,C108,$G$3:$G$66,F108,$J$3:$J$66,\"Natural Gas\")","v":21.6285951916161},"APARTMENTHIGHRISE","High-rise apartment",16,{"$f":"SUMIFS($AX$3:$AX$66,$H$3:$H$66,C108,$G$3:$G$66,F108,$J$3:$J$66,\"Electricity\")","v":2.3733767410366799},8.0168707393588807,{"$f":"INDEX($AX$3:$AX$66,MATCH($F108&$C108&$K$90,$AW$3:$AW$66,0),)/(INDEX($AX$3:$AX$66,MATCH($F108&$C108&$K$90,$AW$3:$AW$66,0),)+INDEX($AX$3:$AX$66,MATCH($F108&$C108&\"Natural Gas\",$AW$3:$AW$66,0),))","v":0.22842350439821524},{"$f":"INDEX($AY$3:$AY$66,MATCH($F108&$C108&$L$90,$AW$3:$AW$66,0),)/(INDEX($AY$3:$AY$66,MATCH($F108&$C108&$L$90,$AW$3:$AW$66,0),)+INDEX($AY$3:$AY$66,MATCH($F108&$C108&\"Natural Gas\",$AW$3:$AW$66,0),))","v":0},{"$f":"IFERROR(INDEX($AZ$3:$AZ$66,MATCH($F108&$C108&$M$90,$AW$3:$AW$66,0),)/(INDEX($AZ$3:$AZ$66,MATCH($F108&$C108&$M$90,$AW$3:$AW$66,0),)+INDEX($AZ$3:$AZ$66,MATCH($F108&$C108&\"Natural Gas\",$AW$3:$AW$66,0),)),1)","v":1},2.1762694973733693E-3,0,0,0,13.611724452257199,8.7171469556145684,0,3.3559370257966615E-3,2270.3000000000002,null,null,4591.6999999999989,0.47181965915246465,0.45198992728821169]
["Dormitory or Retirement","≤ 6 stories","5A",{"$f":"SUMIFS($W$3:$W$66,$H$3:$H$66,C109,$G$3:$G$66,F109,$J$3:$J$66,\"Electricity\")","v":20.274509918954301},{"$f":"SUMIFS($W$3:$W$66,$H$3:$H$66,C109,$G$3:$G$66,F109,$J$3:$J$66,\"Natural Gas\")","v":21.568801786503101},"APARTMENTMIDRISE","Mid-rise apartment",17,{"$f":"SUMIFS($AX$3:$AX$66,$H$3:$H$66,C109,$G$3:$G$66,F109,$J$3:$J$66,\"Electricity\")","v":0},8.0292394241308802,{"$f":"INDEX($AX$3:$AX$66,MATCH($F109&$C109&$K$90,$AW$3:$AW$66,0),)/(INDEX($AX$3:$AX$66,MATCH($F109&$C109&$K$90,$AW$3:$AW$66,0),)+INDEX($AX$3:$AX$66,MATCH($F109&$C109&\"Natural Gas\",$AW$3:$AW$66,0),))","v":0},{"$f":"INDEX($AY$3:$AY$66,MATCH($F109&$C109&$L$90,$AW$3:$AW$66,0),)/(INDEX($AY$3:$AY$66,MATCH($F109&$C109&$L$90,$AW$3:$AW$66,0),)+INDEX($AY$3:$AY$66,MATCH($F109&$C109&\"Natural Gas\",$AW$3:$AW$66,0),))","v":0},{"$f":"IFERROR(INDEX($AZ$3:$AZ$66,MATCH($F109&$C109&$M$90,$AW$3:$AW$66,0),)/(INDEX($AZ$3:$AZ$66,MATCH($F109&$C109&$M$90,$AW$3:$AW$66,0),)+INDEX($AZ$3:$AZ$66,MATCH($F109&$C109&\"Natural Gas\",$AW$3:$AW$66,0),)),1)","v":1},1.7860696159590714E-3,0,0,0,13.5395623623722,6.5079763492486888,0,3.2921371625025931E-3,2270.3000000000002,null,null,4591.6999999999989,0.60386729488871016,0.55725348217418336]
["Healthcare","Hospital","5A",69.046935394386693,31.782590124443399,"HOSPITAL","Hospital prototype",18,3.7891101032180301,15.737388252888399,{"$f":"INDEX($AX$3:$AX$66,MATCH($F110&$C110&$K$90,$AW$3:$AW$66,0),)/(INDEX($AX$3:$AX$66,MATCH($F110&$C110&$K$90,$AW$3:$AW$66,0),)+INDEX($AX$3:$AX$66,MATCH($F110&$C110&\"Natural Gas\",$AW$3:$AW$66,0),))","v":0.19404964649143452},{"$f":"INDEX($AY$3:$AY$66,MATCH($F110&$C110&$L$90,$AW$3:$AW$66,0),)/(INDEX($AY$3:$AY$66,MATCH($F110&$C110&$L$90,$AW$3:$AW$66,0),)+INDEX($AY$3:$AY$66,MATCH($F110&$C110&\"Natural Gas\",$AW$3:$AW$66,0),))","v":2.0748867238598947E-2},{"$f":"IFERROR(INDEX($AZ$3:$AZ$66,MATCH($F110&$C110&$M$90,$AW$3:$AW$66,0),)/(INDEX($AZ$3:$AZ$66,MATCH($F110&$C110&$M$90,$AW$3:$AW$66,0),)+INDEX($AZ$3:$AZ$66,MATCH($F110&$C110&\"Natural Gas\",$AW$3:$AW$66,0),)),1)","v":0.33338801066990298},4.345684300841951E-3,5.4801597697844402,10.957623216990401,0.107798184283756,5.08757865456458,22.124487062165375,3.6562995598361911E-5,1.4962670962025003E-3,4255.1599999999989,null,null,3517.9150000000009,0.40670249401641512,0.60613695981366]
["Healthcare","Outpatient healthcare","5A",60.619575232116802,31.209493240150401,"OUTPATIENTHEALTHCARE","Outpatient Healthcare prototype",19,2.8120036712719201,23.783621797372099,{"$f":"INDEX($AX$3:$AX$66,MATCH($F111&$C111&$K$90,$AW$3:$AW$66,0),)/(INDEX($AX$3:$AX$66,MATCH($F111&$C111&$K$90,$AW$3:$AW$66,0),)+INDEX($AX$3:$AX$66,MATCH($F111&$C111&\"Natural Gas\",$AW$3:$AW$66,0),))","v":0.1057318119698762},{"$f":"INDEX($AY$3:$AY$66,MATCH($F111&$C111&$L$90,$AW$3:$AW$66,0),)/(INDEX($AY$3:$AY$66,MATCH($F111&$C111&$L$90,$AW$3:$AW$66,0),)+INDEX($AY$3:$AY$66,MATCH($F111&$C111&\"Natural Gas\",$AW$3:$AW$66,0),))","v":0},{"$f":"IFERROR(INDEX($AZ$3:$AZ$66,MATCH($F111&$C111&$M$90,$AW$3:$AW$66,0),)/(INDEX($AZ$3:$AZ$66,MATCH($F111&$C111&$M$90,$AW$3:$AW$66,0),)+INDEX($AZ$3:$AZ$66,MATCH($F111&$C111&\"Natural Gas\",$AW$3:$AW$66,0),)),1)","v":1},5.1986377964194858E-3,0,0,0,3.0654867679773399,17.331794558687051,0,8.0984711571337848E-4,3940.9999999999991,null,null,2100.3899999999994,0.16580688098556087,0.68912389026145349]
["Hotel or Motel","Has commercial kitchen","5A",35.7436680107282,44.8760205658172,"HOTELLARGE","Large hotel (has commercial kitchen)",20,0,9.2370257863216505,{"$f":"INDEX($AX$3:$AX$66,MATCH($F112&$C112&$K$90,$AW$3:$AW$66,0),)/(INDEX($AX$3:$AX$66,MATCH($F112&$C112&$K$90,$AW$3:$AW$66,0),)+INDEX($AX$3:$AX$66,MATCH($F112&$C112&\"Natural Gas\",$AW$3:$AW$66,0),))","v":0},{"$f":"INDEX($AY$3:$AY$66,MATCH($F112&$C112&$L$90,$AW$3:$AW$66,0),)/(INDEX($AY$3:$AY$66,MATCH($F112&$C112&$L$90,$AW$3:$AW$66,0),)+INDEX($AY$3:$AY$66,MATCH($F112&$C112&\"Natural Gas\",$AW$3:$AW$66,0),))","v":3.2715355804826554E-2},{"$f":"IFERROR(INDEX($AZ$3:$AZ$66,MATCH($F112&$C112&$M$90,$AW$3:$AW$66,0),)/(INDEX($AZ$3:$AZ$66,MATCH($F112&$C112&$M$90,$AW$3:$AW$66,0),)+INDEX($AZ$3:$AZ$66,MATCH($F112&$C112&\"Natural Gas\",$AW$3:$AW$66,0),)),1)","v":0.38871868680852578},2.7352115364012641E-3,5.9158999289554703,9.3030749485489697,0.73579995179570601,21.755165947684201,6.2881176711431381,1.2160170324271209E-4,6.661234850966263E-3,2270.3000000000002,null,null,2909.3019999999997,0.69929621246069673,0.72976442157944943]
["Hotel or Motel","No commercial kitchen","5A",23.8795827104931,35.646146522438798,"HOTELSMALL","Small hotel prototype (no commercial kitchen)",21,0,8.4020536652562292,{"$f":"INDEX($AX$3:$AX$66,MATCH($F113&$C113&$K$90,$AW$3:$AW$66,0),)/(INDEX($AX$3:$AX$66,MATCH($F113&$C113&$K$90,$AW$3:$AW$66,0),)+INDEX($AX$3:$AX$66,MATCH($F113&$C113&\"Natural Gas\",$AW$3:$AW$66,0),))","v":0},{"$f":"INDEX($AY$3:$AY$66,MATCH($F113&$C113&$L$90,$AW$3:$AW$66,0),)/(INDEX($AY$3:$AY$66,MATCH($F113&$C113&$L$90,$AW$3:$AW$66,0),)+INDEX($AY$3:$AY$66,MATCH($F113&$C113&\"Natural Gas\",$AW$3:$AW$66,0),))","v":0},{"$f":"IFERROR(INDEX($AZ$3:$AZ$66,MATCH($F113&$C113&$M$90,$AW$3:$AW$66,0),)/(INDEX($AZ$3:$AZ$66,MATCH($F113&$C113&$M$90,$AW$3:$AW$66,0),)+INDEX($AZ$3:$AZ$66,MATCH($F113&$C113&\"Natural Gas\",$AW$3:$AW$66,0),)),1)","v":1},1.7856897663274132E-3,0,0,0,17.996941384824801,5.4152590157863063,0,5.1752233692884588E-3,2270.3000000000002,null,null,2906.3199999999997,0.44717860262986936,0.77502834022424172]
["Office","Has data center","5A",50.576765085483999,2.1881681351079401,"OFFICELARGE","Large office prototype (has data center)",22,2.7819363746535499,2.1881681351079401,{"$f":"INDEX($AX$3:$AX$66,MATCH($F114&$C114&$K$90,$AW$3:$AW$66,0),)/(INDEX($AX$3:$AX$66,MATCH($F114&$C114&$K$90,$AW$3:$AW$66,0),)+INDEX($AX$3:$AX$66,MATCH($F114&$C114&\"Natural Gas\",$AW$3:$AW$66,0),))","v":0.55973397927341617},{"$f":"INDEX($AY$3:$AY$66,MATCH($F114&$C114&$L$90,$AW$3:$AW$66,0),)/(INDEX($AY$3:$AY$66,MATCH($F114&$C114&$L$90,$AW$3:$AW$66,0),)+INDEX($AY$3:$AY$66,MATCH($F114&$C114&\"Natural Gas\",$AW$3:$AW$66,0),))","v":1},{"$f":"IFERROR(INDEX($AZ$3:$AZ$66,MATCH($F114&$C114&$M$90,$AW$3:$AW$66,0),)/(INDEX($AZ$3:$AZ$66,MATCH($F114&$C114&$M$90,$AW$3:$AW$66,0),)+INDEX($AZ$3:$AZ$66,MATCH($F114&$C114&\"Natural Gas\",$AW$3:$AW$66,0),)),1)","v":1},4.2369945810203655E-3,0,0,0.87438805364439798,0,1.5983637793127794,1.7625775189134113E-4,0,2270.3000000000002,null,null,1436.7,0.29294553939747486,0.90323611095236922]
["Office","No data center","5A",{"$f":"AVERAGE(W41:W42)","v":21.777698472697502},{"$f":"AVERAGE(W57:W58)","v":9.8607455152431065},"X","Average of small and medium office prototype (no data center)",23,{"$f":"AVERAGE(SUMIFS($AX$3:$AX$66,$H$3:$H$66,C115,$G$3:$G$66,A80,$J$3:$J$66,\"Electricity\"),SUMIFS($AX$3:$AX$66,$H$3:$H$66,C115,$G$3:$G$66,A79,$J$3:$J$66,\"Electricity\"))","v":0},{"$f":"AVERAGE(SUMIFS($AX$3:$AX$66,$H$3:$H$66,C115,$G$3:$G$66,A80,$J$3:$J$66,\"Natural Gas\"),SUMIFS($AX$3:$AX$66,$H$3:$H$66,C115,$G$3:$G$66,A79,$J$3:$J$66,\"Natural Gas\"))","v":9.8607455152431065},{"$f":"AVERAGE(INDEX($AX$3:$AX$66,MATCH($A$80&$C115&$K$90,$AW$3:$AW$66,0),)/(INDEX($AX$3:$AX$66,MATCH($A$80&$C115&$K$90,$AW$3:$AW$66,0),)+INDEX($AX$3:$AX$66,MATCH($A$80&$C115&\"Natural Gas\",$AW$3:$AW$66,0),)),INDEX($AX$3:$AX$66,MATCH($A$79&$C115&$K$90,$AW$3:$AW$66,0),)/(INDEX($AX$3:$AX$66,MATCH($A$79&$C115&$K$90,$AW$3:$AW$66,0),)+INDEX($AX$3:$AX$66,MATCH($A$79&$C115&\"Natural Gas\",$AW$3:$AW$66,0),)))","v":0},{"$f":"AVERAGE(INDEX($AY$3:$AY$66,MATCH($A$80&$C115&$L$90,$AW$3:$AW$66,0),)/(INDEX($AY$3:$AY$66,MATCH($A$80&$C115&$L$90,$AW$3:$AW$66,0),)+INDEX($AY$3:$AY$66,MATCH($A$80&$C115&\"Natural Gas\",$AW$3:$AW$66,0),)),INDEX($AY$3:$AY$66,MATCH($A$79&$C115&$L$90,$AW$3:$AW$66,0),)/(INDEX($AY$3:$AY$66,MATCH($A$79&$C115&$L$90,$AW$3:$AW$66,0),)+INDEX($AY$3:$AY$66,MATCH($A$79&$C115&\"Natural Gas\",$AW$3:$AW$66,0),)))","v":1},{"$f":"IFERROR(INDEX($AZ$3:$AZ$66,MATCH($F115&$C115&$M$90,$AW$3:$AW$66,0),)/(INDEX($AZ$3:$AZ$66,MATCH($F115&$C115&$M$90,$AW$3:$AW$66,0),)+INDEX($AZ$3:$AZ$66,MATCH($F115&$C115&\"Natural Gas\",$AW$3:$AW$66,0),)),1)","v":1},{"$f":"AVERAGE(E148:E149)","v":2.6318614625874511E-3},{"$f":"AVERAGE(SUMIFS($AZ$3:$AZ$66,$H$3:$H$66,C115,$G$3:$G$66,A80,$J$3:$J$66,\"Electricity\"),SUMIFS($AZ$3:$AZ$66,$H$3:$H$66,C115,$G$3:$G$66,A79,$J$3:$J$66,\"Electricity\"))","v":0},{"$f":"AVERAGE(SUMIFS($AZ$3:$AZ$66,$H$3:$H$66,C115,$G$3:$G$66,A80,$J$3:$J$66,\"Natural Gas\"),SUMIFS($AZ$3:$AZ$66,$H$3:$H$66,C115,$G$3:$G$66,A79,$J$3:$J$66,\"Natural Gas\"))","v":0},{"$f":"AVERAGE(SUMIFS($AY$3:$AY$66,$H$3:$H$66,C115,$G$3:$G$66,A80,$J$3:$J$66,\"Electricity\"),SUMIFS($AY$3:$AY$66,$H$3:$H$66,C115,$G$3:$G$66,A79,$J$3:$J$66,\"Electricity\"))","v":1.1271250617087452},{"$f":"AVERAGE(SUMIFS($AY$3:$AY$66,$H$3:$H$66,C115,$G$3:$G$66,A80,$J$3:$J$66,\"Natural Gas\"),SUMIFS($AY$3:$AY$66,$H$3:$H$66,C115,$G$3:$G$66,A79,$J$3:$J$66,\"Natural Gas\"))","v":0},{"$f":"AVERAGE(H148:H149)","v":7.525637459056977},{"$f":"AVERAGE(I148:I149)","v":3.7584921010435881E-4},{"$f":"AVERAGE(J148:J149)","v":0},{"$f":"AVERAGE(K148:K149)","v":2207.0699830920053},null,null,{"$f":"AVERAGE(L148:L149)","v":1696.9399999999998},{"$f":"AVERAGE(M148:M149)","v":0.10590454699542901},{"$f":"AVERAGE(O148:O149)","v":0.53139673991288261}]
["Restaurant","Fastfood","5A",154.352354416879,386.83520474562198,"RESTAURANTFASTFOOD","Fastfood restaurant prototype",24,0,129.219193685086,{"$f":"INDEX($AX$3:$AX$66,MATCH($F116&$C116&$K$90,$AW$3:$AW$66,0),)/(INDEX($AX$3:$AX$66,MATCH($F116&$C116&$K$90,$AW$3:$AW$66,0),)+INDEX($AX$3:$AX$66,MATCH($F116&$C116&\"Natural Gas\",$AW$3:$AW$66,0),))","v":0},{"$f":"INDEX($AY$3:$AY$66,MATCH($F116&$C116&$L$90,$AW$3:$AW$66,0),)/(INDEX($AY$3:$AY$66,MATCH($F116&$C116&$L$90,$AW$3:$AW$66,0),)+INDEX($AY$3:$AY$66,MATCH($F116&$C116&\"Natural Gas\",$AW$3:$AW$66,0),))","v":0},{"$f":"IFERROR(INDEX($AZ$3:$AZ$66,MATCH($F116&$C116&$M$90,$AW$3:$AW$66,0),)/(INDEX($AZ$3:$AZ$66,MATCH($F116&$C116&$M$90,$AW$3:$AW$66,0),)+INDEX($AZ$3:$AZ$66,MATCH($F116&$C116&\"Natural Gas\",$AW$3:$AW$66,0),)),1)","v":0.32858350363650934},1.2530743857205066E-2,88.497017761154893,180.83183405805701,0,76.784177002478998,105.3940943622551,0,2.4378248700519793E-2,2378.7299661840102,1.6581367453018792E-2,3.6397441023590563E-2,2243.85,0.60972560847555601,0.30857213995952171]
["Restaurant","Full-service","5A",132.03733522367199,243.32818647764401,"RESTAURANTSITDOWN","Sitdown restaurant prototype",25,0,101.241752348964,{"$f":"INDEX($AX$3:$AX$66,MATCH($F117&$C117&$K$90,$AW$3:$AW$66,0),)/(INDEX($AX$3:$AX$66,MATCH($F117&$C117&$K$90,$AW$3:$AW$66,0),)+INDEX($AX$3:$AX$66,MATCH($F117&$C117&\"Natural Gas\",$AW$3:$AW$66,0),))","v":0},{"$f":"INDEX($AY$3:$AY$66,MATCH($F117&$C117&$L$90,$AW$3:$AW$66,0),)/(INDEX($AY$3:$AY$66,MATCH($F117&$C117&$L$90,$AW$3:$AW$66,0),)+INDEX($AY$3:$AY$66,MATCH($F117&$C117&\"Natural Gas\",$AW$3:$AW$66,0),))","v":0.18177671235530576},{"$f":"IFERROR(INDEX($AZ$3:$AZ$66,MATCH($F117&$C117&$M$90,$AW$3:$AW$66,0),)/(INDEX($AZ$3:$AZ$66,MATCH($F117&$C117&$M$90,$AW$3:$AW$66,0),)+INDEX($AZ$3:$AZ$66,MATCH($F117&$C117&\"Natural Gas\",$AW$3:$AW$66,0),)),1)","v":0.47031366442463812},1.0251521028482449E-2,71.858237078258597,80.929662814394803,13.586605264898701,61.156771314285699,81.050561613958564,1.9756452199200291E-3,4.0348964013086155E-4,2378.7299661840102,1.346601235914213E-2,2.8080697928026172E-3,2732.55,5.7592205825480219E-2,0.34130327863295185]
["Retail","Standalone","5A",27.4112733056024,24.9471822638587,"RETAILSTANDALONE","Standalone retail prototype",26,0,24.9471822638587,{"$f":"INDEX($AX$3:$AX$66,MATCH($F118&$C118&$K$90,$AW$3:$AW$66,0),)/(INDEX($AX$3:$AX$66,MATCH($F118&$C118&$K$90,$AW$3:$AW$66,0),)+INDEX($AX$3:$AX$66,MATCH($F118&$C118&\"Natural Gas\",$AW$3:$AW$66,0),))","v":0},{"$f":"INDEX($AY$3:$AY$66,MATCH($F118&$C118&$L$90,$AW$3:$AW$66,0),)/(INDEX($AY$3:$AY$66,MATCH($F118&$C118&$L$90,$AW$3:$AW$66,0),)+INDEX($AY$3:$AY$66,MATCH($F118&$C118&\"Natural Gas\",$AW$3:$AW$66,0),))","v":1},{"$f":"IFERROR(INDEX($AZ$3:$AZ$66,MATCH($F118&$C118&$M$90,$AW$3:$AW$66,0),)/(INDEX($AZ$3:$AZ$66,MATCH($F118&$C118&$M$90,$AW$3:$AW$66,0),)+INDEX($AZ$3:$AZ$66,MATCH($F118&$C118&\"Natural Gas\",$AW$3:$AW$66,0),)),1)","v":1},2.8054897770782229E-3,0,0,1.0854239159993,0,20.080023894378748,2.3489389275878827E-4,0,2378.7299661840102,null,null,1984.34,0.14500652529363822,0.35150986091838105]
["Retail","Strip mall","5A",31.318836398822299,28.507390205226699,"RETAILSTRIPMALL","Strip mall prototype",27,0,28.507390205226699,{"$f":"INDEX($AX$3:$AX$66,MATCH($F119&$C119&$K$90,$AW$3:$AW$66,0),)/(INDEX($AX$3:$AX$66,MATCH($F119&$C119&$K$90,$AW$3:$AW$66,0),)+INDEX($AX$3:$AX$66,MATCH($F119&$C119&\"Natural Gas\",$AW$3:$AW$66,0),))","v":0},{"$f":"INDEX($AY$3:$AY$66,MATCH($F119&$C119&$L$90,$AW$3:$AW$66,0),)/(INDEX($AY$3:$AY$66,MATCH($F119&$C119&$L$90,$AW$3:$AW$66,0),)+INDEX($AY$3:$AY$66,MATCH($F119&$C119&\"Natural Gas\",$AW$3:$AW$66,0),))","v":1},{"$f":"IFERROR(INDEX($AZ$3:$AZ$66,MATCH($F119&$C119&$M$90,$AW$3:$AW$66,0),)/(INDEX($AZ$3:$AZ$66,MATCH($F119&$C119&$M$90,$AW$3:$AW$66,0),)+INDEX($AZ$3:$AZ$66,MATCH($F119&$C119&\"Natural Gas\",$AW$3:$AW$66,0),)),1)","v":1},3.3998957926273288E-3,0,0,1.15872405247967,0,23.106435111111111,3.0577777777777775E-4,0,2378.7299661840102,null,null,1807.2033333333334,2.4572534335473663E-2,0.32151633678836233]
["School or Education","n/a","5A",{"$f":"AVERAGE(W48:W49)","v":25.224970540685199},{"$f":"AVERAGE(W64:W65)","v":15.230532654238701},"X","Average of primary and secondary school",28,{"$f":"AVERAGE(SUMIFS($AX$3:$AX$66,$H$3:$H$66,C120,$G$3:$G$66,A87,$J$3:$J$66,\"Electricity\"),SUMIFS($AX$3:$AX$66,$H$3:$H$66,C120,$G$3:$G$66,A86,$J$3:$J$66,\"Electricity\"))","v":0},{"$f":"AVERAGE(SUMIFS($AX$3:$AX$66,$H$3:$H$66,C120,$G$3:$G$66,A87,$J$3:$J$66,\"Natural Gas\"),SUMIFS($AX$3:$AX$66,$H$3:$H$66,C120,$G$3:$G$66,A86,$J$3:$J$66,\"Natural Gas\"))","v":9.6573860138268497},{"$f":"AVERAGE(INDEX($AX$3:$AX$66,MATCH($A$87&$C120&$K$90,$AW$3:$AW$66,0),)/(INDEX($AX$3:$AX$66,MATCH($A$87&$C120&$K$90,$AW$3:$AW$66,0),)+INDEX($AX$3:$AX$66,MATCH($A$87&$C120&\"Natural Gas\",$AW$3:$AW$66,0),)),INDEX($AX$3:$AX$66,MATCH($A$86&$C120&$K$90,$AW$3:$AW$66,0),)/(INDEX($AX$3:$AX$66,MATCH($A$86&$C120&$K$90,$AW$3:$AW$66,0),)+INDEX($AX$3:$AX$66,MATCH($A$86&$C120&\"Natural Gas\",$AW$3:$AW$66,0),)))","v":0},{"$f":"AVERAGE(INDEX($AY$3:$AY$66,MATCH($A$87&$C120&$L$90,$AW$3:$AW$66,0),)/(INDEX($AY$3:$AY$66,MATCH($A$87&$C120&$L$90,$AW$3:$AW$66,0),)+INDEX($AY$3:$AY$66,MATCH($A$87&$C120&\"Natural Gas\",$AW$3:$AW$66,0),)),INDEX($AY$3:$AY$66,MATCH($A$86&$C120&$L$90,$AW$3:$AW$66,0),)/(INDEX($AY$3:$AY$66,MATCH($A$86&$C120&$L$90,$AW$3:$AW$66,0),)+INDEX($AY$3:$AY$66,MATCH($A$86&$C120&\"Natural Gas\",$AW$3:$AW$66,0),)))","v":0.19805151420861736},{"$f":"IFERROR(INDEX($AZ$3:$AZ$66,MATCH($F120&$C120&$M$90,$AW$3:$AW$66,0),)/(INDEX($AZ$3:$AZ$66,MATCH($F120&$C120&$M$90,$AW$3:$AW$66,0),)+INDEX($AZ$3:$AZ$66,MATCH($F120&$C120&\"Natural Gas\",$AW$3:$AW$66,0),)),1)","v":1},{"$f":"AVERAGE(E155:E156)","v":3.5167156081266603E-3},{"$f":"AVERAGE(SUMIFS($AZ$3:$AZ$66,$H$3:$H$66,C120,$G$3:$G$66,A87,$J$3:$J$66,\"Electricity\"),SUMIFS($AZ$3:$AZ$66,$H$3:$H$66,C120,$G$3:$G$66,A86,$J$3:$J$66,\"Electricity\"))","v":1.767265118929545},{"$f":"AVERAGE(SUMIFS($AZ$3:$AZ$66,$H$3:$H$66,C120,$G$3:$G$66,A87,$J$3:$J$66,\"Natural Gas\"),SUMIFS($AZ$3:$AZ$66,$H$3:$H$66,C120,$G$3:$G$66,A86,$J$3:$J$66,\"Natural Gas\"))","v":3.5368981499030752},{"$f":"AVERAGE(SUMIFS($AY$3:$AY$66,$H$3:$H$66,C120,$G$3:$G$66,A87,$J$3:$J$66,\"Electricity\"),SUMIFS($AY$3:$AY$66,$H$3:$H$66,C120,$G$3:$G$66,A86,$J$3:$J$66,\"Electricity\"))","v":0.519877404257992},{"$f":"AVERAGE(SUMIFS($AY$3:$AY$66,$H$3:$H$66,C120,$G$3:$G$66,A87,$J$3:$J$66,\"Natural Gas\"),SUMIFS($AY$3:$AY$66,$H$3:$H$66,C120,$G$3:$G$66,A86,$J$3:$J$66,\"Natural Gas\"))","v":2.0362484905087852},{"$f":"AVERAGE(H155:H156)","v":7.5373568654869461},{"$f":"AVERAGE(I155:I156)","v":2.2183690011600587E-4},{"$f":"AVERAGE(J155:J156)","v":5.9872656180965202E-4},{"$f":"AVERAGE(K155:K156)","v":1876.8599830920052},null,null,{"$f":"AVERAGE(L155:L156)","v":1214.8799999999999},{"$f":"AVERAGE(M155:M156)","v":0.27062347128824993},{"$f":"AVERAGE(O155:O156)","v":0.61167174990887685}]
["Warehouse or Storage","n/a","5A",6.0839312423500003,15.586123623418199,"WAREHOUSE","Warehouse prototype",29,0,15.586123623418199,{"$f":"INDEX($AX$3:$AX$66,MATCH($F121&$C121&$K$90,$AW$3:$AW$66,0),)/(INDEX($AX$3:$AX$66,MATCH($F121&$C121&$K$90,$AW$3:$AW$66,0),)+INDEX($AX$3:$AX$66,MATCH($F121&$C121&\"Natural Gas\",$AW$3:$AW$66,0),))","v":0},{"$f":"INDEX($AY$3:$AY$66,MATCH($F121&$C121&$L$90,$AW$3:$AW$66,0),)/(INDEX($AY$3:$AY$66,MATCH($F121&$C121&$L$90,$AW$3:$AW$66,0),)+INDEX($AY$3:$AY$66,MATCH($F121&$C121&\"Natural Gas\",$AW$3:$AW$66,0),))","v":1},{"$f":"IFERROR(INDEX($AZ$3:$AZ$66,MATCH($F121&$C121&$M$90,$AW$3:$AW$66,0),)/(INDEX($AZ$3:$AZ$66,MATCH($F121&$C121&$M$90,$AW$3:$AW$66,0),)+INDEX($AZ$3:$AZ$66,MATCH($F121&$C121&\"Natural Gas\",$AW$3:$AW$66,0),)),1)","v":1},5.6088174213923673E-4,0,0,0.20529328752742401,0,11.99911922374868,7.9354404841963677E-5,0,2378.7299661840102,null,null,1775.7809999999999,0.19666853970037809,5.4574382816752184E-2]
["Other","n/a","5A",{"$f":"SUMPRODUCT(--($J$3:$J$66=\"Electricity\"),--($H$3:$H$66=C107),$W$3:$W$66,$BB$3:$BB$66)","v":29.73867858185131},{"$f":"SUMPRODUCT(--($J$3:$J$66=\"Natural Gas\"),--($H$3:$H$66=C107),$W$3:$W$66,$BB$3:$BB$66)","v":18.389194625002538},"X","Construction weighted average of all prototypes, using the PNNL construction weights",30,{"$f":"SUMPRODUCT(--($J$3:$J$66=\"Electricity\"),--($H$3:$H$66=C122),$AX$3:$AX$66,$BA$3:$BA$66)","v":0.76921853648245442},{"$f":"SUMPRODUCT(--($J$3:$J$66=\"Natural Gas\"),--($H$3:$H$66=C122),$AX$3:$AX$66,$BA$3:$BA$66)","v":13.3908542469644},{"$f":"SUMPRODUCT($E$73:$E$88,$H$73:$H$88)/SUMIF($H$73:$H$88,\">0\",$E$73:$E$88)","v":0.23651139657141204},{"$f":"SUMPRODUCT($E$73:$E$88,$I$73:$I$88)/SUMIF($I$73:$I$88,\">0\",$E$73:$E$88)","v":0.68578538082095397},{"$f":"IFERROR(INDEX($AZ$3:$AZ$66,MATCH($F122&$C122&$M$90,$AW$3:$AW$66,0),)/(INDEX($AZ$3:$AZ$66,MATCH($F122&$C122&$M$90,$AW$3:$AW$66,0),)+INDEX($AZ$3:$AZ$66,MATCH($F122&$C122&\"Natural Gas\",$AW$3:$AW$66,0),)),1)","v":1},{"$f":"SUMPRODUCT(E142:E157,F142:F157)/SUM(F142:F157)","v":2.6878133834732599E-3},{"$f":"SUMPRODUCT(--($J$3:$J$66=\"Electricity\"),--($H$3:$H$66=C122),$AZ$3:$AZ$66,$BA$3:$BA$66)","v":1.4979390366121688},{"$f":"SUMPRODUCT(--($J$3:$J$66=\"Natural Gas\"),--($H$3:$H$66=C122),$AZ$3:$AZ$66,$BA$3:$BA$66)","v":2.3768646497975037},{"$f":"SUMPRODUCT(--($J$3:$J$66=\"Electricity\"),--($H$3:$H$66=C122),$AY$3:$AY$66,$BA$3:$BA$66)","v":0.5186823445108647},{"$f":"SUMPRODUCT(--($J$3:$J$66=\"Natural Gas\"),--($H$3:$H$66=C122),$AY$3:$AY$66,$BA$3:$BA$66)","v":6.4717438756296772},{"$f":"SUMPRODUCT(H142:H157,F142:F157)/SUM(F142:F157)","v":12.550675261924304},{"$f":"SUMPRODUCT(I142:I157,F142:F157)/SUM(F142:F157)","v":1.58859256894484E-4},{"$f":"SUMPRODUCT(J142:J157,F142:F157)/SUM(F142:F157)","v":1.3248966320283302E-3},{"$f":"SUMPRODUCT(K142:K157,F142:F157)/SUM(F142:F157)","v":2378.7299661840102},null,null,{"$f":"SUMPRODUCT(L142:L157,F142:F157)/SUM(F142:F157)","v":2443.5180706799993},{"$f":"SUMPRODUCT(M142:M157,F142:F157)/SUM(F142:F157)","v":0.29906519672784621},{"$f":"SUMPRODUCT(O142:O157,F142:F157)/SUM(F142:F157)","v":0.46075725726502698}]
[]
[null,null,null,null,null,null,null,null,null,null,"Internal Note: the highlighted cells are for prototypes that do not have elevators. A construction-weighted average is used."]
["Climate Zone","Building Type","Total Electric Coincident Peak (kW)","Area (sf)","kW/sf","Construction Weights","HeatingCoils:EnergyTransfer (kBtu)","Space Heating Annual Load kBtu/sf","Total Electric SWH Peak Demand kBtu/h/sf","Total Gas SWH Peak Demand kBtu/h/sf","Elevator EFLH","SWH EFLH","SWH CF","CoolingCoils:EnergyTransfer (kBtu)","Ratio cooling load to total energy transfer"]
["4A","APARTMENTHIGHRISE",198.51406799531065,84352,{"$f":"C126/D126","v":2.35340084402635E-3},{"$f":"INDEX($D$73:$D$88,MATCH(B126,$A$73:$A$88,0),)","v":0.15579999999999999},436258.51,{"$f":"G126/D126","v":5.1718810460925644},0,2.9221595220030351E-3,2270.3000000000002,4591.6999999999989,0.41083378474103088,1093745.21,{"$f":"N126/(G126+N126)","v":0.71486441222508923}]
["4A","APARTMENTMIDRISE",59.970691676436111,33741,{"$f":"C127/D127","v":1.7773833518993543E-3},{"$f":"INDEX($D$73:$D$88,MATCH(B127,$A$73:$A$88,0),)","v":0.14402999999999999},126324.32,{"$f":"G127/D127","v":3.7439411991345843},0,3.0452565128478706E-3,2270.3000000000002,4591.6999999999989,0.55858268409988276,437211.13,{"$f":"N127/(G127+N127)","v":0.77583607206964533}]
["4A","HOSPITAL",1118.5580304806565,241501,4.6316910922963323E-3,{"$f":"INDEX($D$73:$D$88,MATCH(B128,$A$73:$A$88,0),)","v":4.3990000000000001E-2},5047110.55,20.898921950633746,4.033109593749094E-5,1.7565144657786096E-4,4255.1599999999989,3517.9150000000009,5.7306181014361156E-2,11682235.970000001,0.69830796774003345]
["4A","HOTELLARGE",365.2461899179367,122120,2.9908793802647946E-3,{"$f":"INDEX($D$73:$D$88,MATCH(B129,$A$73:$A$88,0),)","v":3.8940000000000002E-2},623910.80000000005,5.1089977071732724,1.1071077628562069E-4,6.7381264330167046E-3,2270.3000000000002,2909.3019999999997,0.70610074147416146,3318744.79,0.84175366431131771]
["4A","HOTELSMALL",80.817702227432591,43202,1.8706935379712187E-3,{"$f":"INDEX($D$73:$D$88,MATCH(B130,$A$73:$A$88,0),)","v":1.453E-2},139504.46,3.229120411092079,0,4.9344937734364155E-3,2270.3000000000002,2906.3199999999997,0.42637773731387235,1065011.19,0.88418211087585286]
["4A","OFFICELARGE",2011.3364595545136,498588,4.0340651190050973E-3,{"$f":"INDEX($D$73:$D$88,MATCH(B131,$A$73:$A$88,0),)","v":5.3780000000000001E-2},438433.37,0.87935002446910071,2.1454587755822443E-4,0,2270.3000000000002,1436.7,0.35658152423017625,10197044.9,0.95877633719240352]
["4A","OFFICEMEDIUM",165.09378663540446,53628,3.0784997880846658E-3,{"$f":"INDEX($D$73:$D$88,MATCH(B132,$A$73:$A$88,0),)","v":4.5400000000000003E-2},235438.96,4.3902245095845451,2.841799060192437E-4,0,2035.4100000000005,1400.9399999999998,0.1524064010688449,828241.62,0.77865633308826598]
["4A","OFFICESMALL",13.8042203985932,5502,2.5089459103222827E-3,{"$f":"INDEX($D$73:$D$88,MATCH(B133,$A$73:$A$88,0),)","v":2.7539999999999999E-2},23328.68,4.2400363504180296,3.3624136677571796E-4,0,2337.2759624125592,1992.9399999999998,4.6252081343660476E-2,67491.789999999994,0.74313411943364738]
["4A","OUTPATIENTHEALTHCARE",227.00175849941382,40946,5.5439300175698196E-3,{"$f":"INDEX($D$73:$D$88,MATCH(B134,$A$73:$A$88,0),)","v":2.9569999999999999E-2},535431.9,13.076537390709715,0,2.8159038733942265E-4,3940.9999999999991,2100.3899999999994,5.7652392574291826E-2,2223757.4,0.8059459349164626]
["4A","RESTAURANTFASTFOOD",35.826494724501757,2501,1.4324867942623653E-2,{"$f":"INDEX($D$73:$D$88,MATCH(B135,$A$73:$A$88,0),)","v":2.63E-3},167326.38,66.903790483806475,0,2.3166733306677328E-2,2337.2759624125592,2243.85,0.57942433582210451,221823.18,0.57002037982517573]
["4A","RESTAURANTSITDOWN",63.874560375146544,5502,1.1609334855533723E-2,{"$f":"INDEX($D$73:$D$88,MATCH(B136,$A$73:$A$88,0),)","v":7.7999999999999996E-3},284513.43,51.710910577971646,1.9810977826245002E-3,4.0348964013086155E-4,2337.2759624125592,2732.55,5.7724197129893087E-2,421481.8,0.59700375029446018]
["4A","RETAILSTANDALONE",77.81946072684643,24692,3.151606217675621E-3,{"$f":"INDEX($D$73:$D$88,MATCH(B137,$A$73:$A$88,0),)","v":9.1600000000000001E-2},326670.40000000002,13.22980722501215,1.9560991414223231E-4,0,2337.2759624125601,1984.34,0.12075543399452976,476837.73,0.59344481057086507]
["4A","RETAILSTRIPMALL",90.123094958968352,22500,4.0054708870652603E-3,{"$f":"INDEX($D$73:$D$88,MATCH(B138,$A$73:$A$88,0),)","v":3.1539999999999999E-2},338913.09,15.062804000000002,2.8933333333333334E-4,0,2337.2759624125601,1807.2033333333334,2.3251046297083366E-2,454969.47,0.57309417402997231]
["4A","SCHOOLPRIMARY",284.88569753810083,73959,3.8519409069633285E-3,{"$f":"INDEX($D$73:$D$88,MATCH(B139,$A$73:$A$88,0),)","v":4.2099999999999999E-2},408044,5.5171649156965348,2.1701212834137834E-4,4.1009207804324014E-4,2337.2759624125601,1214.8799999999999,0.21037476917968806,1426281.24,0.77755089931597954]
["4A","SCHOOLSECONDARY",773.58733880422039,210887,3.6682552210625615E-3,{"$f":"INDEX($D$73:$D$88,MATCH(B140,$A$73:$A$88,0),)","v":9.4380000000000006E-2},595367.73,2.8231599387349622,2.2666167189063337E-4,6.1525840853158327E-4,1374.9900000000002,1214.8799999999999,0.27410562522481907,4243288.3499999996,0.8769559728659202]
["4A","WAREHOUSE",31.981242672919109,52045,6.1449212552443287E-4,{"$f":"INDEX($D$73:$D$88,MATCH(B141,$A$73:$A$88,0),)","v":0.17637},365511.53,7.0229902968584881,6.9747334037851858E-5,0,2337.2759624125601,1775.7809999999999,0.17285878913132505,84282.15,0.1873795781212399]
["5A","APARTMENTHIGHRISE",183.57268464243845,84352,2.1762694973733693E-3,{"$f":"INDEX($E$73:$E$88,MATCH(B142,$A$73:$A$88,0),)","v":7.7100000000000002E-2},735308.78,8.7171469556145684,0,3.3559370257966615E-3,2270.3000000000002,4591.6999999999989,0.47181965915246465,606470.9,0.45198992728821169]
["5A","APARTMENTMIDRISE",60.263774912075029,33741,1.7860696159590714E-3,{"$f":"INDEX($E$73:$E$88,MATCH(B143,$A$73:$A$88,0),)","v":0.12606000000000001},219585.63,6.5079763492486888,0,3.2921371625025931E-3,2270.3000000000002,4591.6999999999989,0.60386729488871016,276376.78000000003,0.55725348217418336]
["5A","HOSPITAL",1049.487104337632,241501,4.345684300841951E-3,{"$f":"INDEX($E$73:$E$88,MATCH(B144,$A$73:$A$88,0),)","v":5.3809999999999997E-2},5343085.75,22.124487062165375,3.6562995598361911E-5,1.4962670962025003E-3,4255.1599999999989,3517.9150000000009,0.40670249401641512,8222761.2699999996,0.60613695981366]
["5A","HOTELLARGE",334.02403282532237,122120,2.7352115364012641E-3,{"$f":"INDEX($E$73:$E$88,MATCH(B145,$A$73:$A$88,0),)","v":3.6940000000000001E-2},767904.93,6.2881176711431381,1.2160170324271209E-4,6.661234850966263E-3,2270.3000000000002,2909.3019999999997,0.69929621246069673,2073708.06,0.72976442157944943]
["5A","HOTELSMALL",77.145369284876907,43202,1.7856897663274132E-3,{"$f":"INDEX($E$73:$E$88,MATCH(B146,$A$73:$A$88,0),)","v":1.549E-2},233950.02,5.4152590157863063,0,5.1752233692884588E-3,2270.3000000000002,2906.3199999999997,0.44717860262986936,805958.83,0.77502834022424172]
["5A","OFFICELARGE",2112.5146541617819,498588,4.2369945810203655E-3,{"$f":"INDEX($E$73:$E$88,MATCH(B147,$A$73:$A$88,0),)","v":2.7400000000000001E-2},796925,1.5983637793127794,1.7625775189134113E-4,0,2270.3000000000002,1436.7,0.29294553939747486,7438843.6100000003,0.90323611095236922]
["5A","OFFICEMEDIUM",157.84583821805393,53628,2.9433474718067788E-3,{"$f":"INDEX($E$73:$E$88,MATCH(B148,$A$73:$A$88,0),)","v":4.9939999999999998E-2},401486.33,7.4865057432684425,2.7187290221526066E-4,0,2035.4100000000005,1400.9399999999998,0.14580612385720199,527761.91,0.56794501972906619]
["5A","OFFICESMALL",12.766705744431418,5502,2.3203754533681238E-3,{"$f":"INDEX($E$73:$E$88,MATCH(B149,$A$73:$A$88,0),)","v":3.8059999999999997E-2},41621.360000000001,7.5647691748455106,4.7982551799345696E-4,0,2378.7299661840102,1992.9399999999998,6.6002970133656025E-2,40772.449999999997,0.49484846009669897]
["5A","OUTPATIENTHEALTHCARE",212.86342321219226,40946,5.1986377964194858E-3,{"$f":"INDEX($E$73:$E$88,MATCH(B150,$A$73:$A$88,0),)","v":4.548E-2},709667.66,17.331794558687051,0,8.0984711571337848E-4,3940.9999999999991,2100.3899999999994,0.16580688098556087,1573131.3,0.68912389026145349]
["5A","RESTAURANTFASTFOOD",31.339390386869869,2501,1.2530743857205066E-2,{"$f":"INDEX($E$73:$E$88,MATCH(B151,$A$73:$A$88,0),)","v":3.8400000000000001E-3},263590.63,105.3940943622551,0,2.4378248700519793E-2,2378.7299661840102,2243.85,0.60972560847555601,117635.88,0.30857213995952171]
["5A","RESTAURANTSITDOWN",56.403868698710433,5502,1.0251521028482449E-2,{"$f":"INDEX($E$73:$E$88,MATCH(B152,$A$73:$A$88,0),)","v":1.108E-2},445940.19,81.050561613958564,1.9756452199200291E-3,4.0348964013086155E-4,2378.7299661840102,2732.55,5.7592205825480219E-2,231063.62,0.34130327863295185]
["5A","RETAILSTANDALONE",69.273153575615481,24692,2.8054897770782229E-3,{"$f":"INDEX($E$73:$E$88,MATCH(B153,$A$73:$A$88,0),)","v":0.13444},495815.95,20.080023894378748,2.3489389275878827E-4,0,2378.7299661840102,1984.34,0.14500652529363822,268753.81,0.35150986091838105]
["5A","RETAILSTRIPMALL",76.497655334114896,22500,3.3998957926273288E-3,{"$f":"INDEX($E$73:$E$88,MATCH(B154,$A$73:$A$88,0),)","v":3.4500000000000003E-2},519894.79,23.106435111111111,3.0577777777777775E-4,0,2378.7299661840102,1807.2033333333334,2.4572534335473663E-2,246365.06,0.32151633678836233]
["5A","SCHOOLPRIMARY",261.09906213364593,73959,3.5303216935551581E-3,{"$f":"INDEX($E$73:$E$88,MATCH(B155,$A$73:$A$88,0),)","v":4.3880000000000002E-2},690828.04,9.3406893008288385,2.1701212834137834E-4,4.8432239484038454E-4,2378.7299661840102,1214.8799999999999,0.23527682788595131,831429.29,0.54618182722102582]
["5A","SCHOOLSECONDARY",738.76025791324741,210887,3.5031095226981624E-3,{"$f":"INDEX($E$73:$E$88,MATCH(B156,$A$73:$A$88,0),)","v":0.12373000000000001},1209231.21,5.7340244301450536,2.2666167189063337E-4,7.1313072877891945E-4,1374.9900000000002,1214.8799999999999,0.30597011469054852,2536393.48,0.67716167259672777]
["5A","WAREHOUSE",29.191090269636575,52045,5.6088174213923673E-4,{"$f":"INDEX($E$73:$E$88,MATCH(B157,$A$73:$A$88,0),)","v":0.17824999999999999},624494.16,11.99911922374868,7.9354404841963677E-5,0,2378.7299661840102,1775.7809999999999,0.19666853970037809,36048.720000000001,5.4574382816752184E-2]

{"sheet":"Export","index":27,"n_rows":52,"n_cols":35,"rows_kept":52,"cut":false,"hidden":true,"merged":[]}
[]
["Project Number","Baseline Annual Site kWh usage","Baseline Lifetime Site KWh usage","Baseline Annual Site MMBtu usage","Baseline Lifetime Site MMBtu usage","Baseline Peak Demand usage","Annual Site kWh Savings","Lifetime Site KWh Savings","Annual Site MMBtu Savings","Lifetime Site MMBtu Savings","Peak Demand kW Savings","CO2e Emission Reduction","CO2e Emission Reduction per ksf","Methane (CH4) Reduction","N2O Reduction","Annual kWh for solar generation","Lifetime kWh for solar generation","Capacity kW for solar generation","Annual kWh for CHP/FC generation","Lifetime kWh for CHP/FC generation","Capacity kW for CHP/FC generation","MMBtu CHP/FC Waste Heat utilized","Site Square Footage","Base Incentive","GHG Reduction Bonus","UEZ/OZ/OBC or Affordable Housing Bonus Incentive","High Energy Intensity Bonus Incentive","Alternative Performance-Based Incentive","Total Estimated Incentive","Measure Category","Measure Name","Abbreviated Measure Name","Measure Description","Measure Count","Measure Unit Type"]
[{"$f":"'General Information'!$L$22","v":0},{"$f":"ROUND('Project Summary and Incentive'!$I$33,4)","v":0},{"$f":"ROUND('Project Summary and Incentive'!$I$48,4)","v":0},{"$f":"ROUND('Project Summary and Incentive'!$I$38,4)","v":0},{"$f":"ROUND('Project Summary and Incentive'!$I$50,4)","v":0},{"$f":"ROUND('Project Summary and Incentive'!$I$43,6)","v":0},{"$f":"ROUND('Project Summary and Incentive'!$I$35,4)","v":0},{"$f":"ROUND('Project Summary and Incentive'!$I$49,4)","v":0},{"$f":"ROUND('Project Summary and Incentive'!$I$40,4)","v":0},{"$f":"ROUND('Project Summary and Incentive'!$I$51,4)","v":0},{"$f":"ROUND('Project Summary and Incentive'!$I$45,6)","v":0},{"$f":"ROUND('Project Summary and Incentive'!$I$54,3)","v":0},{"$f":"ROUND('Project Summary and Incentive'!$I$55,3)","v":0},0,0,null,null,null,null,null,null,null,{"$f":"GI_SF","v":0},{"$f":"'Project Summary and Incentive'!$I$74","v":0},{"$f":"'Project Summary and Incentive'!$I$75","v":0},{"$f":"'Project Summary and Incentive'!$I$76","v":0},{"$f":"'Project Summary and Incentive'!$I$77","v":0},{"$f":"'Project Summary and Incentive'!$I$78","v":0},{"$f":"'Project Summary and Incentive'!$H$80","v":0},{"$f":"'Energy Efficiency Measures'!AX17","v":""},{"$f":"'Energy Efficiency Measures'!AY17","v":""},{"$f":"'Energy Efficiency Measures'!AZ17","v":""},{"$f":"IF('Energy Efficiency Measures'!BA17=0,\"\",'Energy Efficiency Measures'!BA17)","v":""},{"$f":"'Energy Efficiency Measures'!BB17","v":""},{"$f":"'Energy Efficiency Measures'!BC17","v":""}]
[{"$f":"IF($AD4<>\"\",A$3,\"\")","v":""},"","","","","","","","","","","","","","",null,null,null,null,null,null,null,{"$f":"IF($AD4<>\"\",W$3,\"\")","v":""},{"$f":"IF($AD4<>\"\",X$3,\"\")","v":""},{"$f":"IF($AD4<>\"\",Y$3,\"\")","v":""},"","","","",{"$f":"'Energy Efficiency Measures'!AX18","v":""},{"$f":"'Energy Efficiency Measures'!AY18","v":""},{"$f":"'Energy Efficiency Measures'!AZ18","v":""},{"$f":"IF('Energy Efficiency Measures'!BA18=0,\"\",'Energy Efficiency Measures'!BA18)","v":""},{"$f":"'Energy Efficiency Measures'!BB18","v":""},{"$f":"'Energy Efficiency Measures'!BC18","v":""}]
[{"$f":"IF($AD5<>\"\",A$3,\"\")","v":""},"","",{"$f":"IF($AD5<>\"\",D$3,\"\")","v":""},"",{"$f":"IF($AD5<>\"\",F$3,\"\")","v":""},{"$f":"IF($AD5<>\"\",G$3,\"\")","v":""},"",{"$f":"IF($AD5<>\"\",I$3,\"\")","v":""},"",{"$f":"IF($AD5<>\"\",K$3,\"\")","v":""},{"$f":"IF($AD5<>\"\",L$3,\"\")","v":""},"",{"$f":"IF($AD5<>\"\",N$3,\"\")","v":""},"",null,null,null,null,null,null,null,{"$f":"IF($AD5<>\"\",W$3,\"\")","v":""},"","","","","","",{"$f":"'Energy Efficiency Measures'!AX19","v":""},{"$f":"'Energy Efficiency Measures'!AY19","v":""},{"$f":"'Energy Efficiency Measures'!AZ19","v":""},{"$f":"IF('Energy Efficiency Measures'!BA19=0,\"\",'Energy Efficiency Measures'!BA19)","v":""},{"$f":"'Energy Efficiency Measures'!BB19","v":""},{"$f":"'Energy Efficiency Measures'!BC19","v":""}]
["","","","","","","","","","","","","","","",null,null,null,null,null,null,null,"","","","","","","",{"$f":"'Energy Efficiency Measures'!AX20","v":""},{"$f":"'Energy Efficiency Measures'!AY20","v":""},{"$f":"'Energy Efficiency Measures'!AZ20","v":""},{"$f":"IF('Energy Efficiency Measures'!BA20=0,\"\",'Energy Efficiency Measures'!BA20)","v":""},{"$f":"'Energy Efficiency Measures'!BB20","v":""},{"$f":"'Energy Efficiency Measures'!BC20","v":""}]
["","","","","","","","","","","","","","","",null,null,null,null,null,null,null,"","","","","","","",{"$f":"'Energy Efficiency Measures'!AX21","v":""},{"$f":"'Energy Efficiency Measures'!AY21","v":""},{"$f":"'Energy Efficiency Measures'!AZ21","v":""},{"$f":"IF('Energy Efficiency Measures'!BA21=0,\"\",'Energy Efficiency Measures'!BA21)","v":""},{"$f":"'Energy Efficiency Measures'!BB21","v":""},{"$f":"'Energy Efficiency Measures'!BC21","v":""}]
["","","","","","","","","","","","","","","",null,null,null,null,null,null,null,"","","","","","","",{"$f":"'Energy Efficiency Measures'!AX22","v":""},{"$f":"'Energy Efficiency Measures'!AY22","v":""},{"$f":"'Energy Efficiency Measures'!AZ22","v":""},{"$f":"IF('Energy Efficiency Measures'!BA22=0,\"\",'Energy Efficiency Measures'!BA22)","v":""},{"$f":"'Energy Efficiency Measures'!BB22","v":""},{"$f":"'Energy Efficiency Measures'!BC22","v":""}]
["","","","","","","","","","","","","","","",null,null,null,null,null,null,null,"","","","","","","",{"$f":"'Energy Efficiency Measures'!AX23","v":""},{"$f":"'Energy Efficiency Measures'!AY23","v":""},{"$f":"'Energy Efficiency Measures'!AZ23","v":""},{"$f":"IF('Energy Efficiency Measures'!BA23=0,\"\",'Energy Efficiency Measures'!BA23)","v":""},{"$f":"'Energy Efficiency Measures'!BB23","v":""},{"$f":"'Energy Efficiency Measures'!BC23","v":""}]
["","","","","","","","","","","","","","","",null,null,null,null,null,null,null,"","","","","","","",{"$f":"'Energy Efficiency Measures'!AX24","v":""},{"$f":"'Energy Efficiency Measures'!AY24","v":""},{"$f":"'Energy Efficiency Measures'!AZ24","v":""},{"$f":"IF('Energy Efficiency Measures'!BA24=0,\"\",'Energy Efficiency Measures'!BA24)","v":""},{"$f":"'Energy Efficiency Measures'!BB24","v":""},{"$f":"'Energy Efficiency Measures'!BC24","v":""}]
["","","","","","","","","","","","","","","",null,null,null,null,null,null,null,"","","","","","","",{"$f":"'Energy Efficiency Measures'!AX25","v":""},{"$f":"'Energy Efficiency Measures'!AY25","v":""},{"$f":"'Energy Efficiency Measures'!AZ25","v":""},{"$f":"IF('Energy Efficiency Measures'!BA25=0,\"\",'Energy Efficiency Measures'!BA25)","v":""},{"$f":"'Energy Efficiency Measures'!BB25","v":""},{"$f":"'Energy Efficiency Measures'!BC25","v":""}]
["","","","","","","","","","","","","","","",null,null,null,null,null,null,null,"","","","","","","",{"$f":"'Energy Efficiency Measures'!AX26","v":""},{"$f":"'Energy Efficiency Measures'!AY26","v":""},{"$f":"'Energy Efficiency Measures'!AZ26","v":""},{"$f":"IF('Energy Efficiency Measures'!BA26=0,\"\",'Energy Efficiency Measures'!BA26)","v":""},{"$f":"'Energy Efficiency Measures'!BB26","v":""},{"$f":"'Energy Efficiency Measures'!BC26","v":""}]
["","","","","","","","","","","","","","","",null,null,null,null,null,null,null,"","","","","","","",{"$f":"'Energy Efficiency Measures'!AX27","v":""},{"$f":"'Energy Efficiency Measures'!AY27","v":""},{"$f":"'Energy Efficiency Measures'!AZ27","v":""},{"$f":"IF('Energy Efficiency Measures'!BA27=0,\"\",'Energy Efficiency Measures'!BA27)","v":""},{"$f":"'Energy Efficiency Measures'!BB27","v":""},{"$f":"'Energy Efficiency Measures'!BC27","v":""}]
["","","","","","","","","","","","","","","",null,null,null,null,null,null,null,"","","","","","","",{"$f":"'Energy Efficiency Measures'!AX28","v":""},{"$f":"'Energy Efficiency Measures'!AY28","v":""},{"$f":"'Energy Efficiency Measures'!AZ28","v":""},{"$f":"IF('Energy Efficiency Measures'!BA28=0,\"\",'Energy Efficiency Measures'!BA28)","v":""},{"$f":"'Energy Efficiency Measures'!BB28","v":""},{"$f":"'Energy Efficiency Measures'!BC28","v":""}]
["","","","","","","","","","","","","","","",null,null,null,null,null,null,null,"","","","","","","",{"$f":"'Energy Efficiency Measures'!AX29","v":""},{"$f":"'Energy Efficiency Measures'!AY29","v":""},{"$f":"'Energy Efficiency Measures'!AZ29","v":""},{"$f":"IF('Energy Efficiency Measures'!BA29=0,\"\",'Energy Efficiency Measures'!BA29)","v":""},{"$f":"'Energy Efficiency Measures'!BB29","v":""},{"$f":"'Energy Efficiency Measures'!BC29","v":""}]
["","","","","","","","","","","","","","","",null,null,null,null,null,null,null,"","","","","","","",{"$f":"'Energy Efficiency Measures'!AX30","v":""},{"$f":"'Energy Efficiency Measures'!AY30","v":""},{"$f":"'Energy Efficiency Measures'!AZ30","v":""},{"$f":"IF('Energy Efficiency Measures'!BA30=0,\"\",'Energy Efficiency Measures'!BA30)","v":""},{"$f":"'Energy Efficiency Measures'!BB30","v":""},{"$f":"'Energy Efficiency Measures'!BC30","v":""}]
["","","","","","","","","","","","","","","",null,null,null,null,null,null,null,"","","","","","","",{"$f":"'Energy Efficiency Measures'!AX31","v":""},{"$f":"'Energy Efficiency Measures'!AY31","v":""},{"$f":"'Energy Efficiency Measures'!AZ31","v":""},{"$f":"IF('Energy Efficiency Measures'!BA31=0,\"\",'Energy Efficiency Measures'!BA31)","v":""},{"$f":"'Energy Efficiency Measures'!BB31","v":""},{"$f":"'Energy Efficiency Measures'!BC31","v":""}]
["","","","","","","","","","","","","","","",null,null,null,null,null,null,null,"","","","","","","",{"$f":"'Energy Efficiency Measures'!AX32","v":""},{"$f":"'Energy Efficiency Measures'!AY32","v":""},{"$f":"'Energy Efficiency Measures'!AZ32","v":""},{"$f":"IF('Energy Efficiency Measures'!BA32=0,\"\",'Energy Efficiency Measures'!BA32)","v":""},{"$f":"'Energy Efficiency Measures'!BB32","v":""},{"$f":"'Energy Efficiency Measures'!BC32","v":""}]
["","","","","","","","","","","","","","","",null,null,null,null,null,null,null,"","","","","","","",{"$f":"'Energy Efficiency Measures'!AX33","v":""},{"$f":"'Energy Efficiency Measures'!AY33","v":""},{"$f":"'Energy Efficiency Measures'!AZ33","v":""},{"$f":"IF('Energy Efficiency Measures'!BA33=0,\"\",'Energy Efficiency Measures'!BA33)","v":""},{"$f":"'Energy Efficiency Measures'!BB33","v":""},{"$f":"'Energy Efficiency Measures'!BC33","v":""}]
["","","","","","","","","","","","","",{"$f":"IF($AD20<>\"\",N$3,\"\")","v":""},"",null,null,null,null,null,null,null,"","","","","","","",{"$f":"'Energy Efficiency Measures'!AX34","v":""},{"$f":"'Energy Efficiency Measures'!AY34","v":""},{"$f":"'Energy Efficiency Measures'!AZ34","v":""},{"$f":"IF('Energy Efficiency Measures'!BA34=0,\"\",'Energy Efficiency Measures'!BA34)","v":""},{"$f":"'Energy Efficiency Measures'!BB34","v":""},{"$f":"'Energy Efficiency Measures'!BC34","v":""}]
["","","","","","","","","","","","","","","",null,null,null,null,null,null,null,"","","","","","","",{"$f":"'Energy Efficiency Measures'!AX35","v":""},{"$f":"'Energy Efficiency Measures'!AY35","v":""},{"$f":"'Energy Efficiency Measures'!AZ35","v":""},{"$f":"IF('Energy Efficiency Measures'!BA35=0,\"\",'Energy Efficiency Measures'!BA35)","v":""},{"$f":"'Energy Efficiency Measures'!BB35","v":""},{"$f":"'Energy Efficiency Measures'!BC35","v":""}]
["","","","","","","","","","","","","","","",null,null,null,null,null,null,null,"","","","","","","",{"$f":"'Energy Efficiency Measures'!AX36","v":""},{"$f":"'Energy Efficiency Measures'!AY36","v":""},{"$f":"'Energy Efficiency Measures'!AZ36","v":""},{"$f":"IF('Energy Efficiency Measures'!BA36=0,\"\",'Energy Efficiency Measures'!BA36)","v":""},{"$f":"'Energy Efficiency Measures'!BB36","v":""},{"$f":"'Energy Efficiency Measures'!BC36","v":""}]
["","","","","","","","","","","","","","","",null,null,null,null,null,null,null,"","","","","","","",{"$f":"'Energy Efficiency Measures'!AX37","v":""},{"$f":"'Energy Efficiency Measures'!AY37","v":""},{"$f":"'Energy Efficiency Measures'!AZ37","v":""},{"$f":"IF('Energy Efficiency Measures'!BA37=0,\"\",'Energy Efficiency Measures'!BA37)","v":""},{"$f":"'Energy Efficiency Measures'!BB37","v":""},{"$f":"'Energy Efficiency Measures'!BC37","v":""}]
["","","","","","","","","","","","","","","",null,null,null,null,null,null,null,"","","","","","","",{"$f":"'Energy Efficiency Measures'!AX38","v":""},{"$f":"'Energy Efficiency Measures'!AY38","v":""},{"$f":"'Energy Efficiency Measures'!AZ38","v":""},{"$f":"IF('Energy Efficiency Measures'!BA38=0,\"\",'Energy Efficiency Measures'!BA38)","v":""},{"$f":"'Energy Efficiency Measures'!BB38","v":""},{"$f":"'Energy Efficiency Measures'!BC38","v":""}]
["","","","","","","","","","","","","","","",null,null,null,null,null,null,null,"","","","","","","",{"$f":"'Energy Efficiency Measures'!AX39","v":""},{"$f":"'Energy Efficiency Measures'!AY39","v":""},{"$f":"'Energy Efficiency Measures'!AZ39","v":""},{"$f":"IF('Energy Efficiency Measures'!BA39=0,\"\",'Energy Efficiency Measures'!BA39)","v":""},{"$f":"'Energy Efficiency Measures'!BB39","v":""},{"$f":"'Energy Efficiency Measures'!BC39","v":""}]
["","","","","","","","","","","","","","","",null,null,null,null,null,null,null,"","","","","","","",{"$f":"'Energy Efficiency Measures'!AX40","v":""},{"$f":"'Energy Efficiency Measures'!AY40","v":""},{"$f":"'Energy Efficiency Measures'!AZ40","v":""},{"$f":"IF('Energy Efficiency Measures'!BA40=0,\"\",'Energy Efficiency Measures'!BA40)","v":""},{"$f":"'Energy Efficiency Measures'!BB40","v":""},{"$f":"'Energy Efficiency Measures'!BC40","v":""}]
["","","","","","","","","","","","","","","",null,null,null,null,null,null,null,"","","","","","","",{"$f":"'Energy Efficiency Measures'!AX41","v":""},{"$f":"'Energy Efficiency Measures'!AY41","v":""},{"$f":"'Energy Efficiency Measures'!AZ41","v":""},{"$f":"IF('Energy Efficiency Measures'!BA41=0,\"\",'Energy Efficiency Measures'!BA41)","v":""},{"$f":"'Energy Efficiency Measures'!BB41","v":""},{"$f":"'Energy Efficiency Measures'!BC41","v":""}]
["","","","","","","","","","","","","","","",null,null,null,null,null,null,null,"","","","","","","",{"$f":"'Energy Efficiency Measures'!AX42","v":""},{"$f":"'Energy Efficiency Measures'!AY42","v":""},{"$f":"'Energy Efficiency Measures'!AZ42","v":""},{"$f":"IF('Energy Efficiency Measures'!BA42=0,\"\",'Energy Efficiency Measures'!BA42)","v":""},{"$f":"'Energy Efficiency Measures'!BB42","v":""},{"$f":"'Energy Efficiency Measures'!BC42","v":""}]
["","","","","","","","","","","","","","","",null,null,null,null,null,null,null,"","","","","","","",{"$f":"'Energy Efficiency Measures'!AX43","v":""},{"$f":"'Energy Efficiency Measures'!AY43","v":""},{"$f":"'Energy Efficiency Measures'!AZ43","v":""},{"$f":"IF('Energy Efficiency Measures'!BA43=0,\"\",'Energy Efficiency Measures'!BA43)","v":""},{"$f":"'Energy Efficiency Measures'!BB43","v":""},{"$f":"'Energy Efficiency Measures'!BC43","v":""}]
["","","","","","","","","","","","","","","",null,null,null,null,null,null,null,"","","","","","","",{"$f":"'Energy Efficiency Measures'!AX44","v":""},{"$f":"'Energy Efficiency Measures'!AY44","v":""},{"$f":"'Energy Efficiency Measures'!AZ44","v":""},{"$f":"IF('Energy Efficiency Measures'!BA44=0,\"\",'Energy Efficiency Measures'!BA44)","v":""},{"$f":"'Energy Efficiency Measures'!BB44","v":""},{"$f":"'Energy Efficiency Measures'!BC44","v":""}]
["","","","","","","","","","","","","","","",null,null,null,null,null,null,null,"","","","","","","",{"$f":"'Energy Efficiency Measures'!AX45","v":""},{"$f":"'Energy Efficiency Measures'!AY45","v":""},{"$f":"'Energy Efficiency Measures'!AZ45","v":""},{"$f":"IF('Energy Efficiency Measures'!BA45=0,\"\",'Energy Efficiency Measures'!BA45)","v":""},{"$f":"'Energy Efficiency Measures'!BB45","v":""},{"$f":"'Energy Efficiency Measures'!BC45","v":""}]
["","","","","","","","","","","","","","","",null,null,null,null,null,null,null,"","","","","","","",{"$f":"'Energy Efficiency Measures'!AX46","v":""},{"$f":"'Energy Efficiency Measures'!AY46","v":""},{"$f":"'Energy Efficiency Measures'!AZ46","v":""},{"$f":"IF('Energy Efficiency Measures'!BA46=0,\"\",'Energy Efficiency Measures'!BA46)","v":""},{"$f":"'Energy Efficiency Measures'!BB46","v":""},{"$f":"'Energy Efficiency Measures'!BC46","v":""}]
["","","","","","","","","","","","","","","",null,null,null,null,null,null,null,"","","","","","","",{"$f":"'Energy Efficiency Measures'!AX47","v":""},{"$f":"'Energy Efficiency Measures'!AY47","v":""},{"$f":"'Energy Efficiency Measures'!AZ47","v":""},{"$f":"IF('Energy Efficiency Measures'!BA47=0,\"\",'Energy Efficiency Measures'!BA47)","v":""},{"$f":"'Energy Efficiency Measures'!BB47","v":""},{"$f":"'Energy Efficiency Measures'!BC47","v":""}]
["","","","","","","","","","","","","","","",null,null,null,null,null,null,null,"","","","","","","",{"$f":"'Energy Efficiency Measures'!AX48","v":""},{"$f":"'Energy Efficiency Measures'!AY48","v":""},{"$f":"'Energy Efficiency Measures'!AZ48","v":""},{"$f":"IF('Energy Efficiency Measures'!BA48=0,\"\",'Energy Efficiency Measures'!BA48)","v":""},{"$f":"'Energy Efficiency Measures'!BB48","v":""},{"$f":"'Energy Efficiency Measures'!BC48","v":""}]
["","","","","","","","","","","","","","","",null,null,null,null,null,null,null,"","","","","","","",{"$f":"'Energy Efficiency Measures'!AX49","v":""},{"$f":"'Energy Efficiency Measures'!AY49","v":""},{"$f":"'Energy Efficiency Measures'!AZ49","v":""},{"$f":"IF('Energy Efficiency Measures'!BA49=0,\"\",'Energy Efficiency Measures'!BA49)","v":""},{"$f":"'Energy Efficiency Measures'!BB49","v":""},{"$f":"'Energy Efficiency Measures'!BC49","v":""}]
["","","","","","","","","","","","","","","",null,null,null,null,null,null,null,"","","","","","","",{"$f":"'Energy Efficiency Measures'!AX50","v":""},{"$f":"'Energy Efficiency Measures'!AY50","v":""},{"$f":"'Energy Efficiency Measures'!AZ50","v":""},{"$f":"IF('Energy Efficiency Measures'!BA50=0,\"\",'Energy Efficiency Measures'!BA50)","v":""},{"$f":"'Energy Efficiency Measures'!BB50","v":""},{"$f":"'Energy Efficiency Measures'!BC50","v":""}]
["","","","","","","","","","","","","","","",null,null,null,null,null,null,null,"","","","","","","",{"$f":"'Energy Efficiency Measures'!AX51","v":""},{"$f":"'Energy Efficiency Measures'!AY51","v":""},{"$f":"'Energy Efficiency Measures'!AZ51","v":""},{"$f":"IF('Energy Efficiency Measures'!BA51=0,\"\",'Energy Efficiency Measures'!BA51)","v":""},{"$f":"'Energy Efficiency Measures'!BB51","v":""},{"$f":"'Energy Efficiency Measures'!BC51","v":""}]
["","","","","","","","","","","","","","","",null,null,null,null,null,null,null,"","","","","","","",{"$f":"'Energy Efficiency Measures'!AX52","v":""},{"$f":"'Energy Efficiency Measures'!AY52","v":""},{"$f":"'Energy Efficiency Measures'!AZ52","v":""},{"$f":"IF('Energy Efficiency Measures'!BA52=0,\"\",'Energy Efficiency Measures'!BA52)","v":""},{"$f":"'Energy Efficiency Measures'!BB52","v":""},{"$f":"'Energy Efficiency Measures'!BC52","v":""}]
["","","","","","","","","","","","","","","",null,null,null,null,null,null,null,"","","","","","","",{"$f":"'Energy Efficiency Measures'!AX53","v":""},{"$f":"'Energy Efficiency Measures'!AY53","v":""},{"$f":"'Energy Efficiency Measures'!AZ53","v":""},{"$f":"IF('Energy Efficiency Measures'!BA53=0,\"\",'Energy Efficiency Measures'!BA53)","v":""},{"$f":"'Energy Efficiency Measures'!BB53","v":""},{"$f":"'Energy Efficiency Measures'!BC53","v":""}]
["","","","","","","","","","","","","","","",null,null,null,null,null,null,null,"","","","","","","",{"$f":"'Energy Efficiency Measures'!AX54","v":""},{"$f":"'Energy Efficiency Measures'!AY54","v":""},{"$f":"'Energy Efficiency Measures'!AZ54","v":""},{"$f":"IF('Energy Efficiency Measures'!BA54=0,\"\",'Energy Efficiency Measures'!BA54)","v":""},{"$f":"'Energy Efficiency Measures'!BB54","v":""},{"$f":"'Energy Efficiency Measures'!BC54","v":""}]
["","","","","","","","","","","","","","","",null,null,null,null,null,null,null,"","","","","","","",{"$f":"'Energy Efficiency Measures'!AX55","v":""},{"$f":"'Energy Efficiency Measures'!AY55","v":""},{"$f":"'Energy Efficiency Measures'!AZ55","v":""},{"$f":"IF('Energy Efficiency Measures'!BA55=0,\"\",'Energy Efficiency Measures'!BA55)","v":""},{"$f":"'Energy Efficiency Measures'!BB55","v":""},{"$f":"'Energy Efficiency Measures'!BC55","v":""}]
["","","","","","","","","","","","","","","",null,null,null,null,null,null,null,"","","","","","","",{"$f":"'Energy Efficiency Measures'!AX56","v":""},{"$f":"'Energy Efficiency Measures'!AY56","v":""},{"$f":"'Energy Efficiency Measures'!AZ56","v":""},{"$f":"IF('Energy Efficiency Measures'!BA56=0,\"\",'Energy Efficiency Measures'!BA56)","v":""},{"$f":"'Energy Efficiency Measures'!BB56","v":""},{"$f":"'Energy Efficiency Measures'!BC56","v":""}]
["","","","","","","","","","","","","","","",null,null,null,null,null,null,null,"","","","","","","",{"$f":"'Energy Efficiency Measures'!AX57","v":""},{"$f":"'Energy Efficiency Measures'!AY57","v":""},{"$f":"'Energy Efficiency Measures'!AZ57","v":""},{"$f":"IF('Energy Efficiency Measures'!BA57=0,\"\",'Energy Efficiency Measures'!BA57)","v":""},{"$f":"'Energy Efficiency Measures'!BB57","v":""},{"$f":"'Energy Efficiency Measures'!BC57","v":""}]
["","","","","","","","","","","","","","","",null,null,null,null,null,null,null,"","","","","","","",{"$f":"'Energy Efficiency Measures'!AX58","v":""},{"$f":"'Energy Efficiency Measures'!AY58","v":""},{"$f":"'Energy Efficiency Measures'!AZ58","v":""},{"$f":"IF('Energy Efficiency Measures'!BA58=0,\"\",'Energy Efficiency Measures'!BA58)","v":""},{"$f":"'Energy Efficiency Measures'!BB58","v":""},{"$f":"'Energy Efficiency Measures'!BC58","v":""}]
["","","","","","","","","","","","","","","",null,null,null,null,null,null,null,"","","","","","","",{"$f":"'Energy Efficiency Measures'!AX59","v":""},{"$f":"'Energy Efficiency Measures'!AY59","v":""},{"$f":"'Energy Efficiency Measures'!AZ59","v":""},{"$f":"IF('Energy Efficiency Measures'!BA59=0,\"\",'Energy Efficiency Measures'!BA59)","v":""},{"$f":"'Energy Efficiency Measures'!BB59","v":""},{"$f":"'Energy Efficiency Measures'!BC59","v":""}]
["","","","","","","","","","","","","","","",null,null,null,null,null,null,null,"","","","","","","",{"$f":"'Energy Efficiency Measures'!AX60","v":""},{"$f":"'Energy Efficiency Measures'!AY60","v":""},{"$f":"'Energy Efficiency Measures'!AZ60","v":""},{"$f":"IF('Energy Efficiency Measures'!BA60=0,\"\",'Energy Efficiency Measures'!BA60)","v":""},{"$f":"'Energy Efficiency Measures'!BB60","v":""},{"$f":"'Energy Efficiency Measures'!BC60","v":""}]
["","","","","","","","","","","","","","","",null,null,null,null,null,null,null,"","","","","","","",{"$f":"'Energy Efficiency Measures'!AX61","v":""},{"$f":"'Energy Efficiency Measures'!AY61","v":""},{"$f":"'Energy Efficiency Measures'!AZ61","v":""},{"$f":"IF('Energy Efficiency Measures'!BA61=0,\"\",'Energy Efficiency Measures'!BA61)","v":""},{"$f":"'Energy Efficiency Measures'!BB61","v":""},{"$f":"'Energy Efficiency Measures'!BC61","v":""}]
["","","","","","","","","","","","","","","",null,null,null,null,null,null,null,"","","","","","","",{"$f":"'Energy Efficiency Measures'!AX62","v":""},{"$f":"'Energy Efficiency Measures'!AY62","v":""},{"$f":"'Energy Efficiency Measures'!AZ62","v":""},{"$f":"IF('Energy Efficiency Measures'!BA62=0,\"\",'Energy Efficiency Measures'!BA62)","v":""},{"$f":"'Energy Efficiency Measures'!BB62","v":""},{"$f":"'Energy Efficiency Measures'!BC62","v":""}]
["","","","","","","","","","","","","","","",null,null,null,null,null,null,null,"","","","","","","",{"$f":"'Energy Efficiency Measures'!AX63","v":""},{"$f":"'Energy Efficiency Measures'!AY63","v":""},{"$f":"'Energy Efficiency Measures'!AZ63","v":""},{"$f":"IF('Energy Efficiency Measures'!BA63=0,\"\",'Energy Efficiency Measures'!BA63)","v":""},{"$f":"'Energy Efficiency Measures'!BB63","v":""},{"$f":"'Energy Efficiency Measures'!BC63","v":""}]
["","","","","","","","","","","","","","","",null,null,null,null,null,null,null,"","","","","","","",{"$f":"'Energy Efficiency Measures'!AX64","v":""},{"$f":"'Energy Efficiency Measures'!AY64","v":""},{"$f":"'Energy Efficiency Measures'!AZ64","v":""},{"$f":"IF('Energy Efficiency Measures'!BA64=0,\"\",'Energy Efficiency Measures'!BA64)","v":""},{"$f":"'Energy Efficiency Measures'!BB64","v":""},{"$f":"'Energy Efficiency Measures'!BC64","v":""}]
["","","","","","","","","","","","","","","",null,null,null,null,null,null,null,"","","","","","","",{"$f":"'Energy Efficiency Measures'!AX65","v":""},{"$f":"'Energy Efficiency Measures'!AY65","v":""},{"$f":"'Energy Efficiency Measures'!AZ65","v":""},{"$f":"IF('Energy Efficiency Measures'!BA65=0,\"\",'Energy Efficiency Measures'!BA65)","v":""},{"$f":"'Energy Efficiency Measures'!BB65","v":""},{"$f":"'Energy Efficiency Measures'!BC65","v":""}]
["","","","","","","","","","","","","","","",null,null,null,null,null,null,null,"",{"$f":"IF($AD52<>\"\",X$3,\"\")","v":""},"","","","","",{"$f":"'Energy Efficiency Measures'!AX66","v":""},{"$f":"'Energy Efficiency Measures'!AY66","v":""},{"$f":"'Energy Efficiency Measures'!AZ66","v":""},{"$f":"IF('Energy Efficiency Measures'!BA66=0,\"\",'Energy Efficiency Measures'!BA66)","v":""},{"$f":"'Energy Efficiency Measures'!BB66","v":""},{"$f":"'Energy Efficiency Measures'!BC66","v":""}]

{"sheet":"Export_Final","index":28,"n_rows":51,"n_cols":35,"rows_kept":51,"cut":false,"hidden":true,"merged":[]}
[{"$f":"Export!A2","v":"Project Number"},{"$f":"Export!B2","v":"Baseline Annual Site kWh usage"},{"$f":"Export!C2","v":"Baseline Lifetime Site KWh usage"},{"$f":"Export!D2","v":"Baseline Annual Site MMBtu usage"},{"$f":"Export!E2","v":"Baseline Lifetime Site MMBtu usage"},{"$f":"Export!F2","v":"Baseline Peak Demand usage"},{"$f":"Export!G2","v":"Annual Site kWh Savings"},{"$f":"Export!H2","v":"Lifetime Site KWh Savings"},{"$f":"Export!I2","v":"Annual Site MMBtu Savings"},{"$f":"Export!J2","v":"Lifetime Site MMBtu Savings"},{"$f":"Export!K2","v":"Peak Demand kW Savings"},{"$f":"Export!L2","v":"CO2e Emission Reduction"},{"$f":"Export!M2","v":"CO2e Emission Reduction per ksf"},{"$f":"Export!N2","v":"Methane (CH4) Reduction"},{"$f":"Export!O2","v":"N2O Reduction"},{"$f":"Export!P2","v":"Annual kWh for solar generation"},{"$f":"Export!Q2","v":"Lifetime kWh for solar generation"},{"$f":"Export!R2","v":"Capacity kW for solar generation"},{"$f":"Export!S2","v":"Annual kWh for CHP/FC generation"},{"$f":"Export!T2","v":"Lifetime kWh for CHP/FC generation"},{"$f":"Export!U2","v":"Capacity kW for CHP/FC generation"},{"$f":"Export!V2","v":"MMBtu CHP/FC Waste Heat utilized"},{"$f":"Export!W2","v":"Site Square Footage"},{"$f":"Export!X2","v":"Base Incentive"},{"$f":"Export!Y2","v":"GHG Reduction Bonus"},{"$f":"Export!Z2","v":"UEZ/OZ/OBC or Affordable Housing Bonus Incentive"},{"$f":"Export!AA2","v":"High Energy Intensity Bonus Incentive"},{"$f":"Export!AB2","v":"Alternative Performance-Based Incentive"},{"$f":"Export!AC2","v":"Total Estimated Incentive"},{"$f":"Export!AD2","v":"Measure Category"},{"$f":"Export!AE2","v":"Measure Name"},{"$f":"Export!AF2","v":"Abbreviated Measure Name"},{"$f":"Export!AG2","v":"Measure Description"},{"$f":"Export!AH2","v":"Measure Count"},{"$f":"Export!AI2","v":"Measure Unit Type"}]
[{"$f":"Export!A3","v":0},{"$f":"Export!B3","v":0},{"$f":"Export!C3","v":0},{"$f":"Export!D3","v":0},{"$f":"Export!E3","v":0},{"$f":"Export!F3","v":0},{"$f":"Export!G3","v":0},{"$f":"Export!H3","v":0},{"$f":"Export!I3","v":0},{"$f":"Export!J3","v":0},{"$f":"Export!K3","v":0},{"$f":"Export!L3","v":0},{"$f":"Export!M3","v":0},{"$f":"Export!N3","v":0},{"$f":"Export!O3","v":0},{"$f":"IF(Export!P3=\"\",\"\",Export!P3)","v":""},{"$f":"IF(Export!Q3=\"\",\"\",Export!Q3)","v":""},{"$f":"IF(Export!R3=\"\",\"\",Export!R3)","v":""},{"$f":"IF(Export!S3=\"\",\"\",Export!S3)","v":""},{"$f":"IF(Export!T3=\"\",\"\",Export!T3)","v":""},{"$f":"IF(Export!U3=\"\",\"\",Export!U3)","v":""},{"$f":"IF(Export!V3=\"\",\"\",Export!V3)","v":""},{"$f":"Export!W3","v":0},{"$f":"Export!X3","v":0},{"$f":"Export!Y3","v":0},{"$f":"Export!Z3","v":0},{"$f":"Export!AA3","v":0},{"$f":"Export!AB3","v":0},{"$f":"Export!AC3","v":0},{"$f":"Export!AD3","v":""},{"$f":"Export!AE3","v":""},{"$f":"Export!AF3","v":""},{"$f":"Export!AG3","v":""},{"$f":"Export!AH3","v":""},{"$f":"Export!AI3","v":""}]
[{"$f":"Export!A4","v":""},{"$f":"Export!B4","v":""},{"$f":"Export!C4","v":""},{"$f":"Export!D4","v":""},{"$f":"Export!E4","v":""},{"$f":"Export!F4","v":""},{"$f":"Export!G4","v":""},{"$f":"Export!H4","v":""},{"$f":"Export!I4","v":""},{"$f":"Export!J4","v":""},{"$f":"Export!K4","v":""},{"$f":"Export!L4","v":""},{"$f":"Export!M4","v":""},{"$f":"Export!N4","v":""},{"$f":"Export!O4","v":""},{"$f":"IF(Export!P4=\"\",\"\",Export!P4)","v":""},{"$f":"IF(Export!Q4=\"\",\"\",Export!Q4)","v":""},{"$f":"IF(Export!R4=\"\",\"\",Export!R4)","v":""},{"$f":"IF(Export!S4=\"\",\"\",Export!S4)","v":""},{"$f":"IF(Export!T4=\"\",\"\",Export!T4)","v":""},{"$f":"IF(Export!U4=\"\",\"\",Export!U4)","v":""},{"$f":"IF(Export!V4=\"\",\"\",Export!V4)","v":""},{"$f":"Export!W4","v":""},{"$f":"Export!X4","v":""},{"$f":"Export!Y4","v":""},{"$f":"Export!Z4","v":""},{"$f":"Export!AA4","v":""},{"$f":"Export!AB4","v":""},{"$f":"Export!AC4","v":""},{"$f":"Export!AD4","v":""},{"$f":"Export!AE4","v":""},{"$f":"Export!AF4","v":""},{"$f":"Export!AG4","v":""},{"$f":"Export!AH4","v":""},{"$f":"Export!AI4","v":""}]
[{"$f":"Export!A5","v":""},{"$f":"Export!B5","v":""},{"$f":"Export!C5","v":""},{"$f":"Export!D5","v":""},{"$f":"Export!E5","v":""},{"$f":"Export!F5","v":""},{"$f":"Export!G5","v":""},{"$f":"Export!H5","v":""},{"$f":"Export!I5","v":""},{"$f":"Export!J5","v":""},{"$f":"Export!K5","v":""},{"$f":"Export!L5","v":""},{"$f":"Export!M5","v":""},{"$f":"Export!N5","v":""},{"$f":"Export!O5","v":""},{"$f":"IF(Export!P5=\"\",\"\",Export!P5)","v":""},{"$f":"IF(Export!Q5=\"\",\"\",Export!Q5)","v":""},{"$f":"IF(Export!R5=\"\",\"\",Export!R5)","v":""},{"$f":"IF(Export!S5=\"\",\"\",Export!S5)","v":""},{"$f":"IF(Export!T5=\"\",\"\",Export!T5)","v":""},{"$f":"IF(Export!U5=\"\",\"\",Export!U5)","v":""},{"$f":"IF(Export!V5=\"\",\"\",Export!V5)","v":""},{"$f":"Export!W5","v":""},{"$f":"Export!X5","v":""},{"$f":"Export!Y5","v":""},{"$f":"Export!Z5","v":""},{"$f":"Export!AA5","v":""},{"$f":"Export!AB5","v":""},{"$f":"Export!AC5","v":""},{"$f":"Export!AD5","v":""},{"$f":"Export!AE5","v":""},{"$f":"Export!AF5","v":""},{"$f":"Export!AG5","v":""},{"$f":"Export!AH5","v":""},{"$f":"Export!AI5","v":""}]
[{"$f":"Export!A6","v":""},{"$f":"Export!B6","v":""},{"$f":"Export!C6","v":""},{"$f":"Export!D6","v":""},{"$f":"Export!E6","v":""},{"$f":"Export!F6","v":""},{"$f":"Export!G6","v":""},{"$f":"Export!H6","v":""},{"$f":"Export!I6","v":""},{"$f":"Export!J6","v":""},{"$f":"Export!K6","v":""},{"$f":"Export!L6","v":""},{"$f":"Export!M6","v":""},{"$f":"Export!N6","v":""},{"$f":"Export!O6","v":""},{"$f":"IF(Export!P6=\"\",\"\",Export!P6)","v":""},{"$f":"IF(Export!Q6=\"\",\"\",Export!Q6)","v":""},{"$f":"IF(Export!R6=\"\",\"\",Export!R6)","v":""},{"$f":"IF(Export!S6=\"\",\"\",Export!S6)","v":""},{"$f":"IF(Export!T6=\"\",\"\",Export!T6)","v":""},{"$f":"IF(Export!U6=\"\",\"\",Export!U6)","v":""},{"$f":"IF(Export!V6=\"\",\"\",Export!V6)","v":""},{"$f":"Export!W6","v":""},{"$f":"Export!X6","v":""},{"$f":"Export!Y6","v":""},{"$f":"Export!Z6","v":""},{"$f":"Export!AA6","v":""},{"$f":"Export!AB6","v":""},{"$f":"Export!AC6","v":""},{"$f":"Export!AD6","v":""},{"$f":"Export!AE6","v":""},{"$f":"Export!AF6","v":""},{"$f":"Export!AG6","v":""},{"$f":"Export!AH6","v":""},{"$f":"Export!AI6","v":""}]
[{"$f":"Export!A7","v":""},{"$f":"Export!B7","v":""},{"$f":"Export!C7","v":""},{"$f":"Export!D7","v":""},{"$f":"Export!E7","v":""},{"$f":"Export!F7","v":""},{"$f":"Export!G7","v":""},{"$f":"Export!H7","v":""},{"$f":"Export!I7","v":""},{"$f":"Export!J7","v":""},{"$f":"Export!K7","v":""},{"$f":"Export!L7","v":""},{"$f":"Export!M7","v":""},{"$f":"Export!N7","v":""},{"$f":"Export!O7","v":""},{"$f":"IF(Export!P7=\"\",\"\",Export!P7)","v":""},{"$f":"IF(Export!Q7=\"\",\"\",Export!Q7)","v":""},{"$f":"IF(Export!R7=\"\",\"\",Export!R7)","v":""},{"$f":"IF(Export!S7=\"\",\"\",Export!S7)","v":""},{"$f":"IF(Export!T7=\"\",\"\",Export!T7)","v":""},{"$f":"IF(Export!U7=\"\",\"\",Export!U7)","v":""},{"$f":"IF(Export!V7=\"\",\"\",Export!V7)","v":""},{"$f":"Export!W7","v":""},{"$f":"Export!X7","v":""},{"$f":"Export!Y7","v":""},{"$f":"Export!Z7","v":""},{"$f":"Export!AA7","v":""},{"$f":"Export!AB7","v":""},{"$f":"Export!AC7","v":""},{"$f":"Export!AD7","v":""},{"$f":"Export!AE7","v":""},{"$f":"Export!AF7","v":""},{"$f":"Export!AG7","v":""},{"$f":"Export!AH7","v":""},{"$f":"Export!AI7","v":""}]
[{"$f":"Export!A8","v":""},{"$f":"Export!B8","v":""},{"$f":"Export!C8","v":""},{"$f":"Export!D8","v":""},{"$f":"Export!E8","v":""},{"$f":"Export!F8","v":""},{"$f":"Export!G8","v":""},{"$f":"Export!H8","v":""},{"$f":"Export!I8","v":""},{"$f":"Export!J8","v":""},{"$f":"Export!K8","v":""},{"$f":"Export!L8","v":""},{"$f":"Export!M8","v":""},{"$f":"Export!N8","v":""},{"$f":"Export!O8","v":""},{"$f":"IF(Export!P8=\"\",\"\",Export!P8)","v":""},{"$f":"IF(Export!Q8=\"\",\"\",Export!Q8)","v":""},{"$f":"IF(Export!R8=\"\",\"\",Export!R8)","v":""},{"$f":"IF(Export!S8=\"\",\"\",Export!S8)","v":""},{"$f":"IF(Export!T8=\"\",\"\",Export!T8)","v":""},{"$f":"IF(Export!U8=\"\",\"\",Export!U8)","v":""},{"$f":"IF(Export!V8=\"\",\"\",Export!V8)","v":""},{"$f":"Export!W8","v":""},{"$f":"Export!X8","v":""},{"$f":"Export!Y8","v":""},{"$f":"Export!Z8","v":""},{"$f":"Export!AA8","v":""},{"$f":"Export!AB8","v":""},{"$f":"Export!AC8","v":""},{"$f":"Export!AD8","v":""},{"$f":"Export!AE8","v":""},{"$f":"Export!AF8","v":""},{"$f":"Export!AG8","v":""},{"$f":"Export!AH8","v":""},{"$f":"Export!AI8","v":""}]
[{"$f":"Export!A9","v":""},{"$f":"Export!B9","v":""},{"$f":"Export!C9","v":""},{"$f":"Export!D9","v":""},{"$f":"Export!E9","v":""},{"$f":"Export!F9","v":""},{"$f":"Export!G9","v":""},{"$f":"Export!H9","v":""},{"$f":"Export!I9","v":""},{"$f":"Export!J9","v":""},{"$f":"Export!K9","v":""},{"$f":"Export!L9","v":""},{"$f":"Export!M9","v":""},{"$f":"Export!N9","v":""},{"$f":"Export!O9","v":""},{"$f":"IF(Export!P9=\"\",\"\",Export!P9)","v":""},{"$f":"IF(Export!Q9=\"\",\"\",Export!Q9)","v":""},{"$f":"IF(Export!R9=\"\",\"\",Export!R9)","v":""},{"$f":"IF(Export!S9=\"\",\"\",Export!S9)","v":""},{"$f":"IF(Export!T9=\"\",\"\",Export!T9)","v":""},{"$f":"IF(Export!U9=\"\",\"\",Export!U9)","v":""},{"$f":"IF(Export!V9=\"\",\"\",Export!V9)","v":""},{"$f":"Export!W9","v":""},{"$f":"Export!X9","v":""},{"$f":"Export!Y9","v":""},{"$f":"Export!Z9","v":""},{"$f":"Export!AA9","v":""},{"$f":"Export!AB9","v":""},{"$f":"Export!AC9","v":""},{"$f":"Export!AD9","v":""},{"$f":"Export!AE9","v":""},{"$f":"Export!AF9","v":""},{"$f":"Export!AG9","v":""},{"$f":"Export!AH9","v":""},{"$f":"Export!AI9","v":""}]
[{"$f":"Export!A10","v":""},{"$f":"Export!B10","v":""},{"$f":"Export!C10","v":""},{"$f":"Export!D10","v":""},{"$f":"Export!E10","v":""},{"$f":"Export!F10","v":""},{"$f":"Export!G10","v":""},{"$f":"Export!H10","v":""},{"$f":"Export!I10","v":""},{"$f":"Export!J10","v":""},{"$f":"Export!K10","v":""},{"$f":"Export!L10","v":""},{"$f":"Export!M10","v":""},{"$f":"Export!N10","v":""},{"$f":"Export!O10","v":""},{"$f":"IF(Export!P10=\"\",\"\",Export!P10)","v":""},{"$f":"IF(Export!Q10=\"\",\"\",Export!Q10)","v":""},{"$f":"IF(Export!R10=\"\",\"\",Export!R10)","v":""},{"$f":"IF(Export!S10=\"\",\"\",Export!S10)","v":""},{"$f":"IF(Export!T10=\"\",\"\",Export!T10)","v":""},{"$f":"IF(Export!U10=\"\",\"\",Export!U10)","v":""},{"$f":"IF(Export!V10=\"\",\"\",Export!V10)","v":""},{"$f":"Export!W10","v":""},{"$f":"Export!X10","v":""},{"$f":"Export!Y10","v":""},{"$f":"Export!Z10","v":""},{"$f":"Export!AA10","v":""},{"$f":"Export!AB10","v":""},{"$f":"Export!AC10","v":""},{"$f":"Export!AD10","v":""},{"$f":"Export!AE10","v":""},{"$f":"Export!AF10","v":""},{"$f":"Export!AG10","v":""},{"$f":"Export!AH10","v":""},{"$f":"Export!AI10","v":""}]
[{"$f":"Export!A11","v":""},{"$f":"Export!B11","v":""},{"$f":"Export!C11","v":""},{"$f":"Export!D11","v":""},{"$f":"Export!E11","v":""},{"$f":"Export!F11","v":""},{"$f":"Export!G11","v":""},{"$f":"Export!H11","v":""},{"$f":"Export!I11","v":""},{"$f":"Export!J11","v":""},{"$f":"Export!K11","v":""},{"$f":"Export!L11","v":""},{"$f":"Export!M11","v":""},{"$f":"Export!N11","v":""},{"$f":"Export!O11","v":""},{"$f":"IF(Export!P11=\"\",\"\",Export!P11)","v":""},{"$f":"IF(Export!Q11=\"\",\"\",Export!Q11)","v":""},{"$f":"IF(Export!R11=\"\",\"\",Export!R11)","v":""},{"$f":"IF(Export!S11=\"\",\"\",Export!S11)","v":""},{"$f":"IF(Export!T11=\"\",\"\",Export!T11)","v":""},{"$f":"IF(Export!U11=\"\",\"\",Export!U11)","v":""},{"$f":"IF(Export!V11=\"\",\"\",Export!V11)","v":""},{"$f":"Export!W11","v":""},{"$f":"Export!X11","v":""},{"$f":"Export!Y11","v":""},{"$f":"Export!Z11","v":""},{"$f":"Export!AA11","v":""},{"$f":"Export!AB11","v":""},{"$f":"Export!AC11","v":""},{"$f":"Export!AD11","v":""},{"$f":"Export!AE11","v":""},{"$f":"Export!AF11","v":""},{"$f":"Export!AG11","v":""},{"$f":"Export!AH11","v":""},{"$f":"Export!AI11","v":""}]
[{"$f":"Export!A12","v":""},{"$f":"Export!B12","v":""},{"$f":"Export!C12","v":""},{"$f":"Export!D12","v":""},{"$f":"Export!E12","v":""},{"$f":"Export!F12","v":""},{"$f":"Export!G12","v":""},{"$f":"Export!H12","v":""},{"$f":"Export!I12","v":""},{"$f":"Export!J12","v":""},{"$f":"Export!K12","v":""},{"$f":"Export!L12","v":""},{"$f":"Export!M12","v":""},{"$f":"Export!N12","v":""},{"$f":"Export!O12","v":""},{"$f":"IF(Export!P12=\"\",\"\",Export!P12)","v":""},{"$f":"IF(Export!Q12=\"\",\"\",Export!Q12)","v":""},{"$f":"IF(Export!R12=\"\",\"\",Export!R12)","v":""},{"$f":"IF(Export!S12=\"\",\"\",Export!S12)","v":""},{"$f":"IF(Export!T12=\"\",\"\",Export!T12)","v":""},{"$f":"IF(Export!U12=\"\",\"\",Export!U12)","v":""},{"$f":"IF(Export!V12=\"\",\"\",Export!V12)","v":""},{"$f":"Export!W12","v":""},{"$f":"Export!X12","v":""},{"$f":"Export!Y12","v":""},{"$f":"Export!Z12","v":""},{"$f":"Export!AA12","v":""},{"$f":"Export!AB12","v":""},{"$f":"Export!AC12","v":""},{"$f":"Export!AD12","v":""},{"$f":"Export!AE12","v":""},{"$f":"Export!AF12","v":""},{"$f":"Export!AG12","v":""},{"$f":"Export!AH12","v":""},{"$f":"Export!AI12","v":""}]
[{"$f":"Export!A13","v":""},{"$f":"Export!B13","v":""},{"$f":"Export!C13","v":""},{"$f":"Export!D13","v":""},{"$f":"Export!E13","v":""},{"$f":"Export!F13","v":""},{"$f":"Export!G13","v":""},{"$f":"Export!H13","v":""},{"$f":"Export!I13","v":""},{"$f":"Export!J13","v":""},{"$f":"Export!K13","v":""},{"$f":"Export!L13","v":""},{"$f":"Export!M13","v":""},{"$f":"Export!N13","v":""},{"$f":"Export!O13","v":""},{"$f":"IF(Export!P13=\"\",\"\",Export!P13)","v":""},{"$f":"IF(Export!Q13=\"\",\"\",Export!Q13)","v":""},{"$f":"IF(Export!R13=\"\",\"\",Export!R13)","v":""},{"$f":"IF(Export!S13=\"\",\"\",Export!S13)","v":""},{"$f":"IF(Export!T13=\"\",\"\",Export!T13)","v":""},{"$f":"IF(Export!U13=\"\",\"\",Export!U13)","v":""},{"$f":"IF(Export!V13=\"\",\"\",Export!V13)","v":""},{"$f":"Export!W13","v":""},{"$f":"Export!X13","v":""},{"$f":"Export!Y13","v":""},{"$f":"Export!Z13","v":""},{"$f":"Export!AA13","v":""},{"$f":"Export!AB13","v":""},{"$f":"Export!AC13","v":""},{"$f":"Export!AD13","v":""},{"$f":"Export!AE13","v":""},{"$f":"Export!AF13","v":""},{"$f":"Export!AG13","v":""},{"$f":"Export!AH13","v":""},{"$f":"Export!AI13","v":""}]
[{"$f":"Export!A14","v":""},{"$f":"Export!B14","v":""},{"$f":"Export!C14","v":""},{"$f":"Export!D14","v":""},{"$f":"Export!E14","v":""},{"$f":"Export!F14","v":""},{"$f":"Export!G14","v":""},{"$f":"Export!H14","v":""},{"$f":"Export!I14","v":""},{"$f":"Export!J14","v":""},{"$f":"Export!K14","v":""},{"$f":"Export!L14","v":""},{"$f":"Export!M14","v":""},{"$f":"Export!N14","v":""},{"$f":"Export!O14","v":""},{"$f":"IF(Export!P14=\"\",\"\",Export!P14)","v":""},{"$f":"IF(Export!Q14=\"\",\"\",Export!Q14)","v":""},{"$f":"IF(Export!R14=\"\",\"\",Export!R14)","v":""},{"$f":"IF(Export!S14=\"\",\"\",Export!S14)","v":""},{"$f":"IF(Export!T14=\"\",\"\",Export!T14)","v":""},{"$f":"IF(Export!U14=\"\",\"\",Export!U14)","v":""},{"$f":"IF(Export!V14=\"\",\"\",Export!V14)","v":""},{"$f":"Export!W14","v":""},{"$f":"Export!X14","v":""},{"$f":"Export!Y14","v":""},{"$f":"Export!Z14","v":""},{"$f":"Export!AA14","v":""},{"$f":"Export!AB14","v":""},{"$f":"Export!AC14","v":""},{"$f":"Export!AD14","v":""},{"$f":"Export!AE14","v":""},{"$f":"Export!AF14","v":""},{"$f":"Export!AG14","v":""},{"$f":"Export!AH14","v":""},{"$f":"Export!AI14","v":""}]
[{"$f":"Export!A15","v":""},{"$f":"Export!B15","v":""},{"$f":"Export!C15","v":""},{"$f":"Export!D15","v":""},{"$f":"Export!E15","v":""},{"$f":"Export!F15","v":""},{"$f":"Export!G15","v":""},{"$f":"Export!H15","v":""},{"$f":"Export!I15","v":""},{"$f":"Export!J15","v":""},{"$f":"Export!K15","v":""},{"$f":"Export!L15","v":""},{"$f":"Export!M15","v":""},{"$f":"Export!N15","v":""},{"$f":"Export!O15","v":""},{"$f":"IF(Export!P15=\"\",\"\",Export!P15)","v":""},{"$f":"IF(Export!Q15=\"\",\"\",Export!Q15)","v":""},{"$f":"IF(Export!R15=\"\",\"\",Export!R15)","v":""},{"$f":"IF(Export!S15=\"\",\"\",Export!S15)","v":""},{"$f":"IF(Export!T15=\"\",\"\",Export!T15)","v":""},{"$f":"IF(Export!U15=\"\",\"\",Export!U15)","v":""},{"$f":"IF(Export!V15=\"\",\"\",Export!V15)","v":""},{"$f":"Export!W15","v":""},{"$f":"Export!X15","v":""},{"$f":"Export!Y15","v":""},{"$f":"Export!Z15","v":""},{"$f":"Export!AA15","v":""},{"$f":"Export!AB15","v":""},{"$f":"Export!AC15","v":""},{"$f":"Export!AD15","v":""},{"$f":"Export!AE15","v":""},{"$f":"Export!AF15","v":""},{"$f":"Export!AG15","v":""},{"$f":"Export!AH15","v":""},{"$f":"Export!AI15","v":""}]
[{"$f":"Export!A16","v":""},{"$f":"Export!B16","v":""},{"$f":"Export!C16","v":""},{"$f":"Export!D16","v":""},{"$f":"Export!E16","v":""},{"$f":"Export!F16","v":""},{"$f":"Export!G16","v":""},{"$f":"Export!H16","v":""},{"$f":"Export!I16","v":""},{"$f":"Export!J16","v":""},{"$f":"Export!K16","v":""},{"$f":"Export!L16","v":""},{"$f":"Export!M16","v":""},{"$f":"Export!N16","v":""},{"$f":"Export!O16","v":""},{"$f":"IF(Export!P16=\"\",\"\",Export!P16)","v":""},{"$f":"IF(Export!Q16=\"\",\"\",Export!Q16)","v":""},{"$f":"IF(Export!R16=\"\",\"\",Export!R16)","v":""},{"$f":"IF(Export!S16=\"\",\"\",Export!S16)","v":""},{"$f":"IF(Export!T16=\"\",\"\",Export!T16)","v":""},{"$f":"IF(Export!U16=\"\",\"\",Export!U16)","v":""},{"$f":"IF(Export!V16=\"\",\"\",Export!V16)","v":""},{"$f":"Export!W16","v":""},{"$f":"Export!X16","v":""},{"$f":"Export!Y16","v":""},{"$f":"Export!Z16","v":""},{"$f":"Export!AA16","v":""},{"$f":"Export!AB16","v":""},{"$f":"Export!AC16","v":""},{"$f":"Export!AD16","v":""},{"$f":"Export!AE16","v":""},{"$f":"Export!AF16","v":""},{"$f":"Export!AG16","v":""},{"$f":"Export!AH16","v":""},{"$f":"Export!AI16","v":""}]
[{"$f":"Export!A17","v":""},{"$f":"Export!B17","v":""},{"$f":"Export!C17","v":""},{"$f":"Export!D17","v":""},{"$f":"Export!E17","v":""},{"$f":"Export!F17","v":""},{"$f":"Export!G17","v":""},{"$f":"Export!H17","v":""},{"$f":"Export!I17","v":""},{"$f":"Export!J17","v":""},{"$f":"Export!K17","v":""},{"$f":"Export!L17","v":""},{"$f":"Export!M17","v":""},{"$f":"Export!N17","v":""},{"$f":"Export!O17","v":""},{"$f":"IF(Export!P17=\"\",\"\",Export!P17)","v":""},{"$f":"IF(Export!Q17=\"\",\"\",Export!Q17)","v":""},{"$f":"IF(Export!R17=\"\",\"\",Export!R17)","v":""},{"$f":"IF(Export!S17=\"\",\"\",Export!S17)","v":""},{"$f":"IF(Export!T17=\"\",\"\",Export!T17)","v":""},{"$f":"IF(Export!U17=\"\",\"\",Export!U17)","v":""},{"$f":"IF(Export!V17=\"\",\"\",Export!V17)","v":""},{"$f":"Export!W17","v":""},{"$f":"Export!X17","v":""},{"$f":"Export!Y17","v":""},{"$f":"Export!Z17","v":""},{"$f":"Export!AA17","v":""},{"$f":"Export!AB17","v":""},{"$f":"Export!AC17","v":""},{"$f":"Export!AD17","v":""},{"$f":"Export!AE17","v":""},{"$f":"Export!AF17","v":""},{"$f":"Export!AG17","v":""},{"$f":"Export!AH17","v":""},{"$f":"Export!AI17","v":""}]
[{"$f":"Export!A18","v":""},{"$f":"Export!B18","v":""},{"$f":"Export!C18","v":""},{"$f":"Export!D18","v":""},{"$f":"Export!E18","v":""},{"$f":"Export!F18","v":""},{"$f":"Export!G18","v":""},{"$f":"Export!H18","v":""},{"$f":"Export!I18","v":""},{"$f":"Export!J18","v":""},{"$f":"Export!K18","v":""},{"$f":"Export!L18","v":""},{"$f":"Export!M18","v":""},{"$f":"Export!N18","v":""},{"$f":"Export!O18","v":""},{"$f":"IF(Export!P18=\"\",\"\",Export!P18)","v":""},{"$f":"IF(Export!Q18=\"\",\"\",Export!Q18)","v":""},{"$f":"IF(Export!R18=\"\",\"\",Export!R18)","v":""},{"$f":"IF(Export!S18=\"\",\"\",Export!S18)","v":""},{"$f":"IF(Export!T18=\"\",\"\",Export!T18)","v":""},{"$f":"IF(Export!U18=\"\",\"\",Export!U18)","v":""},{"$f":"IF(Export!V18=\"\",\"\",Export!V18)","v":""},{"$f":"Export!W18","v":""},{"$f":"Export!X18","v":""},{"$f":"Export!Y18","v":""},{"$f":"Export!Z18","v":""},{"$f":"Export!AA18","v":""},{"$f":"Export!AB18","v":""},{"$f":"Export!AC18","v":""},{"$f":"Export!AD18","v":""},{"$f":"Export!AE18","v":""},{"$f":"Export!AF18","v":""},{"$f":"Export!AG18","v":""},{"$f":"Export!AH18","v":""},{"$f":"Export!AI18","v":""}]
[{"$f":"Export!A19","v":""},{"$f":"Export!B19","v":""},{"$f":"Export!C19","v":""},{"$f":"Export!D19","v":""},{"$f":"Export!E19","v":""},{"$f":"Export!F19","v":""},{"$f":"Export!G19","v":""},{"$f":"Export!H19","v":""},{"$f":"Export!I19","v":""},{"$f":"Export!J19","v":""},{"$f":"Export!K19","v":""},{"$f":"Export!L19","v":""},{"$f":"Export!M19","v":""},{"$f":"Export!N19","v":""},{"$f":"Export!O19","v":""},{"$f":"IF(Export!P19=\"\",\"\",Export!P19)","v":""},{"$f":"IF(Export!Q19=\"\",\"\",Export!Q19)","v":""},{"$f":"IF(Export!R19=\"\",\"\",Export!R19)","v":""},{"$f":"IF(Export!S19=\"\",\"\",Export!S19)","v":""},{"$f":"IF(Export!T19=\"\",\"\",Export!T19)","v":""},{"$f":"IF(Export!U19=\"\",\"\",Export!U19)","v":""},{"$f":"IF(Export!V19=\"\",\"\",Export!V19)","v":""},{"$f":"Export!W19","v":""},{"$f":"Export!X19","v":""},{"$f":"Export!Y19","v":""},{"$f":"Export!Z19","v":""},{"$f":"Export!AA19","v":""},{"$f":"Export!AB19","v":""},{"$f":"Export!AC19","v":""},{"$f":"Export!AD19","v":""},{"$f":"Export!AE19","v":""},{"$f":"Export!AF19","v":""},{"$f":"Export!AG19","v":""},{"$f":"Export!AH19","v":""},{"$f":"Export!AI19","v":""}]
[{"$f":"Export!A20","v":""},{"$f":"Export!B20","v":""},{"$f":"Export!C20","v":""},{"$f":"Export!D20","v":""},{"$f":"Export!E20","v":""},{"$f":"Export!F20","v":""},{"$f":"Export!G20","v":""},{"$f":"Export!H20","v":""},{"$f":"Export!I20","v":""},{"$f":"Export!J20","v":""},{"$f":"Export!K20","v":""},{"$f":"Export!L20","v":""},{"$f":"Export!M20","v":""},{"$f":"Export!N20","v":""},{"$f":"Export!O20","v":""},{"$f":"IF(Export!P20=\"\",\"\",Export!P20)","v":""},{"$f":"IF(Export!Q20=\"\",\"\",Export!Q20)","v":""},{"$f":"IF(Export!R20=\"\",\"\",Export!R20)","v":""},{"$f":"IF(Export!S20=\"\",\"\",Export!S20)","v":""},{"$f":"IF(Export!T20=\"\",\"\",Export!T20)","v":""},{"$f":"IF(Export!U20=\"\",\"\",Export!U20)","v":""},{"$f":"IF(Export!V20=\"\",\"\",Export!V20)","v":""},{"$f":"Export!W20","v":""},{"$f":"Export!X20","v":""},{"$f":"Export!Y20","v":""},{"$f":"Export!Z20","v":""},{"$f":"Export!AA20","v":""},{"$f":"Export!AB20","v":""},{"$f":"Export!AC20","v":""},{"$f":"Export!AD20","v":""},{"$f":"Export!AE20","v":""},{"$f":"Export!AF20","v":""},{"$f":"Export!AG20","v":""},{"$f":"Export!AH20","v":""},{"$f":"Export!AI20","v":""}]
[{"$f":"Export!A21","v":""},{"$f":"Export!B21","v":""},{"$f":"Export!C21","v":""},{"$f":"Export!D21","v":""},{"$f":"Export!E21","v":""},{"$f":"Export!F21","v":""},{"$f":"Export!G21","v":""},{"$f":"Export!H21","v":""},{"$f":"Export!I21","v":""},{"$f":"Export!J21","v":""},{"$f":"Export!K21","v":""},{"$f":"Export!L21","v":""},{"$f":"Export!M21","v":""},{"$f":"Export!N21","v":""},{"$f":"Export!O21","v":""},{"$f":"IF(Export!P21=\"\",\"\",Export!P21)","v":""},{"$f":"IF(Export!Q21=\"\",\"\",Export!Q21)","v":""},{"$f":"IF(Export!R21=\"\",\"\",Export!R21)","v":""},{"$f":"IF(Export!S21=\"\",\"\",Export!S21)","v":""},{"$f":"IF(Export!T21=\"\",\"\",Export!T21)","v":""},{"$f":"IF(Export!U21=\"\",\"\",Export!U21)","v":""},{"$f":"IF(Export!V21=\"\",\"\",Export!V21)","v":""},{"$f":"Export!W21","v":""},{"$f":"Export!X21","v":""},{"$f":"Export!Y21","v":""},{"$f":"Export!Z21","v":""},{"$f":"Export!AA21","v":""},{"$f":"Export!AB21","v":""},{"$f":"Export!AC21","v":""},{"$f":"Export!AD21","v":""},{"$f":"Export!AE21","v":""},{"$f":"Export!AF21","v":""},{"$f":"Export!AG21","v":""},{"$f":"Export!AH21","v":""},{"$f":"Export!AI21","v":""}]
[{"$f":"Export!A22","v":""},{"$f":"Export!B22","v":""},{"$f":"Export!C22","v":""},{"$f":"Export!D22","v":""},{"$f":"Export!E22","v":""},{"$f":"Export!F22","v":""},{"$f":"Export!G22","v":""},{"$f":"Export!H22","v":""},{"$f":"Export!I22","v":""},{"$f":"Export!J22","v":""},{"$f":"Export!K22","v":""},{"$f":"Export!L22","v":""},{"$f":"Export!M22","v":""},{"$f":"Export!N22","v":""},{"$f":"Export!O22","v":""},{"$f":"IF(Export!P22=\"\",\"\",Export!P22)","v":""},{"$f":"IF(Export!Q22=\"\",\"\",Export!Q22)","v":""},{"$f":"IF(Export!R22=\"\",\"\",Export!R22)","v":""},{"$f":"IF(Export!S22=\"\",\"\",Export!S22)","v":""},{"$f":"IF(Export!T22=\"\",\"\",Export!T22)","v":""},{"$f":"IF(Export!U22=\"\",\"\",Export!U22)","v":""},{"$f":"IF(Export!V22=\"\",\"\",Export!V22)","v":""},{"$f":"Export!W22","v":""},{"$f":"Export!X22","v":""},{"$f":"Export!Y22","v":""},{"$f":"Export!Z22","v":""},{"$f":"Export!AA22","v":""},{"$f":"Export!AB22","v":""},{"$f":"Export!AC22","v":""},{"$f":"Export!AD22","v":""},{"$f":"Export!AE22","v":""},{"$f":"Export!AF22","v":""},{"$f":"Export!AG22","v":""},{"$f":"Export!AH22","v":""},{"$f":"Export!AI22","v":""}]
[{"$f":"Export!A23","v":""},{"$f":"Export!B23","v":""},{"$f":"Export!C23","v":""},{"$f":"Export!D23","v":""},{"$f":"Export!E23","v":""},{"$f":"Export!F23","v":""},{"$f":"Export!G23","v":""},{"$f":"Export!H23","v":""},{"$f":"Export!I23","v":""},{"$f":"Export!J23","v":""},{"$f":"Export!K23","v":""},{"$f":"Export!L23","v":""},{"$f":"Export!M23","v":""},{"$f":"Export!N23","v":""},{"$f":"Export!O23","v":""},{"$f":"IF(Export!P23=\"\",\"\",Export!P23)","v":""},{"$f":"IF(Export!Q23=\"\",\"\",Export!Q23)","v":""},{"$f":"IF(Export!R23=\"\",\"\",Export!R23)","v":""},{"$f":"IF(Export!S23=\"\",\"\",Export!S23)","v":""},{"$f":"IF(Export!T23=\"\",\"\",Export!T23)","v":""},{"$f":"IF(Export!U23=\"\",\"\",Export!U23)","v":""},{"$f":"IF(Export!V23=\"\",\"\",Export!V23)","v":""},{"$f":"Export!W23","v":""},{"$f":"Export!X23","v":""},{"$f":"Export!Y23","v":""},{"$f":"Export!Z23","v":""},{"$f":"Export!AA23","v":""},{"$f":"Export!AB23","v":""},{"$f":"Export!AC23","v":""},{"$f":"Export!AD23","v":""},{"$f":"Export!AE23","v":""},{"$f":"Export!AF23","v":""},{"$f":"Export!AG23","v":""},{"$f":"Export!AH23","v":""},{"$f":"Export!AI23","v":""}]
[{"$f":"Export!A24","v":""},{"$f":"Export!B24","v":""},{"$f":"Export!C24","v":""},{"$f":"Export!D24","v":""},{"$f":"Export!E24","v":""},{"$f":"Export!F24","v":""},{"$f":"Export!G24","v":""},{"$f":"Export!H24","v":""},{"$f":"Export!I24","v":""},{"$f":"Export!J24","v":""},{"$f":"Export!K24","v":""},{"$f":"Export!L24","v":""},{"$f":"Export!M24","v":""},{"$f":"Export!N24","v":""},{"$f":"Export!O24","v":""},{"$f":"IF(Export!P24=\"\",\"\",Export!P24)","v":""},{"$f":"IF(Export!Q24=\"\",\"\",Export!Q24)","v":""},{"$f":"IF(Export!R24=\"\",\"\",Export!R24)","v":""},{"$f":"IF(Export!S24=\"\",\"\",Export!S24)","v":""},{"$f":"IF(Export!T24=\"\",\"\",Export!T24)","v":""},{"$f":"IF(Export!U24=\"\",\"\",Export!U24)","v":""},{"$f":"IF(Export!V24=\"\",\"\",Export!V24)","v":""},{"$f":"Export!W24","v":""},{"$f":"Export!X24","v":""},{"$f":"Export!Y24","v":""},{"$f":"Export!Z24","v":""},{"$f":"Export!AA24","v":""},{"$f":"Export!AB24","v":""},{"$f":"Export!AC24","v":""},{"$f":"Export!AD24","v":""},{"$f":"Export!AE24","v":""},{"$f":"Export!AF24","v":""},{"$f":"Export!AG24","v":""},{"$f":"Export!AH24","v":""},{"$f":"Export!AI24","v":""}]
[{"$f":"Export!A25","v":""},{"$f":"Export!B25","v":""},{"$f":"Export!C25","v":""},{"$f":"Export!D25","v":""},{"$f":"Export!E25","v":""},{"$f":"Export!F25","v":""},{"$f":"Export!G25","v":""},{"$f":"Export!H25","v":""},{"$f":"Export!I25","v":""},{"$f":"Export!J25","v":""},{"$f":"Export!K25","v":""},{"$f":"Export!L25","v":""},{"$f":"Export!M25","v":""},{"$f":"Export!N25","v":""},{"$f":"Export!O25","v":""},{"$f":"IF(Export!P25=\"\",\"\",Export!P25)","v":""},{"$f":"IF(Export!Q25=\"\",\"\",Export!Q25)","v":""},{"$f":"IF(Export!R25=\"\",\"\",Export!R25)","v":""},{"$f":"IF(Export!S25=\"\",\"\",Export!S25)","v":""},{"$f":"IF(Export!T25=\"\",\"\",Export!T25)","v":""},{"$f":"IF(Export!U25=\"\",\"\",Export!U25)","v":""},{"$f":"IF(Export!V25=\"\",\"\",Export!V25)","v":""},{"$f":"Export!W25","v":""},{"$f":"Export!X25","v":""},{"$f":"Export!Y25","v":""},{"$f":"Export!Z25","v":""},{"$f":"Export!AA25","v":""},{"$f":"Export!AB25","v":""},{"$f":"Export!AC25","v":""},{"$f":"Export!AD25","v":""},{"$f":"Export!AE25","v":""},{"$f":"Export!AF25","v":""},{"$f":"Export!AG25","v":""},{"$f":"Export!AH25","v":""},{"$f":"Export!AI25","v":""}]
[{"$f":"Export!A26","v":""},{"$f":"Export!B26","v":""},{"$f":"Export!C26","v":""},{"$f":"Export!D26","v":""},{"$f":"Export!E26","v":""},{"$f":"Export!F26","v":""},{"$f":"Export!G26","v":""},{"$f":"Export!H26","v":""},{"$f":"Export!I26","v":""},{"$f":"Export!J26","v":""},{"$f":"Export!K26","v":""},{"$f":"Export!L26","v":""},{"$f":"Export!M26","v":""},{"$f":"Export!N26","v":""},{"$f":"Export!O26","v":""},{"$f":"IF(Export!P26=\"\",\"\",Export!P26)","v":""},{"$f":"IF(Export!Q26=\"\",\"\",Export!Q26)","v":""},{"$f":"IF(Export!R26=\"\",\"\",Export!R26)","v":""},{"$f":"IF(Export!S26=\"\",\"\",Export!S26)","v":""},{"$f":"IF(Export!T26=\"\",\"\",Export!T26)","v":""},{"$f":"IF(Export!U26=\"\",\"\",Export!U26)","v":""},{"$f":"IF(Export!V26=\"\",\"\",Export!V26)","v":""},{"$f":"Export!W26","v":""},{"$f":"Export!X26","v":""},{"$f":"Export!Y26","v":""},{"$f":"Export!Z26","v":""},{"$f":"Export!AA26","v":""},{"$f":"Export!AB26","v":""},{"$f":"Export!AC26","v":""},{"$f":"Export!AD26","v":""},{"$f":"Export!AE26","v":""},{"$f":"Export!AF26","v":""},{"$f":"Export!AG26","v":""},{"$f":"Export!AH26","v":""},{"$f":"Export!AI26","v":""}]
[{"$f":"Export!A27","v":""},{"$f":"Export!B27","v":""},{"$f":"Export!C27","v":""},{"$f":"Export!D27","v":""},{"$f":"Export!E27","v":""},{"$f":"Export!F27","v":""},{"$f":"Export!G27","v":""},{"$f":"Export!H27","v":""},{"$f":"Export!I27","v":""},{"$f":"Export!J27","v":""},{"$f":"Export!K27","v":""},{"$f":"Export!L27","v":""},{"$f":"Export!M27","v":""},{"$f":"Export!N27","v":""},{"$f":"Export!O27","v":""},{"$f":"IF(Export!P27=\"\",\"\",Export!P27)","v":""},{"$f":"IF(Export!Q27=\"\",\"\",Export!Q27)","v":""},{"$f":"IF(Export!R27=\"\",\"\",Export!R27)","v":""},{"$f":"IF(Export!S27=\"\",\"\",Export!S27)","v":""},{"$f":"IF(Export!T27=\"\",\"\",Export!T27)","v":""},{"$f":"IF(Export!U27=\"\",\"\",Export!U27)","v":""},{"$f":"IF(Export!V27=\"\",\"\",Export!V27)","v":""},{"$f":"Export!W27","v":""},{"$f":"Export!X27","v":""},{"$f":"Export!Y27","v":""},{"$f":"Export!Z27","v":""},{"$f":"Export!AA27","v":""},{"$f":"Export!AB27","v":""},{"$f":"Export!AC27","v":""},{"$f":"Export!AD27","v":""},{"$f":"Export!AE27","v":""},{"$f":"Export!AF27","v":""},{"$f":"Export!AG27","v":""},{"$f":"Export!AH27","v":""},{"$f":"Export!AI27","v":""}]
[{"$f":"Export!A28","v":""},{"$f":"Export!B28","v":""},{"$f":"Export!C28","v":""},{"$f":"Export!D28","v":""},{"$f":"Export!E28","v":""},{"$f":"Export!F28","v":""},{"$f":"Export!G28","v":""},{"$f":"Export!H28","v":""},{"$f":"Export!I28","v":""},{"$f":"Export!J28","v":""},{"$f":"Export!K28","v":""},{"$f":"Export!L28","v":""},{"$f":"Export!M28","v":""},{"$f":"Export!N28","v":""},{"$f":"Export!O28","v":""},{"$f":"IF(Export!P28=\"\",\"\",Export!P28)","v":""},{"$f":"IF(Export!Q28=\"\",\"\",Export!Q28)","v":""},{"$f":"IF(Export!R28=\"\",\"\",Export!R28)","v":""},{"$f":"IF(Export!S28=\"\",\"\",Export!S28)","v":""},{"$f":"IF(Export!T28=\"\",\"\",Export!T28)","v":""},{"$f":"IF(Export!U28=\"\",\"\",Export!U28)","v":""},{"$f":"IF(Export!V28=\"\",\"\",Export!V28)","v":""},{"$f":"Export!W28","v":""},{"$f":"Export!X28","v":""},{"$f":"Export!Y28","v":""},{"$f":"Export!Z28","v":""},{"$f":"Export!AA28","v":""},{"$f":"Export!AB28","v":""},{"$f":"Export!AC28","v":""},{"$f":"Export!AD28","v":""},{"$f":"Export!AE28","v":""},{"$f":"Export!AF28","v":""},{"$f":"Export!AG28","v":""},{"$f":"Export!AH28","v":""},{"$f":"Export!AI28","v":""}]
[{"$f":"Export!A29","v":""},{"$f":"Export!B29","v":""},{"$f":"Export!C29","v":""},{"$f":"Export!D29","v":""},{"$f":"Export!E29","v":""},{"$f":"Export!F29","v":""},{"$f":"Export!G29","v":""},{"$f":"Export!H29","v":""},{"$f":"Export!I29","v":""},{"$f":"Export!J29","v":""},{"$f":"Export!K29","v":""},{"$f":"Export!L29","v":""},{"$f":"Export!M29","v":""},{"$f":"Export!N29","v":""},{"$f":"Export!O29","v":""},{"$f":"IF(Export!P29=\"\",\"\",Export!P29)","v":""},{"$f":"IF(Export!Q29=\"\",\"\",Export!Q29)","v":""},{"$f":"IF(Export!R29=\"\",\"\",Export!R29)","v":""},{"$f":"IF(Export!S29=\"\",\"\",Export!S29)","v":""},{"$f":"IF(Export!T29=\"\",\"\",Export!T29)","v":""},{"$f":"IF(Export!U29=\"\",\"\",Export!U29)","v":""},{"$f":"IF(Export!V29=\"\",\"\",Export!V29)","v":""},{"$f":"Export!W29","v":""},{"$f":"Export!X29","v":""},{"$f":"Export!Y29","v":""},{"$f":"Export!Z29","v":""},{"$f":"Export!AA29","v":""},{"$f":"Export!AB29","v":""},{"$f":"Export!AC29","v":""},{"$f":"Export!AD29","v":""},{"$f":"Export!AE29","v":""},{"$f":"Export!AF29","v":""},{"$f":"Export!AG29","v":""},{"$f":"Export!AH29","v":""},{"$f":"Export!AI29","v":""}]
[{"$f":"Export!A30","v":""},{"$f":"Export!B30","v":""},{"$f":"Export!C30","v":""},{"$f":"Export!D30","v":""},{"$f":"Export!E30","v":""},{"$f":"Export!F30","v":""},{"$f":"Export!G30","v":""},{"$f":"Export!H30","v":""},{"$f":"Export!I30","v":""},{"$f":"Export!J30","v":""},{"$f":"Export!K30","v":""},{"$f":"Export!L30","v":""},{"$f":"Export!M30","v":""},{"$f":"Export!N30","v":""},{"$f":"Export!O30","v":""},{"$f":"IF(Export!P30=\"\",\"\",Export!P30)","v":""},{"$f":"IF(Export!Q30=\"\",\"\",Export!Q30)","v":""},{"$f":"IF(Export!R30=\"\",\"\",Export!R30)","v":""},{"$f":"IF(Export!S30=\"\",\"\",Export!S30)","v":""},{"$f":"IF(Export!T30=\"\",\"\",Export!T30)","v":""},{"$f":"IF(Export!U30=\"\",\"\",Export!U30)","v":""},{"$f":"IF(Export!V30=\"\",\"\",Export!V30)","v":""},{"$f":"Export!W30","v":""},{"$f":"Export!X30","v":""},{"$f":"Export!Y30","v":""},{"$f":"Export!Z30","v":""},{"$f":"Export!AA30","v":""},{"$f":"Export!AB30","v":""},{"$f":"Export!AC30","v":""},{"$f":"Export!AD30","v":""},{"$f":"Export!AE30","v":""},{"$f":"Export!AF30","v":""},{"$f":"Export!AG30","v":""},{"$f":"Export!AH30","v":""},{"$f":"Export!AI30","v":""}]
[{"$f":"Export!A31","v":""},{"$f":"Export!B31","v":""},{"$f":"Export!C31","v":""},{"$f":"Export!D31","v":""},{"$f":"Export!E31","v":""},{"$f":"Export!F31","v":""},{"$f":"Export!G31","v":""},{"$f":"Export!H31","v":""},{"$f":"Export!I31","v":""},{"$f":"Export!J31","v":""},{"$f":"Export!K31","v":""},{"$f":"Export!L31","v":""},{"$f":"Export!M31","v":""},{"$f":"Export!N31","v":""},{"$f":"Export!O31","v":""},{"$f":"IF(Export!P31=\"\",\"\",Export!P31)","v":""},{"$f":"IF(Export!Q31=\"\",\"\",Export!Q31)","v":""},{"$f":"IF(Export!R31=\"\",\"\",Export!R31)","v":""},{"$f":"IF(Export!S31=\"\",\"\",Export!S31)","v":""},{"$f":"IF(Export!T31=\"\",\"\",Export!T31)","v":""},{"$f":"IF(Export!U31=\"\",\"\",Export!U31)","v":""},{"$f":"IF(Export!V31=\"\",\"\",Export!V31)","v":""},{"$f":"Export!W31","v":""},{"$f":"Export!X31","v":""},{"$f":"Export!Y31","v":""},{"$f":"Export!Z31","v":""},{"$f":"Export!AA31","v":""},{"$f":"Export!AB31","v":""},{"$f":"Export!AC31","v":""},{"$f":"Export!AD31","v":""},{"$f":"Export!AE31","v":""},{"$f":"Export!AF31","v":""},{"$f":"Export!AG31","v":""},{"$f":"Export!AH31","v":""},{"$f":"Export!AI31","v":""}]
[{"$f":"Export!A32","v":""},{"$f":"Export!B32","v":""},{"$f":"Export!C32","v":""},{"$f":"Export!D32","v":""},{"$f":"Export!E32","v":""},{"$f":"Export!F32","v":""},{"$f":"Export!G32","v":""},{"$f":"Export!H32","v":""},{"$f":"Export!I32","v":""},{"$f":"Export!J32","v":""},{"$f":"Export!K32","v":""},{"$f":"Export!L32","v":""},{"$f":"Export!M32","v":""},{"$f":"Export!N32","v":""},{"$f":"Export!O32","v":""},{"$f":"IF(Export!P32=\"\",\"\",Export!P32)","v":""},{"$f":"IF(Export!Q32=\"\",\"\",Export!Q32)","v":""},{"$f":"IF(Export!R32=\"\",\"\",Export!R32)","v":""},{"$f":"IF(Export!S32=\"\",\"\",Export!S32)","v":""},{"$f":"IF(Export!T32=\"\",\"\",Export!T32)","v":""},{"$f":"IF(Export!U32=\"\",\"\",Export!U32)","v":""},{"$f":"IF(Export!V32=\"\",\"\",Export!V32)","v":""},{"$f":"Export!W32","v":""},{"$f":"Export!X32","v":""},{"$f":"Export!Y32","v":""},{"$f":"Export!Z32","v":""},{"$f":"Export!AA32","v":""},{"$f":"Export!AB32","v":""},{"$f":"Export!AC32","v":""},{"$f":"Export!AD32","v":""},{"$f":"Export!AE32","v":""},{"$f":"Export!AF32","v":""},{"$f":"Export!AG32","v":""},{"$f":"Export!AH32","v":""},{"$f":"Export!AI32","v":""}]
[{"$f":"Export!A33","v":""},{"$f":"Export!B33","v":""},{"$f":"Export!C33","v":""},{"$f":"Export!D33","v":""},{"$f":"Export!E33","v":""},{"$f":"Export!F33","v":""},{"$f":"Export!G33","v":""},{"$f":"Export!H33","v":""},{"$f":"Export!I33","v":""},{"$f":"Export!J33","v":""},{"$f":"Export!K33","v":""},{"$f":"Export!L33","v":""},{"$f":"Export!M33","v":""},{"$f":"Export!N33","v":""},{"$f":"Export!O33","v":""},{"$f":"IF(Export!P33=\"\",\"\",Export!P33)","v":""},{"$f":"IF(Export!Q33=\"\",\"\",Export!Q33)","v":""},{"$f":"IF(Export!R33=\"\",\"\",Export!R33)","v":""},{"$f":"IF(Export!S33=\"\",\"\",Export!S33)","v":""},{"$f":"IF(Export!T33=\"\",\"\",Export!T33)","v":""},{"$f":"IF(Export!U33=\"\",\"\",Export!U33)","v":""},{"$f":"IF(Export!V33=\"\",\"\",Export!V33)","v":""},{"$f":"Export!W33","v":""},{"$f":"Export!X33","v":""},{"$f":"Export!Y33","v":""},{"$f":"Export!Z33","v":""},{"$f":"Export!AA33","v":""},{"$f":"Export!AB33","v":""},{"$f":"Export!AC33","v":""},{"$f":"Export!AD33","v":""},{"$f":"Export!AE33","v":""},{"$f":"Export!AF33","v":""},{"$f":"Export!AG33","v":""},{"$f":"Export!AH33","v":""},{"$f":"Export!AI33","v":""}]
[{"$f":"Export!A34","v":""},{"$f":"Export!B34","v":""},{"$f":"Export!C34","v":""},{"$f":"Export!D34","v":""},{"$f":"Export!E34","v":""},{"$f":"Export!F34","v":""},{"$f":"Export!G34","v":""},{"$f":"Export!H34","v":""},{"$f":"Export!I34","v":""},{"$f":"Export!J34","v":""},{"$f":"Export!K34","v":""},{"$f":"Export!L34","v":""},{"$f":"Export!M34","v":""},{"$f":"Export!N34","v":""},{"$f":"Export!O34","v":""},{"$f":"IF(Export!P34=\"\",\"\",Export!P34)","v":""},{"$f":"IF(Export!Q34=\"\",\"\",Export!Q34)","v":""},{"$f":"IF(Export!R34=\"\",\"\",Export!R34)","v":""},{"$f":"IF(Export!S34=\"\",\"\",Export!S34)","v":""},{"$f":"IF(Export!T34=\"\",\"\",Export!T34)","v":""},{"$f":"IF(Export!U34=\"\",\"\",Export!U34)","v":""},{"$f":"IF(Export!V34=\"\",\"\",Export!V34)","v":""},{"$f":"Export!W34","v":""},{"$f":"Export!X34","v":""},{"$f":"Export!Y34","v":""},{"$f":"Export!Z34","v":""},{"$f":"Export!AA34","v":""},{"$f":"Export!AB34","v":""},{"$f":"Export!AC34","v":""},{"$f":"Export!AD34","v":""},{"$f":"Export!AE34","v":""},{"$f":"Export!AF34","v":""},{"$f":"Export!AG34","v":""},{"$f":"Export!AH34","v":""},{"$f":"Export!AI34","v":""}]
[{"$f":"Export!A35","v":""},{"$f":"Export!B35","v":""},{"$f":"Export!C35","v":""},{"$f":"Export!D35","v":""},{"$f":"Export!E35","v":""},{"$f":"Export!F35","v":""},{"$f":"Export!G35","v":""},{"$f":"Export!H35","v":""},{"$f":"Export!I35","v":""},{"$f":"Export!J35","v":""},{"$f":"Export!K35","v":""},{"$f":"Export!L35","v":""},{"$f":"Export!M35","v":""},{"$f":"Export!N35","v":""},{"$f":"Export!O35","v":""},{"$f":"IF(Export!P35=\"\",\"\",Export!P35)","v":""},{"$f":"IF(Export!Q35=\"\",\"\",Export!Q35)","v":""},{"$f":"IF(Export!R35=\"\",\"\",Export!R35)","v":""},{"$f":"IF(Export!S35=\"\",\"\",Export!S35)","v":""},{"$f":"IF(Export!T35=\"\",\"\",Export!T35)","v":""},{"$f":"IF(Export!U35=\"\",\"\",Export!U35)","v":""},{"$f":"IF(Export!V35=\"\",\"\",Export!V35)","v":""},{"$f":"Export!W35","v":""},{"$f":"Export!X35","v":""},{"$f":"Export!Y35","v":""},{"$f":"Export!Z35","v":""},{"$f":"Export!AA35","v":""},{"$f":"Export!AB35","v":""},{"$f":"Export!AC35","v":""},{"$f":"Export!AD35","v":""},{"$f":"Export!AE35","v":""},{"$f":"Export!AF35","v":""},{"$f":"Export!AG35","v":""},{"$f":"Export!AH35","v":""},{"$f":"Export!AI35","v":""}]
[{"$f":"Export!A36","v":""},{"$f":"Export!B36","v":""},{"$f":"Export!C36","v":""},{"$f":"Export!D36","v":""},{"$f":"Export!E36","v":""},{"$f":"Export!F36","v":""},{"$f":"Export!G36","v":""},{"$f":"Export!H36","v":""},{"$f":"Export!I36","v":""},{"$f":"Export!J36","v":""},{"$f":"Export!K36","v":""},{"$f":"Export!L36","v":""},{"$f":"Export!M36","v":""},{"$f":"Export!N36","v":""},{"$f":"Export!O36","v":""},{"$f":"IF(Export!P36=\"\",\"\",Export!P36)","v":""},{"$f":"IF(Export!Q36=\"\",\"\",Export!Q36)","v":""},{"$f":"IF(Export!R36=\"\",\"\",Export!R36)","v":""},{"$f":"IF(Export!S36=\"\",\"\",Export!S36)","v":""},{"$f":"IF(Export!T36=\"\",\"\",Export!T36)","v":""},{"$f":"IF(Export!U36=\"\",\"\",Export!U36)","v":""},{"$f":"IF(Export!V36=\"\",\"\",Export!V36)","v":""},{"$f":"Export!W36","v":""},{"$f":"Export!X36","v":""},{"$f":"Export!Y36","v":""},{"$f":"Export!Z36","v":""},{"$f":"Export!AA36","v":""},{"$f":"Export!AB36","v":""},{"$f":"Export!AC36","v":""},{"$f":"Export!AD36","v":""},{"$f":"Export!AE36","v":""},{"$f":"Export!AF36","v":""},{"$f":"Export!AG36","v":""},{"$f":"Export!AH36","v":""},{"$f":"Export!AI36","v":""}]
[{"$f":"Export!A37","v":""},{"$f":"Export!B37","v":""},{"$f":"Export!C37","v":""},{"$f":"Export!D37","v":""},{"$f":"Export!E37","v":""},{"$f":"Export!F37","v":""},{"$f":"Export!G37","v":""},{"$f":"Export!H37","v":""},{"$f":"Export!I37","v":""},{"$f":"Export!J37","v":""},{"$f":"Export!K37","v":""},{"$f":"Export!L37","v":""},{"$f":"Export!M37","v":""},{"$f":"Export!N37","v":""},{"$f":"Export!O37","v":""},{"$f":"IF(Export!P37=\"\",\"\",Export!P37)","v":""},{"$f":"IF(Export!Q37=\"\",\"\",Export!Q37)","v":""},{"$f":"IF(Export!R37=\"\",\"\",Export!R37)","v":""},{"$f":"IF(Export!S37=\"\",\"\",Export!S37)","v":""},{"$f":"IF(Export!T37=\"\",\"\",Export!T37)","v":""},{"$f":"IF(Export!U37=\"\",\"\",Export!U37)","v":""},{"$f":"IF(Export!V37=\"\",\"\",Export!V37)","v":""},{"$f":"Export!W37","v":""},{"$f":"Export!X37","v":""},{"$f":"Export!Y37","v":""},{"$f":"Export!Z37","v":""},{"$f":"Export!AA37","v":""},{"$f":"Export!AB37","v":""},{"$f":"Export!AC37","v":""},{"$f":"Export!AD37","v":""},{"$f":"Export!AE37","v":""},{"$f":"Export!AF37","v":""},{"$f":"Export!AG37","v":""},{"$f":"Export!AH37","v":""},{"$f":"Export!AI37","v":""}]
[{"$f":"Export!A38","v":""},{"$f":"Export!B38","v":""},{"$f":"Export!C38","v":""},{"$f":"Export!D38","v":""},{"$f":"Export!E38","v":""},{"$f":"Export!F38","v":""},{"$f":"Export!G38","v":""},{"$f":"Export!H38","v":""},{"$f":"Export!I38","v":""},{"$f":"Export!J38","v":""},{"$f":"Export!K38","v":""},{"$f":"Export!L38","v":""},{"$f":"Export!M38","v":""},{"$f":"Export!N38","v":""},{"$f":"Export!O38","v":""},{"$f":"IF(Export!P38=\"\",\"\",Export!P38)","v":""},{"$f":"IF(Export!Q38=\"\",\"\",Export!Q38)","v":""},{"$f":"IF(Export!R38=\"\",\"\",Export!R38)","v":""},{"$f":"IF(Export!S38=\"\",\"\",Export!S38)","v":""},{"$f":"IF(Export!T38=\"\",\"\",Export!T38)","v":""},{"$f":"IF(Export!U38=\"\",\"\",Export!U38)","v":""},{"$f":"IF(Export!V38=\"\",\"\",Export!V38)","v":""},{"$f":"Export!W38","v":""},{"$f":"Export!X38","v":""},{"$f":"Export!Y38","v":""},{"$f":"Export!Z38","v":""},{"$f":"Export!AA38","v":""},{"$f":"Export!AB38","v":""},{"$f":"Export!AC38","v":""},{"$f":"Export!AD38","v":""},{"$f":"Export!AE38","v":""},{"$f":"Export!AF38","v":""},{"$f":"Export!AG38","v":""},{"$f":"Export!AH38","v":""},{"$f":"Export!AI38","v":""}]
[{"$f":"Export!A39","v":""},{"$f":"Export!B39","v":""},{"$f":"Export!C39","v":""},{"$f":"Export!D39","v":""},{"$f":"Export!E39","v":""},{"$f":"Export!F39","v":""},{"$f":"Export!G39","v":""},{"$f":"Export!H39","v":""},{"$f":"Export!I39","v":""},{"$f":"Export!J39","v":""},{"$f":"Export!K39","v":""},{"$f":"Export!L39","v":""},{"$f":"Export!M39","v":""},{"$f":"Export!N39","v":""},{"$f":"Export!O39","v":""},{"$f":"IF(Export!P39=\"\",\"\",Export!P39)","v":""},{"$f":"IF(Export!Q39=\"\",\"\",Export!Q39)","v":""},{"$f":"IF(Export!R39=\"\",\"\",Export!R39)","v":""},{"$f":"IF(Export!S39=\"\",\"\",Export!S39)","v":""},{"$f":"IF(Export!T39=\"\",\"\",Export!T39)","v":""},{"$f":"IF(Export!U39=\"\",\"\",Export!U39)","v":""},{"$f":"IF(Export!V39=\"\",\"\",Export!V39)","v":""},{"$f":"Export!W39","v":""},{"$f":"Export!X39","v":""},{"$f":"Export!Y39","v":""},{"$f":"Export!Z39","v":""},{"$f":"Export!AA39","v":""},{"$f":"Export!AB39","v":""},{"$f":"Export!AC39","v":""},{"$f":"Export!AD39","v":""},{"$f":"Export!AE39","v":""},{"$f":"Export!AF39","v":""},{"$f":"Export!AG39","v":""},{"$f":"Export!AH39","v":""},{"$f":"Export!AI39","v":""}]
[{"$f":"Export!A40","v":""},{"$f":"Export!B40","v":""},{"$f":"Export!C40","v":""},{"$f":"Export!D40","v":""},{"$f":"Export!E40","v":""},{"$f":"Export!F40","v":""},{"$f":"Export!G40","v":""},{"$f":"Export!H40","v":""},{"$f":"Export!I40","v":""},{"$f":"Export!J40","v":""},{"$f":"Export!K40","v":""},{"$f":"Export!L40","v":""},{"$f":"Export!M40","v":""},{"$f":"Export!N40","v":""},{"$f":"Export!O40","v":""},{"$f":"IF(Export!P40=\"\",\"\",Export!P40)","v":""},{"$f":"IF(Export!Q40=\"\",\"\",Export!Q40)","v":""},{"$f":"IF(Export!R40=\"\",\"\",Export!R40)","v":""},{"$f":"IF(Export!S40=\"\",\"\",Export!S40)","v":""},{"$f":"IF(Export!T40=\"\",\"\",Export!T40)","v":""},{"$f":"IF(Export!U40=\"\",\"\",Export!U40)","v":""},{"$f":"IF(Export!V40=\"\",\"\",Export!V40)","v":""},{"$f":"Export!W40","v":""},{"$f":"Export!X40","v":""},{"$f":"Export!Y40","v":""},{"$f":"Export!Z40","v":""},{"$f":"Export!AA40","v":""},{"$f":"Export!AB40","v":""},{"$f":"Export!AC40","v":""},{"$f":"Export!AD40","v":""},{"$f":"Export!AE40","v":""},{"$f":"Export!AF40","v":""},{"$f":"Export!AG40","v":""},{"$f":"Export!AH40","v":""},{"$f":"Export!AI40","v":""}]
[{"$f":"Export!A41","v":""},{"$f":"Export!B41","v":""},{"$f":"Export!C41","v":""},{"$f":"Export!D41","v":""},{"$f":"Export!E41","v":""},{"$f":"Export!F41","v":""},{"$f":"Export!G41","v":""},{"$f":"Export!H41","v":""},{"$f":"Export!I41","v":""},{"$f":"Export!J41","v":""},{"$f":"Export!K41","v":""},{"$f":"Export!L41","v":""},{"$f":"Export!M41","v":""},{"$f":"Export!N41","v":""},{"$f":"Export!O41","v":""},{"$f":"IF(Export!P41=\"\",\"\",Export!P41)","v":""},{"$f":"IF(Export!Q41=\"\",\"\",Export!Q41)","v":""},{"$f":"IF(Export!R41=\"\",\"\",Export!R41)","v":""},{"$f":"IF(Export!S41=\"\",\"\",Export!S41)","v":""},{"$f":"IF(Export!T41=\"\",\"\",Export!T41)","v":""},{"$f":"IF(Export!U41=\"\",\"\",Export!U41)","v":""},{"$f":"IF(Export!V41=\"\",\"\",Export!V41)","v":""},{"$f":"Export!W41","v":""},{"$f":"Export!X41","v":""},{"$f":"Export!Y41","v":""},{"$f":"Export!Z41","v":""},{"$f":"Export!AA41","v":""},{"$f":"Export!AB41","v":""},{"$f":"Export!AC41","v":""},{"$f":"Export!AD41","v":""},{"$f":"Export!AE41","v":""},{"$f":"Export!AF41","v":""},{"$f":"Export!AG41","v":""},{"$f":"Export!AH41","v":""},{"$f":"Export!AI41","v":""}]
[{"$f":"Export!A42","v":""},{"$f":"Export!B42","v":""},{"$f":"Export!C42","v":""},{"$f":"Export!D42","v":""},{"$f":"Export!E42","v":""},{"$f":"Export!F42","v":""},{"$f":"Export!G42","v":""},{"$f":"Export!H42","v":""},{"$f":"Export!I42","v":""},{"$f":"Export!J42","v":""},{"$f":"Export!K42","v":""},{"$f":"Export!L42","v":""},{"$f":"Export!M42","v":""},{"$f":"Export!N42","v":""},{"$f":"Export!O42","v":""},{"$f":"IF(Export!P42=\"\",\"\",Export!P42)","v":""},{"$f":"IF(Export!Q42=\"\",\"\",Export!Q42)","v":""},{"$f":"IF(Export!R42=\"\",\"\",Export!R42)","v":""},{"$f":"IF(Export!S42=\"\",\"\",Export!S42)","v":""},{"$f":"IF(Export!T42=\"\",\"\",Export!T42)","v":""},{"$f":"IF(Export!U42=\"\",\"\",Export!U42)","v":""},{"$f":"IF(Export!V42=\"\",\"\",Export!V42)","v":""},{"$f":"Export!W42","v":""},{"$f":"Export!X42","v":""},{"$f":"Export!Y42","v":""},{"$f":"Export!Z42","v":""},{"$f":"Export!AA42","v":""},{"$f":"Export!AB42","v":""},{"$f":"Export!AC42","v":""},{"$f":"Export!AD42","v":""},{"$f":"Export!AE42","v":""},{"$f":"Export!AF42","v":""},{"$f":"Export!AG42","v":""},{"$f":"Export!AH42","v":""},{"$f":"Export!AI42","v":""}]
[{"$f":"Export!A43","v":""},{"$f":"Export!B43","v":""},{"$f":"Export!C43","v":""},{"$f":"Export!D43","v":""},{"$f":"Export!E43","v":""},{"$f":"Export!F43","v":""},{"$f":"Export!G43","v":""},{"$f":"Export!H43","v":""},{"$f":"Export!I43","v":""},{"$f":"Export!J43","v":""},{"$f":"Export!K43","v":""},{"$f":"Export!L43","v":""},{"$f":"Export!M43","v":""},{"$f":"Export!N43","v":""},{"$f":"Export!O43","v":""},{"$f":"IF(Export!P43=\"\",\"\",Export!P43)","v":""},{"$f":"IF(Export!Q43=\"\",\"\",Export!Q43)","v":""},{"$f":"IF(Export!R43=\"\",\"\",Export!R43)","v":""},{"$f":"IF(Export!S43=\"\",\"\",Export!S43)","v":""},{"$f":"IF(Export!T43=\"\",\"\",Export!T43)","v":""},{"$f":"IF(Export!U43=\"\",\"\",Export!U43)","v":""},{"$f":"IF(Export!V43=\"\",\"\",Export!V43)","v":""},{"$f":"Export!W43","v":""},{"$f":"Export!X43","v":""},{"$f":"Export!Y43","v":""},{"$f":"Export!Z43","v":""},{"$f":"Export!AA43","v":""},{"$f":"Export!AB43","v":""},{"$f":"Export!AC43","v":""},{"$f":"Export!AD43","v":""},{"$f":"Export!AE43","v":""},{"$f":"Export!AF43","v":""},{"$f":"Export!AG43","v":""},{"$f":"Export!AH43","v":""},{"$f":"Export!AI43","v":""}]
[{"$f":"Export!A44","v":""},{"$f":"Export!B44","v":""},{"$f":"Export!C44","v":""},{"$f":"Export!D44","v":""},{"$f":"Export!E44","v":""},{"$f":"Export!F44","v":""},{"$f":"Export!G44","v":""},{"$f":"Export!H44","v":""},{"$f":"Export!I44","v":""},{"$f":"Export!J44","v":""},{"$f":"Export!K44","v":""},{"$f":"Export!L44","v":""},{"$f":"Export!M44","v":""},{"$f":"Export!N44","v":""},{"$f":"Export!O44","v":""},{"$f":"IF(Export!P44=\"\",\"\",Export!P44)","v":""},{"$f":"IF(Export!Q44=\"\",\"\",Export!Q44)","v":""},{"$f":"IF(Export!R44=\"\",\"\",Export!R44)","v":""},{"$f":"IF(Export!S44=\"\",\"\",Export!S44)","v":""},{"$f":"IF(Export!T44=\"\",\"\",Export!T44)","v":""},{"$f":"IF(Export!U44=\"\",\"\",Export!U44)","v":""},{"$f":"IF(Export!V44=\"\",\"\",Export!V44)","v":""},{"$f":"Export!W44","v":""},{"$f":"Export!X44","v":""},{"$f":"Export!Y44","v":""},{"$f":"Export!Z44","v":""},{"$f":"Export!AA44","v":""},{"$f":"Export!AB44","v":""},{"$f":"Export!AC44","v":""},{"$f":"Export!AD44","v":""},{"$f":"Export!AE44","v":""},{"$f":"Export!AF44","v":""},{"$f":"Export!AG44","v":""},{"$f":"Export!AH44","v":""},{"$f":"Export!AI44","v":""}]
[{"$f":"Export!A45","v":""},{"$f":"Export!B45","v":""},{"$f":"Export!C45","v":""},{"$f":"Export!D45","v":""},{"$f":"Export!E45","v":""},{"$f":"Export!F45","v":""},{"$f":"Export!G45","v":""},{"$f":"Export!H45","v":""},{"$f":"Export!I45","v":""},{"$f":"Export!J45","v":""},{"$f":"Export!K45","v":""},{"$f":"Export!L45","v":""},{"$f":"Export!M45","v":""},{"$f":"Export!N45","v":""},{"$f":"Export!O45","v":""},{"$f":"IF(Export!P45=\"\",\"\",Export!P45)","v":""},{"$f":"IF(Export!Q45=\"\",\"\",Export!Q45)","v":""},{"$f":"IF(Export!R45=\"\",\"\",Export!R45)","v":""},{"$f":"IF(Export!S45=\"\",\"\",Export!S45)","v":""},{"$f":"IF(Export!T45=\"\",\"\",Export!T45)","v":""},{"$f":"IF(Export!U45=\"\",\"\",Export!U45)","v":""},{"$f":"IF(Export!V45=\"\",\"\",Export!V45)","v":""},{"$f":"Export!W45","v":""},{"$f":"Export!X45","v":""},{"$f":"Export!Y45","v":""},{"$f":"Export!Z45","v":""},{"$f":"Export!AA45","v":""},{"$f":"Export!AB45","v":""},{"$f":"Export!AC45","v":""},{"$f":"Export!AD45","v":""},{"$f":"Export!AE45","v":""},{"$f":"Export!AF45","v":""},{"$f":"Export!AG45","v":""},{"$f":"Export!AH45","v":""},{"$f":"Export!AI45","v":""}]
[{"$f":"Export!A46","v":""},{"$f":"Export!B46","v":""},{"$f":"Export!C46","v":""},{"$f":"Export!D46","v":""},{"$f":"Export!E46","v":""},{"$f":"Export!F46","v":""},{"$f":"Export!G46","v":""},{"$f":"Export!H46","v":""},{"$f":"Export!I46","v":""},{"$f":"Export!J46","v":""},{"$f":"Export!K46","v":""},{"$f":"Export!L46","v":""},{"$f":"Export!M46","v":""},{"$f":"Export!N46","v":""},{"$f":"Export!O46","v":""},{"$f":"IF(Export!P46=\"\",\"\",Export!P46)","v":""},{"$f":"IF(Export!Q46=\"\",\"\",Export!Q46)","v":""},{"$f":"IF(Export!R46=\"\",\"\",Export!R46)","v":""},{"$f":"IF(Export!S46=\"\",\"\",Export!S46)","v":""},{"$f":"IF(Export!T46=\"\",\"\",Export!T46)","v":""},{"$f":"IF(Export!U46=\"\",\"\",Export!U46)","v":""},{"$f":"IF(Export!V46=\"\",\"\",Export!V46)","v":""},{"$f":"Export!W46","v":""},{"$f":"Export!X46","v":""},{"$f":"Export!Y46","v":""},{"$f":"Export!Z46","v":""},{"$f":"Export!AA46","v":""},{"$f":"Export!AB46","v":""},{"$f":"Export!AC46","v":""},{"$f":"Export!AD46","v":""},{"$f":"Export!AE46","v":""},{"$f":"Export!AF46","v":""},{"$f":"Export!AG46","v":""},{"$f":"Export!AH46","v":""},{"$f":"Export!AI46","v":""}]
[{"$f":"Export!A47","v":""},{"$f":"Export!B47","v":""},{"$f":"Export!C47","v":""},{"$f":"Export!D47","v":""},{"$f":"Export!E47","v":""},{"$f":"Export!F47","v":""},{"$f":"Export!G47","v":""},{"$f":"Export!H47","v":""},{"$f":"Export!I47","v":""},{"$f":"Export!J47","v":""},{"$f":"Export!K47","v":""},{"$f":"Export!L47","v":""},{"$f":"Export!M47","v":""},{"$f":"Export!N47","v":""},{"$f":"Export!O47","v":""},{"$f":"IF(Export!P47=\"\",\"\",Export!P47)","v":""},{"$f":"IF(Export!Q47=\"\",\"\",Export!Q47)","v":""},{"$f":"IF(Export!R47=\"\",\"\",Export!R47)","v":""},{"$f":"IF(Export!S47=\"\",\"\",Export!S47)","v":""},{"$f":"IF(Export!T47=\"\",\"\",Export!T47)","v":""},{"$f":"IF(Export!U47=\"\",\"\",Export!U47)","v":""},{"$f":"IF(Export!V47=\"\",\"\",Export!V47)","v":""},{"$f":"Export!W47","v":""},{"$f":"Export!X47","v":""},{"$f":"Export!Y47","v":""},{"$f":"Export!Z47","v":""},{"$f":"Export!AA47","v":""},{"$f":"Export!AB47","v":""},{"$f":"Export!AC47","v":""},{"$f":"Export!AD47","v":""},{"$f":"Export!AE47","v":""},{"$f":"Export!AF47","v":""},{"$f":"Export!AG47","v":""},{"$f":"Export!AH47","v":""},{"$f":"Export!AI47","v":""}]
[{"$f":"Export!A48","v":""},{"$f":"Export!B48","v":""},{"$f":"Export!C48","v":""},{"$f":"Export!D48","v":""},{"$f":"Export!E48","v":""},{"$f":"Export!F48","v":""},{"$f":"Export!G48","v":""},{"$f":"Export!H48","v":""},{"$f":"Export!I48","v":""},{"$f":"Export!J48","v":""},{"$f":"Export!K48","v":""},{"$f":"Export!L48","v":""},{"$f":"Export!M48","v":""},{"$f":"Export!N48","v":""},{"$f":"Export!O48","v":""},{"$f":"IF(Export!P48=\"\",\"\",Export!P48)","v":""},{"$f":"IF(Export!Q48=\"\",\"\",Export!Q48)","v":""},{"$f":"IF(Export!R48=\"\",\"\",Export!R48)","v":""},{"$f":"IF(Export!S48=\"\",\"\",Export!S48)","v":""},{"$f":"IF(Export!T48=\"\",\"\",Export!T48)","v":""},{"$f":"IF(Export!U48=\"\",\"\",Export!U48)","v":""},{"$f":"IF(Export!V48=\"\",\"\",Export!V48)","v":""},{"$f":"Export!W48","v":""},{"$f":"Export!X48","v":""},{"$f":"Export!Y48","v":""},{"$f":"Export!Z48","v":""},{"$f":"Export!AA48","v":""},{"$f":"Export!AB48","v":""},{"$f":"Export!AC48","v":""},{"$f":"Export!AD48","v":""},{"$f":"Export!AE48","v":""},{"$f":"Export!AF48","v":""},{"$f":"Export!AG48","v":""},{"$f":"Export!AH48","v":""},{"$f":"Export!AI48","v":""}]
[{"$f":"Export!A49","v":""},{"$f":"Export!B49","v":""},{"$f":"Export!C49","v":""},{"$f":"Export!D49","v":""},{"$f":"Export!E49","v":""},{"$f":"Export!F49","v":""},{"$f":"Export!G49","v":""},{"$f":"Export!H49","v":""},{"$f":"Export!I49","v":""},{"$f":"Export!J49","v":""},{"$f":"Export!K49","v":""},{"$f":"Export!L49","v":""},{"$f":"Export!M49","v":""},{"$f":"Export!N49","v":""},{"$f":"Export!O49","v":""},{"$f":"IF(Export!P49=\"\",\"\",Export!P49)","v":""},{"$f":"IF(Export!Q49=\"\",\"\",Export!Q49)","v":""},{"$f":"IF(Export!R49=\"\",\"\",Export!R49)","v":""},{"$f":"IF(Export!S49=\"\",\"\",Export!S49)","v":""},{"$f":"IF(Export!T49=\"\",\"\",Export!T49)","v":""},{"$f":"IF(Export!U49=\"\",\"\",Export!U49)","v":""},{"$f":"IF(Export!V49=\"\",\"\",Export!V49)","v":""},{"$f":"Export!W49","v":""},{"$f":"Export!X49","v":""},{"$f":"Export!Y49","v":""},{"$f":"Export!Z49","v":""},{"$f":"Export!AA49","v":""},{"$f":"Export!AB49","v":""},{"$f":"Export!AC49","v":""},{"$f":"Export!AD49","v":""},{"$f":"Export!AE49","v":""},{"$f":"Export!AF49","v":""},{"$f":"Export!AG49","v":""},{"$f":"Export!AH49","v":""},{"$f":"Export!AI49","v":""}]
[{"$f":"Export!A50","v":""},{"$f":"Export!B50","v":""},{"$f":"Export!C50","v":""},{"$f":"Export!D50","v":""},{"$f":"Export!E50","v":""},{"$f":"Export!F50","v":""},{"$f":"Export!G50","v":""},{"$f":"Export!H50","v":""},{"$f":"Export!I50","v":""},{"$f":"Export!J50","v":""},{"$f":"Export!K50","v":""},{"$f":"Export!L50","v":""},{"$f":"Export!M50","v":""},{"$f":"Export!N50","v":""},{"$f":"Export!O50","v":""},{"$f":"IF(Export!P50=\"\",\"\",Export!P50)","v":""},{"$f":"IF(Export!Q50=\"\",\"\",Export!Q50)","v":""},{"$f":"IF(Export!R50=\"\",\"\",Export!R50)","v":""},{"$f":"IF(Export!S50=\"\",\"\",Export!S50)","v":""},{"$f":"IF(Export!T50=\"\",\"\",Export!T50)","v":""},{"$f":"IF(Export!U50=\"\",\"\",Export!U50)","v":""},{"$f":"IF(Export!V50=\"\",\"\",Export!V50)","v":""},{"$f":"Export!W50","v":""},{"$f":"Export!X50","v":""},{"$f":"Export!Y50","v":""},{"$f":"Export!Z50","v":""},{"$f":"Export!AA50","v":""},{"$f":"Export!AB50","v":""},{"$f":"Export!AC50","v":""},{"$f":"Export!AD50","v":""},{"$f":"Export!AE50","v":""},{"$f":"Export!AF50","v":""},{"$f":"Export!AG50","v":""},{"$f":"Export!AH50","v":""},{"$f":"Export!AI50","v":""}]
[{"$f":"Export!A51","v":""},{"$f":"Export!B51","v":""},{"$f":"Export!C51","v":""},{"$f":"Export!D51","v":""},{"$f":"Export!E51","v":""},{"$f":"Export!F51","v":""},{"$f":"Export!G51","v":""},{"$f":"Export!H51","v":""},{"$f":"Export!I51","v":""},{"$f":"Export!J51","v":""},{"$f":"Export!K51","v":""},{"$f":"Export!L51","v":""},{"$f":"Export!M51","v":""},{"$f":"Export!N51","v":""},{"$f":"Export!O51","v":""},{"$f":"IF(Export!P51=\"\",\"\",Export!P51)","v":""},{"$f":"IF(Export!Q51=\"\",\"\",Export!Q51)","v":""},{"$f":"IF(Export!R51=\"\",\"\",Export!R51)","v":""},{"$f":"IF(Export!S51=\"\",\"\",Export!S51)","v":""},{"$f":"IF(Export!T51=\"\",\"\",Export!T51)","v":""},{"$f":"IF(Export!U51=\"\",\"\",Export!U51)","v":""},{"$f":"IF(Export!V51=\"\",\"\",Export!V51)","v":""},{"$f":"Export!W51","v":""},{"$f":"Export!X51","v":""},{"$f":"Export!Y51","v":""},{"$f":"Export!Z51","v":""},{"$f":"Export!AA51","v":""},{"$f":"Export!AB51","v":""},{"$f":"Export!AC51","v":""},{"$f":"Export!AD51","v":""},{"$f":"Export!AE51","v":""},{"$f":"Export!AF51","v":""},{"$f":"Export!AG51","v":""},{"$f":"Export!AH51","v":""},{"$f":"Export!AI51","v":""}]
[{"$f":"Export!A52","v":""},{"$f":"Export!B52","v":""},{"$f":"Export!C52","v":""},{"$f":"Export!D52","v":""},{"$f":"Export!E52","v":""},{"$f":"Export!F52","v":""},{"$f":"Export!G52","v":""},{"$f":"Export!H52","v":""},{"$f":"Export!I52","v":""},{"$f":"Export!J52","v":""},{"$f":"Export!K52","v":""},{"$f":"Export!L52","v":""},{"$f":"Export!M52","v":""},{"$f":"Export!N52","v":""},{"$f":"Export!O52","v":""},{"$f":"IF(Export!P52=\"\",\"\",Export!P52)","v":""},{"$f":"IF(Export!Q52=\"\",\"\",Export!Q52)","v":""},{"$f":"IF(Export!R52=\"\",\"\",Export!R52)","v":""},{"$f":"IF(Export!S52=\"\",\"\",Export!S52)","v":""},{"$f":"IF(Export!T52=\"\",\"\",Export!T52)","v":""},{"$f":"IF(Export!U52=\"\",\"\",Export!U52)","v":""},{"$f":"IF(Export!V52=\"\",\"\",Export!V52)","v":""},{"$f":"Export!W52","v":""},{"$f":"Export!X52","v":""},{"$f":"Export!Y52","v":""},{"$f":"Export!Z52","v":""},{"$f":"Export!AA52","v":""},{"$f":"Export!AB52","v":""},{"$f":"Export!AC52","v":""},{"$f":"Export!AD52","v":""},{"$f":"Export!AE52","v":""},{"$f":"Export!AF52","v":""},{"$f":"Export!AG52","v":""},{"$f":"Export!AH52","v":""},{"$f":"Export!AI52","v":""}]

{"sheet":"Lists","index":29,"n_rows":32,"n_cols":23,"rows_kept":32,"cut":false,"hidden":true,"merged":[]}
["Lists"]
[]
["Alternative Performance-based Pathway - Indoor Agriculture","Modeling Tools","End Use List","Delivered Fuels","Fuel List from CF","Sim_Software","SF_Townhome_Pathways","MF_Pathways","Nonres_Pathways","High_Performance_Pathways","Residential_HP_Pathways","Nonres_HP_Pathways","Building_Types","Building_Types_Mapped","Lists_Bundled_Building_Types","Heating_Equipment_Type_List","Heat_Pump_Types","H05_Heat_Rejection_List","Lists_NA","Lists_Elec_Resistance","Cooling_Equipment_Type_List","No_Bldg_Type","Y_N"]
["Alternative Performance-based Pathway - Industrial","DesignBuilder","Interior lighting","Fuel Oil / Diesel","Electricity","DesignBuilder","High-Performance Pathway","High-Performance Pathway","Bundled Pathway","Non-Proxy",{"$f":"J6","v":"ENERGY STAR - SFNH"},{"$f":"J4","v":"Non-Proxy"},"Small Office","Office","Dormitory or Retirement","Heat Pump","Split System","No additional heat rejection","N/A","Electric Resistance","Split DX System","<Select Building Type Above>","Yes"]
[null,"EnergyPlus","Interior lighting (unregulated)","Propane","Natural Gas","EnergyPlus",null,null,"Streamlined Pathway","LEED V4.1","ENERGY STAR - MFNC (ASHRAE Path)",{"$f":"J5","v":"LEED V4.1"},"Medium Office","Office","Healthcare","Furnace","Split System, Small Duct High Velocity","Dry-cooler heat rejection",null,null,"Single Package DX Unit",null,"No"]
[null,"eQuest","Exterior lighting","Fuel Oil (No. 5 & No.6)","District Cooling","eQuest",null,null,"High-Performance Pathway","ENERGY STAR - SFNH","ENERGY STAR - MFNC (ERI Path)",{"$f":"J11","v":"PHIUS Core 2021"},"Large Office","Office","Hotel or Motel",null,"Single Package Unit","Evaporative heat rejection",null,null,"Room Air Conditioner"]
[null,"HAP","Space heating",null,"District Hot Water","HAP",null,null,null,"ENERGY STAR - MFNC (ASHRAE Path)",{"$f":"J9","v":"DOE Zero Energy Ready Home (ASHRAE Path)"},"PHIUS Zero 2021","Standalone Retail","Retail","Office",null,"Single Package Vertical Unit",null,null,null,"Condensing Unit"]
[null,"IESVE","Heat pump supplemental heater",null,"District Steam","IESVE",null,null,null,"ENERGY STAR - MFNC (ERI Path)","DOE Zero Energy Ready Home (ERI Path)","PHIUS Core REVIVE 2021","Strip Mall","Retail","Restaurant",null,"PTHP, standard size",null,null,null,"Heat Pump"]
[null,"Openstudio","Space cooling",null,"Fuel Oil / Diesel","Openstudio",null,null,null,"DOE Zero Energy Ready Home (ASHRAE Path)","PHIUS Core 2021","PHI V10 Classic","Primary School","School/Education","Retail",null,"PTHP, nonstandard size",null,null,null,"PTAC"]
[null,"Trace3DPlus","Pumps",null,"Propane","Trace3DPlus",null,null,null,"DOE Zero Energy Ready Home (ERI Path)","PHIUS Zero 2021","PHI V10 Plus","Secondary School","School/Education","School or Education",null,"VRF Air Source",null,null,null,"Single Package Vertical AC Unit"]
[null,"Trace700","Heat rejection",null,"Fuel Oil (No. 5 & No.6)","Trace700",null,null,null,"PHIUS Core 2021","PHIUS Core REVIVE 2021","PHI V10 Premium","Outpatient Healthcare","Healthcare","Warehouse or Storage",null,"VRF Water Source",null,null,null,"Heat Rejection"]
[null,"Other","Fans - interior ventilation",null,"Kerosene","Other",null,null,null,"PHIUS Zero 2021","PHI V10 Classic",null,"Hospital ","Healthcare","Other",null,"VRF Ground Water Source",null,null,null,"VRF Air Conditioner"]
[null,null,"Fans - parking garage",null,"Coal (anthracite)",null,null,null,null,"PHIUS Core REVIVE 2021","PHI V10 Plus",null,"Small Hotel","Hotel/Motel",null,null,"VRF Ground Source",null,null,null,"Computer Room Floor-Mounted ACs & CUs"]
[null,null,"Service water heating",null,"Coal (bituminous)",null,null,null,null,"PHI V10 Classic","PHI V10 Premium",null,"Large Hotel","Hotel/Motel",null,null,"Air-Source Heat Pump DOAS (no energy recovery)",null,null,null,"Ceiling-Mounted Computer-Room AC"]
[null,null,"Misc equipment",null,"Coke",null,null,null,null,"PHI V10 Plus",null,null,"Warehouse","Warehouse/Storage",null,null,"Ground Water, Closed Loop Heat Pump DOAS (no energy recovery)",null,null,null,"Chiller"]
[null,null,"Industrial process",null,"Wood",null,null,null,null,"PHI V10 Premium",null,null,"Quick-service Restaurant","Restaurant",null,null,"Groundwater-Source Heat Pump DOAS (no energy recovery)"]
[null,null,"Refrigeration equipment (regulated)",null,null,null,null,null,null,null,null,null,"Full-service Restaurant","Restaurant",null,null,"Water-Source Heat Pump DOAS (no energy recovery)"]
[null,null,"Refrigeration equipment (unregulated)",null,null,null,null,null,null,null,null,null,"Mid-rise Apartment","Multifamily, Dorm, Retirement",null,null,"Air-Source Heat Pump DOAS (with energy recovery)"]
[null,null,"Elevators and escalators",null,null,null,null,null,null,null,null,null,"High-rise Apartment","Multifamily, Dorm, Retirement",null,null,"Ground Water, Closed Loop Heat Pump DOAS (with energy recovery)"]
[null,null,"Other regulated",null,null,null,null,null,null,null,null,null,"Other","Other",null,null,"Groundwater-Source Heat Pump DOAS (with energy recovery)"]
[null,null,"Other unregulated",null,null,null,null,null,null,null,null,null,null,null,null,null,"Water-Source Heat Pump DOAS (with energy recovery)"]
[null,null,null,null,null,null,null,null,null,null,null,null,null,null,null,null,"Water to Air (Water Loop)"]
[null,null,null,null,null,null,null,null,null,null,null,null,null,null,null,null,"Water to Air (Groundwater Loop)"]
[null,null,null,null,null,null,null,null,null,null,null,null,null,null,null,null,"Brine to Air (Ground Source)"]
[null,null,null,null,null,null,null,null,null,null,null,null,null,null,null,null,"Water to Water"]
[null,null,null,null,null,null,null,null,null,null,null,null,null,null,null,null,"Water to Water (Groundwater Source)"]
[null,null,null,null,null,null,null,null,null,null,null,null,null,null,null,null,"Brine to Water (Ground Source)"]
[null,null,null,null,null,null,null,null,null,null,null,null,null,null,null,null,"Air Source Heat Pump Chiller"]
[null,null,null,null,null,null,null,null,null,null,null,null,null,null,null,null,"Water Source Positive Displacement Heat Pump Chiller"]
[null,null,null,null,null,null,null,null,null,null,null,null,null,null,null,null,"Water Source Positive Displacement Heat Pump Chiller w/Heat Recovery"]
[null,null,null,null,null,null,null,null,null,null,null,null,null,null,null,null,"Water Source Centrifugal Heat Pump Chiller"]
[null,null,null,null,null,null,null,null,null,null,null,null,null,null,null,null,"Water Source Centrifugal Heat Pump Chiller w/Heat Recovery"]

{"sheet":"Help Buttons","index":30,"n_rows":87,"n_cols":13,"rows_kept":87,"cut":false,"hidden":true,"merged":[]}
["Help Button Text"]
[]
["Optional"]
["Cell Location","Tab Name","Not Used","Button name","Find","Title","Notes ASHRAE 90.1 2019","Height","Width","Height","Width","Left","Top"]
[null,"Introduction",null,"Button 2",{"$f":"B5&D5","v":"IntroductionButton 2"},"Example Help Button","Help text will appear in a window like this.",330,368.25,249.75,342,{"$f":"I5-98","v":270.25},{"$f":"H5-65","v":265}]
[null,"Hourly Input",null,"Button 1",{"$f":"B6&D6","v":"Hourly InputButton 1"},"Hourly Day Type","Monday = 1\nTuesday = 2\nWednesday = 3\nThursday = 4\nFriday = 5\nSaturday = 6\nSunday = 7\nHoliday = 8",330,368.25,249.75,342,{"$f":"I6-98","v":270.25},{"$f":"H6-65","v":265}]
[null,"HP App G Perf by End Use & Fuel",null,"Button 1","HP App G Perf by End Use & FuelButton 1","Exceptional Calculations Cap","Exceptional calculations are capped for each end use such that the total exceptional calculations does not exceed the total calculated cap based on the caps shown in Table 2 on the \"High-Performance Pathway\" tab.",330,368.25,249.75,342,{"$f":"I7-98","v":270.25},{"$f":"H7-65","v":265}]
[null,"HP App G Perf by End Use & Fuel",null,"Button 2","HP App G Perf by End Use & FuelButton 2","Renewable Energy Cap","Renewable energy savings are capped for each end use such that the total renewable energy savings does not exceed the total calculated cap based on the caps shown in Table 2 on the \"High-Performance Pathway\" tab.",330,368.25,249.75,342,270.25,265]
[null,"HP App G Perf by End Use & Fuel",null,"Button 4","HP App G Perf by End Use & FuelButton 4","Exceptional Calculations Cap","Caps are based on the site energy metric.",330,368.25,249.75,342,{"$f":"I9-98","v":270.25},{"$f":"H9-65","v":265}]
[null,"HP App G Perf by End Use & Fuel",null,"Button 5","HP App G Perf by End Use & FuelButton 5","Renewable Energy Cap","Caps are based on the site energy metric.",330,368.25,249.75,342,270.25,265]
[null,"General Information",null,"Button 10","General InformationButton 10","Project Number Help","The Project Number is found in the Partner Portal and begins with \"NJNCCR\"\n\nEnter the full project number, including \"NJNCCR\"",330,368.25,249.75,342,{"$f":"I11-98","v":270.25},{"$f":"H11-65","v":265}]
[null,"General Information",null,"Button 12","General InformationButton 12","Building Type","Select the predominant building type.",330,368.25,249.75,342,270.25,265]
[null,"High-Performance Pathway",null,"Button 8","High-Performance PathwayButton 8","Elevators PHIUS","If the elevator energy consumption is not reported separately in the Site Energy Report, the elevator MEL (kWh/yr) can be found on the Default Common Areas tab of the Phius Multifamily Calculator.",330,368.25,249.75,342,{"$f":"I13-98","v":270.25},{"$f":"H13-65","v":265}]
[null,"High-Performance Pathway",null,"Button 9","High-Performance PathwayButton 9","Office MELs PHIUS","Office MELs are calculated in the Phius Multifamily Calculator, using 3.2 kWh/sf of office area.",330,368.25,249.75,342,{"$f":"I14-98","v":270.25},{"$f":"H14-65","v":265}]
[null,"High-Performance Pathway",null,"Button 10","High-Performance PathwayButton 10","Lighting PHIUS","Enter the total lighting energy consumption from the Site Energy Report.",330,368.25,249.75,342,{"$f":"I15-98","v":270.25},{"$f":"H15-65","v":265}]
[null,"High-Performance Pathway",null,"Button 11","High-Performance PathwayButton 11","Workout Room MELs PHIUS","Workout room MELs are calculated in the Phius Multifamily Calculator, using 9.8 kWh/sf of workout room area.",330,368.25,249.75,342,{"$f":"I16-98","v":270.25},{"$f":"H16-65","v":265}]
[null,"High-Performance Pathway",null,"Button 12","High-Performance PathwayButton 12","Television PHIUS","Television energy consumption is calculated in the Phius Multifamily Calculator, using 330.4 kWh/dwelling unit + 55.2 kWh/bedroom.",330,368.25,249.75,342,{"$f":"I17-98","v":270.25},{"$f":"H17-65","v":265}]
[null,"High-Performance Pathway",null,"Button 13","High-Performance PathwayButton 13",{"$f":"IF(GI_PHIUS_Category<>\"Single Family\",\"Dwelling Unit MELs PHIUS\",\"Miscellaneous Loads PHIUS\")","v":"Dwelling Unit MELs PHIUS"},{"$f":"IF(GI_PHIUS_Category<>\"Single Family\",\"Dwelling units MELs are calculated in the Phius Multifamily Calculator, using 0.728 kWh/sf of dwelling unit area.\",\"Miscellaneous energy consumption can be found in the Site Energy Report.\")","v":"Dwelling units MELs are calculated in the Phius Multifamily Calculator, using 0.728 kWh/sf of dwelling unit area."},330,368.25,249.75,342,{"$f":"I18-98","v":270.25},{"$f":"H18-65","v":265}]
[null,"High-Performance Pathway",null,"Button 14","High-Performance PathwayButton 14","Custom Common Area MELs PHIUS","Custom common area MELs are calculated in the Phius Multifamily Calculator on the \"Custom Common Areas\" tab.",330,368.25,249.75,342,{"$f":"I19-98","v":270.25},{"$f":"H19-65","v":265}]
[null,"General Information",null,"Button 14","General InformationButton 14","PHIUS Residential Category Help","Low-rise: Multifamily structure of 3 stories or fewer above grade\nMid-rise: Multifamily structure of 4 - 6 stories above grade\nHigh-rise: Multifamily structure of 7 stories or more above grade",330,368.25,249.75,342,{"$f":"I20-98","v":270.25},{"$f":"H20-65","v":265}]
[null,"High-Performance Pathway",null,"Button 33","High-Performance PathwayButton 33","EUPF Help","This table shows the end use performance factors (EUPFs) for each building area type and end use in the project. The area-weighted average EUPFs are applied to the baseline results. The EUPFs include a 10% stringency reduction for applicable end uses for gut rehab/renovation projects, per the NCP Technical Guide.",330,368.25,249.75,342,{"$f":"I21-98","v":270.25},{"$f":"H21-65","v":265}]
[null,null,null,null,""]
[null,null,null,null,""]
[null,null,null,null,""]
[null,null,null,null,""]
[null,null,null,null,""]
[null,null,null,null,""]
[null,null,null,null,""]
[null,null,null,null,""]
[null,null,null,null,""]
[null,null,null,null,""]
[null,null,null,null,""]
[null,null,null,null,""]
[null,null,null,null,""]
[null,null,null,null,""]
[null,null,null,null,""]
[null,null,null,null,""]
[null,null,null,null,""]
[null,null,null,null,""]
[null,null,null,null,""]
[null,null,null,null,""]
[null,null,null,null,""]
[null,null,null,null,""]
[null,null,null,null,""]
[null,null,null,null,""]
[null,null,null,null,""]
[null,null,null,null,""]
[null,null,null,null,""]
[null,null,null,null,""]
[null,null,null,null,""]
[null,null,null,null,""]
[null,null,null,null,""]
[null,null,null,null,""]
[null,null,null,null,""]
[null,null,null,null,""]
[null,null,null,null,""]
[null,null,null,null,""]
[null,null,null,null,""]
[null,null,null,null,""]
[null,null,null,null,{"$f":"B60&D60","v":""}]
[null,null,null,null,{"$f":"B61&D61","v":""}]
[null,null,null,null,""]
[null,null,null,null,{"$f":"B63&D63","v":""}]
[null,null,null,null,""]
[null,null,null,null,""]
[null,null,null,null,""]
[null,null,null,null,""]
[null,null,null,null,""]
[null,null,null,null,""]
[null,null,null,null,""]
[null,null,null,null,""]
[null,null,null,null,""]
[null,null,null,null,""]
[null,null,null,null,{"$f":"B74&D74","v":""}]
[null,null,null,null,""]
[null,null,null,null,""]
[null,null,null,null,""]
[null,null,null,null,""]
[null,null,null,null,""]
[null,null,null,null,""]
[null,null,null,null,""]
[null,null,null,null,""]
[null,null,null,null,""]
[null,null,null,null,""]
[null,null,null,null,""]
[null,null,null,null,""]
[null,null,null,null,""]

{"sheet":"Scratch","index":31,"n_rows":3,"n_cols":2,"rows_kept":3,"cut":false,"hidden":false,"merged":[]}
[]
[null,"Scratch"]
[null,"Instructions: This tab is unprotected and can be used for side calculations, autopopulating other tabs, etc."]