NJSTRE1545451653 |  | Transition Incentive Program | Elizabeth | 7206 | 10 | 10.88 | Residential | Yes | Behind the Meter | Net-metered residential rooftop and canopy |  | None | Trinity Solar | PSE&G | Accepted | 2020-08-13 | 2020-08-17 | 2021-10-30 | HANWHA | HANWHA 340 (Q.PEAK DUO BLK-G6 340) | Solar Panels |  | 0.34 | 11 | 294 | 27 |  | Fixed | Roof
NJSTRE1545451639 |  | Transition Incentive Program | Bridgeton | 8302 | 20 | 7.85 | Residential | Yes | Behind the Meter | Net-metered residential rooftop and canopy |  | None | Vision Solar LLC | AC Electric | As-Built Incomplete | 2020-08-13 | 2020-08-17 | 2021-10-30 | SUNPOWER | SPR-E20-327-E-AC | Solar Panels |  | 0.327 | 11 | 97 | 34 |  | Fixed | Roof
NJSTRE1545451715 |  | Transition Incentive Program | Mount Laurel | 8054 | 13 | 13.2 | Residential | No | Behind the Meter | Net-metered residential rooftop and canopy |  | None | Green Power Energy | PSE&G | Accepted | 2020-08-13 | 2020-08-17 | 2021-10-30 | LG Electronics | LG330N1K-V5 | Solar Panels |  | 0.33 | 6 | 161 | 27 |  | Fixed | Roof
NJSTRE1545451573 |  | Transition Incentive Program | West Keansburg | 7734 | 17 | 8.82 | Residential | No | Behind the Meter | Net-metered residential rooftop and canopy |  | None | Suntuity Solar LLC | JCP&L | Accepted | 2020-08-13 | 2020-08-17 | 2021-10-30 | Longi | LR6-60HPB-315M | Solar Panels |  | 0.315 | 18 | 167 | 18 |  | Fixed | Roof
NJSTRE1545451669 |  | Transition Incentive Program | Egg Harbor City | 8215 | 19 | 6.8 | Residential | Yes | Behind the Meter | Net-metered residential rooftop and canopy |  | None | Trinity Solar | AC Electric | Final As-Built Received | 2020-08-13 | 2020-08-17 | 2021-10-30 | Hanwha | Q.PEAK DUO BLK-G6 340 | Solar Panels |  | 0.34 | 2 | 222 | 27 |  | Fixed | Roof
NJSTRE1545451715 |  | Transition Incentive Program | Mount Laurel | 8054 | 13 | 13.2 | Residential | No | Behind the Meter | Net-metered residential rooftop and canopy |  | None | Green Power Energy | PSE&G | Accepted | 2020-08-13 | 2020-08-17 | 2021-10-30 | LG Electronics | LG330N1K-V5 | Solar Panels |  | 0.33 | 6 | 341 | 27 |  | Fixed | Roof
NJSTRE1545451721 |  | Transition Incentive Program | manahawkin | 8050 | 18 | 20.8 | Residential | No | Behind the Meter | Net-metered residential rooftop and canopy |  | None | Orbit Energy & Power, LLC | AC Electric | Final As-Built Received | 2020-08-13 | 2020-08-17 | 2021-10-30 | hanwha qcells | qpeak 320w | Solar Panels |  | 0.32 | 3 | 282 | 40 |  | Fixed | Roof
NJSTRE1545451765 |  | Transition Incentive Program | Absecon | 8205 | 19 | 4.88 | Residential | Yes | Behind the Meter | Net-metered residential rooftop and canopy |  | None | Vivint Solar Developer, LLC | AC Electric | Accepted | 2020-08-13 | 2020-08-18 | 2021-10-30 | JINKO SOLAR | JKM325M-60HBL | Solar Panels |  | 0.325 | 15 | 225 | 26 |  | Fixed | Roof
NJSTRE1545451851 |  | Transition Incentive Program | Woodbridge Twp | 7095 | 11 | 9.84 | Residential | No | Behind the Meter | Net-metered residential rooftop and canopy |  | None | GenRenew, LLC | PSE&G | Accepted | 2020-08-13 | 2020-08-18 | 2021-10-30 | Sunpower | SPR-A410-A-AC | Solar Panels |  | 0.41 | 4 | 160 | 22 |  | Fixed | Roof
NJSTRE1545451925 |  | Transition Incentive Program | Paterson City | 7522 | 6 | 3.3 | Residential | Yes | Behind the Meter | Net-metered residential rooftop and canopy |  | None | Sunrun Installation Services, Inc. | PSE&G | Accepted | 2020-08-13 | 2020-08-18 | 2021-10-30 | LG Electronics | LG330N1C-A5 | Solar Panels |  | 0.33 | 3 | 228 | 10 |  | Fixed | Roof
NJSTRE1545451929 |  | Transition Incentive Program | Elmer | 8318 | 16 | 3.92 | Residential | Yes | Behind the Meter | Net-metered residential ground mount |  | None | Vision Solar LLC | AC Electric | Accepted | 2020-08-13 | 2020-08-18 | 2021-10-30 | SUNPOWER | SPR-E20-327-E-AC | Solar Panels |  | 0.327 | 12 | 180 | 30 |  | Fixed | Ground
NJSTRE1545451943 |  | Transition Incentive Program | Lakewod | 8701 | 18 | 11.55 | Residential | No | Behind the Meter | Net-metered residential rooftop and canopy |  | None | Powerlutions | JCP&L | Accepted | 2020-08-13 | 2020-08-18 | 2021-10-30 | Axitec | AC-330MH/120S | Solar Panels |  | 0.33 | 18 | 188 | 38 |  | Fixed | Roof
NJSTRE1545452037 |  | Transition Incentive Program | Freehold | 7728 | 17 | 26.81 | Residential | Yes | Behind the Meter | Net-metered residential rooftop and canopy |  | None | Vision Solar LLC | JCP&L | Accepted | 2020-08-13 | 2020-08-18 | 2021-10-30 | SUNPOWER | SPR-E20-327-E-AC | Solar Panels |  | 0.327 | 6 | 123 | 23 |  | Fixed | Roof
NJSTRE1545452080 |  | Transition Incentive Program | Sweedesboro | 8085 | 15 | 8.5 | Residential | Yes | Behind the Meter | Net-metered residential rooftop and canopy |  | None | Vision Solar LLC | AC Electric | Accepted | 2020-08-13 | 2020-08-19 | 2021-10-30 | SUNPOWER | SPR-E20-327-E-AC | Solar Panels |  | 0.327 | 20 | 212 | 33 |  | Fixed | Roof
NJSTRE1545452094 |  | Transition Incentive Program | Manville | 8835 | 5 | 4.02 | Residential | Yes | Behind the Meter | Net-metered residential rooftop and canopy |  | None | Pro Custom Solar dba Momentum Solar | PSE&G | Accepted | 2020-08-13 | 2020-08-18 | 2021-10-30 | HANWHA | Q.PEAK DUO BLK G6+ 335 | Solar Panels |  | 0.335 | 8 | 219 | 14 |  | Fixed | Roof
NJSTRE1545452112 |  | Transition Incentive Program | West Orange | 7052 | 9 | 3.58 | Residential | Yes | Behind the Meter | Net-metered residential rooftop and canopy |  | None | Vivint Solar Developer, LLC | PSE&G | Accepted | 2020-08-13 | 2020-08-18 | 2021-10-30 | JINKO SOLAR | JKM325M-60HBL | Solar Panels |  | 0.325 | 11 | 304 | 35 |  | Fixed | Roof
NJSTRE1545431816 |  | Transition Incentive Program | HILLSIDE | 7205 | 10 | 6.83 | Residential | Yes | Behind the Meter | Net-metered residential rooftop and canopy |  | None | Vivint Solar Developer, LLC | PSE&G | Accepted | 2020-08-12 | 2020-08-17 | 2021-10-30 | Jinko Solar | JKM325M-60HBL | Solar Panels |  | 0.325 | 2 | 36 | 26 |  | Fixed | Roof
NJSTRE1545451653 |  | Transition Incentive Program | Elizabeth | 7206 | 10 | 10.88 | Residential | Yes | Behind the Meter | Net-metered residential rooftop and canopy |  | None | Trinity Solar | PSE&G | Accepted | 2020-08-13 | 2020-08-17 | 2021-10-30 | HANWHA | HANWHA 340 (Q.PEAK DUO BLK-G6 340) | Solar Panels |  | 0.34 | 3 | 204 | 27 |  | Fixed | Roof
NJSTRE1545451677 |  | Transition Incentive Program | Elizabeth | 7201 | 10 | 8.16 | Residential | Yes | Behind the Meter | Net-metered residential rooftop and canopy |  | None | Trinity Solar | PSE&G | Accepted | 2020-08-13 | 2020-08-17 | 2021-10-30 | HANWHA 340 (Q.PEAK DUO BLK-G6 340) | HANWHA 340 (Q.PEAK DUO BLK-G6 340) | Solar Panels |  | 0.34 | 9 | 114 | 27 |  | Fixed | Roof
NJSTRE1545451721 |  | Transition Incentive Program | manahawkin | 8050 | 18 | 20.8 | Residential | No | Behind the Meter | Net-metered residential rooftop and canopy |  | None | Orbit Energy & Power, LLC | AC Electric | Final As-Built Received | 2020-08-13 | 2020-08-17 | 2021-10-30 | hanwha qcells | qpeak 320 | Solar Panels |  | 0.32 | 25 | 192 | 27 |  | Fixed | Roof
NJSTRE1545451767 |  | Transition Incentive Program | Milford | 8848 | 4 | 18.31 | Residential | Yes | Behind the Meter | Net-metered residential rooftop and canopy |  | None | Vision Solar LLC | JCP&L | Accepted | 2020-08-13 | 2020-08-18 | 2021-10-30 | SUNPOWER | SPR-E20-327-E-AC | Solar Panels |  | 0.327 | 9 | 226 | 18 |  | Fixed | Roof
NJSTRE1545451767 |  | Transition Incentive Program | Milford | 8848 | 4 | 18.31 | Residential | Yes | Behind the Meter | Net-metered residential rooftop and canopy |  | None | Vision Solar LLC | JCP&L | Accepted | 2020-08-13 | 2020-08-18 | 2021-10-30 | SUNPOWER | SPR-E20-327-E-AC | Solar Panels |  | 0.327 | 10 | 316 | 18 |  | Fixed | Roof
NJSTRE1545451785 |  | Transition Incentive Program | Willingboro | 8046 | 13 | 11.77 | Residential | Yes | Behind the Meter | Net-metered residential rooftop and canopy |  | RECO | Vision Solar LLC | PSE&G | Accepted | 2020-08-13 | 2020-08-18 | 2021-10-30 | SUNPOWER | SPR-E20-327-E-AC | Solar Panels |  | 0.327 | 6 | 45 | 27 |  | Fixed | Roof
NJSTRE1545451785 |  | Transition Incentive Program | Willingboro | 8046 | 13 | 11.77 | Residential | Yes | Behind the Meter | Net-metered residential rooftop and canopy |  | RECO | Vision Solar LLC | PSE&G | Accepted | 2020-08-13 | 2020-08-18 | 2021-10-30 | SUNPOWER | SPR-E20-327-E-AC | Solar Panels |  | 0.327 | 4 | 135 | 18 |  | Fixed | Roof
NJSTRE1545451842 |  | Transition Incentive Program | Newark | 7106 | 9 | 9.81 | Residential | Yes | Behind the Meter | Net-metered residential rooftop and canopy |  | None | Vision Solar LLC | PSE&G | Accepted | 2020-08-13 | 2020-08-18 | 2021-10-30 | SUNPOWER | SPR-E20-327-E-AC | Solar Panels |  | 0.327 | 12 | 205 | 35 |  | Fixed | Roof
NJSTRE1545451850 |  | Transition Incentive Program | Bayville | 8721 | 18 | 3.85 | Residential | Yes | Behind the Meter | Net-metered residential rooftop and canopy |  | None | Pro Custom Solar dba Momentum Solar | JCP&L | Accepted | 2020-08-13 | 2020-08-18 | 2021-10-30 | LG | LG 350N1C-V5 | Solar Panels |  | 0.35 | 11 | 184 | 15 |  | Fixed | Roof
NJSTRE1545451870 |  | Transition Incentive Program | Parlin | 8859 | 11 | 15.7 | Residential | Yes | Behind the Meter | Net-metered residential rooftop and canopy |  | None | Vision Solar LLC | JCP&L | Accepted | 2020-08-13 | 2020-08-18 | 2021-10-30 | SUNPOWER | SPR-E20-327-E-AC | Solar Panels |  | 0.327 | 21 | 289 | 18 |  | Fixed | Roof
NJSTRE1545451902 |  | Transition Incentive Program | Lambertville | 8530 | 4 | 9.81 | Residential | Yes | Behind the Meter | Net-metered residential ground mount |  | None | Vision Solar LLC | JCP&L | Accepted | 2020-08-13 | 2020-08-18 | 2021-10-30 | SUNPOWER | SPR-E20-327-E-AC | Solar Panels |  | 0.327 | 30 | 181 | 30 |  | Fixed | Ground
NJSTRE1545451932 |  | Transition Incentive Program | Leonia | 7605 | 7 | 8.45 | Residential | No | Behind the Meter | Net-metered residential rooftop and canopy |  | None | Integrity Solar Solutions | PSE&G | Final As-Built Received | 2020-08-13 | 2020-08-18 | 2021-10-30 | Hanwha | QPeak Duo BLK 325 | Solar Panels |  | 0.325 | 23 | 218 | 30 |  | Fixed | Roof
NJSTRE1545431851 |  | Transition Incentive Program | Elizabeth | 7201 | 10 | 5.25 | Residential | Yes | Behind the Meter | Net-metered residential rooftop and canopy |  | None | Pro Custom Solar dba Momentum Solar | PSE&G | Accepted | 2020-08-12 | 2020-08-17 | 2021-10-30 | LG ELECTRONICS | LG 350N1C-V5 | Solar Panels |  | 0.35 | 5 | 299 | 28 |  | Fixed | Roof
NJSTRE1545431861 |  | Transition Incentive Program | Wildwood | 8260 | 21 | 2.38 | Residential | Yes | Behind the Meter | Net-metered residential rooftop and canopy |  | None | Vision Solar LLC | AC Electric | Accepted | 2020-08-12 | 2020-08-17 | 2021-10-30 | HANWHA Q-CELLS | Q.PEAK DUO-G6 340 | Solar Panels |  | 0.34 | 7 | 135 | 40 |  | Fixed | Roof
NJSTRE1545451591 |  | Transition Incentive Program | Ewing | 8560 | 12 | 14.62 | Residential | No | Behind the Meter | Net-metered residential rooftop and canopy |  | None | Green Sun Energy Services, LLC | PSE&G | Accepted | 2020-08-13 | 2020-08-18 | 2021-10-30 | Hanwha | Q.PEAK DUO BLK-G6 | Solar Panels |  | 0.34 | 3 | 263 | 18 |  | Fixed | Roof
NJSTRE1545451636 |  | Transition Incentive Program | Somerset | 8873 | 5 | 6.8 | Residential | No | Behind the Meter | Net-metered residential rooftop and canopy |  | PSEG | Maier Solar Engineering dba Solar Me | PSE&G | Accepted | 2020-08-13 | 2020-08-17 | 2021-10-30 | Hanwha | Q.CELL DUO BLK-G6 340W | Solar Panels |  | 0.34 | 2 | 101 | 40 |  | Fixed | Roof
NJSTRE1545451712 |  | Transition Incentive Program | FRANKLIN | 8873 | 5 | 8.54 | Residential | No | Behind the Meter | Net-metered residential rooftop and canopy |  | None | Sunrun Installation Services, Inc. | PSE&G | Accepted | 2020-08-13 | 2020-08-17 | 2021-10-30 | LONGi Green Energy Technology Co Ltd | LR6-60HPB-305M | Solar Panels |  | 0.305 | 28 | 208 | 36 |  | Fixed | Roof
NJSTRE1545451723 |  | Transition Incentive Program | Cherry Hill | 8002 | 14 | 14.84 | Residential | No | Behind the Meter | Net-metered residential rooftop and canopy |  | None | Sunrun Installation Services, Inc. | PSE&G | Accepted | 2020-08-13 | 2020-08-17 | 2021-10-30 | LG Electronics | LG345N1C-V5 | Solar Panels |  | 0.345 | 28 | 252 | 28 |  | Fixed | Roof
NJSTRE1545451715 |  | Transition Incentive Program | Mount Laurel | 8054 | 13 | 13.2 | Residential | No | Behind the Meter | Net-metered residential rooftop and canopy |  | None | Green Power Energy | PSE&G | Accepted | 2020-08-13 | 2020-08-17 | 2021-10-30 | LG Electronics | LG330N1K-V5 | Solar Panels |  | 0.33 | 28 | 249 | 30 |  | Fixed | Roof
NJSTRE1545451728 |  | Transition Incentive Program | Bridgewater | 8807 | 5 | 6.6 | Residential | No | Behind the Meter | Net-metered residential rooftop and canopy |  | None | Ecological Systems LLC | PSE&G | Accepted | 2020-08-13 | 2020-08-17 | 2021-10-30 | Blue Sun | BSM330M-60 | Solar Panels |  | 0.33 | 20 | 180 | 20 |  | Fixed | Roof
NJSTRE1545451767 |  | Transition Incentive Program | Milford | 8848 | 4 | 18.31 | Residential | Yes | Behind the Meter | Net-metered residential rooftop and canopy |  | None | Vision Solar LLC | JCP&L | Accepted | 2020-08-13 | 2020-08-18 | 2021-10-30 | SUNPOWER | SPR-E20-327-E-AC | Solar Panels |  | 0.327 | 8 | 46 | 18 |  | Fixed | Roof
NJSTRE1545451775 |  | Transition Incentive Program | Indian Mills | 8088 | 13 | 16.32 | Residential | No | Behind the Meter | Net-metered residential rooftop and canopy |  | None | Tesla Energy Operations Inc | AC Electric | Accepted | 2020-08-13 | 2020-08-17 | 2021-10-30 | Hanwha Q-CELLS | # Q.Peak DUO BLK-G6+ 340 | Solar Panels |  | 0.34 | 7 | 284 | 16 |  | Fixed | Roof
NJSTRE1545451811 |  | Transition Incentive Program | HILLSIDE | 7205 | 10 | 8.13 | Residential | Yes | Behind the Meter | Net-metered residential rooftop and canopy |  | None | Vivint Solar Developer, LLC | PSE&G | Accepted | 2020-08-13 | 2020-08-18 | 2021-10-30 | JINKO SOLAR | JKM325M-60HBL | Solar Panels |  | 0.325 | 2 | 38 | 15 |  | Fixed | Roof
NJSTRE1545451888 |  | Transition Incentive Program | Cherry Hill | 8002 | 14 | 14.39 | Residential | Yes | Behind the Meter | Net-metered residential rooftop and canopy |  | None | Vision Solar LLC | PSE&G | Accepted | 2020-08-13 | 2020-08-18 | 2021-10-30 | SUNPOWER | SPR-E20-327-E-AC | Solar Panels |  | 0.327 | 44 | 220 | 31 |  | Fixed | Roof
NJSTRE1545451957 |  | Transition Incentive Program | Forked River | 8731 | 18 | 7.02 | Residential | Yes | Behind the Meter | Net-metered residential rooftop and canopy |  | None | Sunrun Installation Services, Inc. | JCP&L | Accepted | 2020-08-13 | 2020-08-18 | 2021-10-30 | LONGi Green Energy Technology Co Ltd | LR6-60HPB-305M | Solar Panels |  | 0.305 | 23 | 300 | 27 |  | Fixed | Roof
NJSTRE1545451767 |  | Transition Incentive Program | Milford | 8848 | 4 | 18.31 | Residential | Yes | Behind the Meter | Net-metered residential rooftop and canopy |  | None | Vision Solar LLC | JCP&L | Accepted | 2020-08-13 | 2020-08-18 | 2021-10-30 | SUNPOWER | SPR-E20-327-E-AC | Solar Panels |  | 0.327 | 12 | 136 | 18 |  | Fixed | Roof
NJSTRE1545451767 |  | Transition Incentive Program | Milford | 8848 | 4 | 18.31 | Residential | Yes | Behind the Meter | Net-metered residential rooftop and canopy |  | None | Vision Solar LLC | JCP&L | Accepted | 2020-08-13 | 2020-08-18 | 2021-10-30 | SUNPOWER | SPR-E20-327-E-AC | Solar Panels |  | 0.327 | 8 | 226 | 18 |  | Fixed | Roof
NJSTRE1545451842 |  | Transition Incentive Program | Newark | 7106 | 9 | 9.81 | Residential | Yes | Behind the Meter | Net-metered residential rooftop and canopy |  | None | Vision Solar LLC | PSE&G | Accepted | 2020-08-13 | 2020-08-18 | 2021-10-30 | SUNPOWER | SPR-E20-327-E-AC | Solar Panels |  | 0.327 | 10 | 25 | 35 |  | Fixed | Roof
NJSTRE1545451870 |  | Transition Incentive Program | Parlin | 8859 | 11 | 15.7 | Residential | Yes | Behind the Meter | Net-metered residential rooftop and canopy |  | None | Vision Solar LLC | JCP&L | Accepted | 2020-08-13 | 2020-08-18 | 2021-10-30 | SUNPOWER | SPR-E20-327-E-AC | Solar Panels |  | 0.327 | 17 | 109 | 18 |  | Fixed | Roof
NJSTRE1545451851 |  | Transition Incentive Program | Woodbridge Twp | 7095 | 11 | 9.84 | Residential | No | Behind the Meter | Net-metered residential rooftop and canopy |  | None | GenRenew, LLC | PSE&G | Accepted | 2020-08-13 | 2020-08-18 | 2021-10-30 | Sunpower | SPR-A410-A-AC | Solar Panels |  | 0.41 | 8 | 70 | 22 |  | Fixed | Roof
NJSTRE1545451932 |  | Transition Incentive Program | Leonia | 7605 | 7 | 8.45 | Residential | No | Behind the Meter | Net-metered residential rooftop and canopy |  | None | Integrity Solar Solutions | PSE&G | Final As-Built Received | 2020-08-13 | 2020-08-18 | 2021-10-30 | Hanwha | Qpeak Duo BLK 325 | Solar Panels |  | 0.325 | 3 | 38 | 30 |  | Fixed | Roof
NJSTRE1545451951 |  | Transition Incentive Program | Cliffside Park | 7010 | 7 | 5.6 | Residential | Yes | Behind the Meter | Net-metered residential rooftop and canopy |  | None | Pro Custom Solar dba Momentum Solar | PSE&G | Accepted | 2020-08-13 | 2020-08-18 | 2021-10-30 | LG | LG 350N1C-V5 | Solar Panels |  | 0.35 | 16 | 125 | 20 |  | Fixed | Roof
NJSTRE1545452037 |  | Transition Incentive Program | Freehold | 7728 | 17 | 26.81 | Residential | Yes | Behind the Meter | Net-metered residential rooftop and canopy |  | None | Vision Solar LLC | JCP&L | Accepted | 2020-08-13 | 2020-08-18 | 2021-10-30 | SUNPOWER | SPR-E20-327-E-AC | Solar Panels |  | 0.327 | 3 | 213 | 23 |  | Fixed | Roof
NJSTRE1545452037 |  | Transition Incentive Program | Freehold | 7728 | 17 | 26.81 | Residential | Yes | Behind the Meter | Net-metered residential rooftop and canopy |  | None | Vision Solar LLC | JCP&L | Accepted | 2020-08-13 | 2020-08-18 | 2021-10-30 | SUNPOWER | SPR-E20-327-E-AC | Solar Panels |  | 0.327 | 27 | 123 | 23 |  | Fixed | Roof
NJSTRE1545452071 |  | Transition Incentive Program | Monroeville | 8343 | 16 | 8.5 | Residential | Yes | Behind the Meter | Net-metered residential ground mount |  | None | Vision Solar LLC | AC Electric | Accepted | 2020-08-13 | 2020-08-18 | 2021-10-30 | SUNPOWER | SPR-E20-327-E-AC | Solar Panels |  | 0.327 | 26 | 215 | 30 |  | Fixed | Ground
NJSTRE1545452054 |  | Transition Incentive Program | Whippany | 7981 | 3 | 13.65 | Residential | Yes | Behind the Meter | Net-metered residential rooftop and canopy |  | None | Vivint Solar Developer, LLC | JCP&L | Accepted | 2020-08-18 | 2020-08-19 | 2021-10-30 | JINKO SOLAR | JKM325M-60HBL | Solar Panels |  | 0.325 | 12 | 270 | 23 |  | Fixed | Roof
NJSTRE1545452054 |  | Transition Incentive Program | Whippany | 7981 | 3 | 13.65 | Residential | Yes | Behind the Meter | Net-metered residential rooftop and canopy |  | None | Vivint Solar Developer, LLC | JCP&L | Accepted | 2020-08-18 | 2020-08-19 | 2021-10-30 | JINKO SOLAR | JKM325M-60HBL | Solar Panels |  | 0.325 | 3 | 90 | 24 |  | Fixed | Roof
NJSTRE1545452105 |  | Transition Incentive Program | SHIP BOTTOM | 8008 | 18 | 6.84 | Residential | No | Behind the Meter | Net-metered residential rooftop and canopy |  | None | SEA BRIGHT SOLAR, LLC | AC Electric | Accepted | 2020-08-13 | 2020-08-18 | 2021-10-30 | SUNPOWER | SPR-X22-360-E-AC | Solar Panels |  | 0.36 | 13 | 302 | 16 |  | Fixed | Roof | NW
NJSTRE1545431762 |  | Transition Incentive Program | HAMMONTON | 8037 | 19 | 6.18 | Residential | Yes | Behind the Meter | Net-metered residential rooftop and canopy |  | None | Vivint Solar Developer, LLC | AC Electric | Accepted | 2020-08-17 | 2020-08-17 | 2021-10-30 | Jinko Solar | JKM325M-60HBL | Solar Panels |  | 0.325 | 19 | 157 | 33 |  | Fixed | Roof
NJSTRE1545431829 |  | Transition Incentive Program | Mount laurel | 8054 | 13 | 7.86 | Residential | No | Behind the Meter | Net-metered residential rooftop and canopy |  | None | Vision Solar LLC | PSE&G | Accepted | 2020-08-12 | 2020-08-17 | 2021-10-30 | HANWHA Q-CELLS | Q.PEAK DUO-G6 340 | Solar Panels |  | 0.34 | 12 | 9 | 30 |  | Fixed | Roof
NJSTRE1545431829 |  | Transition Incentive Program | Mount laurel | 8054 | 13 | 7.86 | Residential | No | Behind the Meter | Net-metered residential rooftop and canopy |  | None | Vision Solar LLC | PSE&G | Accepted | 2020-08-12 | 2020-08-17 | 2021-10-30 | HANWHA Q-CELLS | Q.PEAK DUO-G6 340 | Solar Panels |  | 0.34 | 1 | 99 | 41 |  | Fixed | Roof
NJSTRE1545431837 |  | Transition Incentive Program | Piscataway | 8854 | 11 | 7.35 | Residential | Yes | Behind the Meter | Net-metered residential rooftop and canopy |  | None | Pro Custom Solar dba Momentum Solar | PSE&G | Accepted | 2020-08-12 | 2020-08-17 | 2021-10-30 | LG ELECTRONICS | LG 350N1C-V5 | Solar Panels |  | 0.35 | 3 | 164 | 21 |  | Fixed | Roof
NJSTRE1545431907 |  | Transition Incentive Program | Newark | 7107 | 9 | 6.03 | Residential | No | Behind the Meter | Net-metered residential rooftop and canopy |  | None | Seabright Solar | PSE&G | Accepted | 2020-08-12 | 2020-08-21 | 2021-10-30 | Sunpower | SPR-X21-335 | Solar Panels |  | 0.335 | 9 | 290 | 9 |  | Fixed | Roof
NJSTRE1545451615 |  | Transition Incentive Program | Vineland | 8360 | 20 | 6.12 | Residential | No | Behind the Meter | Net-metered residential rooftop and canopy |  | None | Vision Solar LLC | Vineland Muni Electric | Accepted | 2020-08-13 | 2020-08-17 | 2021-10-30 | HANWHA Q-CELLS | Q.PEAK DUO-G6 340 | Solar Panels |  | 0.34 | 18 | 184 | 20 |  | Fixed | Roof
NJSTRE1545451652 |  | Transition Incentive Program | Millville | 8332 | 20 | 7.15 | Residential | Yes | Behind the Meter | Net-metered residential rooftop and canopy |  | None | SunnyMac LLC | AC Electric | Accepted | 2020-08-13 | 2020-08-17 | 2021-10-30 | REC | 325 TWINPEAK 2 Mono | Solar Panels |  | 0.325 | 22 | 229 | 27 |  | Fixed | Roof
NJSTRE1545451646 |  | Transition Incentive Program | Kearny | 7032 | 8 | 3.36 | Residential | No | Behind the Meter | Net-metered residential rooftop and canopy |  | None | Sunrun Installation Services, Inc. | PSE&G | Accepted | 2020-08-13 | 2020-08-17 | 2021-10-30 | LONGi Green Energy Technology Co Ltd | LR6-60HPB-305M | Solar Panels |  | 0.305 | 11 | 303 | 6 |  | Fixed | Roof
NJSTRE1545451639 |  | Transition Incentive Program | Bridgeton | 8302 | 20 | 7.85 | Residential | Yes | Behind the Meter | Net-metered residential rooftop and canopy |  | None | Vision Solar LLC | AC Electric | As-Built Incomplete | 2020-08-13 | 2020-08-17 | 2021-10-30 | SUNPOWER | SPR-E20-327-E-AC | Solar Panels |  | 0.327 | 9 | 187 | 45 |  | Fixed | Roof
NJSTRE1545451782 |  | Transition Incentive Program | Chester | 7930 | 3 | 11.62 | Residential | No | Behind the Meter | Net-metered residential rooftop and canopy |  | None | Evoke Solar, Inc | JCP&L | Accepted | 2020-08-13 | 2020-08-18 | 2021-10-30 | SunPower | SPR-A415-G-AC | Solar Panels |  | 0.415 | 28 | 126 | 27 |  | Fixed | Roof
NJSTRE1545451801 |  | Transition Incentive Program | Sicklerville | 8081 | 14 | 5.89 | Residential | Yes | Behind the Meter | Net-metered residential rooftop and canopy |  | None | Vision Solar LLC | AC Electric | Accepted | 2020-08-13 | 2020-08-19 | 2021-10-30 | SUNPOWER | SPR-E20-327-E-AC | Solar Panels |  | 0.327 | 5 | 239 | 24 |  | Fixed | Roof
NJSTRE1545451803 |  | Transition Incentive Program | EAST RUTHERFORD | 7073 | 7 | 8.05 | Residential | No | Behind the Meter | Net-metered residential rooftop and canopy |  | None | Infinity Solar Systems | PSE&G | Accepted | 2020-08-13 | 2020-08-18 | 2021-10-30 | LG | LG350N1C-V5 | Solar Panels |  | 0.35 | 23 | 217 | 45 |  | Fixed | Roof
NJSTRE1545431829 |  | Transition Incentive Program | Mount laurel | 8054 | 13 | 7.86 | Residential | No | Behind the Meter | Net-metered residential rooftop and canopy |  | None | Vision Solar LLC | PSE&G | Accepted | 2020-08-12 | 2020-08-17 | 2021-10-30 | HANWHA Q-CELLS | Q.PEAK DUO-G6 340 | Solar Panels |  | 0.344 | 10 | 189 | 30 |  | Fixed | Roof
NJSTRE1545431837 |  | Transition Incentive Program | Piscataway | 8854 | 11 | 7.35 | Residential | Yes | Behind the Meter | Net-metered residential rooftop and canopy |  | None | Pro Custom Solar dba Momentum Solar | PSE&G | Accepted | 2020-08-12 | 2020-08-17 | 2021-10-30 | LG ELECTRONICS | LG 350N1C-V5 | Solar Panels |  | 0.35 | 18 | 164 | 21 |  | Fixed | Roof
NJSTRE1545431863 |  | Transition Incentive Program | Basking Ridge | 7920 | 5 | 3.5 | Residential | Yes | Behind the Meter | Net-metered residential rooftop and canopy |  | None | Pro Custom Solar dba Momentum Solar | JCP&L | Accepted | 2020-08-12 | 2020-08-17 | 2021-10-30 | LG ELECTRONICS | LG 350N1C-V5 | Solar Panels |  | 0.35 | 6 | 73 | 33 |  | Fixed | Roof
NJSTRE1545431907 |  | Transition Incentive Program | Newark | 7107 | 9 | 6.03 | Residential | No | Behind the Meter | Net-metered residential rooftop and canopy |  | None | Seabright Solar | PSE&G | Accepted | 2020-08-12 | 2020-08-21 | 2021-10-30 | Sunpower | SPR-X21-335 | Solar Panels |  | 0.335 | 9 | 110 | 9 |  | Fixed | Roof
NJSTRE1545451573 |  | Transition Incentive Program | West Keansburg | 7734 | 17 | 8.82 | Residential | No | Behind the Meter | Net-metered residential rooftop and canopy |  | None | Suntuity Solar LLC | JCP&L | Accepted | 2020-08-13 | 2020-08-17 | 2021-10-30 | Longi | LR6-60HPB-315M | Solar Panels |  | 0.315 | 10 | 257 | 37 |  | Fixed | Roof
NJSTRE1545451591 |  | Transition Incentive Program | Ewing | 8560 | 12 | 14.62 | Residential | No | Behind the Meter | Net-metered residential rooftop and canopy |  | None | Green Sun Energy Services, LLC | PSE&G | Accepted | 2020-08-13 | 2020-08-18 | 2021-10-30 | Hanwha | Q.PEAK DUO BLK-G6 | Solar Panels |  | 0.34 | 27 | 173 | 18 |  | Fixed | Roof
NJSTRE1545451636 |  | Transition Incentive Program | Somerset | 8873 | 5 | 6.8 | Residential | No | Behind the Meter | Net-metered residential rooftop and canopy |  | PSEG | Maier Solar Engineering dba Solar Me | PSE&G | Accepted | 2020-08-13 | 2020-08-17 | 2021-10-30 | Hanwha | Q.CELL DUO BLK-G6 340W | Solar Panels |  | 0.34 | 10 | 191 | 45 |  | Fixed | Roof
NJSTRE1545451639 |  | Transition Incentive Program | Bridgeton | 8302 | 20 | 7.85 | Residential | Yes | Behind the Meter | Net-metered residential rooftop and canopy |  | None | Vision Solar LLC | AC Electric | As-Built Incomplete | 2020-08-13 | 2020-08-17 | 2021-10-30 | SUNPOWER | SPR-E20-327-E-AC | Solar Panels |  | 0.327 | 4 | 187 | 45 |  | Fixed | Roof
NJSTRE1545451751 |  | Transition Incentive Program | PERTH AMBOY | 8861 | 11 | 6.5 | Residential | No | Behind the Meter | Net-metered residential rooftop and canopy |  | None | Infinity Solar Systems | PSE&G | Accepted | 2020-08-13 | 2020-08-17 | 2021-10-30 | CANADIAN SOLAR | CS1H-325-MS | Solar Panels |  | 0.325 | 14 | 204 | 40 |  | Fixed | Roof
NJSTRE1545451775 |  | Transition Incentive Program | Indian Mills | 8088 | 13 | 16.32 | Residential | No | Behind the Meter | Net-metered residential rooftop and canopy |  | None | Tesla Energy Operations Inc | AC Electric | Accepted | 2020-08-13 | 2020-08-17 | 2021-10-30 | Hanwha Q-CELLS | # Q.Peak DUO BLK-G6+ 340 | Solar Panels |  | 0.34 | 41 | 284 | 34 |  | Fixed | Roof
NJSTRE1545451801 |  | Transition Incentive Program | Sicklerville | 8081 | 14 | 5.89 | Residential | Yes | Behind the Meter | Net-metered residential rooftop and canopy |  | None | Vision Solar LLC | AC Electric | Accepted | 2020-08-13 | 2020-08-19 | 2021-10-30 | SUNPOWER | SPR-E20-327-E-AC | Solar Panels |  | 0.327 | 3 | 239 | 28 |  | Fixed | Roof
NJSTRE1545451851 |  | Transition Incentive Program | Woodbridge Twp | 7095 | 11 | 9.84 | Residential | No | Behind the Meter | Net-metered residential rooftop and canopy |  | None | GenRenew, LLC | PSE&G | Accepted | 2020-08-13 | 2020-08-18 | 2021-10-30 | Sunpower | SPR-A410-A-AC | Solar Panels |  | 0.41 | 2 | 250 | 22 |  | Fixed | Roof
NJSTRE1545451925 |  | Transition Incentive Program | Paterson City | 7522 | 6 | 3.3 | Residential | Yes | Behind the Meter | Net-metered residential rooftop and canopy |  | None | Sunrun Installation Services, Inc. | PSE&G | Accepted | 2020-08-13 | 2020-08-18 | 2021-10-30 | LG Electronics | LG330N1C-A5 | Solar Panels |  | 0.33 | 7 | 48 | 10 |  | Fixed | Roof
NJSTRE1545452010 |  | Transition Incentive Program | Teaneck | 7666 | 7 | 1.89 | Residential | Yes | Behind the Meter | Net-metered residential rooftop and canopy |  | None | Trinity Solar | PSE&G | Accepted | 2020-08-13 | 2020-08-18 | 2021-10-30 | Hanwha | Q.PEAK DUO BLK-G5 315 | Solar Panels |  | 0.315 | 6 | 212 | 37 |  | Fixed | Roof
NJSTRE1545451996 |  | Transition Incentive Program | Toms River | 8755 | 18 | 15.84 | Residential | No | Behind the Meter | Net-metered residential rooftop and canopy |  | None | Powerlutions | JCP&L | Final As-Built Received | 2020-08-13 | 2020-08-18 | 2021-10-30 | Axitec | AC-330MH/120S | Solar Panels |  | 0.33 | 6 | 186 | 41 |  | Fixed | Roof
NJSTRE1545451996 |  | Transition Incentive Program | Toms River | 8755 | 18 | 15.84 | Residential | No | Behind the Meter | Net-metered residential rooftop and canopy |  | None | Powerlutions | JCP&L | Final As-Built Received | 2020-08-13 | 2020-08-18 | 2021-10-30 | Axitec | AC-330MH/120S | Solar Panels |  | 0.33 | 12 | 276 | 45 |  | Fixed | Roof
NJSTRE1545452034 |  | Transition Incentive Program | Franklin Twp Som | 8873 | 5 | 6.9 | Residential | No | Behind the Meter | Net-metered residential rooftop and canopy |  | None | Sunrun Installation Services, Inc. | PSE&G | Accepted | 2020-08-13 | 2020-08-18 | 2021-10-30 | LG Electronics | LG345N1C-V5 | Solar Panels |  | 0.345 | 16 | 138 | 30 |  | Fixed | Roof
NJSTRE1545452037 |  | Transition Incentive Program | Freehold | 7728 | 17 | 26.81 | Residential | Yes | Behind the Meter | Net-metered residential rooftop and canopy |  | None | Vision Solar LLC | JCP&L | Accepted | 2020-08-13 | 2020-08-18 | 2021-10-30 | SUNPOWER | SPR-E20-327-E-AC | Solar Panels |  | 0.327 | 3 | 33 | 23 |  | Fixed | Roof
NJSTRE1545452037 |  | Transition Incentive Program | Freehold | 7728 | 17 | 26.81 | Residential | Yes | Behind the Meter | Net-metered residential rooftop and canopy |  | None | Vision Solar LLC | JCP&L | Accepted | 2020-08-13 | 2020-08-18 | 2021-10-30 | SUNPOWER | SPR-E20-327-E-AC | Solar Panels |  | 0.327 | 7 | 123 | 23 |  | Fixed | Roof
NJSTRE1545452044 |  | Transition Incentive Program | Cinnaminson | 8077 | 13 | 277.6 | Commercial | No | Behind the Meter | Net-metered non-residential rooftop and canopy |  | None | R U Bright LLC | PSE&G | Accepted | 2020-08-13 | 2020-08-18 | 2021-10-30 | Axitec | AC-400MH/144S | Solar Panels |  | 0.4 | 694 | 151.5 | 10 |  | Fixed | Roof
NJSTRE1545452098 |  | Transition Incentive Program | PLAINFIELD CITY | 7062 | 10 | 4.58 | Residential | Yes | Behind the Meter | Net-metered residential rooftop and canopy |  | None | Sunrun Installation Services, Inc. | PSE&G | Accepted | 2020-08-13 | 2020-08-18 | 2021-10-30 | LONGi Green Energy Technology Co Ltd | LR6-60HPB-305M | Solar Panels |  | 0.305 | 3 | 213 | 27 |  | Fixed | Roof
NJSTRE1545452104 |  | Transition Incentive Program | NEWARK | 7112 | 9 | 6.5 | Residential | No | Behind the Meter | Net-metered residential rooftop and canopy |  | None | Infinity Solar Systems | PSE&G | Accepted | 2020-08-13 | 2020-08-18 | 2021-10-30 | CANADIAN SOLAR | CS1H-325-MS | Solar Panels |  | 0.325 | 14 | 210 | 35 |  | Fixed | Roof
NJSTRE1545452101 |  | Transition Incentive Program | Edison Township | 8820 | 11 | 9.72 | Residential | No | Behind the Meter | Net-metered residential rooftop and canopy |  | None | Green Power Energy | PSE&G | Accepted | 2020-08-13 | 2020-08-18 | 2021-10-30 | LG Electronics | LG360Q1C-V5 | Solar Panels |  | 0.36 | 27 | 183 | 37 |  | Fixed | Roof
NJSTRE1545452111 |  | Transition Incentive Program | Stratford | 8084 | 14 | 4.69 | Residential | Yes | Behind the Meter | Net-metered residential rooftop and canopy |  | None | Trinity Solar | AC Electric | Accepted | 2020-08-13 | 2020-08-18 | 2021-10-30 | Hanwha | Q.PEAK DUO BLK-G6 335 | Solar Panels |  | 0.335 | 4 | 297 | 18 |  | Fixed | Roof
NJSTRE1545452979 |  | Transition Incentive Program | Toms River | 8755 | 18 | 11.84 | Residential | No | Behind the Meter | Net-metered residential rooftop and canopy |  | None | Powerlutions | JCP&L | Final As-Built Received | 2020-08-13 | 2020-08-18 | 2021-10-30 | REC | REC 370AA | Solar Panels |  | 0.37 | 3 | 212 | 26 |  | Fixed | Roof
NJSTRE1545453098 |  | Transition Incentive Program | Jackson | 8527 | 18 | 11.9 | Residential | No | Behind the Meter | Net-metered residential rooftop and canopy |  | None | NJ Solar Power, LLC | JCP&L | Accepted | 2020-08-13 | 2020-08-18 | 2021-10-30 | panasonic | vbhn340SA17 | Solar Panels |  | 0.34 | 28 | 114 | 30 |  | Fixed | Roof
NJSTRE1545451915 |  | Transition Incentive Program | Columbus | 8022 | 13 | 8.78 | Residential | No | Behind the Meter | Net-metered residential rooftop and canopy |  | None | SunnyMac LLC | PSE&G | Accepted | 2020-08-13 | 2020-08-18 | 2021-10-30 | REC | 325 N-PEAK Blk | Solar Panels |  | 0.325 | 27 | 173 | 31 |  | Fixed | Roof
NJSTRE1545452028 |  | Transition Incentive Program | EDISON | 8820 | 11 | 4.88 | Residential | Yes | Behind the Meter | Net-metered residential rooftop and canopy |  | None | Vivint Solar Developer, LLC | PSE&G | Accepted | 2020-08-24 | 2020-08-24 | 2021-10-30 | JINKO SOLAR | JKM325M-60HBL | Solar Panels |  | 0.325 | 15 | 188 | 23 |  | Fixed | Roof
NJSTRE1545452054 |  | Transition Incentive Program | Whippany | 7981 | 3 | 13.65 | Residential | Yes | Behind the Meter | Net-metered residential rooftop and canopy |  | None | Vivint Solar Developer, LLC | JCP&L | Accepted | 2020-08-18 | 2020-08-19 | 2021-10-30 | JINKO SOLAR | JKM325M-60HBL | Solar Panels |  | 0.325 | 12 | 90 | 23 |  | Fixed | Roof
NJSTRE1545452098 |  | Transition Incentive Program | PLAINFIELD CITY | 7062 | 10 | 4.58 | Residential | Yes | Behind the Meter | Net-metered residential rooftop and canopy |  | None | Sunrun Installation Services, Inc. | PSE&G | Accepted | 2020-08-13 | 2020-08-18 | 2021-10-30 | LONGi Green Energy Technology Co Ltd | LR6-60HPB-305M | Solar Panels |  | 0.305 | 4 | 33 | 18 |  | Fixed | Roof
NJSTRE1545452094 |  | Transition Incentive Program | Manville | 8835 | 5 | 4.02 | Residential | Yes | Behind the Meter | Net-metered residential rooftop and canopy |  | None | Pro Custom Solar dba Momentum Solar | PSE&G | Accepted | 2020-08-13 | 2020-08-18 | 2021-10-30 | HANWHA | Q.PEAK DUO BLK G6+ 335 | Solar Panels |  | 0.335 | 4 | 39 | 13 |  | Fixed | Roof
NJSTRE1545452933 |  | Transition Incentive Program | West Creek | 8092 | 18 | 10.4 | Residential | No | Behind the Meter | Net-metered residential rooftop and canopy |  | None | Vivint Solar Developer, LLC | AC Electric | Accepted | 2020-08-19 | 2020-08-19 | 2021-10-30 | JINKO SOLAR | JKM325M-60HB | Solar Panels |  | 0.325 | 7 | 148 | 12 |  | Fixed | Roof
NJSTRE1545453096 |  | Transition Incentive Program | Linden City | 7036 | 10 | 5.94 | Residential | Yes | Behind the Meter | Net-metered residential rooftop and canopy |  | None | Sunrun Installation Services, Inc. | PSE&G | Accepted | 2020-08-13 | 2020-08-18 | 2021-10-30 | LG Electronics | LG330N1C-A5 | Solar Panels |  | 0.33 | 18 | 315 | 19 |  | Fixed | Roof
NJSTRE1545453108 |  | Transition Incentive Program | Ridgefield Boro | 7657 | 7 | 9.61 | Residential | Yes | Behind the Meter | Net-metered residential rooftop and canopy |  | None | Bright Planet Solar | PSE&G | Accepted | 2020-08-13 | 2020-08-18 | 2021-10-30 | LONGI | LR6-60HPB-310M | Solar Panels |  | 0.31 | 3 | 217 | 36 |  | Fixed | Roof
NJSTRE1545453108 |  | Transition Incentive Program | Ridgefield Boro | 7657 | 7 | 9.61 | Residential | Yes | Behind the Meter | Net-metered residential rooftop and canopy |  | None | Bright Planet Solar | PSE&G | Accepted | 2020-08-13 | 2020-08-18 | 2021-10-30 | LONGI | LR6-60HPB-310M | Solar Panels |  | 0.31 | 3 | 35 | 36 |  | Fixed | Roof
NJSTRE1545453344 |  | Transition Incentive Program | Burlington Twp | 8016 | 13 | 8.37 | Residential | Yes | Behind the Meter | Net-metered residential rooftop and canopy |  | None | Bright Planet Solar | PSE&G | Accepted | 2020-08-13 | 2020-08-20 | 2021-10-30 | LONGI | LR6-60HPB-310M | Solar Panels |  | 0.31 | 8 | 47 | 26 |  | Fixed | Roof
NJSTRE1545453344 |  | Transition Incentive Program | Burlington Twp | 8016 | 13 | 8.37 | Residential | Yes | Behind the Meter | Net-metered residential rooftop and canopy |  | None | Bright Planet Solar | PSE&G | Accepted | 2020-08-13 | 2020-08-20 | 2021-10-30 | LONGI | LR6-60HPB-310M | Solar Panels |  | 0.31 | 7 | 227 | 26 |  | Fixed | Roof
NJSTRE1545453360 |  | Transition Incentive Program | LINDEN CITY | 7036 | 10 | 4.88 | Residential | Yes | Behind the Meter | Net-metered residential rooftop and canopy |  | None | Sunrun Installation Services, Inc. | PSE&G | Accepted | 2020-08-13 | 2020-08-18 | 2021-10-30 | LONGi Green Energy Technology Co Ltd | LR6-60HPB-305M | Solar Panels |  | 0.305 | 7 | 128 | 34 |  | Fixed | Roof
NJSTRE1545452080 |  | Transition Incentive Program | Sweedesboro | 8085 | 15 | 8.5 | Residential | Yes | Behind the Meter | Net-metered residential rooftop and canopy |  | None | Vision Solar LLC | AC Electric | Accepted | 2020-08-13 | 2020-08-19 | 2021-10-30 | SUNPOWER | SPR-E20-327-E-AC | Solar Panels |  | 0.327 | 6 | 122 | 26 |  | Fixed | Roof
NJSTRE1545452098 |  | Transition Incentive Program | PLAINFIELD CITY | 7062 | 10 | 4.58 | Residential | Yes | Behind the Meter | Net-metered residential rooftop and canopy |  | None | Sunrun Installation Services, Inc. | PSE&G | Accepted | 2020-08-13 | 2020-08-18 | 2021-10-30 | LONGi Green Energy Technology Co Ltd | LR6-60HPB-305M | Solar Panels |  | 0.305 | 8 | 213 | 40 |  | Fixed | Roof
NJSTRE1545452105 |  | Transition Incentive Program | SHIP BOTTOM | 8008 | 18 | 6.84 | Residential | No | Behind the Meter | Net-metered residential rooftop and canopy |  | None | SEA BRIGHT SOLAR, LLC | AC Electric | Accepted | 2020-08-13 | 2020-08-18 | 2021-10-30 | SUNPOWER | SPR-X22-360-E-AC | Solar Panels |  | 0.36 | 6 | 122 | 16 |  | Fixed | Roof | SE
NJSTRE1545452111 |  | Transition Incentive Program | Stratford | 8084 | 14 | 4.69 | Residential | Yes | Behind the Meter | Net-metered residential rooftop and canopy |  | None | Trinity Solar | AC Electric | Accepted | 2020-08-13 | 2020-08-18 | 2021-10-30 | Hanwha | Q.PEAK DUO BLK-G6 335 | Solar Panels |  | 0.335 | 5 | 27 | 18 |  | Fixed | Roof
NJSTRE1545452287 |  | Transition Incentive Program | Secaucus | 7094 | 8 | 4.5 | Residential | No | Behind the Meter | Net-metered residential rooftop and canopy |  | None | Eznergy | PSE&G | Accepted | 2020-08-13 | 2020-08-18 | 2021-10-30 | Grape Solar | GS-M60-300 | Solar Panels |  | 0.3 | 3 | 36 | 36 |  | Fixed | Roof
NJSTRE1545452287 |  | Transition Incentive Program | Secaucus | 7094 | 8 | 4.5 | Residential | No | Behind the Meter | Net-metered residential rooftop and canopy |  | None | Eznergy | PSE&G | Accepted | 2020-08-13 | 2020-08-18 | 2021-10-30 | Grape Solar | GS-M60-300 | Solar Panels |  | 0.3 | 12 | 216 | 36 |  | Fixed | Roof
NJSTRE1545453058 |  | Transition Incentive Program | Vineland | 8360 | 20 | 7.48 | Residential | No | Behind the Meter | Net-metered residential rooftop and canopy |  | None | NJ Solar Power, LLC | Vineland Muni Electric | Accepted | 2020-08-13 | 2020-08-18 | 2021-10-30 | panasonic | vbhn340SA17 | Solar Panels |  | 0.34 | 22 | 183 | 30 |  | Fixed | Roof
NJSTRE1545453110 |  | Transition Incentive Program | MAPLE SHADE | 8052 | 13 | 12.35 | Residential | Yes | Behind the Meter | Net-metered residential rooftop and canopy |  | None | Vivint Solar Developer, LLC | PSE&G | Accepted | 2020-08-13 | 2020-08-18 | 2021-10-30 | Jinko Solar | JKM325M-60HBL | Solar Panels |  | 0.325 | 19 | 352 | 30 |  | Fixed | Roof
NJSTRE1545453108 |  | Transition Incentive Program | Ridgefield Boro | 7657 | 7 | 9.61 | Residential | Yes | Behind the Meter | Net-metered residential rooftop and canopy |  | None | Bright Planet Solar | PSE&G | Accepted | 2020-08-13 | 2020-08-18 | 2021-10-30 | LONGI | LR6-60HPB-310M | Solar Panels |  | 0.31 | 8 | 308 | 36 |  | Fixed | Roof
NJSTRE1545453122 |  | Transition Incentive Program | Newark City | 7106 | 9 | 4.65 | Residential | Yes | Behind the Meter | Net-metered residential rooftop and canopy |  | None | Bright Planet Solar | PSE&G | Accepted | 2020-08-13 | 2020-08-18 | 2021-10-30 | LONGI | LR6-60HPB-310M | Solar Panels |  | 0.31 | 9 | 106 | 9 |  | Fixed | Roof
NJSTRE1545453271 |  | Transition Incentive Program | Hamilton Twp Mer | 8610 | 12 | 7.32 | Residential | Yes | Behind the Meter | Net-metered residential rooftop and canopy |  | None | Bright Planet Solar | PSE&G | Accepted | 2020-08-13 | 2020-08-20 | 2021-10-30 | LONGI | LR6-60HPB-305M | Solar Panels |  | 0.305 | 8 | 172 | 26 |  | Fixed | Roof
NJSTRE1545453338 |  | Transition Incentive Program | Del Haven | 8251 | 21 | 7.75 | Residential | Yes | Behind the Meter | Net-metered residential rooftop and canopy |  | None | Bright Planet Solar | AC Electric | Accepted | 2020-08-13 | 2020-08-20 | 2021-10-30 | LONGI | LR6-60HPB-310M | Solar Panels |  | 0.31 | 12 | 302 | 26 |  | Fixed | Roof
NJSTRE1545451721 |  | Transition Incentive Program | manahawkin | 8050 | 18 | 20.8 | Residential | No | Behind the Meter | Net-metered residential rooftop and canopy |  | None | Orbit Energy & Power, LLC | AC Electric | Final As-Built Received | 2020-08-13 | 2020-08-17 | 2021-10-30 | hanwha qcells | qpeak 320w | Solar Panels |  | 0.32 | 3 | 102 | 40 |  | Fixed | Roof
NJSTRE1545451751 |  | Transition Incentive Program | PERTH AMBOY | 8861 | 11 | 6.5 | Residential | No | Behind the Meter | Net-metered residential rooftop and canopy |  | None | Infinity Solar Systems | PSE&G | Accepted | 2020-08-13 | 2020-08-17 | 2021-10-30 | CANADIAN SOLAR | CS1H-325-MS | Solar Panels |  | 0.325 | 6 | 24 | 10 |  | Fixed | Roof
NJSTRE1545451767 |  | Transition Incentive Program | Milford | 8848 | 4 | 18.31 | Residential | Yes | Behind the Meter | Net-metered residential rooftop and canopy |  | None | Vision Solar LLC | JCP&L | Accepted | 2020-08-13 | 2020-08-18 | 2021-10-30 | SUNPOWER | SPR-E20-327-E-AC | Solar Panels |  | 0.327 | 9 | 46 | 18 |  | Fixed | Roof
NJSTRE1545451785 |  | Transition Incentive Program | Willingboro | 8046 | 13 | 11.77 | Residential | Yes | Behind the Meter | Net-metered residential rooftop and canopy |  | RECO | Vision Solar LLC | PSE&G | Accepted | 2020-08-13 | 2020-08-18 | 2021-10-30 | SUNPOWER | SPR-E20-327-E-AC | Solar Panels |  | 0.327 | 11 | 315 | 18 |  | Fixed | Roof
NJSTRE1545451842 |  | Transition Incentive Program | Newark | 7106 | 9 | 9.81 | Residential | Yes | Behind the Meter | Net-metered residential rooftop and canopy |  | None | Vision Solar LLC | PSE&G | Accepted | 2020-08-13 | 2020-08-18 | 2021-10-30 | SUNPOWER | SPR-E20-327-E-AC | Solar Panels |  | 0.327 | 4 | 205 | 25 |  | Fixed | Roof
NJSTRE1545451842 |  | Transition Incentive Program | Newark | 7106 | 9 | 9.81 | Residential | Yes | Behind the Meter | Net-metered residential rooftop and canopy |  | None | Vision Solar LLC | PSE&G | Accepted | 2020-08-13 | 2020-08-18 | 2021-10-30 | SUNPOWER | SPR-E20-327-E-AC | Solar Panels |  | 0.327 | 4 | 26 | 25 |  | Fixed | Roof
NJSTRE1545451996 |  | Transition Incentive Program | Toms River | 8755 | 18 | 15.84 | Residential | No | Behind the Meter | Net-metered residential rooftop and canopy |  | None | Powerlutions | JCP&L | Final As-Built Received | 2020-08-13 | 2020-08-18 | 2021-10-30 | Axitec | AC-330MH/120S | Solar Panels |  | 0.33 | 30 | 187 | 36 |  | Fixed | Roof
NJSTRE1545452115 |  | Transition Incentive Program | Mount Holly | 8060 | 13 | 5.36 | Residential | Yes | Behind the Meter | Net-metered residential rooftop and canopy |  | None | Trinity Solar | PSE&G | Accepted | 2020-08-13 | 2020-08-18 | 2021-10-30 | Hanwha | Q.PEAK DUO BLK-G6 335 | Solar Panels |  | 0.335 | 16 | 167 | 27 |  | Fixed | Roof
NJSTRE1545452124 |  | Transition Incentive Program | Carneys Point | 8069 | 16 | 5.49 | Residential | Yes | Behind the Meter | Net-metered residential rooftop and canopy |  | None | Sunrun Installation Services, Inc. | AC Electric | Accepted | 2020-08-13 | 2020-08-19 | 2021-10-30 | LONGi Green Energy Technology Co Ltd | LR6-60HPB-305M | Solar Panels |  | 0.305 | 5 | 299 | 33 |  | Fixed | Roof
NJSTRE1545452124 |  | Transition Incentive Program | Carneys Point | 8069 | 16 | 5.49 | Residential | Yes | Behind the Meter | Net-metered residential rooftop and canopy |  | None | Sunrun Installation Services, Inc. | AC Electric | Accepted | 2020-08-13 | 2020-08-19 | 2021-10-30 | LONGi Green Energy Technology Co Ltd | LR6-60HPB-305M | Solar Panels |  | 0.305 | 7 | 120 | 33 |  | Fixed | Roof
NJSTRE1545452158 |  | Transition Incentive Program | CINNAMINSON | 8077 | 13 | 4.23 | Residential | Yes | Behind the Meter | Net-metered residential rooftop and canopy |  | None | Vivint Solar Developer, LLC | PSE&G | Accepted | 2020-08-13 | 2020-08-31 | 2021-10-30 | JINKO SOLAR | JKM325M-60HBL | Solar Panels |  | 0.325 | 4 | 285 | 19 |  | Fixed | Roof
NJSTRE1545452979 |  | Transition Incentive Program | Toms River | 8755 | 18 | 11.84 | Residential | No | Behind the Meter | Net-metered residential rooftop and canopy |  | None | Powerlutions | JCP&L | Final As-Built Received | 2020-08-13 | 2020-08-18 | 2021-10-30 | REC | REC 370AA | Solar Panels |  | 0.37 | 26 | 212 | 26 |  | Fixed | Roof | Roof
NJSTRE1545453098 |  | Transition Incentive Program | Jackson | 8527 | 18 | 11.9 | Residential | No | Behind the Meter | Net-metered residential rooftop and canopy |  | None | NJ Solar Power, LLC | JCP&L | Accepted | 2020-08-13 | 2020-08-18 | 2021-10-30 | panasonic | vbhn340sa17 | Solar Panels |  | 0.34 | 7 | 114 | 30 |  | Fixed | Roof
NJSTRE1545451677 |  | Transition Incentive Program | Elizabeth | 7201 | 10 | 8.16 | Residential | Yes | Behind the Meter | Net-metered residential rooftop and canopy |  | None | Trinity Solar | PSE&G | Accepted | 2020-08-13 | 2020-08-17 | 2021-10-30 | HANWHA 340 (Q.PEAK DUO BLK-G6 340) | HANWHA 340 (Q.PEAK DUO BLK-G6 340) | Solar Panels |  | 0.34 | 10 | 294 | 27 |  | Fixed | Roof
NJSTRE1545451677 |  | Transition Incentive Program | Elizabeth | 7201 | 10 | 8.16 | Residential | Yes | Behind the Meter | Net-metered residential rooftop and canopy |  | None | Trinity Solar | PSE&G | Accepted | 2020-08-13 | 2020-08-17 | 2021-10-30 | HANWHA 340 (Q.PEAK DUO BLK-G6 340) | HANWHA 340 (Q.PEAK DUO BLK-G6 340) | Solar Panels |  | 0.34 | 5 | 204 | 27 |  | Fixed | Roof
NJSTRE1545451669 |  | Transition Incentive Program | Egg Harbor City | 8215 | 19 | 6.8 | Residential | Yes | Behind the Meter | Net-metered residential rooftop and canopy |  | None | Trinity Solar | AC Electric | Final As-Built Received | 2020-08-13 | 2020-08-17 | 2021-10-30 | Hanwha | Q.PEAK DUO BLK-G6 340 | Solar Panels |  | 0.34 | 18 | 132 | 23 |  | Fixed | Roof
NJSTRE1545451721 |  | Transition Incentive Program | manahawkin | 8050 | 18 | 20.8 | Residential | No | Behind the Meter | Net-metered residential rooftop and canopy |  | None | Orbit Energy & Power, LLC | AC Electric | Final As-Built Received | 2020-08-13 | 2020-08-17 | 2021-10-30 | hanwha qcells | qpeak 320w | Solar Panels |  | 0.32 | 34 | 102 | 40 |  | Fixed | Roof
NJSTRE1545451741 |  | Transition Incentive Program | PENNSAUKEN | 8110 | 14 | 8.78 | Residential | Yes | Behind the Meter | Net-metered residential rooftop and canopy |  | None | Vivint Solar Developer, LLC | PSE&G | Final As-Built Received | 2020-08-13 | 2020-08-17 | 2021-10-30 | JINKO SOLAR | JKM325M-60HBL | Solar Panels |  | 0.325 | 21 | 227 | 22 |  | Fixed | Roof
NJSTRE1545451785 |  | Transition Incentive Program | Willingboro | 8046 | 13 | 11.77 | Residential | Yes | Behind the Meter | Net-metered residential rooftop and canopy |  | RECO | Vision Solar LLC | PSE&G | Accepted | 2020-08-13 | 2020-08-18 | 2021-10-30 | SUNPOWER | SPR-E20-327-E-AC | Solar Panels |  | 0.327 | 15 | 135 | 10 |  | Fixed | Roof
NJSTRE1545451801 |  | Transition Incentive Program | Sicklerville | 8081 | 14 | 5.89 | Residential | Yes | Behind the Meter | Net-metered residential rooftop and canopy |  | None | Vision Solar LLC | AC Electric | Accepted | 2020-08-13 | 2020-08-19 | 2021-10-30 | SUNPOWER | SPR-E20-327-E-AC | Solar Panels |  | 0.327 | 10 | 59 | 26 |  | Fixed | Roof
NJSTRE1545451811 |  | Transition Incentive Program | HILLSIDE | 7205 | 10 | 8.13 | Residential | Yes | Behind the Meter | Net-metered residential rooftop and canopy |  | None | Vivint Solar Developer, LLC | PSE&G | Accepted | 2020-08-13 | 2020-08-18 | 2021-10-30 | JINKO SOLAR | JKM325M-60HBL | Solar Panels |  | 0.325 | 12 | 218 | 21 |  | Fixed | Roof
NJSTRE1545451870 |  | Transition Incentive Program | Parlin | 8859 | 11 | 15.7 | Residential | Yes | Behind the Meter | Net-metered residential rooftop and canopy |  | None | Vision Solar LLC | JCP&L | Accepted | 2020-08-13 | 2020-08-18 | 2021-10-30 | SUNPOWER | SPR-E20-327-E-AC | Solar Panels |  | 0.327 | 4 | 109 | 18 |  | Fixed | Roof
NJSTRE1545451920 |  | Transition Incentive Program | Ocean View | 8230 | 21 | 7.85 | Residential | Yes | Behind the Meter | Net-metered residential ground mount |  | None | Vision Solar LLC | AC Electric | Accepted | 2020-08-13 | 2020-08-18 | 2021-10-30 | SUNPOWER | SPR-E20-327-E-AC | Solar Panels |  | 0.327 | 24 | 181 | 30 |  | Fixed | Ground
NJSTRE1545451943 |  | Transition Incentive Program | Lakewod | 8701 | 18 | 11.55 | Residential | No | Behind the Meter | Net-metered residential rooftop and canopy |  | None | Powerlutions | JCP&L | Accepted | 2020-08-13 | 2020-08-18 | 2021-10-30 | Axitec | AC-330MH/120S | Solar Panels |  | 0.33 | 17 | 188 | 19 |  | Fixed | Roof
NJSTRE1545452034 |  | Transition Incentive Program | Franklin Twp Som | 8873 | 5 | 6.9 | Residential | No | Behind the Meter | Net-metered residential rooftop and canopy |  | None | Sunrun Installation Services, Inc. | PSE&G | Accepted | 2020-08-13 | 2020-08-18 | 2021-10-30 | LG Electronics | LG345N1C-V5 | Solar Panels |  | 0.345 | 4 | 229 | 30 |  | Fixed | Roof
NJSTRE1545452037 |  | Transition Incentive Program | Freehold | 7728 | 17 | 26.81 | Residential | Yes | Behind the Meter | Net-metered residential rooftop and canopy |  | None | Vision Solar LLC | JCP&L | Accepted | 2020-08-13 | 2020-08-18 | 2021-10-30 | SUNPOWER | SPR-E20-327-E-AC | Solar Panels |  | 0.327 | 30 | 303 | 23 |  | Fixed | Roof
NJSTRE1545453350 |  | Transition Incentive Program | NEWARK CITY | 7106 | 9 | 6.41 | Residential | Yes | Behind the Meter | Net-metered residential rooftop and canopy |  | None | Sunrun Installation Services, Inc. | PSE&G | Accepted | 2020-08-13 | 2020-08-18 | 2021-10-30 | LONGi Green Energy Technology Co Ltd | LR6-60HPB-305M | Solar Panels |  | 0.305 | 4 | 292 | 33 |  | Fixed | Roof
NJSTRE1545454741 |  | Transition Incentive Program | Evesham | 8053 | 13 | 9.14 | Residential | Yes | Behind the Meter | Net-metered residential rooftop and canopy |  | None | Suntuity Solar LLC | PSE&G | Accepted | 2020-08-14 | 2020-08-20 | 2021-10-30 | Longi | LR6-60HPB-315M | Solar Panels |  | 0.315 | 15 | 98 | 27 |  | Fixed | Roof
NJSTRE1545454741 |  | Transition Incentive Program | Evesham | 8053 | 13 | 9.14 | Residential | Yes | Behind the Meter | Net-metered residential rooftop and canopy |  | None | Suntuity Solar LLC | PSE&G | Accepted | 2020-08-14 | 2020-08-20 | 2021-10-30 | Longi | LR6-60HPB-315M | Solar Panels |  | 0.315 | 4 | 187 | 27 |  | Fixed | Roof
NJSTRE1545454762 |  | Transition Incentive Program | Hillsborough | 8844 | 5 | 7.04 | Residential | No | Behind the Meter | Net-metered residential rooftop and canopy |  | None | Posigen NJ LLC | PSE&G | Accepted | 2020-08-14 | 2020-08-18 | 2021-10-30 | Silfab | SLA320BL | Solar Panels |  | 0.32 | 22 | 284104 | 20 |  | Fixed | Roof
NJSTRE1545454775 |  | Transition Incentive Program | Egg harbor city | 8215 | 19 | 8.84 | Residential | Yes | Behind the Meter | Net-metered residential rooftop and canopy |  | None | Vision Solar LLC | AC Electric | Accepted | 2020-08-14 | 2020-08-18 | 2021-10-30 | HANWHA Q-CELLS | Q.PEAK DUO-G6 340 | Solar Panels |  | 0.34 | 7 | 41 | 25 |  | Fixed | Roof
NJSTRE1545454817 |  | Transition Incentive Program | Pennsauken | 8110 | 14 | 5.12 | Residential | No | Behind the Meter | Net-metered residential rooftop and canopy |  | None | Posigen NJ LLC | PSE&G | Accepted | 2020-08-14 | 2020-08-19 | 2021-10-30 | Silfab | SLA320BL | Solar Panels |  | 0.32 | 16 | 146236 | 24 |  | Fixed | Roof
NJSTRE1545454847 |  | Transition Incentive Program | Sewell | 8080 | 15 | 11.52 | Residential | No | Behind the Meter | Net-metered residential rooftop and canopy |  | None | RCL Enterprises Inc. | AC Electric | Accepted | 2020-08-14 | 2020-08-19 | 2021-10-30 | Canadian Solar | CS1H-320MS | Solar Panels |  | 0.32 | 12 | 202 | 24 |  | Fixed | Roof
NJSTRE1545454837 |  | Transition Incentive Program | Pennsauken | 8110 | 14 | 8.45 | Residential | Yes | Behind the Meter | Net-metered residential rooftop and canopy |  | None | Vivint Solar Developer, LLC | PSE&G | Accepted | 2020-08-20 | 2020-08-20 | 2021-10-30 | JINKO SOLAR | JKM325M-60HL | Solar Panels |  | 0.325 | 2 | 326 | 10 |  | Fixed | Roof
NJSTRE1545454837 |  | Transition Incentive Program | Pennsauken | 8110 | 14 | 8.45 | Residential | Yes | Behind the Meter | Net-metered residential rooftop and canopy |  | None | Vivint Solar Developer, LLC | PSE&G | Accepted | 2020-08-20 | 2020-08-20 | 2021-10-30 | JINKO SOLAR | JKM325M-60HL | Solar Panels |  | 0.325 | 8 | 236 | 18 |  | Fixed | Roof
NJSTRE1545454889 |  | Transition Incentive Program | Irvington | 7111 | 9 | 5.78 | Residential | Yes | Behind the Meter | Net-metered residential rooftop and canopy |  | PSEG | Vision Solar LLC | PSE&G | Accepted | 2020-08-14 | 2020-08-19 | 2021-10-30 | HANWHA Q-CELLS | Q.PEAK DUO-G6 340 | Solar Panels |  | 0.34 | 13 | 215 | 20 |  | Fixed | Roof
NJSTRE1545454875 |  | Transition Incentive Program | Fairlawn | 7410 | 7 | 17.09 | Residential | No | Behind the Meter | Net-metered residential rooftop and canopy |  | None | Green Power energy | PSE&G | Accepted | 2020-08-14 | 2020-08-19 | 2021-10-30 | LG Electronics | LG335N1C-V5 | Solar Panels |  | 0.335 | 16 | 281 | 34 |  | Fixed | Roof
NJSTRE1545454914 |  | Transition Incentive Program | Jersey City | 7305 | 8 | 3.84 | Residential | No | Behind the Meter | Net-metered residential rooftop and canopy |  | None | Posigen NJ LLC | PSE&G | Accepted | 2020-08-14 | 2020-08-19 | 2021-10-30 | Hanwha Q-Cells | Q.PEAK DUO-G5 320 | Solar Panels |  | 0.32 | 12 | 205 | 2 |  | Fixed | Roof
NJSTRE1545454918 |  | Transition Incentive Program | Riverside | 8075 | 13 | 4.76 | Residential | Yes | Behind the Meter | Net-metered residential rooftop and canopy |  | PSEG | Vision Solar LLC | PSE&G | Accepted | 2020-08-14 | 2020-08-19 | 2021-10-30 | HANWHA Q-CELLS | Q.PEAK DUO-G6 340 | Solar Panels |  | 0.34 | 1 | 327 | 33 |  | Fixed | Roof
NJSTRE1545453271 |  | Transition Incentive Program | Hamilton Twp Mer | 8610 | 12 | 7.32 | Residential | Yes | Behind the Meter | Net-metered residential rooftop and canopy |  | None | Bright Planet Solar | PSE&G | Accepted | 2020-08-13 | 2020-08-20 | 2021-10-30 | LONGI | LR6-60HPB-305M | Solar Panels |  | 0.305 | 7 | 262 | 26 |  | Fixed | Roof
NJSTRE1545453338 |  | Transition Incentive Program | Del Haven | 8251 | 21 | 7.75 | Residential | Yes | Behind the Meter | Net-metered residential rooftop and canopy |  | None | Bright Planet Solar | AC Electric | Accepted | 2020-08-13 | 2020-08-20 | 2021-10-30 | LONGI | LR6-60HPB-310M | Solar Panels |  | 0.31 | 13 | 122 | 26 |  | Fixed | Roof
NJSTRE1545453354 |  | Transition Incentive Program | RIDGEFIELD BORO | 7657 | 7 | 7.26 | Residential | Yes | Behind the Meter | Net-metered residential rooftop and canopy |  | None | Sunrun Installation Services, Inc. | PSE&G | Accepted | 2020-08-13 | 2020-08-18 | 2021-10-30 | LG Electronics | LG330N1C-A5 | Solar Panels |  | 0.33 | 8 | 114 | 9 |  | Fixed | Roof
NJSTRE1545454741 |  | Transition Incentive Program | Evesham | 8053 | 13 | 9.14 | Residential | Yes | Behind the Meter | Net-metered residential rooftop and canopy |  | None | Suntuity Solar LLC | PSE&G | Accepted | 2020-08-14 | 2020-08-20 | 2021-10-30 | Longi | LR6-60HPB-315M | Solar Panels |  | 0.315 | 10 | 278 | 27 |  | Fixed | Roof
NJSTRE1545454747 |  | Transition Incentive Program | Elmer | 8318 | 16 | 9.6 | Residential | No | Behind the Meter | Net-metered residential rooftop and canopy |  | None | Posigen NJ LLC | AC Electric | Accepted | 2020-08-14 | 2020-08-18 | 2021-10-30 | Hanwha Q-Cells | Q.PEAK DUO-G5 320 | Solar Panels |  | 0.32 | 30 | 104 | 20 |  | Fixed | Roof
NJSTRE1545454807 |  | Transition Incentive Program | Mount Ephraim | 8059 | 14 | 8.5 | Residential | Yes | Behind the Meter | Net-metered residential rooftop and canopy |  | PSEG | Vision Solar LLC | PSE&G | Accepted | 2020-08-14 | 2020-08-19 | 2021-10-30 | HANWHA Q-CELLS | Q.PEAK DUO-G6 340 | Solar Panels |  | 0.34 | 10 | 26 | 30 |  | Fixed | Roof
NJSTRE1545454807 |  | Transition Incentive Program | Mount Ephraim | 8059 | 14 | 8.5 | Residential | Yes | Behind the Meter | Net-metered residential rooftop and canopy |  | PSEG | Vision Solar LLC | PSE&G | Accepted | 2020-08-14 | 2020-08-19 | 2021-10-30 | HANWHA Q-CELLS | Q.PEAK DUO-G6 340 | Solar Panels |  | 0.34 | 15 | 206 | 20 |  | Fixed | Roof
NJSTRE1545454834 |  | Transition Incentive Program | North Bergen | 7047 | 8 | 7.35 | Residential | Yes | Behind the Meter | Net-metered residential rooftop and canopy |  | None | Pro Custom Solar dba Momentum Solar | PSE&G | Accepted | 2020-08-14 | 2020-08-19 | 2021-10-30 | LG | LG 350N1C-V5 | Solar Panels |  | 0.35 | 7 | 297 | 19 |  | Fixed | Roof
NJSTRE1545454846 |  | Transition Incentive Program | Neptune | 7753 | 17 | 6.65 | Residential | Yes | Behind the Meter | Net-metered residential rooftop and canopy |  | None | Pro Custom Solar dba Momentum Solar | JCP&L | Accepted | 2020-08-14 | 2020-08-19 | 2021-10-30 | LG | LG 350N1C-V5 | Solar Panels |  | 0.35 | 12 | 118 | 20 |  | Fixed | Roof
NJSTRE1545454854 |  | Transition Incentive Program | Old Bridge | 8857 | 11 | 10.5 | Residential | Yes | Behind the Meter | Net-metered residential rooftop and canopy |  | None | Pro Custom Solar dba Momentum Solar | JCP&L | Accepted | 2020-08-14 | 2020-08-19 | 2021-10-30 | LG | LG 350N1C-V5 | Solar Panels |  | 0.35 | 3 | 307 | 35 |  | Fixed | Roof
NJSTRE1545454889 |  | Transition Incentive Program | Irvington | 7111 | 9 | 5.78 | Residential | Yes | Behind the Meter | Net-metered residential rooftop and canopy |  | PSEG | Vision Solar LLC | PSE&G | Accepted | 2020-08-14 | 2020-08-19 | 2021-10-30 | HANWHA Q-CELLS | Q.PEAK DUO-G6 340 | Solar Panels |  | 0.34 | 4 | 35 | 20 |  | Fixed | Roof
NJSTRE1545454875 |  | Transition Incentive Program | Fairlawn | 7410 | 7 | 17.09 | Residential | No | Behind the Meter | Net-metered residential rooftop and canopy |  | None | Green Power energy | PSE&G | Accepted | 2020-08-14 | 2020-08-19 | 2021-10-30 | LG Electronics | LG335N1C-V5 | Solar Panels |  | 0.335 | 3 | 101 | 23 |  | Fixed | Roof
NJSTRE1545454875 |  | Transition Incentive Program | Fairlawn | 7410 | 7 | 17.09 | Residential | No | Behind the Meter | Net-metered residential rooftop and canopy |  | None | Green Power energy | PSE&G | Accepted | 2020-08-14 | 2020-08-19 | 2021-10-30 | LG Electronics | LG335N1C-V5 | Solar Panels |  | 0.335 | 3 | 191 | 23 |  | Fixed | Roof
NJSTRE1545452104 |  | Transition Incentive Program | NEWARK | 7112 | 9 | 6.5 | Residential | No | Behind the Meter | Net-metered residential rooftop and canopy |  | None | Infinity Solar Systems | PSE&G | Accepted | 2020-08-13 | 2020-08-18 | 2021-10-30 | CANADIAN SOLAR | CS1H-325-MS | Solar Panels |  | 0.325 | 4 | 30 | 35 |  | Fixed | Roof
NJSTRE1545452158 |  | Transition Incentive Program | CINNAMINSON | 8077 | 13 | 4.23 | Residential | Yes | Behind the Meter | Net-metered residential rooftop and canopy |  | None | Vivint Solar Developer, LLC | PSE&G | Accepted | 2020-08-13 | 2020-08-31 | 2021-10-30 | JINKO SOLAR | JKM325M-60HBL | Solar Panels |  | 0.325 | 9 | 105 | 19 |  | Fixed | Roof
NJSTRE1545452991 |  | Transition Incentive Program | TURNERSVILLE | 8012 | 14 | 6.4 | Residential | No | Behind the Meter | Net-metered residential rooftop and canopy |  | None | Orbit Energy & Power, LLC | AC Electric | Accepted | 2020-08-13 | 2020-08-18 | 2021-10-30 | HANWHA QCELLS | QPEAK 320W | Solar Panels |  | 0.32 | 20 | 270 | 26 |  | Fixed | Roof
NJSTRE1545453108 |  | Transition Incentive Program | Ridgefield Boro | 7657 | 7 | 9.61 | Residential | Yes | Behind the Meter | Net-metered residential rooftop and canopy |  | None | Bright Planet Solar | PSE&G | Accepted | 2020-08-13 | 2020-08-18 | 2021-10-30 | LONGI | LR6-60HPB-310M | Solar Panels |  | 0.31 | 7 | 217 | 36 |  | Fixed | Roof
NJSTRE1545453122 |  | Transition Incentive Program | Newark City | 7106 | 9 | 4.65 | Residential | Yes | Behind the Meter | Net-metered residential rooftop and canopy |  | None | Bright Planet Solar | PSE&G | Accepted | 2020-08-13 | 2020-08-18 | 2021-10-30 | LONGI | LR6-60HPB-310M | Solar Panels |  | 0.31 | 6 | 287 | 9 |  | Fixed | Roof
NJSTRE1545453344 |  | Transition Incentive Program | Burlington Twp | 8016 | 13 | 8.37 | Residential | Yes | Behind the Meter | Net-metered residential rooftop and canopy |  | None | Bright Planet Solar | PSE&G | Accepted | 2020-08-13 | 2020-08-20 | 2021-10-30 | LONGI | LR6-60HPB-310M | Solar Panels |  | 0.31 | 2 | 136 | 39 |  | Fixed | Roof
NJSTRE1545453354 |  | Transition Incentive Program | RIDGEFIELD BORO | 7657 | 7 | 7.26 | Residential | Yes | Behind the Meter | Net-metered residential rooftop and canopy |  | None | Sunrun Installation Services, Inc. | PSE&G | Accepted | 2020-08-13 | 2020-08-18 | 2021-10-30 | LG Electronics | LG330N1C-A5 | Solar Panels |  | 0.33 | 9 | 112 | 42 |  | Fixed | Roof
NJSTRE1545453372 |  | Transition Incentive Program | Bergenfield Boro | 7621 | 7 | 4.65 | Residential | Yes | Behind the Meter | Net-metered residential rooftop and canopy |  | None | Bright Planet Solar | PSE&G | Accepted | 2020-08-13 | 2020-08-20 | 2021-10-30 | LONGI | LR6-60HPB-310M | Solar Panels |  | 0.31 | 2 | 45 | 81 |  | Fixed | Roof
NJSTRE1545454775 |  | Transition Incentive Program | Egg harbor city | 8215 | 19 | 8.84 | Residential | Yes | Behind the Meter | Net-metered residential rooftop and canopy |  | None | Vision Solar LLC | AC Electric | Accepted | 2020-08-14 | 2020-08-18 | 2021-10-30 | HANWHA Q-CELLS | Q.PEAK DUO-G6 340 | Solar Panels |  | 0.34 | 13 | 221 | 25 |  | Fixed | Roof
NJSTRE1545454790 |  | Transition Incentive Program | Marlton | 8053 | 13 | 6.3 | Residential | Yes | Behind the Meter | Net-metered residential rooftop and canopy |  | None | Pro Custom Solar dba Momentum Solar | PSE&G | Accepted | 2020-08-14 | 2020-08-19 | 2021-10-30 | LG | LG 350N1C-V5 | Solar Panels |  | 0.35 | 12 | 100 | 22 |  | Fixed | Roof
NJSTRE1545454834 |  | Transition Incentive Program | North Bergen | 7047 | 8 | 7.35 | Residential | Yes | Behind the Meter | Net-metered residential rooftop and canopy |  | None | Pro Custom Solar dba Momentum Solar | PSE&G | Accepted | 2020-08-14 | 2020-08-19 | 2021-10-30 | LG | LG 350N1C-V5 | Solar Panels |  | 0.35 | 8 | 207 | 18 |  | Fixed | Roof
NJSTRE1545454839 |  | Transition Incentive Program | Willingboro | 8046 | 13 | 7.44 | Residential | No | Behind the Meter | Net-metered residential rooftop and canopy |  | None | Posigen NJ LLC | PSE&G | Accepted | 2020-08-14 | 2020-08-19 | 2021-10-30 | Silfab | SLA310M | Solar Panels |  | 0.31 | 24 | 95 | 30 |  | Fixed | Roof
NJSTRE1545454837 |  | Transition Incentive Program | Pennsauken | 8110 | 14 | 8.45 | Residential | Yes | Behind the Meter | Net-metered residential rooftop and canopy |  | None | Vivint Solar Developer, LLC | PSE&G | Accepted | 2020-08-20 | 2020-08-20 | 2021-10-30 | JINKO SOLAR | JKM325M-60HL | Solar Panels |  | 0.325 | 2 | 56 | 30 |  | Fixed | Roof
NJSTRE1545452104 |  | Transition Incentive Program | NEWARK | 7112 | 9 | 6.5 | Residential | No | Behind the Meter | Net-metered residential rooftop and canopy |  | None | Infinity Solar Systems | PSE&G | Accepted | 2020-08-13 | 2020-08-18 | 2021-10-30 | CANADIAN SOLAR | CS1H-325-MS | Solar Panels |  | 0.325 | 2 | 120 | 35 |  | Fixed | Roof
NJSTRE1545452124 |  | Transition Incentive Program | Carneys Point | 8069 | 16 | 5.49 | Residential | Yes | Behind the Meter | Net-metered residential rooftop and canopy |  | None | Sunrun Installation Services, Inc. | AC Electric | Accepted | 2020-08-13 | 2020-08-19 | 2021-10-30 | LONGi Green Energy Technology Co Ltd | LR6-60HPB-305M | Solar Panels |  | 0.305 | 6 | 300 | 12 |  | Fixed | Roof
NJSTRE1545452933 |  | Transition Incentive Program | West Creek | 8092 | 18 | 10.4 | Residential | No | Behind the Meter | Net-metered residential rooftop and canopy |  | None | Vivint Solar Developer, LLC | AC Electric | Accepted | 2020-08-19 | 2020-08-19 | 2021-10-30 | JINKO SOLAR | JKM325M-60HBL | Solar Panels |  | 0.325 | 25 | 238 | 2 |  | Fixed | Roof
NJSTRE1545452954 |  | Transition Incentive Program | PISCATAWAY | 8854 | 11 | 11.73 | Residential | No | Behind the Meter | Net-metered residential rooftop and canopy |  | None | SEA BRIGHT SOLAR, LLC | PSE&G | Accepted | 2020-08-13 | 2020-08-18 | 2021-10-30 | SUNPOWER | SPR-X21-335-BLK-AC | Solar Panels |  | 0.335 | 35 | 151 | 22 |  | Fixed | Roof | SE
NJSTRE1545453335 |  | Transition Incentive Program | Mckee City | 8234 | 19 | 7.75 | Residential | Yes | Behind the Meter | Net-metered residential rooftop and canopy |  | None | Bright Planet Solar | AC Electric | Accepted | 2020-08-13 | 2020-08-19 | 2021-10-30 | LONGI | LR6-60HPB-310M | Solar Panels |  | 0.31 | 25 | 112 | 33 |  | Fixed | Roof
NJSTRE1545453354 |  | Transition Incentive Program | RIDGEFIELD BORO | 7657 | 7 | 7.26 | Residential | Yes | Behind the Meter | Net-metered residential rooftop and canopy |  | None | Sunrun Installation Services, Inc. | PSE&G | Accepted | 2020-08-13 | 2020-08-18 | 2021-10-30 | LG Electronics | LG330N1C-A5 | Solar Panels |  | 0.33 | 5 | 295 | 24 |  | Fixed | Roof
NJSTRE1545454761 |  | Transition Incentive Program | Columbia | 7832 | 2 | 15.64 | Residential | Yes | Behind the Meter | Net-metered residential rooftop and canopy |  | None | Vision Solar LLC | JCP&L | Accepted | 2020-08-14 | 2020-08-18 | 2021-10-30 | HANWHA Q-CELLS | Q.PEAK DUO-G6 340 | Solar Panels |  | 0.34 | 6 | 241 | 20 |  | Fixed | Roof
NJSTRE1545454761 |  | Transition Incentive Program | Columbia | 7832 | 2 | 15.64 | Residential | Yes | Behind the Meter | Net-metered residential rooftop and canopy |  | None | Vision Solar LLC | JCP&L | Accepted | 2020-08-14 | 2020-08-18 | 2021-10-30 | HANWHA Q-CELLS | Q.PEAK DUO-G6 340 | Solar Panels |  | 0.34 | 24 | 241 | 20 |  | Fixed | Roof
NJSTRE1545454821 |  | Transition Incentive Program | Asbury Park | 7712 | 17 | 7.35 | Residential | Yes | Behind the Meter | Net-metered residential rooftop and canopy |  | None | Pro Custom Solar dba Momentum Solar | JCP&L | Final As-Built Received | 2020-08-14 | 2020-08-19 | 2021-10-30 | LG | LG 350N1C-V5 | Solar Panels |  | 0.35 | 12 | 104 | 34 |  | Fixed | Roof
NJSTRE1545454829 |  | Transition Incentive Program | Holmdel | 7733 | 17 | 14.35 | Residential | No | Behind the Meter | Net-metered residential rooftop and canopy |  | None | Green Power Energy | JCP&L | Accepted | 2020-08-14 | 2020-08-19 | 2021-10-30 | LG Electronics | LG350N1C-V5 | Solar Panels |  | 0.35 | 29 | 168 | 30 |  | Fixed | Roof
NJSTRE1545454846 |  | Transition Incentive Program | Neptune | 7753 | 17 | 6.65 | Residential | Yes | Behind the Meter | Net-metered residential rooftop and canopy |  | None | Pro Custom Solar dba Momentum Solar | JCP&L | Accepted | 2020-08-14 | 2020-08-19 | 2021-10-30 | LG | LG 350N1C-V5 | Solar Panels |  | 0.35 | 7 | 208 | 18 |  | Fixed | Roof
NJSTRE1545454837 |  | Transition Incentive Program | Pennsauken | 8110 | 14 | 8.45 | Residential | Yes | Behind the Meter | Net-metered residential rooftop and canopy |  | None | Vivint Solar Developer, LLC | PSE&G | Accepted | 2020-08-20 | 2020-08-20 | 2021-10-30 | JINKO SOLAR | JKM325M-60HL | Solar Panels |  | 0.325 | 5 | 326 | 34 |  | Fixed | Roof
NJSTRE1545454837 |  | Transition Incentive Program | Pennsauken | 8110 | 14 | 8.45 | Residential | Yes | Behind the Meter | Net-metered residential rooftop and canopy |  | None | Vivint Solar Developer, LLC | PSE&G | Accepted | 2020-08-20 | 2020-08-20 | 2021-10-30 | JINKO SOLAR | JKM325M-60HL | Solar Panels |  | 0.325 | 2 | 236 | 30 |  | Fixed | Roof
NJSTRE1545453360 |  | Transition Incentive Program | LINDEN CITY | 7036 | 10 | 4.88 | Residential | Yes | Behind the Meter | Net-metered residential rooftop and canopy |  | None | Sunrun Installation Services, Inc. | PSE&G | Accepted | 2020-08-13 | 2020-08-18 | 2021-10-30 | LONGi Green Energy Technology Co Ltd | LR6-60HPB-305M | Solar Panels |  | 0.305 | 5 | 128 | 27 |  | Fixed | Roof
NJSTRE1545453372 |  | Transition Incentive Program | Bergenfield Boro | 7621 | 7 | 4.65 | Residential | Yes | Behind the Meter | Net-metered residential rooftop and canopy |  | None | Bright Planet Solar | PSE&G | Accepted | 2020-08-13 | 2020-08-20 | 2021-10-30 | LONGI | LR6-60HPB-310M | Solar Panels |  | 0.31 | 2 | 261 | 45 |  | Fixed | Roof
NJSTRE1545454743 |  | Transition Incentive Program | New Brunswick | 8901 | 11 | 4.8 | Residential | Yes | Behind the Meter | Net-metered residential rooftop and canopy |  | None | Sunbound Solar | PSE&G | Accepted | 2020-08-14 | 2020-08-20 | 2021-10-30 | Hanwha | Q.PEAK DUO-G5 320 | Solar Panels |  | 0.32 | 7 | 327 | 27 |  | Fixed | Roof
NJSTRE1545454743 |  | Transition Incentive Program | New Brunswick | 8901 | 11 | 4.8 | Residential | Yes | Behind the Meter | Net-metered residential rooftop and canopy |  | None | Sunbound Solar | PSE&G | Accepted | 2020-08-14 | 2020-08-20 | 2021-10-30 | Hanwha | Q.PEAK DUO-G5 320 | Solar Panels |  | 0.32 | 8 | 147 | 27 |  | Fixed | Roof
NJSTRE1545454751 |  | Transition Incentive Program | Erial | 8081 | 14 | 8.84 | Residential | Yes | Behind the Meter | Net-metered residential rooftop and canopy |  | None | Vision Solar LLC | AC Electric | Accepted | 2020-08-14 | 2020-08-18 | 2021-10-30 | HANWHA Q-CELLS | Q.PEAK DUO-G6 340 | Solar Panels |  | 0.34 | 3 | 269 | 25 |  | Fixed | Roof
NJSTRE1545454758 |  | Transition Incentive Program | Hillsborough | 8844 | 5 | 7.04 | Residential | No | Behind the Meter | Net-metered residential rooftop and canopy |  | None | Posigen NJ LLC | PSE&G | Accepted | 2020-08-14 | 2020-08-18 | 2021-10-30 | Silfab | SLA320BL | Solar Panels |  | 0.32 | 22 | 194,284,14 | 20 |  | Fixed | Roof
NJSTRE1545454821 |  | Transition Incentive Program | Asbury Park | 7712 | 17 | 7.35 | Residential | Yes | Behind the Meter | Net-metered residential rooftop and canopy |  | None | Pro Custom Solar dba Momentum Solar | JCP&L | Final As-Built Received | 2020-08-14 | 2020-08-19 | 2021-10-30 | LG | LG 350N1C-V5 | Solar Panels |  | 0.35 | 9 | 284 | 33 |  | Fixed | Roof
NJSTRE1545454834 |  | Transition Incentive Program | North Bergen | 7047 | 8 | 7.35 | Residential | Yes | Behind the Meter | Net-metered residential rooftop and canopy |  | None | Pro Custom Solar dba Momentum Solar | PSE&G | Accepted | 2020-08-14 | 2020-08-19 | 2021-10-30 | LG | LG 350N1C-V5 | Solar Panels |  | 0.35 | 6 | 117 | 18 |  | Fixed | Roof
NJSTRE1545454829 |  | Transition Incentive Program | Holmdel | 7733 | 17 | 14.35 | Residential | No | Behind the Meter | Net-metered residential rooftop and canopy |  | None | Green Power Energy | JCP&L | Accepted | 2020-08-14 | 2020-08-19 | 2021-10-30 | LG Electronics | LG350N1C-V5 | Solar Panels |  | 0.35 | 5 | 258 | 40 |  | Fixed | Roof
NJSTRE1545454854 |  | Transition Incentive Program | Old Bridge | 8857 | 11 | 10.5 | Residential | Yes | Behind the Meter | Net-metered residential rooftop and canopy |  | None | Pro Custom Solar dba Momentum Solar | JCP&L | Accepted | 2020-08-14 | 2020-08-19 | 2021-10-30 | LG | LG 350N1C-V5 | Solar Panels |  | 0.35 | 6 | 218 | 40 |  | Fixed | Roof
NJSTRE1545454858 |  | Transition Incentive Program | North Brunswick | 8902 | 11 | 5.12 | Residential | No | Behind the Meter | Net-metered residential rooftop and canopy |  | None | Posigen NJ LLC | PSE&G | Accepted | 2020-08-14 | 2020-08-19 | 2021-10-30 | Silfab | SLA320M | Solar Panels |  | 0.32 | 16 | 128 | 18 |  | Fixed | Roof
NJSTRE1545454868 |  | Transition Incentive Program | Perth Amboy | 8861 | 11 | 6.3 | Residential | Yes | Behind the Meter | Net-metered residential rooftop and canopy |  | None | Pro Custom Solar dba Momentum Solar | PSE&G | Accepted | 2020-08-14 | 2020-08-19 | 2021-10-30 | LG | LG 350N1C-V5 | Solar Panels |  | 0.35 | 18 | 105 | 7 |  | Fixed | Roof
NJSTRE1545454881 |  | Transition Incentive Program | Swedesboro | 8085 | 15 | 11.2 | Residential | No | Behind the Meter | Net-metered residential rooftop and canopy |  | None | RCL Enterprises Inc. | AC Electric | Accepted | 2020-08-14 | 2020-08-19 | 2021-10-30 | Canadian Solar | CS1H-320MS | Solar Panels |  | 0.32 | 35 | 118 | 18 |  | Fixed | Roof
NJSTRE1545452111 |  | Transition Incentive Program | Stratford | 8084 | 14 | 4.69 | Residential | Yes | Behind the Meter | Net-metered residential rooftop and canopy |  | None | Trinity Solar | AC Electric | Accepted | 2020-08-13 | 2020-08-18 | 2021-10-30 | Hanwha | Q.PEAK DUO BLK-G6 335 | Solar Panels |  | 0.335 | 3 | 207 | 18 |  | Fixed | Roof
NJSTRE1545452111 |  | Transition Incentive Program | Stratford | 8084 | 14 | 4.69 | Residential | Yes | Behind the Meter | Net-metered residential rooftop and canopy |  | None | Trinity Solar | AC Electric | Accepted | 2020-08-13 | 2020-08-18 | 2021-10-30 | Hanwha | Q.PEAK DUO BLK-G6 335 | Solar Panels |  | 0.335 | 2 | 207 | 18 |  | Fixed | Roof
NJSTRE1545453108 |  | Transition Incentive Program | Ridgefield Boro | 7657 | 7 | 9.61 | Residential | Yes | Behind the Meter | Net-metered residential rooftop and canopy |  | None | Bright Planet Solar | PSE&G | Accepted | 2020-08-13 | 2020-08-18 | 2021-10-30 | LONGI | LR6-60HPB-310M | Solar Panels |  | 0.31 | 6 | 35 | 36 |  | Fixed | Roof
NJSTRE1545453344 |  | Transition Incentive Program | Burlington Twp | 8016 | 13 | 8.37 | Residential | Yes | Behind the Meter | Net-metered residential rooftop and canopy |  | None | Bright Planet Solar | PSE&G | Accepted | 2020-08-13 | 2020-08-20 | 2021-10-30 | LONGI | LR6-60HPB-310 | Solar Panels |  | 0.31 | 5 | 227 | 26 |  | Fixed | Roof
NJSTRE1545453372 |  | Transition Incentive Program | Bergenfield Boro | 7621 | 7 | 4.65 | Residential | Yes | Behind the Meter | Net-metered residential rooftop and canopy |  | None | Bright Planet Solar | PSE&G | Accepted | 2020-08-13 | 2020-08-20 | 2021-10-30 | LONGI | LR6-60HPB-310M | Solar Panels |  | 0.31 | 11 | 171 | 39 |  | Fixed | Roof
NJSTRE1545454740 |  | Transition Incentive Program | Bloomfield | 7003 | 9 | 4.73 | Residential | No | Behind the Meter | Net-metered residential rooftop and canopy |  | None | Suntuity Solar LLC | PSE&G | Accepted | 2020-08-17 | 2020-08-18 | 2021-10-30 | Longi | LR6-60HPB-315M | Solar Panels |  | 0.315 | 15 | 174 | 37 |  | Fixed | Roof
NJSTRE1545454793 |  | Transition Incentive Program | Florence twp | 8544 | 12 | 4.76 | Residential | Yes | Behind the Meter | Net-metered residential rooftop and canopy |  | None | Vision Solar LLC | PSE&G | Accepted | 2020-08-14 | 2020-08-18 | 2021-10-30 | HANWHA Q-CELLS | Q.PEAK DUO-G6 340 | Solar Panels |  | 0.34 | 14 | 239 | 26 |  | Fixed | Roof
NJSTRE1545454837 |  | Transition Incentive Program | Pennsauken | 8110 | 14 | 8.45 | Residential | Yes | Behind the Meter | Net-metered residential rooftop and canopy |  | None | Vivint Solar Developer, LLC | PSE&G | Accepted | 2020-08-20 | 2020-08-20 | 2021-10-30 | JINKO SOLAR | JKM325M-60HL | Solar Panels |  | 0.325 | 4 | 146 | 34 |  | Fixed | Roof
NJSTRE1545454837 |  | Transition Incentive Program | Pennsauken | 8110 | 14 | 8.45 | Residential | Yes | Behind the Meter | Net-metered residential rooftop and canopy |  | None | Vivint Solar Developer, LLC | PSE&G | Accepted | 2020-08-20 | 2020-08-20 | 2021-10-30 | JINKO SOLAR | JKM325M-60HL | Solar Panels |  | 0.325 | 3 | 236 | 30 |  | Fixed | Roof
NJSTRE1545454854 |  | Transition Incentive Program | Old Bridge | 8857 | 11 | 10.5 | Residential | Yes | Behind the Meter | Net-metered residential rooftop and canopy |  | None | Pro Custom Solar dba Momentum Solar | JCP&L | Accepted | 2020-08-14 | 2020-08-19 | 2021-10-30 | LG | LG 350N1C-V5 | Solar Panels |  | 0.35 | 9 | 127 | 34 |  | Fixed | Roof
NJSTRE1545455074 |  | Transition Incentive Program | Paterson | 7522 | 6 | 6.8 | Residential | Yes | Behind the Meter | Net-metered residential rooftop and canopy |  | None | Trinity Solar | PSE&G | Accepted | 2020-08-14 | 2020-08-19 | 2021-10-30 | Hanwha 340 | Q.PEAK DUO BLK-G6 340 | Solar Panels |  | 0.34 | 7 | 120 | 30 |  | Fixed | Roof
NJSTRE1545455123 |  | Transition Incentive Program | GREEN BROOK TOWNSHIP | 8812 | 11 | 10.08 | Residential | No | Behind the Meter | Net-metered residential rooftop and canopy |  | None | Infinity Solar Systems | PSE&G | Accepted | 2020-08-14 | 2020-08-19 | 2021-10-30 | CANADIAN SOLAR | CS1H-325-MS | Solar Panels |  | 0.325 | 23 | 151 | 35 |  | Fixed | Roof
NJSTRE1545455130 |  | Transition Incentive Program | Annandale | 8801 | 4 | 16 | Residential | No | Behind the Meter | Net-metered residential rooftop and canopy |  | None | Green Power Energy | JCP&L | Accepted | 2020-08-14 | 2020-08-19 | 2021-10-30 | Axitec | AC-320MH/120SB | Solar Panels |  | 0.32 | 9 | 160 | 45 |  | Fixed | Roof
NJSTRE1545453110 |  | Transition Incentive Program | MAPLE SHADE | 8052 | 13 | 12.35 | Residential | Yes | Behind the Meter | Net-metered residential rooftop and canopy |  | None | Vivint Solar Developer, LLC | PSE&G | Accepted | 2020-08-13 | 2020-08-18 | 2021-10-30 | Jinko Solar | JKM325M-60HBL | Solar Panels |  | 0.325 | 19 | 172 | 30 |  | Fixed | Roof
NJSTRE1545453271 |  | Transition Incentive Program | Hamilton Twp Mer | 8610 | 12 | 7.32 | Residential | Yes | Behind the Meter | Net-metered residential rooftop and canopy |  | None | Bright Planet Solar | PSE&G | Accepted | 2020-08-13 | 2020-08-20 | 2021-10-30 | LONGI | LR6-60HPB-305M | Solar Panels |  | 0.305 | 9 | 26 | 172 |  | Fixed | Roof
NJSTRE1545453350 |  | Transition Incentive Program | NEWARK CITY | 7106 | 9 | 6.41 | Residential | Yes | Behind the Meter | Net-metered residential rooftop and canopy |  | None | Sunrun Installation Services, Inc. | PSE&G | Accepted | 2020-08-13 | 2020-08-18 | 2021-10-30 | LONGi Green Energy Technology Co Ltd | LR6-60HPB-305M | Solar Panels |  | 0.305 | 17 | 112 | 33 |  | Fixed | Roof
NJSTRE1545454749 |  | Transition Incentive Program | Elmer | 8318 | 16 | 3.84 | Residential | No | Behind the Meter | Net-metered residential rooftop and canopy |  | None | Posigen NJ LLC | AC Electric | Accepted | 2020-08-14 | 2020-08-18 | 2021-10-30 | Hanwha Q-Cells | Q.PEAK DUO-G5 320 | Solar Panels |  | 0.32 | 12 | 284 | 18 |  | Fixed | Roof
NJSTRE1545454753 |  | Transition Incentive Program | Bridgewater | 8807 | 5 | 9 | Residential | No | Behind the Meter | Net-metered residential rooftop and canopy |  | None | Green Power Energy | PSE&G | Accepted | 2020-08-14 | 2020-08-18 | 2021-10-30 | LG Electronics | LG360Q1C-V5 | Solar Panels |  | 0.36 | 25 | 85 | 30 |  | Fixed | Roof
NJSTRE1545454761 |  | Transition Incentive Program | Columbia | 7832 | 2 | 15.64 | Residential | Yes | Behind the Meter | Net-metered residential rooftop and canopy |  | None | Vision Solar LLC | JCP&L | Accepted | 2020-08-14 | 2020-08-18 | 2021-10-30 | HANWHA Q-CELLS | Q.PEAK DUO-G6 340 | Solar Panels |  | 0.34 | 16 | 61 | 20 |  | Fixed | Roof
NJSTRE1545454775 |  | Transition Incentive Program | Egg harbor city | 8215 | 19 | 8.84 | Residential | Yes | Behind the Meter | Net-metered residential rooftop and canopy |  | None | Vision Solar LLC | AC Electric | Accepted | 2020-08-14 | 2020-08-18 | 2021-10-30 | HANWHA Q-CELLS | Q.PEAK DUO-G6 340 | Solar Panels |  | 0.34 | 6 | 131 | 23 |  | Fixed | Roof
NJSTRE1545454820 |  | Transition Incentive Program | RINGOES | 8551 | 4 | 12.8 | Residential | Yes | Behind the Meter | Net-metered residential rooftop and canopy |  | None | Trinity Solar | JCP&L | Accepted | 2020-08-14 | 2020-08-19 | 2021-10-30 | HANWHA | Q.PEAK DUO BLK-G5 320 | Solar Panels |  | 0.32 | 40 | 180 | 30 |  | Fixed | Roof
NJSTRE1545454829 |  | Transition Incentive Program | Holmdel | 7733 | 17 | 14.35 | Residential | No | Behind the Meter | Net-metered residential rooftop and canopy |  | None | Green Power Energy | JCP&L | Accepted | 2020-08-14 | 2020-08-19 | 2021-10-30 | LG Electronics | LG350N1C-V5 | Solar Panels |  | 0.35 | 7 | 78 | 40 |  | Fixed | Roof
NJSTRE1545454847 |  | Transition Incentive Program | Sewell | 8080 | 15 | 11.52 | Residential | No | Behind the Meter | Net-metered residential rooftop and canopy |  | None | RCL Enterprises Inc. | AC Electric | Accepted | 2020-08-14 | 2020-08-19 | 2021-10-30 | Canadian Solar | CS1H-320MS | Solar Panels |  | 0.32 | 24 | 202 | 24 |  | Fixed | Roof
NJSTRE1545454876 |  | Transition Incentive Program | union | 7083 | 10 | 5.6 | Residential | Yes | Behind the Meter | Net-metered residential rooftop and canopy |  | None | Pro Custom Solar dba Momentum Solar | PSE&G | Accepted | 2020-08-14 | 2020-08-19 | 2021-10-30 | LG | LG 350N1C-V5 | Solar Panels |  | 0.35 | 6 | 6 | 23 |  | Fixed | Roof
NJSTRE1545454875 |  | Transition Incentive Program | Fairlawn | 7410 | 7 | 17.09 | Residential | No | Behind the Meter | Net-metered residential rooftop and canopy |  | None | Green Power energy | PSE&G | Accepted | 2020-08-14 | 2020-08-19 | 2021-10-30 | LG Electronics | LG335N1C-V5 | Solar Panels |  | 0.335 | 15 | 101 | 34 |  | Fixed | Roof
NJSTRE1545454964 |  | Transition Incentive Program | Mahwah | 7430 | 7 | 4.08 | Residential | Yes | Behind the Meter | Net-metered residential rooftop and canopy |  | RECO | Vision Solar LLC | Orange Rockland Electric | Accepted | 2020-08-14 | 2020-08-19 | 2021-10-30 | HANWHA Q-CELLS | Q.PEAK DUO-G6 340 | Solar Panels |  | 0.34 | 8 | 348 | 10 |  | Fixed | Roof
NJSTRE1545451811 |  | Transition Incentive Program | HILLSIDE | 7205 | 10 | 8.13 | Residential | Yes | Behind the Meter | Net-metered residential rooftop and canopy |  | None | Vivint Solar Developer, LLC | PSE&G | Accepted | 2020-08-13 | 2020-08-18 | 2021-10-30 | JINKO SOLAR | JKM325M-60HBL | Solar Panels |  | 0.325 | 3 | 218 | 33 |  | Fixed | Roof
NJSTRE1545451811 |  | Transition Incentive Program | HILLSIDE | 7205 | 10 | 8.13 | Residential | Yes | Behind the Meter | Net-metered residential rooftop and canopy |  | None | Vivint Solar Developer, LLC | PSE&G | Accepted | 2020-08-13 | 2020-08-18 | 2021-10-30 | JINKO SOLAR | JKM325M-60HBL | Solar Panels |  | 0.325 | 8 | 38 | 33 |  | Fixed | Roof
NJSTRE1545451870 |  | Transition Incentive Program | Parlin | 8859 | 11 | 15.7 | Residential | Yes | Behind the Meter | Net-metered residential rooftop and canopy |  | None | Vision Solar LLC | JCP&L | Accepted | 2020-08-13 | 2020-08-18 | 2021-10-30 | SUNPOWER | SPR-E20-327-E-AC | Solar Panels |  | 0.327 | 6 | 289 | 18 |  | Fixed | Roof
NJSTRE1545451851 |  | Transition Incentive Program | Woodbridge Twp | 7095 | 11 | 9.84 | Residential | No | Behind the Meter | Net-metered residential rooftop and canopy |  | None | GenRenew, LLC | PSE&G | Accepted | 2020-08-13 | 2020-08-18 | 2021-10-30 | Sunpower | SPR-A410-A-AC | Solar Panels |  | 0.41 | 10 | 250 | 22 |  | Fixed | Roof
NJSTRE1545452037 |  | Transition Incentive Program | Freehold | 7728 | 17 | 26.81 | Residential | Yes | Behind the Meter | Net-metered residential rooftop and canopy |  | None | Vision Solar LLC | JCP&L | Accepted | 2020-08-13 | 2020-08-18 | 2021-10-30 | SUNPOWER | SPR-E20-327-E-AC | Solar Panels |  | 0.327 | 3 | 303 | 23 |  | Fixed | Roof
NJSTRE1545452054 |  | Transition Incentive Program | Whippany | 7981 | 3 | 13.65 | Residential | Yes | Behind the Meter | Net-metered residential rooftop and canopy |  | None | Vivint Solar Developer, LLC | JCP&L | Accepted | 2020-08-18 | 2020-08-19 | 2021-10-30 | JINKO SOLAR | JKM325M-60HBL | Solar Panels |  | 0.325 | 15 | 270 | 24 |  | Fixed | Roof
NJSTRE1545452103 |  | Transition Incentive Program | Brick | 8723 | 18 | 3.27 | Residential | Yes | Behind the Meter | Net-metered residential rooftop and canopy |  | None | Vision Solar LLC | JCP&L | Accepted | 2020-08-13 | 2020-08-18 | 2021-10-30 | SUNPOWER | SPR-E20-327-E-AC | Solar Panels |  | 0.327 | 10 | 139 | 23 |  | Fixed | Roof
NJSTRE1545453061 |  | Transition Incentive Program | South Brunswick Twp | 8824 | 11 | 7.15 | Residential | No | Behind the Meter | Net-metered residential rooftop and canopy |  | None | Power Home Remodeling Group | PSE&G | Accepted | 2020-08-13 | 2020-08-18 | 2021-10-30 | Canadian Solar | CS1H-325MS | Solar Panels |  | 0.325 | 22 | 233 | 18 |  | Fixed | Roof
NJSTRE1545453108 |  | Transition Incentive Program | Ridgefield Boro | 7657 | 7 | 9.61 | Residential | Yes | Behind the Meter | Net-metered residential rooftop and canopy |  | None | Bright Planet Solar | PSE&G | Accepted | 2020-08-13 | 2020-08-18 | 2021-10-30 | LONGI | LR6-60HPB-310M | Solar Panels |  | 0.31 | 4 | 36 | 126 |  | Fixed | Roof
NJSTRE1545453344 |  | Transition Incentive Program | Burlington Twp | 8016 | 13 | 8.37 | Residential | Yes | Behind the Meter | Net-metered residential rooftop and canopy |  | None | Bright Planet Solar | PSE&G | Accepted | 2020-08-13 | 2020-08-20 | 2021-10-30 | LONGI | LR6-60HPB-310M | Solar Panels |  | 0.31 | 5 | 47 | 45 |  | Fixed | Roof
NJSTRE1545453360 |  | Transition Incentive Program | LINDEN CITY | 7036 | 10 | 4.88 | Residential | Yes | Behind the Meter | Net-metered residential rooftop and canopy |  | None | Sunrun Installation Services, Inc. | PSE&G | Accepted | 2020-08-13 | 2020-08-18 | 2021-10-30 | LONGi Green Energy Technology Co Ltd | LR6-60HPB-305M | Solar Panels |  | 0.305 | 4 | 308 | 34 |  | Fixed | Roof
NJSTRE1545454751 |  | Transition Incentive Program | Erial | 8081 | 14 | 8.84 | Residential | Yes | Behind the Meter | Net-metered residential rooftop and canopy |  | None | Vision Solar LLC | AC Electric | Accepted | 2020-08-14 | 2020-08-18 | 2021-10-30 | HANWHA Q-CELLS | Q.PEAK DUO-G6 340 | Solar Panels |  | 0.34 | 15 | 89 | 25 |  | Fixed | Roof
NJSTRE1545454751 |  | Transition Incentive Program | Erial | 8081 | 14 | 8.84 | Residential | Yes | Behind the Meter | Net-metered residential rooftop and canopy |  | None | Vision Solar LLC | AC Electric | Accepted | 2020-08-14 | 2020-08-18 | 2021-10-30 | HANWHA Q-CELLS | Q.PEAK DUO-G6 340 | Solar Panels |  | 0.34 | 8 | 0.269 | 25 |  | Fixed | Roof
NJSTRE1545454790 |  | Transition Incentive Program | Marlton | 8053 | 13 | 6.3 | Residential | Yes | Behind the Meter | Net-metered residential rooftop and canopy |  | None | Pro Custom Solar dba Momentum Solar | PSE&G | Accepted | 2020-08-14 | 2020-08-19 | 2021-10-30 | LG | LG 350N1C-V5 | Solar Panels |  | 0.35 | 6 | 280 | 22 |  | Fixed | Roof
NJSTRE1545454854 |  | Transition Incentive Program | Old Bridge | 8857 | 11 | 10.5 | Residential | Yes | Behind the Meter | Net-metered residential rooftop and canopy |  | None | Pro Custom Solar dba Momentum Solar | JCP&L | Accepted | 2020-08-14 | 2020-08-19 | 2021-10-30 | LG | LG 350N1C-V5 | Solar Panels |  | 0.35 | 12 | 127 | 30 |  | Fixed | Roof
NJSTRE1545454875 |  | Transition Incentive Program | Fairlawn | 7410 | 7 | 17.09 | Residential | No | Behind the Meter | Net-metered residential rooftop and canopy |  | None | Green Power energy | PSE&G | Accepted | 2020-08-14 | 2020-08-19 | 2021-10-30 | LG Electronics | LG335N1C-V5 | Solar Panels |  | 0.335 | 3 | 281 | 23 |  | Fixed | Roof
NJSTRE1545454919 |  | Transition Incentive Program | Jersey City | 7305 | 8 | 9.1 | Residential | Yes | Behind the Meter | Net-metered residential rooftop and canopy |  | None | Pro Custom Solar dba Momentum Solar | PSE&G | Accepted | 2020-08-14 | 2020-08-19 | 2021-10-30 | LG | LG 350N1C-V5 | Solar Panels |  | 0.35 | 5 | 314 | 19 |  | Fixed | Roof
NJSTRE1545454964 |  | Transition Incentive Program | Mahwah | 7430 | 7 | 4.08 | Residential | Yes | Behind the Meter | Net-metered residential rooftop and canopy |  | RECO | Vision Solar LLC | Orange Rockland Electric | Accepted | 2020-08-14 | 2020-08-19 | 2021-10-30 | HANWHA Q-CELLS | Q.PEAK DUO-G6 340 | Solar Panels |  | 0.34 | 1 | 169 | 20 |  | Fixed | Roof
NJSTRE1545455054 |  | Transition Incentive Program | Hampton | 8827 | 4 | 14.04 | Residential | No | Behind the Meter | Net-metered residential rooftop and canopy |  | None | Green Power Energy | JCP&L | Accepted | 2020-08-14 | 2020-08-19 | 2021-10-30 | LG Electronics | LG360Q1C-V5 | Solar Panels |  | 0.36 | 39 | 205 | 34 |  | Fixed | Roof
NJSTRE1545455130 |  | Transition Incentive Program | Annandale | 8801 | 4 | 16 | Residential | No | Behind the Meter | Net-metered residential rooftop and canopy |  | None | Green Power Energy | JCP&L | Accepted | 2020-08-14 | 2020-08-19 | 2021-10-30 | Axitec | AC-320MH/120SB | Solar Panels |  | 0.32 | 15 | 160 | 40 |  | Fixed | Roof
NJSTRE1545455162 |  | Transition Incentive Program | BRICK | 8724 | 18 | 8.38 | Residential | No | Behind the Meter | Net-metered residential rooftop and canopy |  | None | SEA BRIGHT SOLAR, LLC | JCP&L | Accepted | 2020-08-14 | 2020-08-19 | 2021-10-30 | SUNPOWER | SPR-X21-335-BLK-AC | Solar Panels |  | 0.335 | 20 | 175 | 32 |  | Fixed | Roof | SSE
NJSTRE1545456094 |  | Transition Incentive Program | HASBROUCK HEIGHTS | 7604 | 7 | 3.25 | Residential | Yes | Behind the Meter | Net-metered residential rooftop and canopy |  | None | Vivint Solar Developer, LLC | PSE&G | Accepted | 2020-08-20 | 2020-08-20 | 2021-10-30 | JINKO SOLAR | JKM325M-60HBL | Solar Panels |  | 0.325 | 10 | 215 | 37 |  | Fixed | Roof
NJSTRE1545456099 |  | Transition Incentive Program | Hillsborough Twp | 8844 | 5 | 9.52 | Residential | No | Behind the Meter | Net-metered residential rooftop and canopy |  | None | Tesla Energy Operations Inc. | PSE&G | Accepted | 2020-08-14 | 2020-08-19 | 2021-10-30 | Hanwha Q-CELLS | Q.Peak DUO BLK-G6+ 340 | Solar Panels |  | 0.34 | 20 | 139 | 17 |  | Fixed | Roof
NJSTRE1545457126 |  | Transition Incentive Program | Berkeley Heights | 7922 | 10 | 11.22 | Residential | No | Behind the Meter | Net-metered residential rooftop and canopy |  | None | Tesla Energy Operations Inc. | JCP&L | Accepted | 2020-08-14 | 2020-08-19 | 2021-10-30 | Hanwha Q-CELLS | Q.Peak DUO BLK-G6+ 340 | Solar Panels |  | 0.34 | 24 | 189 | 24 |  | Fixed | Roof
NJSTRE1545457126 |  | Transition Incentive Program | Berkeley Heights | 7922 | 10 | 11.22 | Residential | No | Behind the Meter | Net-metered residential rooftop and canopy |  | None | Tesla Energy Operations Inc. | JCP&L | Accepted | 2020-08-14 | 2020-08-19 | 2021-10-30 | Hanwha Q-CELLS | Q.Peak DUO BLK-G6+ 340 | Solar Panels |  | 0.34 | 9 | 189 | 24 |  | Fixed | Roof
NJSTRE1545457141 |  | Transition Incentive Program | Ocean | 7712 | 17 | 7.02 | Residential | No | Behind the Meter | Net-metered residential rooftop and canopy |  | None | Tesla Energy Operations Inc. | JCP&L | Accepted | 2020-08-14 | 2020-08-19 | 2021-10-30 | Tesla | SR60T1 | Solar Panels |  | 0.05847 | 59 | 261 | 30 |  | Fixed | Roof
NJSTRE1545454895 |  | Transition Incentive Program | Old Bridge | 8857 | 11 | 9.6 | Residential | No | Behind the Meter | Net-metered residential rooftop and canopy |  | None | Posigen NJ LLC | JCP&L | Accepted | 2020-08-14 | 2020-08-19 | 2021-10-30 | Hanwha Q-Cells | Q.PEAK DUO-G5 320 | Solar Panels |  | 0.32 | 30 | 225,135,315,45 | 20 |  | Fixed | Roof
NJSTRE1545454918 |  | Transition Incentive Program | Riverside | 8075 | 13 | 4.76 | Residential | Yes | Behind the Meter | Net-metered residential rooftop and canopy |  | PSEG | Vision Solar LLC | PSE&G | Accepted | 2020-08-14 | 2020-08-19 | 2021-10-30 | HANWHA Q-CELLS | Q.PEAK DUO-G6 340 | Solar Panels |  | 0.34 | 6 | 148 | 35 |  | Fixed | Roof
NJSTRE1545454960 |  | Transition Incentive Program | Lake Hopatcong | 7849 | 3 | 7.37 | Residential | No | Behind the Meter | Net-metered residential rooftop and canopy |  | None | Green Power Energy | JCP&L | Accepted | 2020-08-14 | 2020-08-19 | 2021-10-30 | Hanwha | Q.PEAK DUO BLK-G6 | Solar Panels |  | 0.335 | 15 | 167 | 40 |  | Fixed | Roof
NJSTRE1545454961 |  | Transition Incentive Program | EWING | 8638 | 12 | 5.53 | Residential | Yes | Behind the Meter | Net-metered residential rooftop and canopy |  | None | Vivint Solar Developer, LLC | PSE&G | Accepted | 2020-08-20 | 2020-08-21 | 2021-10-30 | JINKO SOLAR | JKM325M-60HBL | Solar Panels |  | 0.325 | 7 | 103 | 7 |  | Fixed | Roof
NJSTRE1545454970 |  | Transition Incentive Program | BELFORD | 7718 | 17 | 8.45 | Residential | No | Behind the Meter | Net-metered residential rooftop and canopy |  | None | Vivint Solar Developer, LLC | JCP&L | Accepted | 2020-08-19 | 2020-09-08 | 2021-10-30 | Jinko Solar | JKM325M-60HBL | Solar Panels |  | 0.325 | 17 | 123 | 20 |  | Fixed | Roof
NJSTRE1545454970 |  | Transition Incentive Program | BELFORD | 7718 | 17 | 8.45 | Residential | No | Behind the Meter | Net-metered residential rooftop and canopy |  | None | Vivint Solar Developer, LLC | JCP&L | Accepted | 2020-08-19 | 2020-09-08 | 2021-10-30 | Jinko Solar | JKM325M-60HBL | Solar Panels |  | 0.325 | 9 | 303 | 20 |  | Fixed | Roof
NJSTRE1545455015 |  | Transition Incentive Program | Parsippany | 7054 | 3 | 11.22 | Residential | No | Behind the Meter | Net-metered residential rooftop and canopy |  | None | Tesla Energy Operations Inc. | JCP&L | Accepted | 2020-08-14 | 2020-08-19 | 2021-10-30 | Hanwha Q-CELLS | Q.Peak DUO BLK-G6+ 340 | Solar Panels |  | 0.34 | 11 | 77 | 20 |  | Fixed | Roof
NJSTRE1545455110 |  | Transition Incentive Program | Bergenfield | 7621 | 7 | 10.85 | Residential | Yes | Behind the Meter | Net-metered residential rooftop and canopy |  | None | Pro Custom Solar dba Momentum Solar | PSE&G | Final As-Built Received | 2020-08-14 | 2020-08-19 | 2021-10-30 | LG ELECTRONICS | LG 350N1C-V5 | Solar Panels |  | 0.35 | 4 | 199 | 44 |  | Fixed | Roof
NJSTRE1545455130 |  | Transition Incentive Program | Annandale | 8801 | 4 | 16 | Residential | No | Behind the Meter | Net-metered residential rooftop and canopy |  | None | Green Power Energy | JCP&L | Accepted | 2020-08-14 | 2020-08-19 | 2021-10-30 | Axitec | AC-320MH/120SB | Solar Panels |  | 0.32 | 12 | 160 | 40 |  | Fixed | Roof
NJSTRE1545455139 |  | Transition Incentive Program | Clifton | 7013 | 6 | 8.89 | Residential | No | Behind the Meter | Net-metered residential rooftop and canopy |  | None | Tesla Energy Operations Inc. | PSE&G | Accepted | 2020-08-14 | 2020-08-19 | 2021-10-30 | Tesla | SR60T1 | Solar Panels |  | 0.05847 | 76 | 292 | 23 |  | Fixed | Roof
NJSTRE1545456035 |  | Transition Incentive Program | VENTNOR CITY | 8406 | 19 | 4.27 | Residential | Yes | Behind the Meter | Net-metered residential rooftop and canopy |  | None | Sunrun Installation Services, Inc. | AC Electric | Accepted | 2020-08-14 | 2020-08-19 | 2021-10-30 | LONGi Green Energy Technology Co Ltd | LR6-60HPB-305M | Solar Panels |  | 0.305 | 14 | 237 | 27 |  | Fixed | Roof
NJSTRE1545456076 |  | Transition Incentive Program | BURLINGTON | 8016 | 13 | 10.08 | Residential | Yes | Behind the Meter | Net-metered residential rooftop and canopy |  | None | Vivint Solar Developer, LLC | PSE&G | Accepted | 2020-08-24 | 2020-08-24 | 2021-10-30 | Jinko Solar | JKM325M-60HBL | Solar Panels |  | 0.325 | 20 | 265 | 26 |  | Fixed | Roof
NJSTRE1545456089 |  | Transition Incentive Program | FLANDERS | 7836 | 3 | 10.4 | Residential | Yes | Behind the Meter | Net-metered residential rooftop and canopy |  | None | Vivint Solar Developer, LLC | JCP&L | Accepted | 2020-08-18 | 2020-08-19 | 2021-10-30 | Jinko Solar | JKM325M-60HBL | Solar Panels |  | 0.325 | 3 | 93 | 20 |  | Fixed | Roof
NJSTRE1545454875 |  | Transition Incentive Program | Fairlawn | 7410 | 7 | 17.09 | Residential | No | Behind the Meter | Net-metered residential rooftop and canopy |  | None | Green Power energy | PSE&G | Accepted | 2020-08-14 | 2020-08-19 | 2021-10-30 | LG Electronics | LG335N1C-V5 | Solar Panels |  | 0.335 | 3 | 14 | 23 |  | Fixed | Roof
NJSTRE1545454918 |  | Transition Incentive Program | Riverside | 8075 | 13 | 4.76 | Residential | Yes | Behind the Meter | Net-metered residential rooftop and canopy |  | PSEG | Vision Solar LLC | PSE&G | Accepted | 2020-08-14 | 2020-08-19 | 2021-10-30 | HANWHA Q-CELLS | Q.PEAK DUO-G6 340 | Solar Panels |  | 0.34 | 1 | 147 | 33 |  | Fixed | Roof
NJSTRE1545454946 |  | Transition Incentive Program | COLUMBUS | 8022 | 13 | 9.77 | Residential | No | Behind the Meter | Net-metered residential rooftop and canopy |  | None | Infinity Solar Systems | PSE&G | Accepted | 2020-08-14 | 2020-08-19 | 2021-10-30 | HANWHA | Q.PEAK DUO BLK-G5 315 | Solar Panels |  | 0.315 | 31 | 99 | 25 |  | Fixed | Roof
NJSTRE1545454986 |  | Transition Incentive Program | Belleville | 7109 | 9 | 5.6 | Residential | Yes | Behind the Meter | Net-metered residential rooftop and canopy |  | None | Pro Custom Solar dba Momentum Solar | PSE&G | Accepted | 2020-08-14 | 2020-08-19 | 2021-10-30 | LG | LG 350N1C-V5 | Solar Panels |  | 0.35 | 12 | 95 | 30 |  | Fixed | Roof
NJSTRE1545455015 |  | Transition Incentive Program | Parsippany | 7054 | 3 | 11.22 | Residential | No | Behind the Meter | Net-metered residential rooftop and canopy |  | None | Tesla Energy Operations Inc. | JCP&L | Accepted | 2020-08-14 | 2020-08-19 | 2021-10-30 | Hanwha Q-CELLS | Q.Peak DUO BLK-G6+ 340 | Solar Panels |  | 0.34 | 12 | 167 | 20 |  | Fixed | Roof
NJSTRE1545455031 |  | Transition Incentive Program | Palisades Park | 7650 | 7 | 4.55 | Residential | Yes | Behind the Meter | Net-metered residential rooftop and canopy |  | None | Pro Custom Solar dba Momentum Solar | PSE&G | Accepted | 2020-08-14 | 2020-08-19 | 2021-10-30 | LG | LG 350N1C-V5 | Solar Panels |  | 0.35 | 3 | 37 | 23 |  | Fixed | Roof
NJSTRE1545455031 |  | Transition Incentive Program | Palisades Park | 7650 | 7 | 4.55 | Residential | Yes | Behind the Meter | Net-metered residential rooftop and canopy |  | None | Pro Custom Solar dba Momentum Solar | PSE&G | Accepted | 2020-08-14 | 2020-08-19 | 2021-10-30 | LG | LG 350N1C-V5 | Solar Panels |  | 0.35 | 5 | 217 | 23 |  | Fixed | Roof
NJSTRE1545455110 |  | Transition Incentive Program | Bergenfield | 7621 | 7 | 10.85 | Residential | Yes | Behind the Meter | Net-metered residential rooftop and canopy |  | None | Pro Custom Solar dba Momentum Solar | PSE&G | Final As-Built Received | 2020-08-14 | 2020-08-19 | 2021-10-30 | LG ELECTRONICS | LG 350N1C-V5 | Solar Panels |  | 0.35 | 2 | 199 | 46 |  | Fixed | Roof
NJSTRE1545456006 |  | Transition Incentive Program | FREEHOLD | 7728 | 17 | 6.71 | Residential | Yes | Behind the Meter | Net-metered residential rooftop and canopy |  | None | Sunrun Installation Services, Inc. | JCP&L | Accepted | 2020-08-14 | 2020-08-19 | 2021-10-30 | LONGi Green Energy Technology Co Ltd | LR6-60HPB-305M | Solar Panels |  | 0.305 | 14 | 262 | 40 |  | Fixed | Roof
NJSTRE1545456050 |  | Transition Incentive Program | Manchester Township | 8759 | 18 | 10.68 | Residential | Yes | Behind the Meter | Net-metered residential rooftop and canopy |  | None | Sunrun Installation Services, Inc. | JCP&L | Accepted | 2020-08-14 | 2020-08-19 | 2021-10-30 | LONGi Green Energy Technology Co Ltd | LR6-60HPB-305M | Solar Panels |  | 0.305 | 9 | 235 | 18 |  | Fixed | Roof
NJSTRE1545456061 |  | Transition Incentive Program | Paterson | 7514 | 6 | 9.1 | Residential | Yes | Behind the Meter | Net-metered residential rooftop and canopy |  | None | Vivint Solar Developer, LLC | PSE&G | Accepted | 2020-08-14 | 2020-08-19 | 2021-10-30 | Jinko Solar | JKM325M-60HBL | Solar Panels |  | 0.325 | 17 | 193 | 30 |  | Fixed | Roof
NJSTRE1545456089 |  | Transition Incentive Program | FLANDERS | 7836 | 3 | 10.4 | Residential | Yes | Behind the Meter | Net-metered residential rooftop and canopy |  | None | Vivint Solar Developer, LLC | JCP&L | Accepted | 2020-08-18 | 2020-08-19 | 2021-10-30 | Jinko Solar | JKM325M-60HBL | Solar Panels |  | 0.325 | 3 | 183 | 20 |  | Fixed | Roof
NJSTRE1545456100 |  | Transition Incentive Program | Absecon | 8201 | 19 | 5.23 | Residential | Yes | Behind the Meter | Net-metered residential rooftop and canopy |  | None | Ad Energy | AC Electric | Accepted | 2020-08-14 | 2020-08-20 | 2021-10-30 | SunPower | SPR-E20-327-E-AC | Solar Panels |  | 0.327 | 4 | 295 | 20 |  | Fixed | Roof
NJSTRE1545454876 |  | Transition Incentive Program | union | 7083 | 10 | 5.6 | Residential | Yes | Behind the Meter | Net-metered residential rooftop and canopy |  | None | Pro Custom Solar dba Momentum Solar | PSE&G | Accepted | 2020-08-14 | 2020-08-19 | 2021-10-30 | LG | LG 350N1C-V5 | Solar Panels |  | 0.35 | 10 | 6 | 23 |  | Fixed | Roof
NJSTRE1545454919 |  | Transition Incentive Program | Jersey City | 7305 | 8 | 9.1 | Residential | Yes | Behind the Meter | Net-metered residential rooftop and canopy |  | None | Pro Custom Solar dba Momentum Solar | PSE&G | Accepted | 2020-08-14 | 2020-08-19 | 2021-10-30 | LG | LG 350N1C-V5 | Solar Panels |  | 0.35 | 6 | 44 | 19 |  | Fixed | Roof
NJSTRE1545454924 |  | Transition Incentive Program | Woodstown | 8098 | 16 | 9.6 | Residential | Yes | Behind the Meter | Net-metered residential rooftop and canopy |  | None | RCL Enterprises Inc. | AC Electric | Accepted | 2020-08-14 | 2020-08-19 | 2021-10-30 | Trina Solar | TSM-320DD06M | Solar Panels |  | 0.32 | 26 | 152 | 21 |  | Fixed | Roof
NJSTRE1545454933 |  | Transition Incentive Program | Newark | 7102 | 9 | 5.1 | Residential | No | Behind the Meter | Net-metered residential rooftop and canopy |  | None | Trinity Solar | PSE&G | Accepted | 2020-08-14 | 2020-08-19 | 2021-10-30 | Hanwha 340 | Q.PEAK DUO BLK-G6 340 | Solar Panels |  | 0.34 | 15 | 207 | 1 |  | Fixed | Roof
NJSTRE1545454961 |  | Transition Incentive Program | EWING | 8638 | 12 | 5.53 | Residential | Yes | Behind the Meter | Net-metered residential rooftop and canopy |  | None | Vivint Solar Developer, LLC | PSE&G | Accepted | 2020-08-20 | 2020-08-21 | 2021-10-30 | JINKO SOLAR | JKM325M-60HBL | Solar Panels |  | 0.325 | 10 | 13 | 24 |  | Fixed | Roof
NJSTRE1545454986 |  | Transition Incentive Program | Belleville | 7109 | 9 | 5.6 | Residential | Yes | Behind the Meter | Net-metered residential rooftop and canopy |  | None | Pro Custom Solar dba Momentum Solar | PSE&G | Accepted | 2020-08-14 | 2020-08-19 | 2021-10-30 | LG | LG 350N1C-V5 | Solar Panels |  | 0.35 | 4 | 275 | 30 |  | Fixed | Roof
NJSTRE1545455074 |  | Transition Incentive Program | Paterson | 7522 | 6 | 6.8 | Residential | Yes | Behind the Meter | Net-metered residential rooftop and canopy |  | None | Trinity Solar | PSE&G | Accepted | 2020-08-14 | 2020-08-19 | 2021-10-30 | Hanwha 340 | Q.PEAK DUO BLK-G6 340 | Solar Panels |  | 0.34 | 13 | 119 | 16 |  | Fixed | Roof
NJSTRE1545455101 |  | Transition Incentive Program | North Wildwood | 8260 | 21 | 2.04 | Residential | Yes | Behind the Meter | Net-metered residential rooftop and canopy |  | None | Trinity Solar | AC Electric | Final As-Built Received | 2020-08-14 | 2020-08-19 | 2021-10-30 | Hanwha 340 | Q.PEAK DUO BLK-G6 340 | Solar Panels |  | 0.34 | 6 | 273 | 23 |  | Fixed | Roof
NJSTRE1545455110 |  | Transition Incentive Program | Bergenfield | 7621 | 7 | 10.85 | Residential | Yes | Behind the Meter | Net-metered residential rooftop and canopy |  | None | Pro Custom Solar dba Momentum Solar | PSE&G | Final As-Built Received | 2020-08-14 | 2020-08-19 | 2021-10-30 | LG ELECTRONICS | LG 350N1C-V5 | Solar Panels |  | 0.35 | 4 | 19 | 30 |  | Fixed | Roof
NJSTRE1545455123 |  | Transition Incentive Program | GREEN BROOK TOWNSHIP | 8812 | 11 | 10.08 | Residential | No | Behind the Meter | Net-metered residential rooftop and canopy |  | None | Infinity Solar Systems | PSE&G | Accepted | 2020-08-14 | 2020-08-19 | 2021-10-30 | CANADIAN SOLAR | CS1H-325-MS | Solar Panels |  | 0.325 | 5 | 241 | 35 |  | Fixed | Roof
NJSTRE1545455139 |  | Transition Incentive Program | Clifton | 7013 | 6 | 8.89 | Residential | No | Behind the Meter | Net-metered residential rooftop and canopy |  | None | Tesla Energy Operations Inc. | PSE&G | Accepted | 2020-08-14 | 2020-08-19 | 2021-10-30 | Tesla | SR60T1 | Solar Panels |  | 0.05847 | 19 | 22 | 23 |  | Fixed | Roof
NJSTRE1545455139 |  | Transition Incentive Program | Clifton | 7013 | 6 | 8.89 | Residential | No | Behind the Meter | Net-metered residential rooftop and canopy |  | None | Tesla Energy Operations Inc. | PSE&G | Accepted | 2020-08-14 | 2020-08-19 | 2021-10-30 | Tesla | SR60T1 | Solar Panels |  | 0.05847 | 31 | 202 | 23 |  | Fixed | Roof
NJSTRE1545456061 |  | Transition Incentive Program | Paterson | 7514 | 6 | 9.1 | Residential | Yes | Behind the Meter | Net-metered residential rooftop and canopy |  | None | Vivint Solar Developer, LLC | PSE&G | Accepted | 2020-08-14 | 2020-08-19 | 2021-10-30 | Jinko Solar | JKM325M-60HBL | Solar Panels |  | 0.325 | 11 | 30 | 13 |  | Fixed | Roof
NJSTRE1545454918 |  | Transition Incentive Program | Riverside | 8075 | 13 | 4.76 | Residential | Yes | Behind the Meter | Net-metered residential rooftop and canopy |  | PSEG | Vision Solar LLC | PSE&G | Accepted | 2020-08-14 | 2020-08-19 | 2021-10-30 | HANWHA Q-CELLS | Q.PEAK DUO-G6 340 | Solar Panels |  | 0.34 | 6 | 328 | 35 |  | Fixed | Roof
NJSTRE1545454919 |  | Transition Incentive Program | Jersey City | 7305 | 8 | 9.1 | Residential | Yes | Behind the Meter | Net-metered residential rooftop and canopy |  | None | Pro Custom Solar dba Momentum Solar | PSE&G | Accepted | 2020-08-14 | 2020-08-19 | 2021-10-30 | LG | LG 350N1C-V5 | Solar Panels |  | 0.35 | 9 | 134 | 20 |  | Fixed | Roof
NJSTRE1545454964 |  | Transition Incentive Program | Mahwah | 7430 | 7 | 4.08 | Residential | Yes | Behind the Meter | Net-metered residential rooftop and canopy |  | RECO | Vision Solar LLC | Orange Rockland Electric | Accepted | 2020-08-14 | 2020-08-19 | 2021-10-30 | HANWHA Q-CELLS | Q.PEAK DUO-G6 340 | Solar Panels |  | 0.34 | 3 | 168 | 20 |  | Fixed | Roof
NJSTRE1545454960 |  | Transition Incentive Program | Lake Hopatcong | 7849 | 3 | 7.37 | Residential | No | Behind the Meter | Net-metered residential rooftop and canopy |  | None | Green Power Energy | JCP&L | Accepted | 2020-08-14 | 2020-08-19 | 2021-10-30 | Hanwha | Q.PEAK DUO BLK-G6 | Solar Panels |  | 0.335 | 7 | 167 | 40 |  | Fixed | Roof
NJSTRE1545455010 |  | Transition Incentive Program | Union | 7083 | 10 | 5.2 | Residential | Yes | Behind the Meter | Net-metered residential rooftop and canopy |  | None | Vivint Solar Developer, LLC | PSE&G | Accepted | 2020-08-19 | 2020-08-20 | 2021-10-30 | JINKO SOLAR | JKM325M-60HBL | Solar Panels |  | 0.325 | 4 | 58 | 26 |  | Fixed | Roof
NJSTRE1545455015 |  | Transition Incentive Program | Parsippany | 7054 | 3 | 11.22 | Residential | No | Behind the Meter | Net-metered residential rooftop and canopy |  | None | Tesla Energy Operations Inc. | JCP&L | Accepted | 2020-08-14 | 2020-08-19 | 2021-10-30 | Hanwha Q-CELLS | Q.Peak DUO BLK-G6+ 340 | Solar Panels |  | 0.34 | 6 | 257 | 20 |  | Fixed | Roof
NJSTRE1545455015 |  | Transition Incentive Program | Parsippany | 7054 | 3 | 11.22 | Residential | No | Behind the Meter | Net-metered residential rooftop and canopy |  | None | Tesla Energy Operations Inc. | JCP&L | Accepted | 2020-08-14 | 2020-08-19 | 2021-10-30 | Hanwha Q-CELLS | Q.Peak DUO BLK-G6+ 340 | Solar Panels |  | 0.34 | 4 | 167 | 20 |  | Fixed | Roof
NJSTRE1545455068 |  | Transition Incentive Program | Clifton | 7011 | 6 | 5.1 | Residential | No | Behind the Meter | Net-metered residential rooftop and canopy |  | None | Trinity Solar | PSE&G | Accepted | 2020-08-14 | 2020-08-19 | 2021-10-30 | Hanwha | Q.PEAK DUO BLK-G6 340 | Solar Panels |  | 0.34 | 2 | 167 | 49 |  | Fixed | Roof
NJSTRE1545455082 |  | Transition Incentive Program | Lumberton | 8048 | 13 | 12.24 | Residential | No | Behind the Meter | Net-metered residential ground mount |  | None | Green Power Energy | PSE&G | Accepted | 2020-08-14 | 2020-08-19 | 2021-10-30 | LG Electronics | LG360Q1C-V5 | Solar Panels |  | 0.36 | 34 | 170 | 25 |  | Fixed | Ground
NJSTRE1545455088 |  | Transition Incentive Program | Kearny | 7032 | 8 | 4.9 | Residential | Yes | Behind the Meter | Net-metered residential rooftop and canopy |  | None | Pro Custom Solar dba Momentum Solar | PSE&G | Accepted | 2020-08-14 | 2020-08-19 | 2021-10-30 | LG ELECTRONICS | LG 350N1C-V5 | Solar Panels |  | 0.35 | 14 | 116 | 8 |  | Fixed | Roof
NJSTRE1545456050 |  | Transition Incentive Program | Manchester Township | 8759 | 18 | 10.68 | Residential | Yes | Behind the Meter | Net-metered residential rooftop and canopy |  | None | Sunrun Installation Services, Inc. | JCP&L | Accepted | 2020-08-14 | 2020-08-19 | 2021-10-30 | LONGi Green Energy Technology Co Ltd | LR6-60HPB-305M | Solar Panels |  | 0.305 | 10 | 55 | 18 |  | Fixed | Roof
NJSTRE1545456076 |  | Transition Incentive Program | BURLINGTON | 8016 | 13 | 10.08 | Residential | Yes | Behind the Meter | Net-metered residential rooftop and canopy |  | None | Vivint Solar Developer, LLC | PSE&G | Accepted | 2020-08-24 | 2020-08-24 | 2021-10-30 | Jinko Solar | JKM325M-60HBL | Solar Panels |  | 0.325 | 11 | 85 | 26 |  | Fixed | Roof
NJSTRE1545454855 |  | Transition Incentive Program | Williamstown | 8094 | 15 | 6.93 | Residential | No | Behind the Meter | Net-metered residential rooftop and canopy |  | None | Advanced Renewable Solutions | AC Electric | Accepted | 2020-08-14 | 2020-08-19 | 2021-10-30 | CertainTeed | CT315M11-02 | Solar Panels |  | 0.315 | 22 | 258 | 20 |  | Fixed | Roof
NJSTRE1545454875 |  | Transition Incentive Program | Fairlawn | 7410 | 7 | 17.09 | Residential | No | Behind the Meter | Net-metered residential rooftop and canopy |  | None | Green Power energy | PSE&G | Accepted | 2020-08-14 | 2020-08-19 | 2021-10-30 | LG Electronics | LG335N1C-V5 | Solar Panels |  | 0.335 | 8 | 281 | 18 |  | Fixed | Roof
NJSTRE1545454919 |  | Transition Incentive Program | Jersey City | 7305 | 8 | 9.1 | Residential | Yes | Behind the Meter | Net-metered residential rooftop and canopy |  | None | Pro Custom Solar dba Momentum Solar | PSE&G | Accepted | 2020-08-14 | 2020-08-19 | 2021-10-30 | LG | LG 350N1C-V5 | Solar Panels |  | 0.35 | 6 | 224 | 19 |  | Fixed | Roof
NJSTRE1545454924 |  | Transition Incentive Program | Woodstown | 8098 | 16 | 9.6 | Residential | Yes | Behind the Meter | Net-metered residential rooftop and canopy |  | None | RCL Enterprises Inc. | AC Electric | Accepted | 2020-08-14 | 2020-08-19 | 2021-10-30 | Trina Solar | TSM-320DD06M | Solar Panels |  | 0.32 | 4 | 242 | 13 |  | Fixed | Pole
NJSTRE1545455003 |  | Transition Incentive Program | Sewell | 8080 | 15 | 3.74 | Residential | Yes | Behind the Meter | Net-metered residential rooftop and canopy |  | None | Trinity Solar | AC Electric | Accepted | 2020-08-14 | 2020-08-19 | 2021-10-30 | HANWHA | Q.PEAK DUO BLK-G6 340 | Solar Panels |  | 0.34 | 11 | 230 | 18 |  | Fixed | Roof
NJSTRE1545455010 |  | Transition Incentive Program | Union | 7083 | 10 | 5.2 | Residential | Yes | Behind the Meter | Net-metered residential rooftop and canopy |  | None | Vivint Solar Developer, LLC | PSE&G | Accepted | 2020-08-19 | 2020-08-20 | 2021-10-30 | JINKO SOLAR | JKM325M-60HBL | Solar Panels |  | 0.325 | 12 | 58 | 40 |  | Fixed | Roof
NJSTRE1545455068 |  | Transition Incentive Program | Clifton | 7011 | 6 | 5.1 | Residential | No | Behind the Meter | Net-metered residential rooftop and canopy |  | None | Trinity Solar | PSE&G | Accepted | 2020-08-14 | 2020-08-19 | 2021-10-30 | Hanwha | Q.PEAK DUO BLK-G6 340 | Solar Panels |  | 0.34 | 13 | 257 | 45 |  | Fixed | Roof
NJSTRE1545455110 |  | Transition Incentive Program | Bergenfield | 7621 | 7 | 10.85 | Residential | Yes | Behind the Meter | Net-metered residential rooftop and canopy |  | None | Pro Custom Solar dba Momentum Solar | PSE&G | Final As-Built Received | 2020-08-14 | 2020-08-19 | 2021-10-30 | LG ELECTRONICS | LG 350N1C-V5 | Solar Panels |  | 0.35 | 21 | 19 | 43 |  | Fixed | Roof
NJSTRE1545455162 |  | Transition Incentive Program | BRICK | 8724 | 18 | 8.38 | Residential | No | Behind the Meter | Net-metered residential rooftop and canopy |  | None | SEA BRIGHT SOLAR, LLC | JCP&L | Accepted | 2020-08-14 | 2020-08-19 | 2021-10-30 | SUNPOWER | SPR-X21-335-BLK-AC | Solar Panels |  | 0.335 | 5 | 175 | 32 |  | Double Axis | Roof | SSE
NJSTRE1545455139 |  | Transition Incentive Program | Clifton | 7013 | 6 | 8.89 | Residential | No | Behind the Meter | Net-metered residential rooftop and canopy |  | None | Tesla Energy Operations Inc. | PSE&G | Accepted | 2020-08-14 | 2020-08-19 | 2021-10-30 | Tesla | SR60T1 | Solar Panels |  | 0.05847 | 26 | 112 | 23 |  | Fixed | Roof
NJSTRE1545456090 |  | Transition Incentive Program | Roselle | 7203 | 10 | 5.95 | Residential | Yes | Behind the Meter | Net-metered residential rooftop and canopy |  | None | Pro Custom Solar dba Momentum Solar | PSE&G | Accepted | 2020-08-14 | 2020-08-19 | 2021-10-30 | LG ELECTRONICS | LG 350N1C-V5 | Solar Panels |  | 0.35 | 8 | 170 | 28 |  | Fixed | Roof
NJSTRE1545456090 |  | Transition Incentive Program | Roselle | 7203 | 10 | 5.95 | Residential | Yes | Behind the Meter | Net-metered residential rooftop and canopy |  | None | Pro Custom Solar dba Momentum Solar | PSE&G | Accepted | 2020-08-14 | 2020-08-19 | 2021-10-30 | LG ELECTRONICS | LG 350N1C-V5 | Solar Panels |  | 0.35 | 9 | 170 | 30 |  | Fixed | Roof
NJSTRE1545456089 |  | Transition Incentive Program | FLANDERS | 7836 | 3 | 10.4 | Residential | Yes | Behind the Meter | Net-metered residential rooftop and canopy |  | None | Vivint Solar Developer, LLC | JCP&L | Accepted | 2020-08-18 | 2020-08-19 | 2021-10-30 | Jinko Solar | JKM325M-60HBL | Solar Panels |  | 0.325 | 5 | 273 | 20 |  | Fixed | Roof
NJSTRE1545456089 |  | Transition Incentive Program | FLANDERS | 7836 | 3 | 10.4 | Residential | Yes | Behind the Meter | Net-metered residential rooftop and canopy |  | None | Vivint Solar Developer, LLC | JCP&L | Accepted | 2020-08-18 | 2020-08-19 | 2021-10-30 | Jinko Solar | JKM325M-60HBL | Solar Panels |  | 0.325 | 6 | 3 | 22 |  | Fixed | Roof
NJSTRE1545456550 |  | Transition Incentive Program | GALLOWAY | 8205 | 19 | 10.08 | Residential | Yes | Behind the Meter | Net-metered residential rooftop and canopy |  | None | Vivint Solar Developer, LLC | AC Electric | Accepted | 2020-08-20 | 2020-08-20 | 2021-10-30 | JINKO SOLAR | JKM325M-60HBL | Solar Panels |  | 0.325 | 21 | 132 | 26 |  | Fixed | Roof
NJSTRE1545461549 |  | Transition Incentive Program | Upper Saddle Rv | 7458 | 7 | 11.34 | Residential | Yes | Behind the Meter | Net-metered residential rooftop and canopy |  | None | Tesla Energy Operations Inc. | Orange Rockland Electric | Accepted | 2020-08-15 | 2020-08-19 | 2021-10-30 | Hanwha Q CELLS | Q.PEAK DUO BLK-G5/SC315 | Solar Panels |  | 0.315 | 9 | 274 | 23 |  | Fixed | Roof
NJSTRE1545463729 |  | Transition Incentive Program | Hillsborough | 8844 | 5 | 11.2 | Residential | No | Behind the Meter | Net-metered residential rooftop and canopy |  | None | Greentech Solar USA LLC | PSE&G | Accepted | 2020-08-19 | 2020-08-19 | 2021-10-30 | Canadian Solar | CS3K320M | Solar Panels |  | 0.32 | 12 | 185 | 45 |  | Fixed | Roof
NJSTRE1545464077 |  | Transition Incentive Program | Franklinville | 8322 | 15 | 10.4 | Residential | No | Behind the Meter | Net-metered residential rooftop and canopy |  | None | Suntuity Solar LLC | AC Electric | Accepted | 2020-08-18 | 2020-08-19 | 2021-10-30 | Longi | LR6-60HPB-315M | Solar Panels |  | 0.315 | 6 | 102 | 39 |  | Fixed | Roof
NJSTRE1545464077 |  | Transition Incentive Program | Franklinville | 8322 | 15 | 10.4 | Residential | No | Behind the Meter | Net-metered residential rooftop and canopy |  | None | Suntuity Solar LLC | AC Electric | Accepted | 2020-08-18 | 2020-08-19 | 2021-10-30 | Longi | LR6-60HPB-315M | Solar Panels |  | 0.315 | 13 | 282 | 39 |  | Fixed | Roof
NJSTRE1545464103 |  | Transition Incentive Program | Sicklerville | 8081 | 14 | 8.45 | Residential | Yes | Behind the Meter | Net-metered residential rooftop and canopy |  | None | Sun Up Zero Down | AC Electric | Accepted | 2020-08-17 | 2020-08-19 | 2021-10-30 | trina | TSM-DD06M.05(II) 325 | Solar Panels |  | 0.325 | 14 | 160 | 23 |  | Fixed | Roof
NJSTRE1545464151 |  | Transition Incentive Program | Raritan | 8869 | 5 | 2.38 | Residential | Yes | Behind the Meter | Net-metered residential rooftop and canopy |  | PSEG | Vision Solar LLC | PSE&G | Accepted | 2020-08-17 | 2020-08-19 | 2021-10-30 | HANWHA Q-CELLS | Q.PEAK DUO-G6 340 | Solar Panels |  | 0.34 | 3 | 176 | 30 |  | Fixed | Roof
NJSTRE1545464184 |  | Transition Incentive Program | Carteret | 7008 | 11 | 4.27 | Residential | No | Behind the Meter | Net-metered residential rooftop and canopy |  | None | Sunrun Installation Services, Inc. | PSE&G | Accepted | 2020-08-17 | 2020-08-19 | 2021-10-30 | LONGi Green Energy Technology Co Ltd | LR6-60HPB-305M | Solar Panels |  | 0.305 | 14 | 195 | 30 |  | Fixed | Roof
NJSTRE1545469979 |  | Transition Incentive Program | Little Egg Harbor | 8087 | 18 | 11.47 | Residential | No | Behind the Meter | Net-metered residential rooftop and canopy |  | ACE | Whitman Construction, LLC | AC Electric | Accepted | 2020-08-17 | 2020-08-19 | 2021-10-30 | Solaria Power | XT-370R-PD | Solar Panels |  | 0.37 | 22 | 189 | 20 |  | Fixed | Roof
NJSTRE1545472199 |  | Transition Incentive Program | MARLTON | 8053 | 13 | 13 | Residential | Yes | Behind the Meter | Net-metered residential rooftop and canopy |  | None | Vivint Solar Developer, LLC | PSE&G | Accepted | 2020-08-20 | 2020-08-20 | 2021-10-30 | JINKO SOLAR | JKM325M-60HBL | Solar Panels |  | 0.325 | 12 | 114 | 23 |  | Fixed | Roof
NJSTRE1545472229 |  | Transition Incentive Program | Port Monmouth | 7758 | 17 | 3.52 | Residential | Yes | Behind the Meter | Net-metered residential rooftop and canopy |  | None | Trinity Solar | JCP&L | Final As-Built Received | 2020-08-17 | 2020-08-20 | 2021-10-30 | HANWHA | Q.PEAK DUO BLK-G5 320 | Solar Panels |  | 0.32 | 11 | 95 | 14 |  | Fixed | Roof
NJSTRE1545472236 |  | Transition Incentive Program | Toms River | 8753 | 18 | 11.06 | Residential | No | Behind the Meter | Net-metered residential rooftop and canopy |  | None | Public Service Solar | JCP&L | Accepted | 2020-08-17 | 2020-08-19 | 2021-10-30 | LG | N1K-V5 | Solar Panels |  | 0.335 | 11 | 174 | 30 |  | Fixed | Roof
NJSTRE1545455031 |  | Transition Incentive Program | Palisades Park | 7650 | 7 | 4.55 | Residential | Yes | Behind the Meter | Net-metered residential rooftop and canopy |  | None | Pro Custom Solar dba Momentum Solar | PSE&G | Accepted | 2020-08-14 | 2020-08-19 | 2021-10-30 | LG | LG 350N1C-V5 | Solar Panels |  | 0.35 | 5 | 307 | 23 |  | Fixed | Roof
NJSTRE1545455123 |  | Transition Incentive Program | GREEN BROOK TOWNSHIP | 8812 | 11 | 10.08 | Residential | No | Behind the Meter | Net-metered residential rooftop and canopy |  | None | Infinity Solar Systems | PSE&G | Accepted | 2020-08-14 | 2020-08-19 | 2021-10-30 | CANADIAN SOLAR | CS1H-325-MS | Solar Panels |  | 0.325 | 3 | 151 | 35 |  | Fixed | Roof
NJSTRE1545455129 |  | Transition Incentive Program | jersey city | 7305 | 8 | 3.69 | Residential | Yes | Behind the Meter | Net-metered residential rooftop and canopy |  | None | Vision Solar LLC | PSE&G | Accepted | 2020-08-14 | 2020-08-19 | 2021-10-30 | LG SOLAR | LG335N1K-V5 | Solar Panels |  | 0.335 | 11 | 147 | 10 |  | Fixed | Roof
NJSTRE1545455130 |  | Transition Incentive Program | Annandale | 8801 | 4 | 16 | Residential | No | Behind the Meter | Net-metered residential rooftop and canopy |  | None | Green Power Energy | JCP&L | Accepted | 2020-08-14 | 2020-08-19 | 2021-10-30 | Axitec | AC-320MH/120SB | Solar Panels |  | 0.32 | 14 | 250 | 30 |  | Fixed | Roof
NJSTRE1545456006 |  | Transition Incentive Program | FREEHOLD | 7728 | 17 | 6.71 | Residential | Yes | Behind the Meter | Net-metered residential rooftop and canopy |  | None | Sunrun Installation Services, Inc. | JCP&L | Accepted | 2020-08-14 | 2020-08-19 | 2021-10-30 | LONGi Green Energy Technology Co Ltd | LR6-60HPB-305M | Solar Panels |  | 0.305 | 8 | 82 | 14 |  | Fixed | Roof
NJSTRE1545456083 |  | Transition Incentive Program | Hackettstown | 7840 | 2 | 3.51 | Residential | No | Behind the Meter | Net-metered residential rooftop and canopy |  | None | Tesla Energy Operations Inc. | JCP&L | Accepted | 2020-08-14 | 2020-08-19 | 2021-10-30 | Tesla | SR60T1 | Solar Panels |  | 0.05847 | 60 | 135 | 30 |  | Fixed | Roof
NJSTRE1545456089 |  | Transition Incentive Program | FLANDERS | 7836 | 3 | 10.4 | Residential | Yes | Behind the Meter | Net-metered residential rooftop and canopy |  | None | Vivint Solar Developer, LLC | JCP&L | Accepted | 2020-08-18 | 2020-08-19 | 2021-10-30 | Jinko Solar | JKM325M-60HBL | Solar Panels |  | 0.325 | 3 | 3 | 20 |  | Fixed | Roof
NJSTRE1545456658 |  | Transition Incentive Program | MOUNT LAUREL | 8054 | 13 | 3.58 | Residential | Yes | Behind the Meter | Net-metered residential rooftop and canopy |  | None | Vivint Solar Developer, LLC | PSE&G | Accepted | 2020-08-18 | 2020-08-19 | 2021-10-30 | JINKO SOLAR | JKM325M-60HBL | Solar Panels |  | 0.325 | 11 | 100 | 14 |  | Fixed | Roof
NJSTRE1545456660 |  | Transition Incentive Program | Franklin Twp | 8873 | 5 | 8.85 | Residential | Yes | Behind the Meter | Net-metered residential rooftop and canopy |  | None | Sunrun Installation Services, Inc. | PSE&G | Accepted | 2020-08-14 | 2020-08-19 | 2021-10-30 | LONGi Green Energy Technology Co Ltd | LR6-60HPB-305M | Solar Panels |  | 0.305 | 20 | 233 | 34 |  | Fixed | Roof
NJSTRE1545463729 |  | Transition Incentive Program | Hillsborough | 8844 | 5 | 11.2 | Residential | No | Behind the Meter | Net-metered residential rooftop and canopy |  | None | Greentech Solar USA LLC | PSE&G | Accepted | 2020-08-19 | 2020-08-19 | 2021-10-30 | Canadian Solar | CS3K320M | Solar Panels |  | 0.32 | 23 | 265 | 33 |  | Fixed | Roof
NJSTRE1545464078 |  | Transition Incentive Program | LINDENWOLD | 8021 | 14 | 9.77 | Residential | No | Behind the Meter | Net-metered residential rooftop and canopy |  | None | Suntuity Solar LLC | AC Electric | Accepted | 2020-08-18 | 2020-08-19 | 2021-10-30 | Longi | LR6-60HPB-315M | Solar Panels |  | 0.315 | 12 | 124 | 33 |  | Fixed | Roof
NJSTRE1545464080 |  | Transition Incentive Program | Erial | 8081 | 14 | 5.67 | Residential | Yes | Behind the Meter | Net-metered residential rooftop and canopy |  | None | Suntuity Solar LLC | AC Electric | Accepted | 2020-08-18 | 2020-08-19 | 2021-10-30 | Longi | LR6-60HPB-315M | Solar Panels |  | 0.315 | 8 | 349 | 23 |  | Fixed | Roof
NJSTRE1545464151 |  | Transition Incentive Program | Raritan | 8869 | 5 | 2.38 | Residential | Yes | Behind the Meter | Net-metered residential rooftop and canopy |  | PSEG | Vision Solar LLC | PSE&G | Accepted | 2020-08-17 | 2020-08-19 | 2021-10-30 | HANWHA Q-CELLS | Q.PEAK DUO-G6 340 | Solar Panels |  | 0.34 | 3 | 356 | 30 |  | Fixed | Roof
NJSTRE1545455164 |  | Transition Incentive Program | glassboro | 8028 | 15 | 5.76 | Residential | Yes | Behind the Meter | Net-metered residential rooftop and canopy |  | None | Orbit Energy & Power, LLC | AC Electric | Accepted | 2020-08-14 | 2020-08-19 | 2021-10-30 | hanwha qcells | qpeak 320w | Solar Panels |  | 0.32 | 18 | 151 | 31 |  | Fixed | Roof
NJSTRE1545456050 |  | Transition Incentive Program | Manchester Township | 8759 | 18 | 10.68 | Residential | Yes | Behind the Meter | Net-metered residential rooftop and canopy |  | None | Sunrun Installation Services, Inc. | JCP&L | Accepted | 2020-08-14 | 2020-08-19 | 2021-10-30 | LONGi Green Energy Technology Co Ltd | LR6-60HPB-305M | Solar Panels |  | 0.305 | 7 | 55 | 18 |  | Fixed | Roof
NJSTRE1545456062 |  | Transition Incentive Program | NEWTON | 7860 | 1 | 7.94 | Residential | Yes | Behind the Meter | Net-metered residential rooftop and canopy |  | None | Sunrun Installation Services, Inc. | JCP&L | Accepted | 2020-08-14 | 2020-08-19 | 2021-10-30 | LG Electronics | LG345N1C-V5 | Solar Panels |  | 0.345 | 23 | 213 | 27 |  | Fixed | Roof
NJSTRE1545456079 |  | Transition Incentive Program | Cape May Court House | 8210 | 21 | 9.18 | Residential | No | Behind the Meter | Net-metered residential rooftop and canopy |  | None | NJ Solar Power, LLC | AC Electric | Accepted | 2020-08-14 | 2020-08-24 | 2021-10-30 | panasonic | vbhn340sa17 | Solar Panels |  | 0.34 | 27 | 222 | 37 |  | Fixed | Roof
NJSTRE1545456095 |  | Transition Incentive Program | LITTLE EGG HARBOR TWP | 8087 | 18 | 8.78 | Residential | Yes | Behind the Meter | Net-metered residential rooftop and canopy |  | None | Vivint Solar Developer, LLC | AC Electric | Accepted | 2020-08-18 | 2020-08-19 | 2021-10-30 | JINKO SOLAR | JKM325M-60HBL | Solar Panels |  | 0.325 | 13 | 81 | 22 |  | Fixed | Roof
NJSTRE1545456100 |  | Transition Incentive Program | Absecon | 8201 | 19 | 5.23 | Residential | Yes | Behind the Meter | Net-metered residential rooftop and canopy |  | None | Ad Energy | AC Electric | Accepted | 2020-08-14 | 2020-08-20 | 2021-10-30 | SunPower | SPR-E20-327-E-AC | Solar Panels |  | 0.327 | 12 | 115 | 20 |  | Fixed | Roof
NJSTRE1545456660 |  | Transition Incentive Program | Franklin Twp | 8873 | 5 | 8.85 | Residential | Yes | Behind the Meter | Net-metered residential rooftop and canopy |  | None | Sunrun Installation Services, Inc. | PSE&G | Accepted | 2020-08-14 | 2020-08-19 | 2021-10-30 | LONGi Green Energy Technology Co Ltd | LR6-60HPB-305M | Solar Panels |  | 0.305 | 9 | 53 | 34 |  | Fixed | Roof
NJSTRE1545463755 |  | Transition Incentive Program | Hillsborough | 8844 | 5 | 11.2 | Residential | No | Behind the Meter | Net-metered residential rooftop and canopy |  | None | Greentech Solar USA LLC | PSE&G | Accepted | 2020-08-19 | 2020-08-19 | 2021-10-30 | Canadian Solar | CS1H-320M | Solar Panels |  | 0.32 | 11 | 150 | 35 |  | Fixed | Roof
NJSTRE1545464078 |  | Transition Incentive Program | LINDENWOLD | 8021 | 14 | 9.77 | Residential | No | Behind the Meter | Net-metered residential rooftop and canopy |  | None | Suntuity Solar LLC | AC Electric | Accepted | 2020-08-18 | 2020-08-19 | 2021-10-30 | Longi | LR6-60HPB-315M | Solar Panels |  | 0.315 | 4 | 214 | 30 |  | Fixed | Roof
NJSTRE1545464078 |  | Transition Incentive Program | LINDENWOLD | 8021 | 14 | 9.77 | Residential | No | Behind the Meter | Net-metered residential rooftop and canopy |  | None | Suntuity Solar LLC | AC Electric | Accepted | 2020-08-18 | 2020-08-19 | 2021-10-30 | Longi | LR6-60HPB-315M | Solar Panels |  | 0.315 | 11 | 304 | 33 |  | Fixed | Roof
NJSTRE1545464105 |  | Transition Incentive Program | manahawkin | 8050 | 18 | 8 | Residential | No | Behind the Meter | Net-metered residential rooftop and canopy |  | None | Orbit Energy & Power, LLC | AC Electric | Final As-Built Received | 2020-08-17 | 2020-08-19 | 2021-10-30 | hanwha qcells | qpeak 320w | Solar Panels |  | 0.32 | 25 | 124 | 20 |  | Fixed | Roof
NJSTRE1545464236 |  | Transition Incentive Program | Williamstown | 8094 | 15 | 11.12 | Residential | Yes | Behind the Meter | Net-metered residential rooftop and canopy |  | None | SunnyMac LLC | AC Electric | Accepted | 2020-08-17 | 2020-08-19 | 2021-10-30 | SunPower | SPR-E20-327W-E-AC | Solar Panels |  | 0.327 | 13 | 303 | 30 |  | Fixed | Roof
NJSTRE1545464236 |  | Transition Incentive Program | Williamstown | 8094 | 15 | 11.12 | Residential | Yes | Behind the Meter | Net-metered residential rooftop and canopy |  | None | SunnyMac LLC | AC Electric | Accepted | 2020-08-17 | 2020-08-19 | 2021-10-30 | SunPower | SPR-E20-327W-E-AC | Solar Panels |  | 0.327 | 3 | 123 | 30 |  | Fixed | Roof
NJSTRE1545464228 |  | Transition Incentive Program | Metuchen boro | 8840 | 11 | 6.71 | Residential | Yes | Behind the Meter | Net-metered residential rooftop and canopy |  | None | Sunrun Installation Services, Inc. | PSE&G | Accepted | 2020-08-17 | 2020-08-19 | 2021-10-30 | Longi Green Energy Technology | LR6-60HPB-305M | Solar Panels |  | 0.305 | 12 | 83 | 40 |  | Fixed | Roof
NJSTRE1545467288 |  | Transition Incentive Program | Woodbury | 8096 | 15 | 6.5 | Residential | Yes | Behind the Meter | Net-metered residential rooftop and canopy |  | None | Vivint Solar Developer, LLC | PSE&G | Accepted | 2020-08-19 | 2020-08-20 | 2021-10-30 | JINKO SOLAR | JKM325M-60HBL | Solar Panels |  | 0.325 | 17 | 89 | 27 |  | Fixed | Roof
NJSTRE1545472222 |  | Transition Incentive Program | Clifton | 7013 | 6 | 5.12 | Residential | No | Behind the Meter | Net-metered residential rooftop and canopy |  | None | Posigen NJ LLC | PSE&G | Accepted | 2020-08-17 | 2020-08-20 | 2021-10-30 | Hanwha Q-Cells | Q.PEAK DUO-G5 320 | Solar Panels |  | 0.32 | 16 | 121 | 16 |  | Fixed | Roof
NJSTRE1545472241 |  | Transition Incentive Program | clementon | 8021 | 14 | 5.78 | Residential | Yes | Behind the Meter | Net-metered residential rooftop and canopy |  | None | Vision Solar LLC | AC Electric | Accepted | 2020-08-17 | 2020-08-19 | 2021-10-30 | HANWHA Q-CELLS | Q.PEAK DUO-G6 340 | Solar Panels |  | 0.34 | 8 | 350 | 24 |  | Fixed | Roof
NJSTRE1545472241 |  | Transition Incentive Program | clementon | 8021 | 14 | 5.78 | Residential | Yes | Behind the Meter | Net-metered residential rooftop and canopy |  | None | Vision Solar LLC | AC Electric | Accepted | 2020-08-17 | 2020-08-19 | 2021-10-30 | HANWHA Q-CELLS | Q.PEAK DUO-G6 340 | Solar Panels |  | 0.34 | 9 | 170 | 24 |  | Fixed | Roof
NJSTRE1545472267 |  | Transition Incentive Program | Parlin | 8859 | 11 | 10.15 | Residential | Yes | Behind the Meter | Net-metered residential rooftop and canopy |  | None | Pro Custom Solar dba Momentum Solar | JCP&L | Accepted | 2020-08-17 | 2020-08-20 | 2021-10-30 | LG ELECTRONICS | LG 350N1C-V5 | Solar Panels |  | 0.35 | 6 | 125 | 16 |  | Fixed | Roof
NJSTRE1545472445 |  | Transition Incentive Program | Franklin Park | 8823 | 5 | 8.84 | Residential | Yes | Behind the Meter | Net-metered residential rooftop and canopy |  | None | Vision Solar LLC | PSE&G | Accepted | 2020-08-17 | 2020-08-20 | 2021-10-30 | HANWHA Q-CELLS | Q.PEAK DUO-G6 340 | Solar Panels |  | 0.34 | 10 | 149 | 20 |  | Fixed | Roof
NJSTRE1545473752 |  | Transition Incentive Program | Wayne | 7470 | 6 | 13.97 | Residential | No | Behind the Meter | Net-metered residential rooftop and canopy |  | None | Tesla Energy Operations Inc. | PSE&G | Accepted | 2020-08-17 | 2020-08-20 | 2021-10-30 | Tesla | SR60T1 | Solar Panels |  | 0.05847 | 46 | 26 | 38 |  | Fixed | Roof
NJSTRE1545473752 |  | Transition Incentive Program | Wayne | 7470 | 6 | 13.97 | Residential | No | Behind the Meter | Net-metered residential rooftop and canopy |  | None | Tesla Energy Operations Inc. | PSE&G | Accepted | 2020-08-17 | 2020-08-20 | 2021-10-30 | Tesla | SR60T1 | Solar Panels |  | 0.05847 | 27 | 27 | 32 |  | Fixed | Roof
NJSTRE1545475396 |  | Transition Incentive Program | Cherry Hill Twp | 8003 | 14 | 8.71 | Residential | No | Behind the Meter | Net-metered residential rooftop and canopy |  | None | Green Power Energy | PSE&G | Accepted | 2020-08-18 | 2020-08-20 | 2021-10-30 | LG Electronics | LG335N1K-V5 | Solar Panels |  | 0.335 | 2 | 285 | 18 |  | Fixed | Roof
NJSTRE1545475817 |  | Transition Incentive Program | Hamilton | 8619 | 12 | 131.2 | Commercial | No | Behind the Meter | Net-metered non-residential rooftop and canopy |  | None | Geoscape Solar | PSE&G | Accepted | 2020-08-18 | 2020-08-24 | 2021-10-30 | Q.Peak | DUO L-G7.2 | Solar Panels |  | 0.4 | 328 | 185 | 5 |  | Fixed | Roof
NJSTRE1545475937 |  | Transition Incentive Program | Burlington | 8016 | 13 | 3.85 | Residential | Yes | Behind the Meter | Net-metered residential rooftop and canopy |  | None | Pro Custom Solar dba Momentum Solar | PSE&G | Accepted | 2020-08-18 | 2020-08-20 | 2021-10-30 | LG | LG 350N1C-V5 | Solar Panels |  | 0.35 | 11 | 182 | 32 |  | Fixed | Roof
NJSTRE1545461549 |  | Transition Incentive Program | Upper Saddle Rv | 7458 | 7 | 11.34 | Residential | Yes | Behind the Meter | Net-metered residential rooftop and canopy |  | None | Tesla Energy Operations Inc. | Orange Rockland Electric | Accepted | 2020-08-15 | 2020-08-19 | 2021-10-30 | Hanwha Q CELLS | Q.PEAK DUO BLK-G5/SC315 | Solar Panels |  | 0.315 | 27 | 94 | 23 |  | Fixed | Roof
NJSTRE1545464077 |  | Transition Incentive Program | Franklinville | 8322 | 15 | 10.4 | Residential | No | Behind the Meter | Net-metered residential rooftop and canopy |  | None | Suntuity Solar LLC | AC Electric | Accepted | 2020-08-18 | 2020-08-19 | 2021-10-30 | Longi | LR6-60HPB-315M | Solar Panels |  | 0.315 | 10 | 192 | 39 |  | Fixed | Roof
NJSTRE1545464077 |  | Transition Incentive Program | Franklinville | 8322 | 15 | 10.4 | Residential | No | Behind the Meter | Net-metered residential rooftop and canopy |  | None | Suntuity Solar LLC | AC Electric | Accepted | 2020-08-18 | 2020-08-19 | 2021-10-30 | Longi | LR6-60HPB-315M | Solar Panels |  | 0.315 | 4 | 192 | 39 |  | Fixed | Roof
NJSTRE1545464082 |  | Transition Incentive Program | VINELAND | 8360 | 20 | 11.03 | Residential | Yes | Behind the Meter | Net-metered residential rooftop and canopy |  | None | Suntuity Solar LLC | Vineland Muni Electric | Accepted | 2020-08-19 | 2020-08-19 | 2021-10-30 | Longi | LR6-60HPB-315M | Solar Panels |  | 0.315 | 17 | 183 | 17 |  | Fixed | Roof
NJSTRE1545464082 |  | Transition Incentive Program | VINELAND | 8360 | 20 | 11.03 | Residential | Yes | Behind the Meter | Net-metered residential rooftop and canopy |  | None | Suntuity Solar LLC | Vineland Muni Electric | Accepted | 2020-08-19 | 2020-08-19 | 2021-10-30 | Longi | LR6-60HPB-315M | Solar Panels |  | 0.315 | 18 | 3 | 17 |  | Fixed | Roof
NJSTRE1545464151 |  | Transition Incentive Program | Raritan | 8869 | 5 | 2.38 | Residential | Yes | Behind the Meter | Net-metered residential rooftop and canopy |  | PSEG | Vision Solar LLC | PSE&G | Accepted | 2020-08-17 | 2020-08-19 | 2021-10-30 | HANWHA Q-CELLS | Q.PEAK DUO-G6 340 | Solar Panels |  | 0.34 | 1 | 176 | 30 |  | Fixed | Roof
NJSTRE1545464228 |  | Transition Incentive Program | Metuchen boro | 8840 | 11 | 6.71 | Residential | Yes | Behind the Meter | Net-metered residential rooftop and canopy |  | None | Sunrun Installation Services, Inc. | PSE&G | Accepted | 2020-08-17 | 2020-08-19 | 2021-10-30 | Longi Green Energy Technologies | LR6-60HPB-305M | Solar Panels |  | 0.305 | 10 | 263 | 40 |  | Fixed | Roof
NJSTRE1545467288 |  | Transition Incentive Program | Woodbury | 8096 | 15 | 6.5 | Residential | Yes | Behind the Meter | Net-metered residential rooftop and canopy |  | None | Vivint Solar Developer, LLC | PSE&G | Accepted | 2020-08-19 | 2020-08-20 | 2021-10-30 | JINKO SOLAR | JKM325M-60HBL | Solar Panels |  | 0.325 | 3 | 269 | 27 |  | Fixed | Roof
NJSTRE1545472268 |  | Transition Incentive Program | Cherry Hill | 8003 | 14 | 10.44 | Residential | No | Behind the Meter | Net-metered residential rooftop and canopy |  | None | Green Power Energy | PSE&G | Accepted | 2020-08-17 | 2020-08-20 | 2021-10-30 | LG Electronics | LG360Q1K-V5 | Solar Panels |  | 0.36 | 14 | 183 | 43 |  | Fixed | Roof
NJSTRE1545475361 |  | Transition Incentive Program | HAZLET | 7730 | 17 | 8.82 | Residential | No | Behind the Meter | Net-metered residential rooftop and canopy |  | None | Suntuity Solar LLC | JCP&L | Accepted | 2020-08-19 | 2020-08-20 | 2021-10-30 | Longi | LR6-60HPB-315M | Solar Panels |  | 0.315 | 20 | 41 | 20 |  | Fixed | Roof
NJSTRE1545475425 |  | Transition Incentive Program | DEPTFORD | 8096 | 15 | 7.37 | Residential | Yes | Behind the Meter | Net-metered residential rooftop and canopy |  | None | Vision Solar LLC | PSE&G | Accepted | 2020-08-18 | 2020-08-20 | 2021-10-30 | Q.PEAK | DUO BLK-G6+ 335 | Solar Panels |  | 0.335 | 9 | 115 | 10 |  | Fixed | Roof
NJSTRE1545475425 |  | Transition Incentive Program | DEPTFORD | 8096 | 15 | 7.37 | Residential | Yes | Behind the Meter | Net-metered residential rooftop and canopy |  | None | Vision Solar LLC | PSE&G | Accepted | 2020-08-18 | 2020-08-20 | 2021-10-30 | Q.PEAK | DUO BLK-G6+ 335 | Solar Panels |  | 0.335 | 6 | 295 | 24 |  | Fixed | Roof
NJSTRE1545475424 |  | Transition Incentive Program | Warren | 7059 | 5 | 25.5 | Residential | No | Behind the Meter | Net-metered residential rooftop and canopy |  | None | Sundial Solar Innovations | PSE&G | Accepted | 2020-08-24 | 2020-08-24 | 2021-10-30 | LG | LG375 | Solar Panels |  | 0.375 | 68 | 165, 255, 75 | 30 |  | Fixed | Roof
NJSTRE1545464177 |  | Transition Incentive Program | Hackettstown | 7840 | 2 | 4.48 | Residential | No | Behind the Meter | Net-metered residential rooftop and canopy |  | None | United Solar LLC | JCP&L | Accepted | 2020-08-20 | 2020-08-20 | 2021-10-30 | axitec | ac-320p/156-72s | Solar Panels |  | 0.32 | 14 | 200 | 20 |  | Fixed | Roof
NJSTRE1545472213 |  | Transition Incentive Program | GLEN RIDGE | 7028 | 9 | 4.23 | Residential | Yes | Behind the Meter | Net-metered residential rooftop and canopy |  | None | Vivint Solar Developer, LLC | PSE&G | Accepted | 2020-08-17 | 2020-08-19 | 2021-10-30 | JINKO SOLAR | JKM325M-60HBL | Solar Panels |  | 0.325 | 13 | 26 | 36 |  | Fixed | Roof
NJSTRE1545472235 |  | Transition Incentive Program | BEACHWOOD | 8722 | 18 | 14.63 | Residential | Yes | Behind the Meter | Net-metered residential rooftop and canopy |  | None | Vivint Solar Developer, LLC | JCP&L | Accepted | 2020-08-18 | 2020-08-19 | 2021-10-30 | JINKO SOLAR | JKM325M-60HBL | Solar Panels |  | 0.325 | 20 | 124 | 30 |  | Fixed | Roof
NJSTRE1545472317 |  | Transition Incentive Program | Princeton Twp | 8540 | 12 | 11.39 | Residential | No | Behind the Meter | Net-metered residential rooftop and canopy |  | None | Green Power energy | PSE&G | Accepted | 2020-08-17 | 2020-08-20 | 2021-10-30 | Hanwha | Q.PEAK DUO BLK-G6 335 | Solar Panels |  | 0.335 | 19 | 90 | 11 |  | Fixed | Roof
NJSTRE1545472429 |  | Transition Incentive Program | Linden | 7036 | 10 | 10.85 | Residential | Yes | Behind the Meter | Net-metered residential rooftop and canopy |  | None | Pro Custom Solar dba Momentum Solar | PSE&G | Accepted | 2020-08-17 | 2020-08-20 | 2021-10-30 | LG | LG 350N1C-V5 | Solar Panels |  | 0.35 | 12 | 171 | 39 |  | Fixed | Roof
NJSTRE1545472464 |  | Transition Incentive Program | millville | 8332 | 20 | 3.35 | Residential | Yes | Behind the Meter | Net-metered residential rooftop and canopy |  | ACE | Vision Solar LLC | AC Electric | Accepted | 2020-08-17 | 2020-09-17 | 2021-10-30 | Q.PEAK | DUO BLK-G6+ 335 | Solar Panels |  | 0.335 | 10 | 243 | 19 |  | Fixed | Roof
NJSTRE1545473752 |  | Transition Incentive Program | Wayne | 7470 | 6 | 13.97 | Residential | No | Behind the Meter | Net-metered residential rooftop and canopy |  | None | Tesla Energy Operations Inc. | PSE&G | Accepted | 2020-08-17 | 2020-08-20 | 2021-10-30 | Tesla | SR60T1 | Solar Panels |  | 0.05847 | 24 | 116 | 38 |  | Fixed | Roof
NJSTRE1545475361 |  | Transition Incentive Program | HAZLET | 7730 | 17 | 8.82 | Residential | No | Behind the Meter | Net-metered residential rooftop and canopy |  | None | Suntuity Solar LLC | JCP&L | Accepted | 2020-08-19 | 2020-08-20 | 2021-10-30 | Longi | LR6-60HPB-315M | Solar Panels |  | 0.315 | 8 | 221 | 18 |  | Fixed | Roof
NJSTRE1545475407 |  | Transition Incentive Program | Morganville | 7751 | 17 | 10.08 | Residential | No | Behind the Meter | Net-metered residential rooftop and canopy |  | None | Green Power Energy | JCP&L | Accepted | 2020-08-18 | 2020-08-20 | 2021-10-30 | LG Electronics | LG360Q1C-V5 | Solar Panels |  | 0.36 | 28 | 129 | 27 |  | Fixed | Roof
NJSTRE1545475419 |  | Transition Incentive Program | West Cape May | 8204 | 21 | 6.03 | Residential | No | Behind the Meter | Net-metered residential rooftop and canopy |  | None | Green Power Energy | AC Electric | Accepted | 2020-08-18 | 2020-08-20 | 2021-10-30 | Hanwha | Q.PEAK DUO BLK-G6 335 | Solar Panels |  | 0.335 | 18 | 197 | 27 |  | Fixed | Roof
NJSTRE1545475431 |  | Transition Incentive Program | Norwood | 7648 | 7 | 10.73 | Residential | Yes | Behind the Meter | Net-metered residential rooftop and canopy |  | None | Vivint Solar Developer, LLC | Orange Rockland Electric | Accepted | 2020-08-19 | 2020-08-20 | 2021-10-30 | JINKO SOLAR | JKM325M-60HBL | Solar Panels |  | 0.325 | 8 | 26 | 28 |  | Fixed | Roof
NJSTRE1545475467 |  | Transition Incentive Program | Newark | 7104 | 9 | 3.74 | Residential | Yes | Behind the Meter | Net-metered residential rooftop and canopy |  | None | Vision Solar LLC | PSE&G | Accepted | 2020-08-18 | 2020-08-20 | 2021-10-30 | HANWHA Q-CELLS | Q.PEAK DUO-G6 340 | Solar Panels |  | 0.34 | 5 | 202 | 45 |  | Fixed | Roof
NJSTRE1545475516 |  | Transition Incentive Program | Long Beach Township | 8008 | 18 | 6.27 | Residential | No | Behind the Meter | Net-metered residential rooftop and canopy |  | None | Whitman Construction, LLC | AC Electric | Accepted | 2020-08-18 | 2020-08-20 | 2021-10-30 | panasonic | VBHN330SA16 | Solar Panels |  | 0.33 | 5 | 118 | 30 |  | Fixed | Roof
NJSTRE1545457141 |  | Transition Incentive Program | Ocean | 7712 | 17 | 7.02 | Residential | No | Behind the Meter | Net-metered residential rooftop and canopy |  | None | Tesla Energy Operations Inc. | JCP&L | Accepted | 2020-08-14 | 2020-08-19 | 2021-10-30 | Tesla | SR60T1 | Solar Panels |  | 0.05847 | 22 | 81 | 30 |  | Fixed | Roof
NJSTRE1545464081 |  | Transition Incentive Program | BORDENTOWN Twp | 8505 | 13 | 10.71 | Residential | No | Behind the Meter | Net-metered residential rooftop and canopy |  | None | Suntuity Solar LLC | PSE&G | Accepted | 2020-08-18 | 2020-08-19 | 2021-10-30 | Longi | LR6-60HPB-315M | Solar Panels |  | 0.315 | 13 | 4 | 22 |  | Fixed | Roof
NJSTRE1545464083 |  | Transition Incentive Program | ATCO | 8004 | 14 | 5.04 | Residential | No | Behind the Meter | Net-metered residential rooftop and canopy |  | None | Suntuity Solar LLC | AC Electric | Accepted | 2020-08-18 | 2020-08-19 | 2021-10-30 | Longi | LR6-60HPB-315M | Solar Panels |  | 0.315 | 16 | 122 | 22 |  | Fixed | Roof
NJSTRE1545464140 |  | Transition Incentive Program | Sewell | 8080 | 15 | 6.12 | Residential | Yes | Behind the Meter | Net-metered residential rooftop and canopy |  | None | Trinity Solar | AC Electric | Accepted | 2020-08-17 | 2020-08-19 | 2021-10-30 | Hanwha | Q.PEAK DUO BLK-G6 340 | Solar Panels |  | 0.34 | 6 | 152 | 16 |  | Fixed | Roof
NJSTRE1545464156 |  | Transition Incentive Program | Hamilton | 8620 | 12 | 9.36 | Residential | No | Behind the Meter | Net-metered residential rooftop and canopy |  | None | Public Service Solar | PSE&G | Accepted | 2020-08-17 | 2020-08-19 | 2021-10-30 | LG | Q1K-V5 | Solar Panels |  | 0.36 | 14 | 202 | 25 |  | Fixed | Roof
NJSTRE1545470797 |  | Transition Incentive Program | Perth Amboy | 8861 | 11 | 7.04 | Residential | No | Behind the Meter | Net-metered residential rooftop and canopy |  | None | Posigen NJ LLC | PSE&G | Accepted | 2020-08-17 | 2020-08-19 | 2021-10-30 | Hanwha Q-Cells | Q.PEAK DUO-G5 320 | Solar Panels |  | 0.32 | 22 | 201,21,111 | 40 |  | Fixed | Roof
NJSTRE1545472199 |  | Transition Incentive Program | MARLTON | 8053 | 13 | 13 | Residential | Yes | Behind the Meter | Net-metered residential rooftop and canopy |  | None | Vivint Solar Developer, LLC | PSE&G | Accepted | 2020-08-20 | 2020-08-20 | 2021-10-30 | JINKO SOLAR | JKM325M-60HBL | Solar Panels |  | 0.325 | 3 | 114 | 23 |  | Fixed | Roof
NJSTRE1545472209 |  | Transition Incentive Program | Smithville | 8205 | 19 | 7.04 | Residential | No | Behind the Meter | Net-metered residential rooftop and canopy |  | None | Posigen NJ LLC | AC Electric | Accepted | 2020-08-17 | 2020-08-19 | 2021-10-30 | Hanwha Q-Cells | Q.PEAK DUO-G5 320 | Solar Panels |  | 0.32 | 22 | 2787,98 | 30 |  | Fixed | Roof
NJSTRE1545472236 |  | Transition Incentive Program | Toms River | 8753 | 18 | 11.06 | Residential | No | Behind the Meter | Net-metered residential rooftop and canopy |  | None | Public Service Solar | JCP&L | Accepted | 2020-08-17 | 2020-08-19 | 2021-10-30 | LG | N1K-V5 | Solar Panels |  | 0.335 | 22 | 83 | 30 |  | Fixed | Roof
NJSTRE1545472253 |  | Transition Incentive Program | Somerville | 8876 | 5 | 4.9 | Residential | Yes | Behind the Meter | Net-metered residential rooftop and canopy |  | None | Pro Custom Solar dba Momentum Solar | PSE&G | Accepted | 2020-08-17 | 2020-08-19 | 2021-10-30 | LG ELECTRONICS | LG 350N1C-V5 | Solar Panels |  | 0.35 | 9 | 195 | 23 |  | Fixed | Roof
NJSTRE1545472255 |  | Transition Incentive Program | Beachwood | 8722 | 18 | 10.24 | Residential | No | Behind the Meter | Net-metered residential rooftop and canopy |  | None | Green Power Energy | JCP&L | Accepted | 2020-08-17 | 2020-08-19 | 2021-10-30 | Axitec | AC-320MH/120SB | Solar Panels |  | 0.32 | 32 | 125 | 27 |  | Fixed | Roof
NJSTRE1545472267 |  | Transition Incentive Program | Parlin | 8859 | 11 | 10.15 | Residential | Yes | Behind the Meter | Net-metered residential rooftop and canopy |  | None | Pro Custom Solar dba Momentum Solar | JCP&L | Accepted | 2020-08-17 | 2020-08-20 | 2021-10-30 | LG ELECTRONICS | LG 350N1C-V5 | Solar Panels |  | 0.35 | 23 | 305 | 16 |  | Fixed | Roof
NJSTRE1545472296 |  | Transition Incentive Program | Brick | 8724 | 18 | 5.6 | Residential | Yes | Behind the Meter | Net-metered residential rooftop and canopy |  | None | Pro Custom Solar dba Momentum Solar | JCP&L | Accepted | 2020-08-17 | 2020-08-20 | 2021-10-30 | LG ELECTRONICS | LG 350N1C-V5 | Solar Panels |  | 0.35 | 5 | 86 | 23 |  | Fixed | Roof
NJSTRE1545472243 |  | Transition Incentive Program | Hackensack | 7601 | 7 | 7.35 | Residential | Yes | Behind the Meter | Net-metered residential rooftop and canopy |  | None | Pro Custom Solar dba Momentum Solar | PSE&G | Accepted | 2020-08-17 | 2020-08-19 | 2021-10-30 | LG ELECTRONICS | LG 350N1C-V5 | Solar Panels |  | 0.35 | 9 | 218 | 21 |  | Fixed | Roof
NJSTRE1545472268 |  | Transition Incentive Program | Cherry Hill | 8003 | 14 | 10.44 | Residential | No | Behind the Meter | Net-metered residential rooftop and canopy |  | None | Green Power Energy | PSE&G | Accepted | 2020-08-17 | 2020-08-20 | 2021-10-30 | LG Electronics | LG360Q1K-V5 | Solar Panels |  | 0.36 | 15 | 93 | 34 |  | Fixed | Roof
NJSTRE1545472227 |  | Transition Incentive Program | Cinnaminson | 8077 | 13 | 49.68 | Commercial | No | Behind the Meter | Net-metered non-residential rooftop and canopy |  | None | Spectacular Solar | PSE&G | Accepted | 2020-09-08 | 2020-09-08 | 2021-10-30 | HANWAH QCELL | q.plus l-g4.2 345 | Solar Panels |  | 0.345 | 144 | 132 | 0 |  | Fixed | Roof
NJSTRE1545472303 |  | Transition Incentive Program | Roselle | 7203 | 10 | 6.3 | Residential | Yes | Behind the Meter | Net-metered residential rooftop and canopy |  | None | Pro Custom Solar dba Momentum Solar | PSE&G | Accepted | 2020-08-17 | 2020-08-20 | 2021-10-30 | LG | LG 350N1C-V5 | Solar Panels |  | 0.35 | 8 | 350 | 18 |  | Fixed | Roof
NJSTRE1545472312 |  | Transition Incentive Program | Little Ferry | 7643 | 7 | 3.06 | Residential | Yes | Behind the Meter | Net-metered residential rooftop and canopy |  | None | Trinity Solar | PSE&G | Final As-Built Received | 2020-08-17 | 2020-08-20 | 2021-10-30 | Hanwha 340 | Q.PEAK DUO BLK-G6 340 | Solar Panels |  | 0.34 | 5 | 92 | 23 |  | Fixed | Roof
NJSTRE1545472411 |  | Transition Incentive Program | MORRISTOWN | 7960 | 3 | 12.35 | Residential | Yes | Behind the Meter | Net-metered residential rooftop and canopy |  | None | Vivint Solar Developer, LLC | JCP&L | Accepted | 2020-08-18 | 2020-08-20 | 2021-10-30 | JinkoSolar | JKM325M-60HBL | Solar Panels |  | 0.325 | 10 | 295 | 20 |  | Fixed | Roof
NJSTRE1545472472 |  | Transition Incentive Program | Millburn | 7041 | 9 | 12.24 | Residential | No | Behind the Meter | Net-metered residential rooftop and canopy |  | None | Tesla Energy Operations Inc. | PSE&G | Accepted | 2020-08-17 | 2020-08-20 | 2021-10-30 | Hanwha Q-CELLS | Q.Peak DUO BLK-G6+ 340 | Solar Panels |  | 0.34 | 36 | 217 | 23 |  | Fixed | Roof
NJSTRE1545472629 |  | Transition Incentive Program | North Bergen | 7057 | 7 | 4.08 | Residential | No | Behind the Meter | Net-metered residential rooftop and canopy |  | None | Tesla Energy Operations Inc. | PSE&G | Accepted | 2020-08-17 | 2020-08-20 | 2021-10-30 | Hanwha Q-CELLS | Q.Peak DUO BLK-G6+ 340 | Solar Panels |  | 0.34 | 12 | 210 | 26 |  | Fixed | Roof
NJSTRE1545473791 |  | Transition Incentive Program | Jersey City | 7306 | 8 | 11.88 | Residential | No | Behind the Meter | Net-metered residential rooftop and canopy |  | None | SunPower Corporation, Systems | PSE&G | Accepted | 2020-08-18 | 2020-08-20 | 2021-10-30 | SunPower | SPR-X22-360-E-AC | Solar Panels |  | 0.36 | 13 | 126 | 20 |  | Fixed | Roof
NJSTRE1545473791 |  | Transition Incentive Program | Jersey City | 7306 | 8 | 11.88 | Residential | No | Behind the Meter | Net-metered residential rooftop and canopy |  | None | SunPower Corporation, Systems | PSE&G | Accepted | 2020-08-18 | 2020-08-20 | 2021-10-30 | SunPower | SPR-X22-360-E-AC | Solar Panels |  | 0.36 | 20 | 306 | 20 |  | Fixed | Roof
NJSTRE1545475425 |  | Transition Incentive Program | DEPTFORD | 8096 | 15 | 7.37 | Residential | Yes | Behind the Meter | Net-metered residential rooftop and canopy |  | None | Vision Solar LLC | PSE&G | Accepted | 2020-08-18 | 2020-08-20 | 2021-10-30 | Q.PEAK | DUO BLK-G6+ 335 | Solar Panels |  | 0.335 | 7 | 115 | 24 |  | Fixed | Roof
NJSTRE1545475431 |  | Transition Incentive Program | Norwood | 7648 | 7 | 10.73 | Residential | Yes | Behind the Meter | Net-metered residential rooftop and canopy |  | None | Vivint Solar Developer, LLC | Orange Rockland Electric | Accepted | 2020-08-19 | 2020-08-20 | 2021-10-30 | JINKO SOLAR | JKM325M-60HBL | Solar Panels |  | 0.325 | 20 | 206 | 28 |  | Fixed | Roof
NJSTRE1545475457 |  | Transition Incentive Program | South Plainfield | 7080 | 11 | 8.78 | Residential | Yes | Behind the Meter | Net-metered residential rooftop and canopy |  | None | Vivint Solar Developer, LLC | PSE&G | Accepted | 2020-08-19 | 2020-08-20 | 2021-10-30 | JINKO SOLAR | JKM325M-60HBL | Solar Panels |  | 0.325 | 12 | 68 | 27 |  | Fixed | Roof
NJSTRE1545456089 |  | Transition Incentive Program | FLANDERS | 7836 | 3 | 10.4 | Residential | Yes | Behind the Meter | Net-metered residential rooftop and canopy |  | None | Vivint Solar Developer, LLC | JCP&L | Accepted | 2020-08-18 | 2020-08-19 | 2021-10-30 | Jinko Solar | JKM325M-60HBL | Solar Panels |  | 0.325 | 12 | 183 | 22 |  | Fixed | Roof
NJSTRE1545456095 |  | Transition Incentive Program | LITTLE EGG HARBOR TWP | 8087 | 18 | 8.78 | Residential | Yes | Behind the Meter | Net-metered residential rooftop and canopy |  | None | Vivint Solar Developer, LLC | AC Electric | Accepted | 2020-08-18 | 2020-08-19 | 2021-10-30 | JINKO SOLAR | JKM325M-60HBL | Solar Panels |  | 0.325 | 14 | 261 | 22 |  | Fixed | Roof
NJSTRE1545463755 |  | Transition Incentive Program | Hillsborough | 8844 | 5 | 11.2 | Residential | No | Behind the Meter | Net-metered residential rooftop and canopy |  | None | Greentech Solar USA LLC | PSE&G | Accepted | 2020-08-19 | 2020-08-19 | 2021-10-30 | Canadian Solar | CS1H-320M | Solar Panels |  | 0.32 | 19 | 150 | 32 |  | Fixed | Roof
NJSTRE1545464236 |  | Transition Incentive Program | Williamstown | 8094 | 15 | 11.12 | Residential | Yes | Behind the Meter | Net-metered residential rooftop and canopy |  | None | SunnyMac LLC | AC Electric | Accepted | 2020-08-17 | 2020-08-19 | 2021-10-30 | SunPower | SPR-E20-327W-E-AC | Solar Panels |  | 0.327 | 12 | 123 | 42 |  | Fixed | Roof
NJSTRE1545472243 |  | Transition Incentive Program | Hackensack | 7601 | 7 | 7.35 | Residential | Yes | Behind the Meter | Net-metered residential rooftop and canopy |  | None | Pro Custom Solar dba Momentum Solar | PSE&G | Accepted | 2020-08-17 | 2020-08-19 | 2021-10-30 | LG ELECTRONICS | LG 350N1C-V5 | Solar Panels |  | 0.35 | 3 | 38 | 7 |  | Fixed | Roof
NJSTRE1545472235 |  | Transition Incentive Program | BEACHWOOD | 8722 | 18 | 14.63 | Residential | Yes | Behind the Meter | Net-metered residential rooftop and canopy |  | None | Vivint Solar Developer, LLC | JCP&L | Accepted | 2020-08-18 | 2020-08-19 | 2021-10-30 | JINKO SOLAR | JKM325M-60HBL | Solar Panels |  | 0.325 | 13 | 304 | 30 |  | Fixed | Roof
NJSTRE1545472252 |  | Transition Incentive Program | Plainfield | 7060 | 10 | 9.6 | Residential | No | Behind the Meter | Net-metered residential rooftop and canopy |  | None | Posigen NJ LLC | PSE&G | Accepted | 2020-08-17 | 2020-08-20 | 2021-10-30 | Hanwha Q-Cells | Q.PEAK DUO-G5 320 | Solar Panels |  | 0.32 | 30 | 170,260,80 | 24 |  | Fixed | Roof
NJSTRE1545472312 |  | Transition Incentive Program | Little Ferry | 7643 | 7 | 3.06 | Residential | Yes | Behind the Meter | Net-metered residential rooftop and canopy |  | None | Trinity Solar | PSE&G | Final As-Built Received | 2020-08-17 | 2020-08-20 | 2021-10-30 | Hanwha 340 | Q.PEAK DUO BLK-G6 340 | Solar Panels |  | 0.34 | 4 | 182 | 23 |  | Fixed | Roof
NJSTRE1545472410 |  | Transition Incentive Program | Fords | 8863 | 11 | 8.05 | Residential | Yes | Behind the Meter | Net-metered residential rooftop and canopy |  | None | Pro Custom Solar dba Momentum Solar | PSE&G | Accepted | 2020-08-17 | 2020-08-20 | 2021-10-30 | LG | LG 350N1C-V5 | Solar Panels |  | 0.35 | 23 | 83 | 28 |  | Fixed | Roof
NJSTRE1545472411 |  | Transition Incentive Program | MORRISTOWN | 7960 | 3 | 12.35 | Residential | Yes | Behind the Meter | Net-metered residential rooftop and canopy |  | None | Vivint Solar Developer, LLC | JCP&L | Accepted | 2020-08-18 | 2020-08-20 | 2021-10-30 | JinkoSolar | JKM325M-60HBL | Solar Panels |  | 0.325 | 12 | 205 | 20 |  | Fixed | Roof
NJSTRE1545472429 |  | Transition Incentive Program | Linden | 7036 | 10 | 10.85 | Residential | Yes | Behind the Meter | Net-metered residential rooftop and canopy |  | None | Pro Custom Solar dba Momentum Solar | PSE&G | Accepted | 2020-08-17 | 2020-08-20 | 2021-10-30 | LG | LG 350N1C-V5 | Solar Panels |  | 0.35 | 5 | 351 | 7 |  | Fixed | Roof
NJSTRE1545472429 |  | Transition Incentive Program | Linden | 7036 | 10 | 10.85 | Residential | Yes | Behind the Meter | Net-metered residential rooftop and canopy |  | None | Pro Custom Solar dba Momentum Solar | PSE&G | Accepted | 2020-08-17 | 2020-08-20 | 2021-10-30 | LG | LG 350N1C-V5 | Solar Panels |  | 0.35 | 14 | 261 | 25 |  | Fixed | Roof
NJSTRE1545472444 |  | Transition Incentive Program | Piscataway Twp | 8854 | 11 | 8.88 | Residential | No | Behind the Meter | Net-metered residential rooftop and canopy |  | None | Greeb Power Energy | PSE&G | Accepted | 2020-08-17 | 2020-08-20 | 2021-10-30 | Solaria | XT-370R-PD | Solar Panels |  | 0.37 | 16 | 205 | 19 |  | Fixed | Roof
NJSTRE1545472296 |  | Transition Incentive Program | Brick | 8724 | 18 | 5.6 | Residential | Yes | Behind the Meter | Net-metered residential rooftop and canopy |  | None | Pro Custom Solar dba Momentum Solar | JCP&L | Accepted | 2020-08-17 | 2020-08-20 | 2021-10-30 | LG ELECTRONICS | LG 350N1C-V5 | Solar Panels |  | 0.35 | 11 | 266 | 21 |  | Fixed | Roof
NJSTRE1545472411 |  | Transition Incentive Program | MORRISTOWN | 7960 | 3 | 12.35 | Residential | Yes | Behind the Meter | Net-metered residential rooftop and canopy |  | None | Vivint Solar Developer, LLC | JCP&L | Accepted | 2020-08-18 | 2020-08-20 | 2021-10-30 | JinkoSolar | JKM325M-60HBL | Solar Panels |  | 0.325 | 6 | 115 | 20 |  | Fixed | Roof
NJSTRE1545475431 |  | Transition Incentive Program | Norwood | 7648 | 7 | 10.73 | Residential | Yes | Behind the Meter | Net-metered residential rooftop and canopy |  | None | Vivint Solar Developer, LLC | Orange Rockland Electric | Accepted | 2020-08-19 | 2020-08-20 | 2021-10-30 | JINKO SOLAR | JKM325M-60HBL | Solar Panels |  | 0.325 | 5 | 116 | 31 |  | Fixed | Roof
NJSTRE1545475400 |  | Transition Incentive Program | Tuckerton | 8087 | 18 | 9.28 | Residential | Yes | Behind the Meter | Net-metered residential rooftop and canopy |  | None | Reliable Power and Solar | AC Electric | Accepted | 2020-08-18 | 2020-08-20 | 2021-10-30 | trina | tsmdd05 | Solar Panels |  | 0.32 | 5 | 96 | 32 |  | Fixed | Roof | roof
NJSTRE1545475473 |  | Transition Incentive Program | West Windsor Twp | 8550 | 12 | 18 | Residential | No | Behind the Meter | Net-metered residential rooftop and canopy |  | None | Green Power energy | PSE&G | Accepted | 2020-08-18 | 2020-08-20 | 2021-10-30 | LG Electronics | LG360Q1K-V5 | Solar Panels |  | 0.36 | 21 | 271 | 30 |  | Fixed | Roof
NJSTRE1545475637 |  | Transition Incentive Program | Manchester | 8759 | 18 | 8.96 | Residential | Yes | Behind the Meter | Net-metered residential rooftop and canopy |  | None | Reliable Power and Solar | JCP&L | Accepted | 2020-08-18 | 2020-08-20 | 2021-10-30 | trina | tsmdd05 | Solar Panels |  | 0.32 | 3 | 110 | 31 |  | Fixed | Roof | roof
NJSTRE1545475798 |  | Transition Incentive Program | Hamilton | 8619 | 12 | 274.4 | Commercial | No | Behind the Meter | Net-metered non-residential rooftop and canopy |  | None | Geoscape Solar | PSE&G | Accepted | 2020-08-18 | 2020-08-24 | 2021-10-30 | Q.PEAK | DUO L-G7.2 | Solar Panels |  | 0.4 | 686 | 185 | 5 |  | Fixed | Roof
NJSTRE1545475844 |  | Transition Incentive Program | West Berlin | 8091 | 14 | 3.84 | Residential | No | Behind the Meter | Net-metered residential rooftop and canopy |  | None | Posigen NJ LLC | AC Electric | Accepted | 2020-08-18 | 2020-08-20 | 2021-10-30 | Hanwha Q-Cells | Q.PEAK DUO-G5 320 | Solar Panels |  | 0.32 | 12 | 243 | 24 |  | Fixed | Roof
NJSTRE1545475918 |  | Transition Incentive Program | Marlton | 8053 | 13 | 10.56 | Residential | Yes | Behind the Meter | Net-metered residential rooftop and canopy |  | None | EMT Renewables | PSE&G | Accepted | 2020-08-18 | 2020-08-20 | 2021-10-30 | Trina | 320-BLK | Solar Panels |  | 0.32 | 16 | 271 | 27 |  | Single Axis | Roof
NJSTRE1545475918 |  | Transition Incentive Program | Marlton | 8053 | 13 | 10.56 | Residential | Yes | Behind the Meter | Net-metered residential rooftop and canopy |  | None | EMT Renewables | PSE&G | Accepted | 2020-08-18 | 2020-08-20 | 2021-10-30 | Trina | 320-BLK | Solar Panels |  | 0.32 | 10 | 271 | 27 |  | Fixed | Roof
NJSTRE1545475918 |  | Transition Incentive Program | Marlton | 8053 | 13 | 10.56 | Residential | Yes | Behind the Meter | Net-metered residential rooftop and canopy |  | None | EMT Renewables | PSE&G | Accepted | 2020-08-18 | 2020-08-20 | 2021-10-30 | Trina | 320-BLK | Solar Panels |  | 0.32 | 2 | 91 | 26 |  | Fixed | Roof
NJSTRE1545475929 |  | Transition Incentive Program | Sicklerville | 8081 | 14 | 8.18 | Residential | No | Behind the Meter | Net-metered residential rooftop and canopy |  | None | SunnyMac LLC | AC Electric | Accepted | 2020-08-18 | 2020-08-20 | 2021-10-30 | SunPower | SPR-E20-327W-E-AC | Solar Panels |  | 0.327 | 19 | 216 | 30 |  | Fixed | Roof
NJSTRE1545475971 |  | Transition Incentive Program | Rio grande | 8242 | 21 | 7.37 | Residential | Yes | Behind the Meter | Net-metered residential rooftop and canopy |  | None | Vision Solar LLC | AC Electric | Accepted | 2020-08-18 | 2020-08-20 | 2021-10-30 | LG SOLAR | LG335N1K-V5 | Solar Panels |  | 0.335 | 9 | 0 | 20 |  | Fixed | Roof
NJSTRE1545464078 |  | Transition Incentive Program | LINDENWOLD | 8021 | 14 | 9.77 | Residential | No | Behind the Meter | Net-metered residential rooftop and canopy |  | None | Suntuity Solar LLC | AC Electric | Accepted | 2020-08-18 | 2020-08-19 | 2021-10-30 | Longi | LR6-60HPB-315M | Solar Panels |  | 0.315 | 4 | 34 | 30 |  | Fixed | Roof
NJSTRE1545464080 |  | Transition Incentive Program | Erial | 8081 | 14 | 5.67 | Residential | Yes | Behind the Meter | Net-metered residential rooftop and canopy |  | None | Suntuity Solar LLC | AC Electric | Accepted | 2020-08-18 | 2020-08-19 | 2021-10-30 | Longi | LR6-60HPB-315M | Solar Panels |  | 0.315 | 10 | 169 | 23 |  | Fixed | Roof
NJSTRE1545464140 |  | Transition Incentive Program | Sewell | 8080 | 15 | 6.12 | Residential | Yes | Behind the Meter | Net-metered residential rooftop and canopy |  | None | Trinity Solar | AC Electric | Accepted | 2020-08-17 | 2020-08-19 | 2021-10-30 | Hanwha | Q.PEAK DUO BLK-G6 340 | Solar Panels |  | 0.34 | 12 | 152 | 16 |  | Fixed | Roof
NJSTRE1545464156 |  | Transition Incentive Program | Hamilton | 8620 | 12 | 9.36 | Residential | No | Behind the Meter | Net-metered residential rooftop and canopy |  | None | Public Service Solar | PSE&G | Accepted | 2020-08-17 | 2020-08-19 | 2021-10-30 | LG | Q1K-V5 | Solar Panels |  | 0.36 | 12 | 202 | 31 |  | Fixed | Roof
NJSTRE1545464236 |  | Transition Incentive Program | Williamstown | 8094 | 15 | 11.12 | Residential | Yes | Behind the Meter | Net-metered residential rooftop and canopy |  | None | SunnyMac LLC | AC Electric | Accepted | 2020-08-17 | 2020-08-19 | 2021-10-30 | SunPower | SPR-E20-327W-E-AC | Solar Panels |  | 0.327 | 6 | 123 | 30 |  | Fixed | Roof
NJSTRE1545469979 |  | Transition Incentive Program | Little Egg Harbor | 8087 | 18 | 11.47 | Residential | No | Behind the Meter | Net-metered residential rooftop and canopy |  | ACE | Whitman Construction, LLC | AC Electric | Accepted | 2020-08-17 | 2020-08-19 | 2021-10-30 | SOLARIA POWER | XT-370R-PD | Solar Panels |  | 0.37 | 6 | 279 | 20 |  | Fixed | Roof
NJSTRE1545472199 |  | Transition Incentive Program | MARLTON | 8053 | 13 | 13 | Residential | Yes | Behind the Meter | Net-metered residential rooftop and canopy |  | None | Vivint Solar Developer, LLC | PSE&G | Accepted | 2020-08-20 | 2020-08-20 | 2021-10-30 | JINKO SOLAR | JKM325M-60HBL | Solar Panels |  | 0.325 | 14 | 204 | 32 |  | Fixed | Roof
NJSTRE1545472199 |  | Transition Incentive Program | MARLTON | 8053 | 13 | 13 | Residential | Yes | Behind the Meter | Net-metered residential rooftop and canopy |  | None | Vivint Solar Developer, LLC | PSE&G | Accepted | 2020-08-20 | 2020-08-20 | 2021-10-30 | JINKO SOLAR | JKM325M-60HBL | Solar Panels |  | 0.325 | 11 | 114 | 10 |  | Fixed | Roof
NJSTRE1545472203 |  | Transition Incentive Program | BERGENFIELD | 7621 | 7 | 9.1 | Residential | Yes | Behind the Meter | Net-metered residential rooftop and canopy |  | None | Vivint Solar Developer, LLC | PSE&G | Accepted | 2020-08-18 | 2020-08-19 | 2021-10-30 | JINKO SOLAR | JKM325M-60HBL | Solar Panels |  | 0.325 | 10 | 357 | 32 |  | Fixed | Roof
NJSTRE1545472234 |  | Transition Incentive Program | WALDWICK | 7463 | 7 | 7 | Residential | No | Behind the Meter | Net-metered residential rooftop and canopy |  | None | Infinity Solar Systems | PSE&G | Accepted | 2020-08-17 | 2020-08-19 | 2021-10-30 | LG | LG350N1C-V5 | Solar Panels |  | 0.35 | 20 | 106 | 35 |  | Fixed | Roof
NJSTRE1545472235 |  | Transition Incentive Program | BEACHWOOD | 8722 | 18 | 14.63 | Residential | Yes | Behind the Meter | Net-metered residential rooftop and canopy |  | None | Vivint Solar Developer, LLC | JCP&L | Accepted | 2020-08-18 | 2020-08-19 | 2021-10-30 | JINKO SOLAR | JKM325M-60HBL | Solar Panels |  | 0.325 | 12 | 304 | 32 |  | Fixed | Roof
NJSTRE1545472281 |  | Transition Incentive Program | COLONIA | 7067 | 10 | 3.9 | Residential | Yes | Behind the Meter | Net-metered residential rooftop and canopy |  | None | Vivint Solar Developer, LLC | PSE&G | Accepted | 2020-08-19 | 2020-08-20 | 2021-10-30 | JINKO SOLAR | JKM325M-60HBL | Solar Panels |  | 0.325 | 12 | 355 | 30 |  | Fixed | Roof
NJSTRE1545472303 |  | Transition Incentive Program | Roselle | 7203 | 10 | 6.3 | Residential | Yes | Behind the Meter | Net-metered residential rooftop and canopy |  | None | Pro Custom Solar dba Momentum Solar | PSE&G | Accepted | 2020-08-17 | 2020-08-20 | 2021-10-30 | LG | LG 350N1C-V5 | Solar Panels |  | 0.35 | 10 | 170 | 40 |  | Fixed | Roof
NJSTRE1545473752 |  | Transition Incentive Program | Wayne | 7470 | 6 | 13.97 | Residential | No | Behind the Meter | Net-metered residential rooftop and canopy |  | None | Tesla Energy Operations Inc. | PSE&G | Accepted | 2020-08-17 | 2020-08-20 | 2021-10-30 | Tesla | SR60T1 | Solar Panels |  | 0.05847 | 61 | 206 | 38 |  | Fixed | Roof
NJSTRE1545473752 |  | Transition Incentive Program | Wayne | 7470 | 6 | 13.97 | Residential | No | Behind the Meter | Net-metered residential rooftop and canopy |  | None | Tesla Energy Operations Inc. | PSE&G | Accepted | 2020-08-17 | 2020-08-20 | 2021-10-30 | Tesla | SR60T1 | Solar Panels |  | 0.05847 | 27 | 207 | 32 |  | Fixed | Roof
NJSTRE1545475355 |  | Transition Incentive Program | Princeton Junction | 8550 | 12 | 301.76 | Commercial | No | Behind the Meter | Net-metered non-residential rooftop and canopy |  | None | Summit Solar Company LLC | PSE&G | Accepted | 2020-08-18 | 2020-08-20 | 2021-10-30 | Astronergy | AstroTwinsTM CHSM72M(DG)/F-BH 410W | Solar Panels |  | 0.41 | 736 | 182 | 8 |  | Fixed | Roof
NJSTRE1545475396 |  | Transition Incentive Program | Cherry Hill Twp | 8003 | 14 | 8.71 | Residential | No | Behind the Meter | Net-metered residential rooftop and canopy |  | None | Green Power Energy | PSE&G | Accepted | 2020-08-18 | 2020-08-20 | 2021-10-30 | LG Electronics | LG335N1K-V5 | Solar Panels |  | 0.335 | 24 | 105 | 18 |  | Fixed | Roof
NJSTRE1545475398 |  | Transition Incentive Program | ELMER | 8318 | 16 | 11.34 | Residential | Yes | Behind the Meter | Net-metered residential rooftop and canopy |  | None | Suntuity Solar LLC | AC Electric | Accepted | 2020-08-18 | 2020-08-20 | 2021-10-30 | Longi | LR6-60HPB-315M | Solar Panels |  | 0.315 | 14 | 250 | 22 |  | Fixed | Roof
NJSTRE1545475473 |  | Transition Incentive Program | West Windsor Twp | 8550 | 12 | 18 | Residential | No | Behind the Meter | Net-metered residential rooftop and canopy |  | None | Green Power energy | PSE&G | Accepted | 2020-08-18 | 2020-08-20 | 2021-10-30 | LG Electronics | LG360Q1K-V5 | Solar Panels |  | 0.36 | 18 | 181 | 30 |  | Fixed | Roof
NJSTRE1545475902 |  | Transition Incentive Program | Millville | 8332 | 20 | 3.84 | Residential | No | Behind the Meter | Net-metered residential rooftop and canopy |  | None | Posigen NJ LLC | AC Electric | Accepted | 2020-08-18 | 2020-08-20 | 2021-10-30 | Hanwha Q-Cells | Q.PEAK DUO-G5 320 | Solar Panels |  | 0.32 | 12 | 194,14 | 38 |  | Fixed | Roof
NJSTRE1545475949 |  | Transition Incentive Program | EDISON | 8817 | 11 | 4.08 | Residential | No | Behind the Meter | Net-metered residential rooftop and canopy |  | None | Trinity Solar | PSE&G | Final As-Built Received | 2020-08-18 | 2020-08-20 | 2021-10-30 | HANWHA | Q.PEAK DUO BLK-G6 340 | Solar Panels |  | 0.34 | 4 | 261 | 31 |  | Fixed | Roof
NJSTRE1545475971 |  | Transition Incentive Program | Rio grande | 8242 | 21 | 7.37 | Residential | Yes | Behind the Meter | Net-metered residential rooftop and canopy |  | None | Vision Solar LLC | AC Electric | Accepted | 2020-08-18 | 2020-08-20 | 2021-10-30 | LG SOLAR | LG335N1K-V5 | Solar Panels |  | 0.335 | 4 | 180 | 20 |  | Fixed | Roof
NJSTRE1545476092 |  | Transition Incentive Program | Mount Laurel | 8054 | 13 | 5.89 | Residential | Yes | Behind the Meter | Net-metered residential rooftop and canopy |  | None | Ad Energy | PSE&G | Accepted | 2020-08-18 | 2020-08-20 | 2021-10-30 | Sunpower | SPR-X22-327-E-AC | Solar Panels |  | 0.327 | 3 | 207 | 16 |  | Fixed | Roof
NJSTRE1545476083 |  | Transition Incentive Program | Howell | 7731 | 17 | 10.88 | Residential | No | Behind the Meter | Net-metered residential rooftop and canopy |  | None | Whitman Construction, LLC | JCP&L | Accepted | 2020-08-18 | 2020-08-20 | 2021-10-30 | TRINA | TSM 320DD05H.05 | Solar Panels |  | 0.32 | 9 | 64 | 20 |  | Fixed | Roof
NJSTRE1545476100 |  | Transition Incentive Program | Pennsville | 8070 | 16 | 21.24 | Residential | No | Behind the Meter | Net-metered residential rooftop and canopy |  | None | Green Power Energy | AC Electric | Accepted | 2020-08-18 | 2020-08-20 | 2021-10-30 | LG Electronics | LG360Q1C-V5 | Solar Panels |  | 0.36 | 20 | 130 | 25 |  | Fixed | Roof
NJSTRE1545476112 |  | Transition Incentive Program | Penns Grove | 8069 | 16 | 14.34 | Residential | Yes | Behind the Meter | Net-metered residential rooftop and canopy |  | None | Bright Planet Solar | AC Electric | Accepted | 2020-08-18 | 2020-08-21 | 2021-10-30 | LONGI | LR6-60HPB-305M | Solar Panels |  | 0.305 | 2 | 42 | 22 |  | Fixed | Roof
NJSTRE1545472317 |  | Transition Incentive Program | Princeton Twp | 8540 | 12 | 11.39 | Residential | No | Behind the Meter | Net-metered residential rooftop and canopy |  | None | Green Power energy | PSE&G | Accepted | 2020-08-17 | 2020-08-20 | 2021-10-30 | Hanwha | Q.PEAK DUO BLK-G6 335 | Solar Panels |  | 0.335 | 15 | 180 | 11 |  | Fixed | Roof
NJSTRE1545472396 |  | Transition Incentive Program | Rahway | 7065 | 10 | 6.65 | Residential | Yes | Behind the Meter | Net-metered residential rooftop and canopy |  | None | Pro Custom Solar dba Momentum Solar | PSE&G | Accepted | 2020-08-17 | 2020-08-20 | 2021-10-30 | LG | LG 350N1C-V5 | Solar Panels |  | 0.35 | 9 | 74 | 10 |  | Fixed | Roof
NJSTRE1545472411 |  | Transition Incentive Program | MORRISTOWN | 7960 | 3 | 12.35 | Residential | Yes | Behind the Meter | Net-metered residential rooftop and canopy |  | None | Vivint Solar Developer, LLC | JCP&L | Accepted | 2020-08-18 | 2020-08-20 | 2021-10-30 | JINKO SOLAR | JKM325M-60HBL | Solar Panels |  | 0.325 | 10 | 25 | 20 |  | Fixed | Roof
NJSTRE1545472444 |  | Transition Incentive Program | Piscataway Twp | 8854 | 11 | 8.88 | Residential | No | Behind the Meter | Net-metered residential rooftop and canopy |  | None | Greeb Power Energy | PSE&G | Accepted | 2020-08-17 | 2020-08-20 | 2021-10-30 | Solaria | XT-370R-PD | Solar Panels |  | 0.37 | 8 | 205 | 19 |  | Fixed | Roof
NJSTRE1545473752 |  | Transition Incentive Program | Wayne | 7470 | 6 | 13.97 | Residential | No | Behind the Meter | Net-metered residential rooftop and canopy |  | None | Tesla Energy Operations Inc. | PSE&G | Accepted | 2020-08-17 | 2020-08-20 | 2021-10-30 | Tesla | SR60T1 | Solar Panels |  | 0.05847 | 29 | 296 | 38 |  | Fixed | Roof
NJSTRE1545475457 |  | Transition Incentive Program | South Plainfield | 7080 | 11 | 8.78 | Residential | Yes | Behind the Meter | Net-metered residential rooftop and canopy |  | None | Vivint Solar Developer, LLC | PSE&G | Accepted | 2020-08-19 | 2020-08-20 | 2021-10-30 | JINKO SOLAR | JKM325M-60HBL | Solar Panels |  | 0.325 | 15 | 248 | 13 |  | Fixed | Roof
NJSTRE1545475637 |  | Transition Incentive Program | Manchester | 8759 | 18 | 8.96 | Residential | Yes | Behind the Meter | Net-metered residential rooftop and canopy |  | None | Reliable Power and Solar | JCP&L | Accepted | 2020-08-18 | 2020-08-20 | 2021-10-30 | trina | tsmdd05 | Solar Panels |  | 0.32 | 25 | 200 | 31 |  | Fixed | Roof | roof
NJSTRE1545475901 |  | Transition Incentive Program | Vineland | 8360 | 20 | 7.44 | Residential | No | Behind the Meter | Net-metered residential rooftop and canopy |  | None | Bright Planet Solar | Vineland Muni Electric | Accepted | 2020-08-18 | 2020-08-20 | 2021-10-30 | LONGI | LR-60HPB-310M | Solar Panels |  | 0.31 | 24 | 180 | 25 |  | Double Axis | Roof
NJSTRE1545475971 |  | Transition Incentive Program | Rio grande | 8242 | 21 | 7.37 | Residential | Yes | Behind the Meter | Net-metered residential rooftop and canopy |  | None | Vision Solar LLC | AC Electric | Accepted | 2020-08-18 | 2020-08-20 | 2021-10-30 | LG SOLAR | LG335N1K-V5 | Solar Panels |  | 0.335 | 9 | 180 | 20 |  | Fixed | Roof
NJSTRE1545475975 |  | Transition Incentive Program | Toms River | 8753 | 18 | 12.58 | Residential | No | Behind the Meter | Net-metered residential rooftop and canopy |  | None | Whitman Construction, LLC | JCP&L | Accepted | 2020-08-18 | 2020-08-20 | 2021-10-30 | Solaria Power | XT 370R-PD | Solar Panels |  | 0.37 | 4 | 145 | 17 |  | Fixed | Roof
NJSTRE1545475983 |  | Transition Incentive Program | Brick | 8724 | 18 | 6.8 | Residential | Yes | Behind the Meter | Net-metered residential rooftop and canopy |  | None | Trinity Solar | JCP&L | Accepted | 2020-08-18 | 2020-08-20 | 2021-10-30 | Hanwha 340 | Q.PEAK DUO BLK-G6 340 | Solar Panels |  | 0.34 | 20 | 118 | 37 |  | Fixed | Roof
NJSTRE1545476093 |  | Transition Incentive Program | Cape May Courthouse | 8210 | 21 | 5.78 | Residential | No | Behind the Meter | Net-metered residential rooftop and canopy |  | None | Trinity Solar | AC Electric | Accepted | 2020-08-18 | 2020-08-20 | 2021-10-30 | Hanwha | Q.PEAK DUO BLK-G6 340 | Solar Panels |  | 0.34 | 6 | 204 | 30 |  | Fixed | Roof
NJSTRE1545476112 |  | Transition Incentive Program | Penns Grove | 8069 | 16 | 14.34 | Residential | Yes | Behind the Meter | Net-metered residential rooftop and canopy |  | None | Bright Planet Solar | AC Electric | Accepted | 2020-08-18 | 2020-08-21 | 2021-10-30 | LONGI | LR6-60HPB-305M | Solar Panels |  | 0.305 | 5 | 312 | 22 |  | Fixed | Roof
NJSTRE1545456099 |  | Transition Incentive Program | Hillsborough Twp | 8844 | 5 | 9.52 | Residential | No | Behind the Meter | Net-metered residential rooftop and canopy |  | None | Tesla Energy Operations Inc. | PSE&G | Accepted | 2020-08-14 | 2020-08-19 | 2021-10-30 | Hanwha Q-CELLS | Q.Peak DUO BLK-G6+ 340 | Solar Panels |  | 0.34 | 8 | 229 | 20 |  | Fixed | Roof
NJSTRE1545456550 |  | Transition Incentive Program | GALLOWAY | 8205 | 19 | 10.08 | Residential | Yes | Behind the Meter | Net-metered residential rooftop and canopy |  | None | Vivint Solar Developer, LLC | AC Electric | Accepted | 2020-08-20 | 2020-08-20 | 2021-10-30 | JINKO SOLAR | JKM325M-60HBL | Solar Panels |  | 0.325 | 10 | 132 | 21 |  | Fixed | Roof
NJSTRE1545457141 |  | Transition Incentive Program | Ocean | 7712 | 17 | 7.02 | Residential | No | Behind the Meter | Net-metered residential rooftop and canopy |  | None | Tesla Energy Operations Inc. | JCP&L | Accepted | 2020-08-14 | 2020-08-19 | 2021-10-30 | Tesla | SR60T1 | Solar Panels |  | 0.05847 | 39 | 261 | 18 |  | Fixed | Roof
NJSTRE1545463755 |  | Transition Incentive Program | Hillsborough | 8844 | 5 | 11.2 | Residential | No | Behind the Meter | Net-metered residential rooftop and canopy |  | None | Greentech Solar USA LLC | PSE&G | Accepted | 2020-08-19 | 2020-08-19 | 2021-10-30 | Canadian Solar | CS1H-320M | Solar Panels |  | 0.32 | 5 | 150 | 22 |  | Fixed | Roof
NJSTRE1545464081 |  | Transition Incentive Program | BORDENTOWN Twp | 8505 | 13 | 10.71 | Residential | No | Behind the Meter | Net-metered residential rooftop and canopy |  | None | Suntuity Solar LLC | PSE&G | Accepted | 2020-08-18 | 2020-08-19 | 2021-10-30 | Longi | LR6-60HPB-315M | Solar Panels |  | 0.315 | 21 | 184 | 26 |  | Fixed | Roof
NJSTRE1545464103 |  | Transition Incentive Program | Sicklerville | 8081 | 14 | 8.45 | Residential | Yes | Behind the Meter | Net-metered residential rooftop and canopy |  | None | Sun Up Zero Down | AC Electric | Accepted | 2020-08-17 | 2020-08-19 | 2021-10-30 | trina | TSM-DD06M.05(II) 325 | Solar Panels |  | 0.325 | 12 | 340 | 20 |  | Fixed | Roof
NJSTRE1545469979 |  | Transition Incentive Program | Little Egg Harbor | 8087 | 18 | 11.47 | Residential | No | Behind the Meter | Net-metered residential rooftop and canopy |  | ACE | Whitman Construction, LLC | AC Electric | Accepted | 2020-08-17 | 2020-08-19 | 2021-10-30 | SOLARIA POWER | XT-370R-PD | Solar Panels |  | 0.37 | 3 | 99 | 20 |  | Fixed | Roof
NJSTRE1545472203 |  | Transition Incentive Program | BERGENFIELD | 7621 | 7 | 9.1 | Residential | Yes | Behind the Meter | Net-metered residential rooftop and canopy |  | None | Vivint Solar Developer, LLC | PSE&G | Accepted | 2020-08-18 | 2020-08-19 | 2021-10-30 | JINKO SOLAR | JKM325M-60HBL | Solar Panels |  | 0.325 | 18 | 177 | 32 |  | Fixed | Roof
NJSTRE1545472253 |  | Transition Incentive Program | Somerville | 8876 | 5 | 4.9 | Residential | Yes | Behind the Meter | Net-metered residential rooftop and canopy |  | None | Pro Custom Solar dba Momentum Solar | PSE&G | Accepted | 2020-08-17 | 2020-08-19 | 2021-10-30 | LG ELECTRONICS | LG 350N1C-V5 | Solar Panels |  | 0.35 | 5 | 105 | 21 |  | Fixed | Roof
NJSTRE1545472396 |  | Transition Incentive Program | Rahway | 7065 | 10 | 6.65 | Residential | Yes | Behind the Meter | Net-metered residential rooftop and canopy |  | None | Pro Custom Solar dba Momentum Solar | PSE&G | Accepted | 2020-08-17 | 2020-08-20 | 2021-10-30 | LG | LG 350N1C-V5 | Solar Panels |  | 0.35 | 10 | 255 | 45 |  | Fixed | Roof
NJSTRE1545472445 |  | Transition Incentive Program | Franklin Park | 8823 | 5 | 8.84 | Residential | Yes | Behind the Meter | Net-metered residential rooftop and canopy |  | None | Vision Solar LLC | PSE&G | Accepted | 2020-08-17 | 2020-08-20 | 2021-10-30 | HANWHA Q-CELLS | Q.PEAK DUO-G6 340 | Solar Panels |  | 0.34 | 16 | 150 | 20 |  | Fixed | Roof
NJSTRE1545472456 |  | Transition Incentive Program | Barnegat | 8005 | 18 | 8.51 | Residential | No | Behind the Meter | Net-metered residential rooftop and canopy |  | None | Kopp Electric Company | JCP&L | Accepted | 2020-08-17 | 2020-08-20 | 2021-10-30 | CertainTeed | CT315HC11-04 | Solar Panels |  | 0.315 | 27 | 217 | 36 |  | Fixed | Roof
NJSTRE1545473750 |  | Transition Incentive Program | Somerset | 8873 | 5 | 8.32 | Residential | No | Behind the Meter | Net-metered residential rooftop and canopy |  | None | Ampericon | PSE&G | Accepted | 2020-08-17 | 2020-08-20 | 2021-10-30 | Silfab | SLA-M-320 | Solar Panels |  | 0.32 | 26 | 131 | 20 |  | Fixed | Roof
NJSTRE1545473752 |  | Transition Incentive Program | Wayne | 7470 | 6 | 13.97 | Residential | No | Behind the Meter | Net-metered residential rooftop and canopy |  | None | Tesla Energy Operations Inc. | PSE&G | Accepted | 2020-08-17 | 2020-08-20 | 2021-10-30 | Tesla | SR60T1 | Solar Panels |  | 0.05847 | 25 | 117 | 32 |  | Fixed | Roof
NJSTRE1545475398 |  | Transition Incentive Program | ELMER | 8318 | 16 | 11.34 | Residential | Yes | Behind the Meter | Net-metered residential rooftop and canopy |  | None | Suntuity Solar LLC | AC Electric | Accepted | 2020-08-18 | 2020-08-20 | 2021-10-30 | Longi | LR6-60HPB-315M | Solar Panels |  | 0.315 | 22 | 70 | 22 |  | Fixed | Roof
NJSTRE1545475467 |  | Transition Incentive Program | Newark | 7104 | 9 | 3.74 | Residential | Yes | Behind the Meter | Net-metered residential rooftop and canopy |  | None | Vision Solar LLC | PSE&G | Accepted | 2020-08-18 | 2020-08-20 | 2021-10-30 | HANWHA Q-CELLS | Q.PEAK DUO-G6 340 | Solar Panels |  | 0.34 | 2 | 201 | 35 |  | Fixed | Roof
NJSTRE1545475481 |  | Transition Incentive Program | Delran | 8104 | 14 | 5.12 | Residential | No | Behind the Meter | Net-metered residential rooftop and canopy |  | None | Posigen NJ LLC | PSE&G | Accepted | 2020-08-18 | 2020-08-20 | 2021-10-30 | Hanwha Q-Cells | Q.PEAK DUO-G5 320 | Solar Panels |  | 0.32 | 16 | 0 | 1 |  | Fixed | Roof
NJSTRE1545475929 |  | Transition Incentive Program | Sicklerville | 8081 | 14 | 8.18 | Residential | No | Behind the Meter | Net-metered residential rooftop and canopy |  | None | SunnyMac LLC | AC Electric | Accepted | 2020-08-18 | 2020-08-20 | 2021-10-30 | SunPower | SPR-E20-327W-E-AC | Solar Panels |  | 0.327 | 6 | 216 | 45 |  | Fixed | Roof
NJSTRE1545475946 |  | Transition Incentive Program | Annandale | 8801 | 4 | 15.5 | Residential | Yes | Behind the Meter | Net-metered residential rooftop and canopy |  | None | Bright Planet Solar | JCP&L | Accepted | 2020-08-18 | 2020-08-20 | 2021-10-30 | LONGI | LR6-60HPB-310M | Solar Panels |  | 0.31 | 15 | 177 | 18 |  | Fixed | Roof
NJSTRE1545476001 |  | Transition Incentive Program | Pleasantville | 8232 | 19 | 9.18 | Residential | Yes | Behind the Meter | Net-metered residential rooftop and canopy |  | None | Castle Energy, LLC | AC Electric | Accepted | 2020-08-18 | 2020-08-21 | 2021-10-30 | Hanwha Q-Cells | Q.Peak DUO BLK-G6 340 | Solar Panels |  | 0.34 | 9 | 26 | 20 |  | Fixed | Roof
NJSTRE1545476017 |  | Transition Incentive Program | Brigantine | 8203 | 19 | 4.76 | Residential | Yes | Behind the Meter | Net-metered residential rooftop and canopy |  | None | Trinity Solar | AC Electric | Final As-Built Received | 2020-08-18 | 2020-08-20 | 2021-10-30 | Hanwha | Q.PEAK DUO BLK-G6 340 | Solar Panels |  | 0.34 | 14 | 184 | 20 |  | Fixed | Roof
NJSTRE1545476091 |  | Transition Incentive Program | SHAMONG | 8088 | 13 | 11.22 | Residential | Yes | Behind the Meter | Net-metered residential rooftop and canopy |  | None | Trinity Solar | AC Electric | Final As-Built Received | 2020-08-18 | 2020-08-20 | 2021-10-30 | HANWHA | Q.PEAK DUO BLK-G6 340 | Solar Panels |  | 0.34 | 17 | 244 | 18 |  | Fixed | Roof
NJSTRE1545476099 |  | Transition Incentive Program | Cherry Hill | 8003 | 14 | 7.77 | Residential | No | Behind the Meter | Net-metered residential rooftop and canopy |  | None | Skyline Solar LLC | PSE&G | Accepted | 2020-08-18 | 2020-08-20 | 2021-10-30 | REC Solar | REC370AA | Solar Panels |  | 0.37 | 21 | 207 | 20 |  | Fixed | Roof
NJSTRE1545476155 |  | Transition Incentive Program | Sicklerville | 8081 | 14 | 11.22 | Residential | Yes | Behind the Meter | Net-metered residential rooftop and canopy |  | None | Trinity Solar | AC Electric | Accepted | 2020-08-18 | 2020-08-20 | 2021-10-30 | HANWHA 340 (Q.PEAK DUO BLK-G6 340) | HANWHA 340 (Q.PEAK DUO BLK-G6 340) | Solar Panels |  | 0.34 | 12 | 233 | 27 |  | Fixed | Roof
NJSTRE1545476219 |  | Transition Incentive Program | Port Republic | 8241 | 19 | 19.52 | Residential | Yes | Behind the Meter | Net-metered residential rooftop and canopy |  | None | Bright Planet Solar | AC Electric | Accepted | 2020-08-18 | 2020-08-20 | 2021-10-30 | HANWHA Q-CELLS | Q.PEAK-G5 DUO BLK 320W | Solar Panels |  | 0.32 | 9 | 341 | 22 |  | Fixed | Roof
NJSTRE1545475961 |  | Transition Incentive Program | Evesham | 8053 | 13 | 11.39 | Residential | No | Behind the Meter | Net-metered residential rooftop and canopy |  | None | Ad Energy | PSE&G | Accepted | 2020-08-18 | 2020-08-20 | 2021-10-30 | Sunpower | SPR-X21-335-E-AC | Solar Panels |  | 0.335 | 5 | 275 | 27 |  | Fixed | Roof
NJSTRE1545475946 |  | Transition Incentive Program | Annandale | 8801 | 4 | 15.5 | Residential | Yes | Behind the Meter | Net-metered residential rooftop and canopy |  | None | Bright Planet Solar | JCP&L | Accepted | 2020-08-18 | 2020-08-20 | 2021-10-30 | LONGI | LR6-60HPB-310M | Solar Panels |  | 0.31 | 15 | 265 | 18 |  | Fixed | Roof
NJSTRE1545476001 |  | Transition Incentive Program | Pleasantville | 8232 | 19 | 9.18 | Residential | Yes | Behind the Meter | Net-metered residential rooftop and canopy |  | None | Castle Energy, LLC | AC Electric | Accepted | 2020-08-18 | 2020-08-21 | 2021-10-30 | Hanwha Q-Cells | Q.Peak DUO BLK-G6 340 | Solar Panels |  | 0.34 | 18 | 206 | 20 |  | Fixed | Roof
NJSTRE1545476021 |  | Transition Incentive Program | Bridgewater Township | 8836 | 5 | 11.52 | Residential | No | Behind the Meter | Net-metered residential rooftop and canopy |  | None | Green Power Energy | PSE&G | Accepted | 2020-08-18 | 2020-08-20 | 2021-10-30 | LG Electronics | LG360Q1K-V5 | Solar Panels |  | 0.36 | 32 | 195 | 40 |  | Fixed | Roof
NJSTRE1545476093 |  | Transition Incentive Program | Cape May Courthouse | 8210 | 21 | 5.78 | Residential | No | Behind the Meter | Net-metered residential rooftop and canopy |  | None | Trinity Solar | AC Electric | Accepted | 2020-08-18 | 2020-08-20 | 2021-10-30 | Hanwha | Q.PEAK DUO BLK-G6 340 | Solar Panels |  | 0.34 | 11 | 204 | 30 |  | Fixed | Roof
NJSTRE1545476124 |  | Transition Incentive Program | ISELIN | 8830 | 11 | 15.3 | Residential | Yes | Behind the Meter | Net-metered residential rooftop and canopy |  | None | Trinity Solar | PSE&G | Accepted | 2020-08-18 | 2020-08-20 | 2021-10-30 | HANWHA | Q.PEAK DUO BLK-G6 340 | Solar Panels |  | 0.34 | 14 | 301 | 9 |  | Fixed | Roof
NJSTRE1545476142 |  | Transition Incentive Program | Deptford Township | 8096 | 15 | 7.04 | Residential | No | Behind the Meter | Net-metered residential rooftop and canopy |  | None | Castle Energy, LLC | PSE&G | Accepted | 2020-08-18 | 2020-08-21 | 2021-10-30 | Hanwha Q-Cells | Q.Peak DUO-G5 320 | Solar Panels |  | 0.32 | 16 | 209 | 20 |  | Fixed | Roof
NJSTRE1545476142 |  | Transition Incentive Program | Deptford Township | 8096 | 15 | 7.04 | Residential | No | Behind the Meter | Net-metered residential rooftop and canopy |  | None | Castle Energy, LLC | PSE&G | Accepted | 2020-08-18 | 2020-08-21 | 2021-10-30 | Hanwha Q-Cells | Q.Peak DUO-G5 320 | Solar Panels |  | 0.32 | 6 | 209 | 20 |  | Fixed | Roof
NJSTRE1545476112 |  | Transition Incentive Program | Penns Grove | 8069 | 16 | 14.34 | Residential | Yes | Behind the Meter | Net-metered residential rooftop and canopy |  | None | Bright Planet Solar | AC Electric | Accepted | 2020-08-18 | 2020-08-21 | 2021-10-30 | LONGI | LR6-60HPB-305M | Solar Panels |  | 0.305 | 9 | 222 | 22 |  | Fixed | Roof
NJSTRE1545476155 |  | Transition Incentive Program | Sicklerville | 8081 | 14 | 11.22 | Residential | Yes | Behind the Meter | Net-metered residential rooftop and canopy |  | None | Trinity Solar | AC Electric | Accepted | 2020-08-18 | 2020-08-20 | 2021-10-30 | HANWHA 340 (Q.PEAK DUO BLK-G6 340) | HANWHA 340 (Q.PEAK DUO BLK-G6 340) | Solar Panels |  | 0.34 | 11 | 53 | 27 |  | Fixed | Roof
NJSTRE1545476226 |  | Transition Incentive Program | UNION | 7083 | 10 | 12.68 | Residential | Yes | Behind the Meter | Net-metered residential rooftop and canopy |  | None | Vivint Solar Developer, LLC | PSE&G | Accepted | 2020-08-19 | 2020-08-20 | 2021-10-30 | JINKO SOLAR | JKM325M-60HBL | Solar Panels |  | 0.325 | 3 | 316 | 41 |  | Fixed | Roof
NJSTRE1545476219 |  | Transition Incentive Program | Port Republic | 8241 | 19 | 19.52 | Residential | Yes | Behind the Meter | Net-metered residential rooftop and canopy |  | None | Bright Planet Solar | AC Electric | Accepted | 2020-08-18 | 2020-08-20 | 2021-10-30 | HANWHA Q-CELLS | Q.PEAK-G5 DUO BLK 320W | Solar Panels |  | 0.32 | 13 | 341 | 22 |  | Fixed | Roof
NJSTRE1545476250 |  | Transition Incentive Program | Monroe Township | 8094 | 15 | 9.38 | Residential | No | Behind the Meter | Net-metered residential rooftop and canopy |  | None | Ad Energy | AC Electric | Accepted | 2020-08-18 | 2020-08-20 | 2021-10-30 | SunPower | SPR-X21-335-BLK-E-AC | Solar Panels |  | 0.335 | 10 | 32 | 26 |  | Fixed | Roof
NJSTRE1545475630 |  | Transition Incentive Program | Dorchester | 8316 | 20 | 16.32 | Residential | Yes | Behind the Meter | Net-metered residential rooftop and canopy |  | None | All Season Solar | AC Electric | Accepted | 2020-08-18 | 2020-08-20 | 2021-10-30 | Trina | TSMDD06M.05II | Solar Panels |  | 0.32 | 15 | 51 | 30 |  | Fixed | Roof
NJSTRE1545475661 |  | Transition Incentive Program | Hillsborough | 8844 | 5 | 7.04 | Residential | No | Behind the Meter | Net-metered residential rooftop and canopy |  | None | Posigen NJ LLC | PSE&G | Accepted | 2020-08-18 | 2020-08-20 | 2021-10-30 | Hanwha Q-Cells | Q.PEAK DUO-G5 320 | Solar Panels |  | 0.32 | 22 | 105285 | 19 |  | Fixed | Roof
NJSTRE1545475949 |  | Transition Incentive Program | EDISON | 8817 | 11 | 4.08 | Residential | No | Behind the Meter | Net-metered residential rooftop and canopy |  | None | Trinity Solar | PSE&G | Final As-Built Received | 2020-08-18 | 2020-08-20 | 2021-10-30 | HANWHA | Q.PEAK DUO BLK-G6 340 | Solar Panels |  | 0.34 | 8 | 171 | 31 |  | Fixed | Roof
NJSTRE1545475961 |  | Transition Incentive Program | Evesham | 8053 | 13 | 11.39 | Residential | No | Behind the Meter | Net-metered residential rooftop and canopy |  | None | Ad Energy | PSE&G | Accepted | 2020-08-18 | 2020-08-20 | 2021-10-30 | Sunpower | SPR-X21-335-E-AC | Solar Panels |  | 0.335 | 12 | 187 | 40 |  | Fixed | Roof
NJSTRE1545475961 |  | Transition Incentive Program | Evesham | 8053 | 13 | 11.39 | Residential | No | Behind the Meter | Net-metered residential rooftop and canopy |  | None | Ad Energy | PSE&G | Accepted | 2020-08-18 | 2020-08-20 | 2021-10-30 | Sunpower | SPR-X21-335-E-AC | Solar Panels |  | 0.335 | 8 | 187 | 40 |  | Fixed | Roof
NJSTRE1545475946 |  | Transition Incentive Program | Annandale | 8801 | 4 | 15.5 | Residential | Yes | Behind the Meter | Net-metered residential rooftop and canopy |  | None | Bright Planet Solar | JCP&L | Accepted | 2020-08-18 | 2020-08-20 | 2021-10-30 | LONGI | LR6-60HPB-310M | Solar Panels |  | 0.31 | 16 | 85 | 18 |  | Fixed | Roof
NJSTRE1545476094 |  | Transition Incentive Program | Newark | 7106 | 9 | 2.04 | Residential | Yes | Behind the Meter | Net-metered residential rooftop and canopy |  | None | Vision Solar LLC | PSE&G | Accepted | 2020-08-18 | 2020-08-20 | 2021-10-30 | HANWHA Q-CELLS | Q.PEAK DUO-G6 340 | Solar Panels |  | 0.34 | 6 | 183 | 41 |  | Fixed | Roof
NJSTRE1545476083 |  | Transition Incentive Program | Howell | 7731 | 17 | 10.88 | Residential | No | Behind the Meter | Net-metered residential rooftop and canopy |  | None | Whitman Construction, LLC | JCP&L | Accepted | 2020-08-18 | 2020-08-20 | 2021-10-30 | Trina | TSM 320DD05H.05 | Solar Panels |  | 0.32 | 21 | 244 | 20 |  | Fixed | Roof
NJSTRE1545476083 |  | Transition Incentive Program | Howell | 7731 | 17 | 10.88 | Residential | No | Behind the Meter | Net-metered residential rooftop and canopy |  | None | Whitman Construction, LLC | JCP&L | Accepted | 2020-08-18 | 2020-08-20 | 2021-10-30 | TRINA | TSM 320DD05H.05 | Solar Panels |  | 0.32 | 4 | 244 | 20 |  | Fixed | Roof
NJSTRE1545476100 |  | Transition Incentive Program | Pennsville | 8070 | 16 | 21.24 | Residential | No | Behind the Meter | Net-metered residential rooftop and canopy |  | None | Green Power Energy | AC Electric | Accepted | 2020-08-18 | 2020-08-20 | 2021-10-30 | LG Electronics | LG360Q1C-V5 | Solar Panels |  | 0.36 | 19 | 130 | 25 |  | Fixed | Roof
NJSTRE1545476115 |  | Transition Incentive Program | Sicklerville | 8081 | 14 | 2.38 | Residential | No | Behind the Meter | Net-metered residential rooftop and canopy |  | None | Vision Solar LLC | AC Electric | Accepted | 2020-08-18 | 2020-08-20 | 2021-10-30 | HANWHA Q-CELLS | Q.PEAK DUO-G6 340 | Solar Panels |  | 0.34 | 4 | 64 | 28 |  | Fixed | Roof
NJSTRE1545476112 |  | Transition Incentive Program | Penns Grove | 8069 | 16 | 14.34 | Residential | Yes | Behind the Meter | Net-metered residential rooftop and canopy |  | None | Bright Planet Solar | AC Electric | Accepted | 2020-08-18 | 2020-08-21 | 2021-10-30 | LONGI | LR6-60HPB-305M | Solar Panels |  | 0.305 | 11 | 132 | 14 |  | Fixed | Roof
NJSTRE1545476174 |  | Transition Incentive Program | LINDENWOLD | 8021 | 14 | 4.42 | Residential | Yes | Behind the Meter | Net-metered residential rooftop and canopy |  | None | Trinity Solar | AC Electric | Accepted | 2020-08-18 | 2020-08-20 | 2021-10-30 | HANWHA | Q.PEAK DUO BLK-G6 340 | Solar Panels |  | 0.34 | 11 | 212 | 34 |  | Fixed | Roof
NJSTRE1545475400 |  | Transition Incentive Program | Tuckerton | 8087 | 18 | 9.28 | Residential | Yes | Behind the Meter | Net-metered residential rooftop and canopy |  | None | Reliable Power and Solar | AC Electric | Accepted | 2020-08-18 | 2020-08-20 | 2021-10-30 | Trina | tsmdd05 | Solar Panels |  | 0.32 | 24 | 96 | 32 |  | Fixed | Roof | roof
NJSTRE1545475467 |  | Transition Incentive Program | Newark | 7104 | 9 | 3.74 | Residential | Yes | Behind the Meter | Net-metered residential rooftop and canopy |  | None | Vision Solar LLC | PSE&G | Accepted | 2020-08-18 | 2020-08-20 | 2021-10-30 | HANWHA Q-CELLS | Q.PEAK DUO-G6 340 | Solar Panels |  | 0.34 | 4 | 21 | 35 |  | Fixed | Roof
NJSTRE1545475516 |  | Transition Incentive Program | Long Beach Township | 8008 | 18 | 6.27 | Residential | No | Behind the Meter | Net-metered residential rooftop and canopy |  | None | Whitman Construction, LLC | AC Electric | Accepted | 2020-08-18 | 2020-08-20 | 2021-10-30 | Panasonic | VBHN330SA16 | Solar Panels |  | 0.33 | 8 | 208 | 30 |  | Fixed | Roof
NJSTRE1545475516 |  | Transition Incentive Program | Long Beach Township | 8008 | 18 | 6.27 | Residential | No | Behind the Meter | Net-metered residential rooftop and canopy |  | None | Whitman Construction, LLC | AC Electric | Accepted | 2020-08-18 | 2020-08-20 | 2021-10-30 | Panasonic | VBHN330SA16 | Solar Panels |  | 0.33 | 6 | 28 | 30 |  | Fixed | Roof
NJSTRE1545475639 |  | Transition Incentive Program | Hamilton | 8619 | 12 | 200 | Commercial | No | Behind the Meter | Net-metered non-residential rooftop and canopy |  | None | Geoscape Solar | PSE&G | Accepted | 2020-08-18 | 2020-08-21 | 2021-10-30 | Q.PEAK | DUO L-G7.2 | Solar Panels |  | 0.4 | 500 | 275 | 27 |  | Fixed | Roof
NJSTRE1545475854 |  | Transition Incentive Program | Long Branch | 7740 | 17 | 9.28 | Residential | No | Behind the Meter | Net-metered residential rooftop and canopy |  | None | Green Power Energy | JCP&L | Accepted | 2020-08-18 | 2020-08-20 | 2021-10-30 | Hanwha | Q.PEAK DUO BLK-G5 320 | Solar Panels |  | 0.32 | 23 | 265 | 18 |  | Fixed | Roof
NJSTRE1545475965 |  | Transition Incentive Program | Egg Harbor Township | 8234 | 19 | 7.48 | Residential | Yes | Behind the Meter | Net-metered residential rooftop and canopy |  | None | Trinity Solar | AC Electric | Accepted | 2020-08-18 | 2020-08-20 | 2021-10-30 | HANWHA 340 (Q.PEAK DUO BLK-G6 340) | HANWHA 340 (Q.PEAK DUO BLK-G6 340) | Solar Panels |  | 0.34 | 10 | 329 | 20 |  | Fixed | Roof
NJSTRE1545475975 |  | Transition Incentive Program | Toms River | 8753 | 18 | 12.58 | Residential | No | Behind the Meter | Net-metered residential rooftop and canopy |  | None | Whitman Construction, LLC | JCP&L | Accepted | 2020-08-18 | 2020-08-20 | 2021-10-30 | Solaria Power | XT 370R-PD | Solar Panels |  | 0.37 | 20 | 325 | 23 |  | Fixed | Roof
NJSTRE1545475961 |  | Transition Incentive Program | Evesham | 8053 | 13 | 11.39 | Residential | No | Behind the Meter | Net-metered residential rooftop and canopy |  | None | Ad Energy | PSE&G | Accepted | 2020-08-18 | 2020-08-20 | 2021-10-30 | Sunpower | SPR-X21-335-E-AC | Solar Panels |  | 0.335 | 9 | 95 | 45 |  | Fixed | Roof
NJSTRE1545475997 |  | Transition Incentive Program | Piscataway | 8854 | 11 | 3.41 | Residential | Yes | Behind the Meter | Net-metered residential rooftop and canopy |  | None | Bright Planet Solar | PSE&G | Accepted | 2020-08-18 | 2020-08-20 | 2021-10-30 | LONGI | LR6-60HPB-310M | Solar Panels |  | 0.31 | 11 | 183 | 22 |  | Fixed | Roof
NJSTRE1545476092 |  | Transition Incentive Program | Mount Laurel | 8054 | 13 | 5.89 | Residential | Yes | Behind the Meter | Net-metered residential rooftop and canopy |  | None | Ad Energy | PSE&G | Accepted | 2020-08-18 | 2020-08-20 | 2021-10-30 | Sunpower | SPR-X22-327-E-AC | Solar Panels |  | 0.327 | 15 | 207 | 27 |  | Fixed | Roof
NJSTRE1545476100 |  | Transition Incentive Program | Pennsville | 8070 | 16 | 21.24 | Residential | No | Behind the Meter | Net-metered residential rooftop and canopy |  | None | Green Power Energy | AC Electric | Accepted | 2020-08-18 | 2020-08-20 | 2021-10-30 | LG Electronics | LG360Q1C-V5 | Solar Panels |  | 0.36 | 20 | 310 | 25 |  | Fixed | Roof
NJSTRE1545476124 |  | Transition Incentive Program | ISELIN | 8830 | 11 | 15.3 | Residential | Yes | Behind the Meter | Net-metered residential rooftop and canopy |  | None | Trinity Solar | PSE&G | Accepted | 2020-08-18 | 2020-08-20 | 2021-10-30 | HANWHA | Q.PEAK DUO BLK-G6 340 | Solar Panels |  | 0.34 | 14 | 301 | 35 |  | Fixed | Roof
NJSTRE1545476112 |  | Transition Incentive Program | Penns Grove | 8069 | 16 | 14.34 | Residential | Yes | Behind the Meter | Net-metered residential rooftop and canopy |  | None | Bright Planet Solar | AC Electric | Accepted | 2020-08-18 | 2020-08-21 | 2021-10-30 | LONGI | LR6-60HPB-305M | Solar Panels |  | 0.305 | 4 | 132 | 22 |  | Fixed | Roof
NJSTRE1545476152 |  | Transition Incentive Program | vineland | 8361 | 20 | 6.8 | Residential | Yes | Behind the Meter | Net-metered residential ground mount |  | None | Vision Solar LLC | Vineland Muni Electric | Accepted | 2020-08-18 | 2020-08-21 | 2021-10-30 | HANWHA Q-CELLS | Q.PEAK DUO-G6 340 | Solar Panels |  | 0.34 | 20 | 178 | 30 |  | Fixed | Ground
NJSTRE1545476155 |  | Transition Incentive Program | Sicklerville | 8081 | 14 | 11.22 | Residential | Yes | Behind the Meter | Net-metered residential rooftop and canopy |  | None | Trinity Solar | AC Electric | Accepted | 2020-08-18 | 2020-08-20 | 2021-10-30 | HANWHA 340 (Q.PEAK DUO BLK-G6 340) | HANWHA 340 (Q.PEAK DUO BLK-G6 340) | Solar Panels |  | 0.34 | 7 | 323 | 27 |  | Fixed | Roof
NJSTRE1545476159 |  | Transition Incentive Program | Roselle Boro | 7203 | 10 | 6.82 | Residential | Yes | Behind the Meter | Net-metered residential rooftop and canopy |  | None | Bright Planet Solar | PSE&G | Accepted | 2020-08-18 | 2020-08-20 | 2021-10-30 | LONGI | LR6-60HPB-310M | Solar Panels |  | 0.31 | 18 | 259 | 9 |  | Fixed | Roof
NJSTRE1545476217 |  | Transition Incentive Program | SWEDESBORO | 8085 | 15 | 10.88 | Residential | Yes | Behind the Meter | Net-metered residential rooftop and canopy |  | None | Trinity Solar | AC Electric | Final As-Built Received | 2020-08-18 | 2020-08-20 | 2021-10-30 | HANWHA | Q.PEAK DUO BLK-G6 340 | Solar Panels |  | 0.34 | 22 | 300 | 35 |  | Fixed | Roof
NJSTRE1545476226 |  | Transition Incentive Program | UNION | 7083 | 10 | 12.68 | Residential | Yes | Behind the Meter | Net-metered residential rooftop and canopy |  | None | Vivint Solar Developer, LLC | PSE&G | Accepted | 2020-08-19 | 2020-08-20 | 2021-10-30 | JINKO SOLAR | JKM325M-60HBL | Solar Panels |  | 0.325 | 14 | 316 | 24 |  | Fixed | Roof
NJSTRE1545476249 |  | Transition Incentive Program | Jersey City | 7307 | 8 | 6.82 | Residential | Yes | Behind the Meter | Net-metered residential rooftop and canopy |  | None | Bright Planet Solar | PSE&G | Accepted | 2020-08-18 | 2020-08-20 | 2021-10-30 | LONGI | LR6-60HPB-310M | Solar Panels |  | 0.31 | 17 | 206 | 14 |  | Fixed | Roof
NJSTRE1545476272 |  | Transition Incentive Program | Pompton Lakes | 7442 | 6 | 12.43 | Residential | Yes | Behind the Meter | Net-metered residential rooftop and canopy |  | None | Ad Energy | JCP&L | Accepted | 2020-08-18 | 2020-08-21 | 2021-10-30 | Sunpower | SPR-E20-327-E-AC | Solar Panels |  | 0.327 | 8 | 178 | 35 |  | Fixed | Roof
NJSTRE1545476272 |  | Transition Incentive Program | Pompton Lakes | 7442 | 6 | 12.43 | Residential | Yes | Behind the Meter | Net-metered residential rooftop and canopy |  | None | Ad Energy | JCP&L | Accepted | 2020-08-18 | 2020-08-21 | 2021-10-30 | Sunpower | SPR-E20-327-E-AC | Solar Panels |  | 0.327 | 8 | 268 | 35 |  | Fixed | Roof
NJSTRE1545476396 |  | Transition Incentive Program | Maplewood Twp | 7040 | 9 | 7.75 | Residential | No | Behind the Meter | Net-metered residential rooftop and canopy |  | None | Bright Planet Solar | PSE&G | Accepted | 2020-08-18 | 2020-08-21 | 2021-10-30 | LONGI | LR6-60HPB-310M | Solar Panels |  | 0.31 | 9 | 118 | 33 |  | Fixed | Roof
NJSTRE1545476402 |  | Transition Incentive Program | Keansburg | 7734 | 17 | 14.04 | Residential | No | Behind the Meter | Net-metered residential rooftop and canopy |  | None | Bright Planet Solar | JCP&L | Accepted | 2020-08-18 | 2020-08-21 | 2021-10-30 | SUNPOWER | X-SERIES X22-360 | Solar Panels |  | 0.36 | 2 | 349 | 33 |  | Fixed | Roof
NJSTRE1545476402 |  | Transition Incentive Program | Keansburg | 7734 | 17 | 14.04 | Residential | No | Behind the Meter | Net-metered residential rooftop and canopy |  | None | Bright Planet Solar | JCP&L | Accepted | 2020-08-18 | 2020-08-21 | 2021-10-30 | SUNPOWER | X-SERIES X22-360 | Solar Panels |  | 0.36 | 3 | 168 | 33 |  | Fixed | Roof
NJSTRE1545478073 |  | Transition Incentive Program | Morganville | 7751 | 17 | 10.08 | Residential | No | Behind the Meter | Net-metered residential rooftop and canopy |  | None | GreenPower Energy | JCP&L | Accepted | 2020-08-19 | 2020-08-21 | 2021-10-30 | LG Electronics | LG360Q1C-V5 | Solar Panels |  | 0.36 | 9 | 240 | 35 |  | Fixed | Roof
NJSTRE1545475965 |  | Transition Incentive Program | Egg Harbor Township | 8234 | 19 | 7.48 | Residential | Yes | Behind the Meter | Net-metered residential rooftop and canopy |  | None | Trinity Solar | AC Electric | Accepted | 2020-08-18 | 2020-08-20 | 2021-10-30 | HANWHA 340 (Q.PEAK DUO BLK-G6 340) | HANWHA 340 (Q.PEAK DUO BLK-G6 340) | Solar Panels |  | 0.34 | 10 | 149 | 20 |  | Fixed | Roof
NJSTRE1545475975 |  | Transition Incentive Program | Toms River | 8753 | 18 | 12.58 | Residential | No | Behind the Meter | Net-metered residential rooftop and canopy |  | None | Whitman Construction, LLC | JCP&L | Accepted | 2020-08-18 | 2020-08-20 | 2021-10-30 | Solaria Power | XT 370R-PD | Solar Panels |  | 0.37 | 10 | 145 | 23 |  | Fixed | Roof
NJSTRE1545475946 |  | Transition Incentive Program | Annandale | 8801 | 4 | 15.5 | Residential | Yes | Behind the Meter | Net-metered residential rooftop and canopy |  | None | Bright Planet Solar | JCP&L | Accepted | 2020-08-18 | 2020-08-20 | 2021-10-30 | LONGI | LR6-60HPB-310M | Solar Panels |  | 0.31 | 4 | 177 | 26 |  | Fixed | Roof
NJSTRE1545475996 |  | Transition Incentive Program | NEWARK | 7108 | 9 | 6.3 | Residential | No | Behind the Meter | Net-metered residential rooftop and canopy |  | None | Infinity Solar Systems | PSE&G | Accepted | 2020-08-18 | 2020-08-20 | 2021-10-30 | HANWHA | Q.PEAK DUO BLK-G5 315 | Solar Panels |  | 0.315 | 20 | 195 | 5 |  | Fixed | Roof
NJSTRE1545476091 |  | Transition Incentive Program | SHAMONG | 8088 | 13 | 11.22 | Residential | Yes | Behind the Meter | Net-metered residential rooftop and canopy |  | None | Trinity Solar | AC Electric | Final As-Built Received | 2020-08-18 | 2020-08-20 | 2021-10-30 | HANWHA | Q.PEAK DUO BLK-G6 340 | Solar Panels |  | 0.34 | 16 | 64 | 17 |  | Fixed | Roof
NJSTRE1545476111 |  | Transition Incentive Program | Cherry Hill | 8003 | 14 | 5.04 | Residential | No | Behind the Meter | Net-metered residential rooftop and canopy |  | None | Public Service Solar | PSE&G | Accepted | 2020-08-18 | 2020-08-21 | 2021-10-30 | LG | Q1K-V5 | Solar Panels |  | 0.36 | 14 | 144 | 31 |  | Fixed | Roof
NJSTRE1545476115 |  | Transition Incentive Program | Sicklerville | 8081 | 14 | 2.38 | Residential | No | Behind the Meter | Net-metered residential rooftop and canopy |  | None | Vision Solar LLC | AC Electric | Accepted | 2020-08-18 | 2020-08-20 | 2021-10-30 | HANWHA Q-CELLS | Q.PEAK DUO-G6 340 | Solar Panels |  | 0.34 | 3 | 244 | 28 |  | Fixed | Roof
NJSTRE1545476112 |  | Transition Incentive Program | Penns Grove | 8069 | 16 | 14.34 | Residential | Yes | Behind the Meter | Net-metered residential rooftop and canopy |  | None | Bright Planet Solar | AC Electric | Accepted | 2020-08-18 | 2020-08-21 | 2021-10-30 | LONGI | LR6-60HPB-305M | Solar Panels |  | 0.305 | 6 | 132 | 22 |  | Fixed | Roof
NJSTRE1545476159 |  | Transition Incentive Program | Roselle Boro | 7203 | 10 | 6.82 | Residential | Yes | Behind the Meter | Net-metered residential rooftop and canopy |  | None | Bright Planet Solar | PSE&G | Accepted | 2020-08-18 | 2020-08-20 | 2021-10-30 | LONGI | LR6-60HPB-310M | Solar Panels |  | 0.31 | 4 | 79 | 33 |  | Fixed | Roof
NJSTRE1545476217 |  | Transition Incentive Program | SWEDESBORO | 8085 | 15 | 10.88 | Residential | Yes | Behind the Meter | Net-metered residential rooftop and canopy |  | None | Trinity Solar | AC Electric | Final As-Built Received | 2020-08-18 | 2020-08-20 | 2021-10-30 | HANWHA | Q.PEAK DUO BLK-G6 340 | Solar Panels |  | 0.34 | 10 | 300 | 35 |  | Fixed | Roof
NJSTRE1545476249 |  | Transition Incentive Program | Jersey City | 7307 | 8 | 6.82 | Residential | Yes | Behind the Meter | Net-metered residential rooftop and canopy |  | None | Bright Planet Solar | PSE&G | Accepted | 2020-08-18 | 2020-08-20 | 2021-10-30 | LONGI | LR6-60HPB-310M | Solar Panels |  | 0.31 | 5 | 26 | 14 |  | Fixed | Roof
NJSTRE1545476276 |  | Transition Incentive Program | BAYONNE | 7002 | 8 | 3.4 | Residential | Yes | Behind the Meter | Net-metered residential rooftop and canopy |  | None | Trinity Solar | PSE&G | Accepted | 2020-08-18 | 2020-08-21 | 2021-10-30 | HANWHA | Q.PEAK DUO BLK-G6 340 | Solar Panels |  | 0.34 | 4 | 303 | 45 |  | Fixed | Roof
NJSTRE1545476379 |  | Transition Incentive Program | West Milford | 7480 | 6 | 9.92 | Residential | Yes | Behind the Meter | Net-metered residential rooftop and canopy |  | None | Bright Planet Solar | Orange Rockland Electric | Accepted | 2020-08-18 | 2020-08-21 | 2021-10-30 | LONGI | LR6-60HPB-310M | Solar Panels |  | 0.31 | 22 | 248 | 22 |  | Fixed | Roof
NJSTRE1545475473 |  | Transition Incentive Program | West Windsor Twp | 8550 | 12 | 18 | Residential | No | Behind the Meter | Net-metered residential rooftop and canopy |  | None | Green Power energy | PSE&G | Accepted | 2020-08-18 | 2020-08-20 | 2021-10-30 | LG Electronics | LG360Q1K-V5 | Solar Panels |  | 0.36 | 11 | 91 | 30 |  | Fixed | Roof
NJSTRE1545475630 |  | Transition Incentive Program | Dorchester | 8316 | 20 | 16.32 | Residential | Yes | Behind the Meter | Net-metered residential rooftop and canopy |  | None | All Season Solar | AC Electric | Accepted | 2020-08-18 | 2020-08-20 | 2021-10-30 | Trina | TSMDD06M.05II | Solar Panels |  | 0.32 | 36 | 231 | 30 |  | Fixed | Roof
NJSTRE1545475664 |  | Transition Incentive Program | MAYS LANDING | 8330 | 19 | 4.76 | Residential | Yes | Behind the Meter | Net-metered residential rooftop and canopy |  | None | Trinity Solar | AC Electric | Accepted | 2020-08-18 | 2020-08-20 | 2021-10-30 | HANWHA | Q.PEAK DUO BLK-G6 340 | Solar Panels |  | 0.34 | 14 | 140 | 34 |  | Fixed | Roof
NJSTRE1545475854 |  | Transition Incentive Program | Long Branch | 7740 | 17 | 9.28 | Residential | No | Behind the Meter | Net-metered residential rooftop and canopy |  | None | Green Power Energy | JCP&L | Accepted | 2020-08-18 | 2020-08-20 | 2021-10-30 | Hanwha | Q.PEAK DUO BLK-G5 320 | Solar Panels |  | 0.32 | 6 | 85 | 14 |  | Fixed | Roof
NJSTRE1545475863 |  | Transition Incentive Program | Bayville | 8721 | 18 | 5.12 | Residential | No | Behind the Meter | Net-metered residential rooftop and canopy |  | None | Posigen NJ LLC | JCP&L | Accepted | 2020-08-18 | 2020-08-20 | 2021-10-30 | Hanwha Q-Cells | Q.PEAK DUO-G5 320 | Solar Panels |  | 0.32 | 16 | 262 | 19 |  | Fixed | Roof
NJSTRE1545475905 |  | Transition Incentive Program | GLENDORA | 8029 | 14 | 4.76 | Residential | Yes | Behind the Meter | Net-metered residential rooftop and canopy |  | None | Trinity Solar | PSE&G | Accepted | 2020-08-18 | 2020-08-20 | 2021-10-30 | HANWHA | Q.PEAK DUO BLK-G6 340 | Solar Panels |  | 0.34 | 14 | 221 | 20 |  | Fixed | Roof
NJSTRE1545475918 |  | Transition Incentive Program | Marlton | 8053 | 13 | 10.56 | Residential | Yes | Behind the Meter | Net-metered residential rooftop and canopy |  | None | EMT Renewables | PSE&G | Accepted | 2020-08-18 | 2020-08-20 | 2021-10-30 | Trina | 320-BLK | Solar Panels |  | 0.32 | 5 | 91 | 26 |  | Fixed | Roof
NJSTRE1545475965 |  | Transition Incentive Program | Egg Harbor Township | 8234 | 19 | 7.48 | Residential | Yes | Behind the Meter | Net-metered residential rooftop and canopy |  | None | Trinity Solar | AC Electric | Accepted | 2020-08-18 | 2020-08-20 | 2021-10-30 | HANWHA 340 (Q.PEAK DUO BLK-G6 340) | HANWHA 340 (Q.PEAK DUO BLK-G6 340) | Solar Panels |  | 0.34 | 2 | 329 | 18 |  | Fixed | Roof
NJSTRE1545476103 |  | Transition Incentive Program | Hammonton | 8037 | 19 | 4.76 | Residential | Yes | Behind the Meter | Net-metered residential rooftop and canopy |  | None | Vision Solar LLC | AC Electric | Accepted | 2020-08-18 | 2020-08-20 | 2021-10-30 | HANWHA Q-CELLS | Q.PEAK DUO-G6 340 | Solar Panels |  | 0.34 | 14 | 133 | 38 |  | Fixed | Roof
NJSTRE1545476108 |  | Transition Incentive Program | Vineland | 8360 | 20 | 5.1 | Residential | Yes | Behind the Meter | Net-metered residential rooftop and canopy |  | None | Trinity Solar | Vineland Muni Electric | Accepted | 2020-08-18 | 2020-08-21 | 2021-10-30 | HANWHA 340 (Q.PEAK DUO BLK-G6 340) | HANWHA 340 (Q.PEAK DUO BLK-G6 340) | Solar Panels |  | 0.34 | 15 | 197 | 30 |  | Fixed | Roof
NJSTRE1545476124 |  | Transition Incentive Program | ISELIN | 8830 | 11 | 15.3 | Residential | Yes | Behind the Meter | Net-metered residential rooftop and canopy |  | None | Trinity Solar | PSE&G | Accepted | 2020-08-18 | 2020-08-20 | 2021-10-30 | HANWHA | Q.PEAK DUO BLK-G6 340 | Solar Panels |  | 0.34 | 17 | 121 | 35 |  | Fixed | Roof
NJSTRE1545476112 |  | Transition Incentive Program | Penns Grove | 8069 | 16 | 14.34 | Residential | Yes | Behind the Meter | Net-metered residential rooftop and canopy |  | None | Bright Planet Solar | AC Electric | Accepted | 2020-08-18 | 2020-08-21 | 2021-10-30 | LONGI | LR6-60HPB-305M | Solar Panels |  | 0.305 | 10 | 312 | 22 |  | Fixed | Roof
NJSTRE1545476226 |  | Transition Incentive Program | UNION | 7083 | 10 | 12.68 | Residential | Yes | Behind the Meter | Net-metered residential rooftop and canopy |  | None | Vivint Solar Developer, LLC | PSE&G | Accepted | 2020-08-19 | 2020-08-20 | 2021-10-30 | JINKO SOLAR | JKM325M-60HBL | Solar Panels |  | 0.325 | 18 | 136 | 24 |  | Fixed | Roof
NJSTRE1545476155 |  | Transition Incentive Program | Sicklerville | 8081 | 14 | 11.22 | Residential | Yes | Behind the Meter | Net-metered residential rooftop and canopy |  | None | Trinity Solar | AC Electric | Accepted | 2020-08-18 | 2020-08-20 | 2021-10-30 | HANWHA 340 (Q.PEAK DUO BLK-G6 340) | HANWHA 340 (Q.PEAK DUO BLK-G6 340) | Solar Panels |  | 0.34 | 3 | 143 | 34 |  | Fixed | Roof
NJSTRE1545476174 |  | Transition Incentive Program | LINDENWOLD | 8021 | 14 | 4.42 | Residential | Yes | Behind the Meter | Net-metered residential rooftop and canopy |  | None | Trinity Solar | AC Electric | Accepted | 2020-08-18 | 2020-08-20 | 2021-10-30 | HANWHA | Q.PEAK DUO BLK-G6 340 | Solar Panels |  | 0.34 | 2 | 211 | 14 |  | Fixed | Roof
NJSTRE1545476160 |  | Transition Incentive Program | Paulsboro | 8066 | 15 | 5.95 | Residential | Yes | Behind the Meter | Net-metered residential rooftop and canopy |  | None | Pro Custom Solar dba Momentum Solar | AC Electric | Accepted | 2020-08-18 | 2020-08-20 | 2021-10-30 | LG | LG 350N1C-V5 | Solar Panels |  | 0.35 | 9 | 87 | 23 |  | Fixed | Roof
NJSTRE1545476219 |  | Transition Incentive Program | Port Republic | 8241 | 19 | 19.52 | Residential | Yes | Behind the Meter | Net-metered residential rooftop and canopy |  | None | Bright Planet Solar | AC Electric | Accepted | 2020-08-18 | 2020-08-20 | 2021-10-30 | HANWHA Q-CELLS | Q.PEAK-G5 DUO BLK 320W | Solar Panels |  | 0.32 | 15 | 161 | 22 |  | Fixed | Roof
NJSTRE1545476252 |  | Transition Incentive Program | Boonton | 7005 | 3 | 8.13 | Residential | Yes | Behind the Meter | Net-metered residential rooftop and canopy |  | None | Vivint Solar Developer, LLC | JCP&L | Accepted | 2020-08-19 | 2020-08-20 | 2021-10-30 | JINKO SOLAR | JKM325M-60HBL | Solar Panels |  | 0.325 | 25 | 121 | 26 |  | Fixed | Roof
NJSTRE1545476257 |  | Transition Incentive Program | Galloway | 8205 | 19 | 5.56 | Residential | Yes | Behind the Meter | Net-metered residential rooftop and canopy |  | None | Ad Energy | AC Electric | Accepted | 2020-08-18 | 2020-08-25 | 2021-10-30 | Sunpower | SPR-E20-327-E-AC | Solar Panels |  | 0.327 | 7 | 102 | 23 |  | Fixed | Roof
NJSTRE1545476264 |  | Transition Incentive Program | Clayton | 8312 | 15 | 12.95 | Residential | Yes | Behind the Meter | Net-metered residential rooftop and canopy |  | None | Pro Custom Solar dba Momentum Solar | AC Electric | Accepted | 2020-08-18 | 2020-08-21 | 2021-10-30 | LG ELECTRONICS | LG 350N1C-V5 | Solar Panels |  | 0.35 | 22 | 259 | 18 |  | Fixed | Roof
NJSTRE1545476272 |  | Transition Incentive Program | Pompton Lakes | 7442 | 6 | 12.43 | Residential | Yes | Behind the Meter | Net-metered residential rooftop and canopy |  | None | Ad Energy | JCP&L | Accepted | 2020-08-18 | 2020-08-21 | 2021-10-30 | Sunpower | SPR-E20-327-E-AC | Solar Panels |  | 0.327 | 2 | 88 | 33 |  | Fixed | Roof
NJSTRE1545476398 |  | Transition Incentive Program | Millville | 8332 | 20 | 12.09 | Residential | No | Behind the Meter | Net-metered residential rooftop and canopy |  | None | Bright Planet Solar | AC Electric | Accepted | 2020-08-18 | 2020-08-21 | 2021-10-30 | LONGI | LR6-60HPB-310M | Solar Panels |  | 0.31 | 25 | 175 | 30 |  | Fixed | Roof
NJSTRE1545476411 |  | Transition Incentive Program | Vineland | 8361 | 20 | 6.48 | Residential | No | Behind the Meter | Net-metered residential rooftop and canopy |  | None | Bright Planet Solar | Vineland Muni Electric | Accepted | 2020-08-18 | 2020-08-21 | 2021-10-30 | SUNPOWER | X-SERIES X22-360 | Solar Panels |  | 0.36 | 16 | 214 | 27 |  | Fixed | Roof
NJSTRE1545476411 |  | Transition Incentive Program | Vineland | 8361 | 20 | 6.48 | Residential | No | Behind the Meter | Net-metered residential rooftop and canopy |  | None | Bright Planet Solar | Vineland Muni Electric | Accepted | 2020-08-18 | 2020-08-21 | 2021-10-30 | SUNPOWER | X-SERIES X22-360 | Solar Panels |  | 0.36 | 2 | 124 | 37 |  | Fixed | Roof
NJSTRE1545478055 |  | Transition Incentive Program | Mullica Hill | 8062 | 15 | 9.14 | Residential | No | Behind the Meter | Net-metered residential rooftop and canopy |  | None | Suntuity Solar LLC | AC Electric | Accepted | 2020-08-20 | 2020-08-21 | 2021-10-30 | Longi | LR6-60HPB-315M | Solar Panels |  | 0.315 | 3 | 189 | 34 |  | Fixed | Roof
NJSTRE1545478105 |  | Transition Incentive Program | Somerset | 8873 | 5 | 18.02 | Residential | No | Behind the Meter | Net-metered residential rooftop and canopy |  | None | Trinity Solar | PSE&G | Accepted | 2020-08-19 | 2020-08-21 | 2021-10-30 | HANWHA 340 (Q.PEAK DUO BLK-G6 340) | HANWHA 340 (Q.PEAK DUO BLK-G6 340) | Solar Panels |  | 0.34 | 29 | 105 | 30 |  | Fixed | Roof
NJSTRE1545476281 |  | Transition Incentive Program | Middletown | 7748 | 17 | 18.3 | Residential | Yes | Behind the Meter | Net-metered residential rooftop and canopy |  | None | Bright Planet Solar | JCP&L | Accepted | 2020-08-18 | 2020-08-20 | 2021-10-30 | LONGI | LR6-60HPB-305M | Solar Panels |  | 0.305 | 18 | 121 | 25 |  | Fixed | Roof
NJSTRE1545476402 |  | Transition Incentive Program | Keansburg | 7734 | 17 | 14.04 | Residential | No | Behind the Meter | Net-metered residential rooftop and canopy |  | None | Bright Planet Solar | JCP&L | Accepted | 2020-08-18 | 2020-08-21 | 2021-10-30 | SUNPOWER | X-SERIES X22-360 | Solar Panels |  | 0.36 | 3 | 349 | 33 |  | Fixed | Roof
NJSTRE1545476402 |  | Transition Incentive Program | Keansburg | 7734 | 17 | 14.04 | Residential | No | Behind the Meter | Net-metered residential rooftop and canopy |  | None | Bright Planet Solar | JCP&L | Accepted | 2020-08-18 | 2020-08-21 | 2021-10-30 | SUNPOWER | X-SERIES X22-360 | Solar Panels |  | 0.36 | 3 | 78 | 33 |  | Fixed | Roof
NJSTRE1545476420 |  | Transition Incentive Program | Cinnaminson | 8077 | 13 | 6.87 | Residential | No | Behind the Meter | Net-metered residential rooftop and canopy |  | None | SunPower Corporation, Systems | PSE&G | Accepted | 2020-08-19 | 2020-08-21 | 2021-10-30 | SunPower | SPR-E20-327-E-AC | Solar Panels |  | 0.327 | 11 | 150 | 18 |  | Fixed | Roof
NJSTRE1545476420 |  | Transition Incentive Program | Cinnaminson | 8077 | 13 | 6.87 | Residential | No | Behind the Meter | Net-metered residential rooftop and canopy |  | None | SunPower Corporation, Systems | PSE&G | Accepted | 2020-08-19 | 2020-08-21 | 2021-10-30 | SunPower | SPR-E20-327-E-AC | Solar Panels |  | 0.327 | 10 | 330 | 18 |  | Fixed | Roof
NJSTRE1545478073 |  | Transition Incentive Program | Morganville | 7751 | 17 | 10.08 | Residential | No | Behind the Meter | Net-metered residential rooftop and canopy |  | None | GreenPower Energy | JCP&L | Accepted | 2020-08-19 | 2020-08-21 | 2021-10-30 | LG Electronics | LG360Q1C-V5 | Solar Panels |  | 0.36 | 11 | 150 | 30 |  | Fixed | Roof
NJSTRE1545478163 |  | Transition Incentive Program | Lawrence Twp | 8648 | 12 | 10.4 | Residential | No | Behind the Meter | Net-metered residential rooftop and canopy |  | None | Kopp Electric Company | PSE&G | Accepted | 2020-08-19 | 2020-08-21 | 2021-10-30 | CertainTeed | CT325C11-04 | Solar Panels |  | 0.325 | 32 | 167 | 20 |  | Fixed | Roof
NJSTRE1545478185 |  | Transition Incentive Program | Hamilton | 8690 | 12 | 7.71 | Residential | Yes | Behind the Meter | Net-metered residential rooftop and canopy |  | None | Trinity Solar | PSE&G | Accepted | 2020-08-19 | 2020-08-21 | 2021-10-30 | HANWHA 335 (Q.PEAK DUO BLK-G6 335) | HANWHA 335 (Q.PEAK DUO BLK-G6 335) | Solar Panels |  | 0.335 | 8 | 63 | 8 |  | Fixed | Roof
NJSTRE1545478184 |  | Transition Incentive Program | Berlin | 8009 | 14 | 8.19 | Residential | No | Behind the Meter | Net-metered residential rooftop and canopy |  | None | Advanced Renewable Solutions | AC Electric | Accepted | 2020-08-19 | 2020-08-21 | 2021-10-30 | CertainTeed | CT315M11-02 | Solar Panels |  | 0.315 | 8 | 175 | 35 |  | Fixed | Roof
NJSTRE1545478221 |  | Transition Incentive Program | Passaic | 7055 | 6 | 5.36 | Residential | Yes | Behind the Meter | Net-metered residential rooftop and canopy |  | None | Trinity Solar | PSE&G | Accepted | 2020-08-19 | 2020-08-21 | 2021-10-30 | Hanwha | Q.PEAK DUO BLK-G6 335 | Solar Panels |  | 0.335 | 8 | 175 | 16 |  | Fixed | Roof
NJSTRE1545478284 |  | Transition Incentive Program | Toms River | 8753 | 18 | 10.68 | Residential | Yes | Behind the Meter | Net-metered residential rooftop and canopy |  | None | Sunrun Installation Services, Inc. | JCP&L | Accepted | 2020-08-19 | 2020-08-21 | 2021-10-30 | LONGi Green Energy Technology Co Ltd | LR6-60HPB-305M | Solar Panels |  | 0.305 | 6 | 5 | 11 |  | Fixed | Roof
NJSTRE1545478291 |  | Transition Incentive Program | MOUNT LAUREL | 8054 | 13 | 13.65 | Residential | No | Behind the Meter | Net-metered residential rooftop and canopy |  | None | Infinity Solar Systems | PSE&G | Accepted | 2020-08-19 | 2020-08-21 | 2021-10-30 | CANADIAN SOLAR | CS1H-325-MS | Solar Panels |  | 0.325 | 20 | 197 | 20 |  | Fixed | Roof
NJSTRE1545478295 |  | Transition Incentive Program | Jersey City | 7305 | 8 | 6.65 | Residential | Yes | Behind the Meter | Net-metered residential rooftop and canopy |  | None | Pro Custom Solar dba Momentum Solar | PSE&G | Accepted | 2020-08-19 | 2020-08-21 | 2021-10-30 | LG | LG 350N1C-V5 | Solar Panels |  | 0.35 | 9 | 310 | 3 |  | Fixed | Roof
NJSTRE1545476160 |  | Transition Incentive Program | Paulsboro | 8066 | 15 | 5.95 | Residential | Yes | Behind the Meter | Net-metered residential rooftop and canopy |  | None | Pro Custom Solar dba Momentum Solar | AC Electric | Accepted | 2020-08-18 | 2020-08-20 | 2021-10-30 | LG | LG 350N1C-V5 | Solar Panels |  | 0.35 | 8 | 267 | 23 |  | Fixed | Roof
NJSTRE1545476226 |  | Transition Incentive Program | UNION | 7083 | 10 | 12.68 | Residential | Yes | Behind the Meter | Net-metered residential rooftop and canopy |  | None | Vivint Solar Developer, LLC | PSE&G | Accepted | 2020-08-19 | 2020-08-20 | 2021-10-30 | JINKO SOLAR | JKM325M-60HBL | Solar Panels |  | 0.325 | 4 | 136 | 41 |  | Fixed | Roof
NJSTRE1545476219 |  | Transition Incentive Program | Port Republic | 8241 | 19 | 19.52 | Residential | Yes | Behind the Meter | Net-metered residential rooftop and canopy |  | None | Bright Planet Solar | AC Electric | Accepted | 2020-08-18 | 2020-08-20 | 2021-10-30 | HANWHA Q-CELLS | Q.PEAK-G5 DUO BLK 320W | Solar Panels |  | 0.32 | 10 | 341 | 22 |  | Fixed | Roof
NJSTRE1545476257 |  | Transition Incentive Program | Galloway | 8205 | 19 | 5.56 | Residential | Yes | Behind the Meter | Net-metered residential rooftop and canopy |  | None | Ad Energy | AC Electric | Accepted | 2020-08-18 | 2020-08-25 | 2021-10-30 | Sunpower | SPR-E20-327-E-AC | Solar Panels |  | 0.327 | 10 | 102 | 23 |  | Fixed | Roof
NJSTRE1545476276 |  | Transition Incentive Program | BAYONNE | 7002 | 8 | 3.4 | Residential | Yes | Behind the Meter | Net-metered residential rooftop and canopy |  | None | Trinity Solar | PSE&G | Accepted | 2020-08-18 | 2020-08-21 | 2021-10-30 | HANWHA | Q.PEAK DUO BLK-G6 340 | Solar Panels |  | 0.34 | 3 | 303 | 14 |  | Fixed | Roof
NJSTRE1545476272 |  | Transition Incentive Program | Pompton Lakes | 7442 | 6 | 12.43 | Residential | Yes | Behind the Meter | Net-metered residential rooftop and canopy |  | None | Ad Energy | JCP&L | Accepted | 2020-08-18 | 2020-08-21 | 2021-10-30 | Sunpower | SPR-E20-327-E-AC | Solar Panels |  | 0.327 | 10 | 88 | 26 |  | Fixed | Roof
NJSTRE1545476272 |  | Transition Incentive Program | Pompton Lakes | 7442 | 6 | 12.43 | Residential | Yes | Behind the Meter | Net-metered residential rooftop and canopy |  | None | Ad Energy | JCP&L | Accepted | 2020-08-18 | 2020-08-21 | 2021-10-30 | Sunpower | SPR-E20-327-E-AC | Solar Panels |  | 0.327 | 10 | 268 | 26 |  | Fixed | Roof
NJSTRE1545476374 |  | Transition Incentive Program | Egg Harbor Township | 8234 | 19 | 9.3 | Residential | Yes | Behind the Meter | Net-metered residential rooftop and canopy |  | None | Bright Planet Solar | AC Electric | Accepted | 2020-08-18 | 2020-08-21 | 2021-10-30 | LONGI | LR6-60HPB-310M | Solar Panels |  | 0.31 | 13 | 112 | 30 |  | Fixed | Roof
NJSTRE1545476398 |  | Transition Incentive Program | Millville | 8332 | 20 | 12.09 | Residential | No | Behind the Meter | Net-metered residential rooftop and canopy |  | None | Bright Planet Solar | AC Electric | Accepted | 2020-08-18 | 2020-08-21 | 2021-10-30 | LONGI | LR6-60HPB-310M | Solar Panels |  | 0.31 | 14 | 85 | 30 |  | Fixed | Roof
NJSTRE1545476431 |  | Transition Incentive Program | Lake Hiawatha | 7034 | 3 | 12.24 | Residential | No | Behind the Meter | Net-metered residential rooftop and canopy |  | None | Tesla Energy Operations Inc. | JCP&L | Accepted | 2020-08-18 | 2020-08-21 | 2021-10-30 | Hanwha Q-CELLS | Q.Peak DUO BLK-G6+ 340 | Solar Panels |  | 0.34 | 12 | 280 | 24 |  | Fixed | Roof
NJSTRE1545478055 |  | Transition Incentive Program | Mullica Hill | 8062 | 15 | 9.14 | Residential | No | Behind the Meter | Net-metered residential rooftop and canopy |  | None | Suntuity Solar LLC | AC Electric | Accepted | 2020-08-20 | 2020-08-21 | 2021-10-30 | Longi | LR6-60HPB-315M | Solar Panels |  | 0.315 | 18 | 9 | 34 |  | Fixed | Roof
NJSTRE1545478126 |  | Transition Incentive Program | Plainsboro Twp | 8536 | 11 | 20.16 | Residential | No | Behind the Meter | Net-metered residential rooftop and canopy |  | None | Green Power Energy | PSE&G | Accepted | 2020-08-19 | 2020-08-21 | 2021-10-30 | LG Electronics | LG360Q1K-V5 | Solar Panels |  | 0.36 | 12 | 181 | 33 |  | Fixed | Roof
NJSTRE1545478239 |  | Transition Incentive Program | HAZLET | 7747 | 17 | 10.54 | Residential | Yes | Behind the Meter | Net-metered residential rooftop and canopy |  | None | Trinity Solar | JCP&L | Accepted | 2020-08-19 | 2020-08-25 | 2021-10-30 | HANWHA | Q.PEAK DUO BLK-G6 340 | Solar Panels |  | 0.34 | 6 | 126 | 18 |  | Fixed | Roof
NJSTRE1545478087 |  | Transition Incentive Program | Mount Laurel | 8054 | 13 | 7.48 | Residential | Yes | Behind the Meter | Net-metered residential rooftop and canopy |  | None | Trinity Solar | PSE&G | Accepted | 2020-08-19 | 2020-08-21 | 2021-10-30 | HANWHA 340 (Q.PEAK DUO BLK-G6 340) | HANWHA 340 (Q.PEAK DUO BLK-G6 340) | Solar Panels |  | 0.34 | 7 | 178 | 21 |  | Fixed | Roof
NJSTRE1545478105 |  | Transition Incentive Program | Somerset | 8873 | 5 | 18.02 | Residential | No | Behind the Meter | Net-metered residential rooftop and canopy |  | None | Trinity Solar | PSE&G | Accepted | 2020-08-19 | 2020-08-21 | 2021-10-30 | HANWHA 340 (Q.PEAK DUO BLK-G6 340) | HANWHA 340 (Q.PEAK DUO BLK-G6 340) | Solar Panels |  | 0.34 | 3 | 196 | 43 |  | Fixed | Roof
NJSTRE1545478126 |  | Transition Incentive Program | Plainsboro Twp | 8536 | 11 | 20.16 | Residential | No | Behind the Meter | Net-metered residential rooftop and canopy |  | None | Green Power Energy | PSE&G | Accepted | 2020-08-19 | 2020-08-21 | 2021-10-30 | LG Electronics | LG360Q1K-V5 | Solar Panels |  | 0.36 | 44 | 271 | 25 |  | Fixed | Roof
NJSTRE1545478149 |  | Transition Incentive Program | Bloomfield | 7003 | 9 | 3.15 | Residential | Yes | Behind the Meter | Net-metered residential rooftop and canopy |  | None | Pro Custom Solar dba Momentum Solar | PSE&G | Accepted | 2020-08-19 | 2020-08-21 | 2021-10-30 | LG | LG 350N1C-V5 | Solar Panels |  | 0.35 | 9 | 176 | 25 |  | Fixed | Roof
NJSTRE1545478176 |  | Transition Incentive Program | Edison | 8837 | 11 | 15.98 | Residential | No | Behind the Meter | Net-metered residential rooftop and canopy |  | PSEG | Maier Solar Engineering dba Solar Me | PSE&G | Accepted | 2020-08-19 | 2020-08-24 | 2021-10-30 | Hanwha | Q.CELL DUO BLK-G6 340W | Solar Panels |  | 0.34 | 11 | 172 | 20 |  | Fixed | Roof
NJSTRE1545478185 |  | Transition Incentive Program | Hamilton | 8690 | 12 | 7.71 | Residential | Yes | Behind the Meter | Net-metered residential rooftop and canopy |  | None | Trinity Solar | PSE&G | Accepted | 2020-08-19 | 2020-08-21 | 2021-10-30 | HANWHA 335 (Q.PEAK DUO BLK-G6 335) | HANWHA 335 (Q.PEAK DUO BLK-G6 335) | Solar Panels |  | 0.335 | 4 | 333 | 30 |  | Fixed | Roof
NJSTRE1545478197 |  | Transition Incentive Program | Passaic | 7055 | 6 | 3.69 | Residential | Yes | Behind the Meter | Net-metered residential rooftop and canopy |  | None | Trinity Solar | PSE&G | Accepted | 2020-08-19 | 2020-08-21 | 2021-10-30 | Hanwha | Q.PEAK DUO BLK-G6 335 | Solar Panels |  | 0.335 | 11 | 175 | 45 |  | Fixed | Roof
NJSTRE1545478221 |  | Transition Incentive Program | Passaic | 7055 | 6 | 5.36 | Residential | Yes | Behind the Meter | Net-metered residential rooftop and canopy |  | None | Trinity Solar | PSE&G | Accepted | 2020-08-19 | 2020-08-21 | 2021-10-30 | Hanwha | Q.PEAK DUO BLK-G6 335 | Solar Panels |  | 0.335 | 8 | 355 | 21 |  | Fixed | Roof
NJSTRE1545478244 |  | Transition Incentive Program | Clifton | 7011 | 6 | 8.4 | Residential | Yes | Behind the Meter | Net-metered residential rooftop and canopy |  | None | Pro Custom Solar dba Momentum Solar | PSE&G | Accepted | 2020-08-19 | 2020-08-21 | 2021-10-30 | LG | LG 350N1C-V5 | Solar Panels |  | 0.35 | 6 | 257 | 24 |  | Fixed | Roof
NJSTRE1545478277 |  | Transition Incentive Program | Sewell | 8080 | 15 | 6.5 | Residential | No | Behind the Meter | Net-metered residential rooftop and canopy |  | None | SunnyMac LLC | AC Electric | Accepted | 2020-08-19 | 2020-08-21 | 2021-10-30 | REC | 325 TWINPEAK 2 MONO | Solar Panels |  | 0.325 | 4 | 319 | 21 |  | Fixed | Roof
NJSTRE1545478284 |  | Transition Incentive Program | Toms River | 8753 | 18 | 10.68 | Residential | Yes | Behind the Meter | Net-metered residential rooftop and canopy |  | None | Sunrun Installation Services, Inc. | JCP&L | Accepted | 2020-08-19 | 2020-08-21 | 2021-10-30 | LONGi Green Energy Technology Co Ltd | LR6-60HPB-305M | Solar Panels |  | 0.305 | 8 | 185 | 19 |  | Fixed | Roof
NJSTRE1545478331 |  | Transition Incentive Program | Paramus | 7652 | 7 | 6.12 | Residential | Yes | Behind the Meter | Net-metered residential rooftop and canopy |  | PSEG | Vision Solar LLC | PSE&G | Accepted | 2020-08-19 | 2020-08-21 | 2021-10-30 | HANWHA Q-CELLS | Q.PEAK DUO-G6 340 | Solar Panels |  | 0.34 | 18 | 27 | 20 |  | Fixed | Roof
NJSTRE1545478420 |  | Transition Incentive Program | Madison | 7940 | 3 | 10.38 | Residential | No | Behind the Meter | Net-metered residential rooftop and canopy |  | None | Green House Solar | Borough of Madison | Accepted | 2020-08-21 | 2020-08-21 | 2021-10-30 | Sunpower | A415-G-AC | Solar Panels |  | 0.415 | 15 | 224 | 33 |  | Fixed | Roof
NJSTRE1545476250 |  | Transition Incentive Program | Monroe Township | 8094 | 15 | 9.38 | Residential | No | Behind the Meter | Net-metered residential rooftop and canopy |  | None | Ad Energy | AC Electric | Accepted | 2020-08-18 | 2020-08-20 | 2021-10-30 | SunPower | SPR-X21-335-BLK-E-AC | Solar Panels |  | 0.335 | 18 | 212 | 27 |  | Fixed | Roof
NJSTRE1545476264 |  | Transition Incentive Program | Clayton | 8312 | 15 | 12.95 | Residential | Yes | Behind the Meter | Net-metered residential rooftop and canopy |  | None | Pro Custom Solar dba Momentum Solar | AC Electric | Accepted | 2020-08-18 | 2020-08-21 | 2021-10-30 | LG ELECTRONICS | LG 350N1C-V5 | Solar Panels |  | 0.35 | 15 | 79 | 18 |  | Fixed | Roof
NJSTRE1545476281 |  | Transition Incentive Program | Middletown | 7748 | 17 | 18.3 | Residential | Yes | Behind the Meter | Net-metered residential rooftop and canopy |  | None | Bright Planet Solar | JCP&L | Accepted | 2020-08-18 | 2020-08-20 | 2021-10-30 | LONGI | LR6-60HPB-305M | Solar Panels |  | 0.305 | 42 | 121 | 25 |  | Fixed | Roof
NJSTRE1545476362 |  | Transition Incentive Program | Woodbridge Twp | 7067 | 10 | 8.99 | Residential | Yes | Behind the Meter | Net-metered residential rooftop and canopy |  | None | Bright Planet Solar | PSE&G | Accepted | 2020-08-18 | 2020-08-21 | 2021-10-30 | LONGI | LR6-60HPB-310M | Solar Panels |  | 0.31 | 10 | 179 | 18 |  | Fixed | Roof
NJSTRE1545476362 |  | Transition Incentive Program | Woodbridge Twp | 7067 | 10 | 8.99 | Residential | Yes | Behind the Meter | Net-metered residential rooftop and canopy |  | None | Bright Planet Solar | PSE&G | Accepted | 2020-08-18 | 2020-08-21 | 2021-10-30 | LONGI | LR6-60HPB-310M | Solar Panels |  | 0.31 | 19 | 270 | 20 |  | Fixed | Roof
NJSTRE1545476383 |  | Transition Incentive Program | Perth Amboy City | 8861 | 11 | 5.58 | Residential | Yes | Behind the Meter | Net-metered residential rooftop and canopy |  | None | Bright Planet Solar | PSE&G | Accepted | 2020-08-18 | 2020-08-21 | 2021-10-30 | LONGI | LR6-60HPB-310M | Solar Panels |  | 0.31 | 15 | 114 | 36 |  | Fixed | Roof
NJSTRE1545476402 |  | Transition Incentive Program | Keansburg | 7734 | 17 | 14.04 | Residential | No | Behind the Meter | Net-metered residential rooftop and canopy |  | None | Bright Planet Solar | JCP&L | Accepted | 2020-08-18 | 2020-08-21 | 2021-10-30 | SUNPOWER | X-SERIES X22-360 | Solar Panels |  | 0.36 | 7 | 258 | 33 |  | Fixed | Roof
NJSTRE1545476402 |  | Transition Incentive Program | Keansburg | 7734 | 17 | 14.04 | Residential | No | Behind the Meter | Net-metered residential rooftop and canopy |  | None | Bright Planet Solar | JCP&L | Accepted | 2020-08-18 | 2020-08-21 | 2021-10-30 | SUNPOWER | X-SERIES X22-360 | Solar Panels |  | 0.36 | 12 | 258 | 4 |  | Fixed | Roof
NJSTRE1545476431 |  | Transition Incentive Program | Lake Hiawatha | 7034 | 3 | 12.24 | Residential | No | Behind the Meter | Net-metered residential rooftop and canopy |  | None | Tesla Energy Operations Inc. | JCP&L | Accepted | 2020-08-18 | 2020-08-21 | 2021-10-30 | Hanwha Q-CELLS | Q.Peak DUO BLK-G6+ 340 | Solar Panels |  | 0.34 | 4 | 189 | 21 |  | Fixed | Roof
NJSTRE1545476431 |  | Transition Incentive Program | Lake Hiawatha | 7034 | 3 | 12.24 | Residential | No | Behind the Meter | Net-metered residential rooftop and canopy |  | None | Tesla Energy Operations Inc. | JCP&L | Accepted | 2020-08-18 | 2020-08-21 | 2021-10-30 | Hanwha Q-CELLS | Q.Peak DUO BLK-G6+ 340 | Solar Panels |  | 0.34 | 8 | 99 | 22 |  | Fixed | Roof
NJSTRE1545478053 |  | Transition Incentive Program | BLACKWOOD | 8012 | 14 | 8.51 | Residential | Yes | Behind the Meter | Net-metered residential rooftop and canopy |  | None | Suntuity Solar LLC | PSE&G | Accepted | 2020-08-20 | 2020-08-21 | 2021-10-30 | Longi | LR6-60HPB-315M | Solar Panels |  | 0.315 | 3 | 138 | 17 |  | Fixed | Roof
NJSTRE1545478056 |  | Transition Incentive Program | Waldwick | 7463 | 7 | 5.36 | Residential | No | Behind the Meter | Net-metered residential rooftop and canopy |  | None | Suntuity Solar LLC | PSE&G | Accepted | 2020-08-21 | 2020-08-21 | 2021-10-30 | Longi | LR6-60HPB-315M | Solar Panels |  | 0.315 | 9 | 194 | 34 |  | Fixed | Roof
NJSTRE1545478134 |  | Transition Incentive Program | BAYONNE | 7002 | 8 | 2.04 | Residential | Yes | Behind the Meter | Net-metered residential rooftop and canopy |  | None | Trinity Solar | PSE&G | Accepted | 2020-08-19 | 2020-08-21 | 2021-10-30 | HANWHA | Q.PEAK DUO BLK-G6 340 | Solar Panels |  | 0.34 | 3 | 213 | 22 |  | Fixed | Roof
NJSTRE1545478176 |  | Transition Incentive Program | Edison | 8837 | 11 | 15.98 | Residential | No | Behind the Meter | Net-metered residential rooftop and canopy |  | PSEG | Maier Solar Engineering dba Solar Me | PSE&G | Accepted | 2020-08-19 | 2020-08-24 | 2021-10-30 | Hanwha | Q.CELL DUO BLK-G6 340W | Solar Panels |  | 0.34 | 36 | 172 | 20 |  | Fixed | Roof
NJSTRE1545478244 |  | Transition Incentive Program | Clifton | 7011 | 6 | 8.4 | Residential | Yes | Behind the Meter | Net-metered residential rooftop and canopy |  | None | Pro Custom Solar dba Momentum Solar | PSE&G | Accepted | 2020-08-19 | 2020-08-21 | 2021-10-30 | LG | LG 350N1C-V5 | Solar Panels |  | 0.35 | 6 | 77 | 24 |  | Fixed | Roof
NJSTRE1545478244 |  | Transition Incentive Program | Clifton | 7011 | 6 | 8.4 | Residential | Yes | Behind the Meter | Net-metered residential rooftop and canopy |  | None | Pro Custom Solar dba Momentum Solar | PSE&G | Accepted | 2020-08-19 | 2020-08-21 | 2021-10-30 | LG | LG 350N1C-V5 | Solar Panels |  | 0.35 | 7 | 78 | 41 |  | Fixed | Roof
NJSTRE1545478277 |  | Transition Incentive Program | Sewell | 8080 | 15 | 6.5 | Residential | No | Behind the Meter | Net-metered residential rooftop and canopy |  | None | SunnyMac LLC | AC Electric | Accepted | 2020-08-19 | 2020-08-21 | 2021-10-30 | REC | 325 TWINPEAK 2 MONO | Solar Panels |  | 0.325 | 4 | 139 | 21 |  | Fixed | Roof
NJSTRE1545478284 |  | Transition Incentive Program | Toms River | 8753 | 18 | 10.68 | Residential | Yes | Behind the Meter | Net-metered residential rooftop and canopy |  | None | Sunrun Installation Services, Inc. | JCP&L | Accepted | 2020-08-19 | 2020-08-21 | 2021-10-30 | LONGi Green Energy Technology Co Ltd | LR6-60HPB-305M | Solar Panels |  | 0.305 | 4 | 5 | 18 |  | Fixed | Roof
NJSTRE1545478295 |  | Transition Incentive Program | Jersey City | 7305 | 8 | 6.65 | Residential | Yes | Behind the Meter | Net-metered residential rooftop and canopy |  | None | Pro Custom Solar dba Momentum Solar | PSE&G | Accepted | 2020-08-19 | 2020-08-21 | 2021-10-30 | LG | LG 350N1C-V5 | Solar Panels |  | 0.35 | 5 | 220 | 28 |  | Fixed | Roof
NJSTRE1545478486 |  | Transition Incentive Program | Atlantic City | 8401 | 19 | 9.6 | Residential | No | Behind the Meter | Net-metered residential rooftop and canopy |  | None | Posigen NJ LLC | AC Electric | Accepted | 2020-08-19 | 2020-08-21 | 2021-10-30 | Silfab | SLA320M | Solar Panels |  | 0.32 | 30 | 110290 | 19 |  | Fixed | Roof
NJSTRE1545478509 |  | Transition Incentive Program | Ridgewood Village | 7450 | 7 | 9.61 | Residential | Yes | Behind the Meter | Net-metered residential rooftop and canopy |  | None | Sunrun Installation Services, Inc. | PSE&G | Accepted | 2020-08-19 | 2020-08-21 | 2021-10-30 | LONGi Green Energy Technology Co Ltd | LR6-60HPB-310M | Solar Panels |  | 0.31 | 6 | 106 | 26 |  | Fixed | Roof
NJSTRE1545478509 |  | Transition Incentive Program | Ridgewood Village | 7450 | 7 | 9.61 | Residential | Yes | Behind the Meter | Net-metered residential rooftop and canopy |  | None | Sunrun Installation Services, Inc. | PSE&G | Accepted | 2020-08-19 | 2020-08-21 | 2021-10-30 | LONGi Green Energy Technology Co Ltd | LR6-60HPB-310M | Solar Panels |  | 0.31 | 6 | 196 | 26 |  | Fixed | Roof
NJSTRE1545478527 |  | Transition Incentive Program | Garfield | 7026 | 7 | 7.36 | Residential | Yes | Behind the Meter | Net-metered residential rooftop and canopy |  | None | Trinity Solar | PSE&G | Accepted | 2020-08-19 | 2020-08-21 | 2021-10-30 | Hanwha 320 | Q.PEAK DUO BLK-G5 320 | Solar Panels |  | 0.32 | 12 | 253 | 33 |  | Fixed | Roof
NJSTRE1545478518 |  | Transition Incentive Program | Cedarville | 8311 | 20 | 6.83 | Residential | Yes | Behind the Meter | Net-metered residential rooftop and canopy |  | None | SunnyMac LLC | AC Electric | Accepted | 2020-08-19 | 2020-08-21 | 2021-10-30 | REC | 325 TWINPEAK 2 MONO | Solar Panels |  | 0.325 | 21 | 224 | 18 |  | Fixed | Roof
NJSTRE1545478564 |  | Transition Incentive Program | New Milford | 7646 | 7 | 9.6 | Residential | No | Behind the Meter | Net-metered residential rooftop and canopy |  | None | Posigen NJ LLC | PSE&G | Accepted | 2020-08-19 | 2020-08-21 | 2021-10-30 | Silfab | SLA320BL | Solar Panels |  | 0.32 | 30 | 180 | 30 |  | Fixed | Roof
NJSTRE1545478561 |  | Transition Incentive Program | HAMILTON | 8619 | 12 | 2.93 | Residential | Yes | Behind the Meter | Net-metered residential rooftop and canopy |  | None | Vivint Solar Developer, LLC | PSE&G | Accepted | 2020-08-20 | 2020-08-26 | 2021-10-30 | Jinko Solar | JKM325M-60HBL | Solar Panels |  | 0.325 | 5 | 92 | 19 |  | Fixed | Roof
NJSTRE1545476200 |  | Transition Incentive Program | UNION | 7083 | 10 | 2.6 | Residential | Yes | Behind the Meter | Net-metered residential rooftop and canopy |  | None | Vivint Solar Developer, LLC | PSE&G | Accepted | 2020-08-19 | 2020-08-20 | 2021-10-30 | JINKO SOLAR | JKM325M-60HBL | Solar Panels |  | 0.325 | 8 | 317 | 24 |  | Fixed | Roof
NJSTRE1545476219 |  | Transition Incentive Program | Port Republic | 8241 | 19 | 19.52 | Residential | Yes | Behind the Meter | Net-metered residential rooftop and canopy |  | None | Bright Planet Solar | AC Electric | Accepted | 2020-08-18 | 2020-08-20 | 2021-10-30 | HANWHA Q-CELLS | Q.PEAK-G5 DUO BLK 320W | Solar Panels |  | 0.32 | 14 | 161 | 22 |  | Fixed | Roof
NJSTRE1545476374 |  | Transition Incentive Program | Egg Harbor Township | 8234 | 19 | 9.3 | Residential | Yes | Behind the Meter | Net-metered residential rooftop and canopy |  | None | Bright Planet Solar | AC Electric | Accepted | 2020-08-18 | 2020-08-21 | 2021-10-30 | LONGI | LR6-60HPB-310M | Solar Panels |  | 0.31 | 17 | 292 | 30 |  | Fixed | Roof
NJSTRE1545476379 |  | Transition Incentive Program | West Milford | 7480 | 6 | 9.92 | Residential | Yes | Behind the Meter | Net-metered residential rooftop and canopy |  | None | Bright Planet Solar | Orange Rockland Electric | Accepted | 2020-08-18 | 2020-08-21 | 2021-10-30 | LONGI | LR6-60HPB-310M | Solar Panels |  | 0.31 | 10 | 159 | 33 |  | Fixed | Roof
NJSTRE1545476396 |  | Transition Incentive Program | Maplewood Twp | 7040 | 9 | 7.75 | Residential | No | Behind the Meter | Net-metered residential rooftop and canopy |  | None | Bright Planet Solar | PSE&G | Accepted | 2020-08-18 | 2020-08-21 | 2021-10-30 | LONGI | LR6-60HPB-310M | Solar Panels |  | 0.31 | 14 | 298 | 33 |  | Fixed | Roof
NJSTRE1545476431 |  | Transition Incentive Program | Lake Hiawatha | 7034 | 3 | 12.24 | Residential | No | Behind the Meter | Net-metered residential rooftop and canopy |  | None | Tesla Energy Operations Inc. | JCP&L | Accepted | 2020-08-18 | 2020-08-21 | 2021-10-30 | Hanwha Q-CELLS | Q.Peak DUO BLK-G6+ 340 | Solar Panels |  | 0.34 | 8 | 279 | 22 |  | Fixed | Roof
NJSTRE1545478056 |  | Transition Incentive Program | Waldwick | 7463 | 7 | 5.36 | Residential | No | Behind the Meter | Net-metered residential rooftop and canopy |  | None | Suntuity Solar LLC | PSE&G | Accepted | 2020-08-21 | 2020-08-21 | 2021-10-30 | Longi | LR6-60HPB-315M | Solar Panels |  | 0.315 | 8 | 14 | 34 |  | Fixed | Roof
NJSTRE1545478087 |  | Transition Incentive Program | Mount Laurel | 8054 | 13 | 7.48 | Residential | Yes | Behind the Meter | Net-metered residential rooftop and canopy |  | None | Trinity Solar | PSE&G | Accepted | 2020-08-19 | 2020-08-21 | 2021-10-30 | HANWHA 340 (Q.PEAK DUO BLK-G6 340) | HANWHA 340 (Q.PEAK DUO BLK-G6 340) | Solar Panels |  | 0.34 | 5 | 178 | 39 |  | Fixed | Roof
NJSTRE1545478105 |  | Transition Incentive Program | Somerset | 8873 | 5 | 18.02 | Residential | No | Behind the Meter | Net-metered residential rooftop and canopy |  | None | Trinity Solar | PSE&G | Accepted | 2020-08-19 | 2020-08-21 | 2021-10-30 | HANWHA 340 (Q.PEAK DUO BLK-G6 340) | HANWHA 340 (Q.PEAK DUO BLK-G6 340) | Solar Panels |  | 0.34 | 6 | 196 | 37 |  | Fixed | Roof
NJSTRE1545478134 |  | Transition Incentive Program | BAYONNE | 7002 | 8 | 2.04 | Residential | Yes | Behind the Meter | Net-metered residential rooftop and canopy |  | None | Trinity Solar | PSE&G | Accepted | 2020-08-19 | 2020-08-21 | 2021-10-30 | HANWHA | Q.PEAK DUO BLK-G6 340 | Solar Panels |  | 0.34 | 3 | 213 | 1 |  | Fixed | Roof
NJSTRE1545478173 |  | Transition Incentive Program | Hillside | 7205 | 10 | 6.4 | Residential | No | Behind the Meter | Net-metered residential rooftop and canopy |  | None | New Jersey Suntech | PSE&G | Accepted | 2020-08-19 | 2020-08-21 | 2021-10-30 | Jinko | JKM320-M | Solar Panels |  | 0.32 | 20 | 168 | 34 |  | Fixed | Roof
NJSTRE1545478184 |  | Transition Incentive Program | Berlin | 8009 | 14 | 8.19 | Residential | No | Behind the Meter | Net-metered residential rooftop and canopy |  | None | Advanced Renewable Solutions | AC Electric | Accepted | 2020-08-19 | 2020-08-21 | 2021-10-30 | CertainTeed | CT315M11-02 | Solar Panels |  | 0.315 | 18 | 265 | 38 |  | Fixed | Roof
NJSTRE1545478240 |  | Transition Incentive Program | Passaic | 7055 | 6 | 4.02 | Residential | Yes | Behind the Meter | Net-metered residential rooftop and canopy |  | RECO | Trinity Solar | PSE&G | Accepted | 2020-08-19 | 2020-08-21 | 2021-10-30 | Hanwha | Q.PEAK DUO BLK-G6 335 | Solar Panels |  | 0.335 | 12 | 175 | 45 |  | Fixed | Roof
NJSTRE1545476276 |  | Transition Incentive Program | BAYONNE | 7002 | 8 | 3.4 | Residential | Yes | Behind the Meter | Net-metered residential rooftop and canopy |  | None | Trinity Solar | PSE&G | Accepted | 2020-08-18 | 2020-08-21 | 2021-10-30 | HANWHA | Q.PEAK DUO BLK-G6 340 | Solar Panels |  | 0.34 | 3 | 213 | 45 |  | Fixed | Roof
NJSTRE1545476383 |  | Transition Incentive Program | Perth Amboy City | 8861 | 11 | 5.58 | Residential | Yes | Behind the Meter | Net-metered residential rooftop and canopy |  | None | Bright Planet Solar | PSE&G | Accepted | 2020-08-18 | 2020-08-21 | 2021-10-30 | LONGI | LR6-60HPB-310M | Solar Panels |  | 0.31 | 3 | 294 | 36 |  | Fixed | Roof
NJSTRE1545476402 |  | Transition Incentive Program | Keansburg | 7734 | 17 | 14.04 | Residential | No | Behind the Meter | Net-metered residential rooftop and canopy |  | None | Bright Planet Solar | JCP&L | Accepted | 2020-08-18 | 2020-08-21 | 2021-10-30 | SUNPOWER | X-SERIES X22-360 | Solar Panels |  | 0.36 | 7 | 78 | 33 |  | Fixed | Roof
NJSTRE1545476402 |  | Transition Incentive Program | Keansburg | 7734 | 17 | 14.04 | Residential | No | Behind the Meter | Net-metered residential rooftop and canopy |  | None | Bright Planet Solar | JCP&L | Accepted | 2020-08-18 | 2020-08-21 | 2021-10-30 | SUNPOWER | X-SERIES X22-360 | Solar Panels |  | 0.36 | 2 | 168 | 33 |  | Fixed | Roof
NJSTRE1545476431 |  | Transition Incentive Program | Lake Hiawatha | 7034 | 3 | 12.24 | Residential | No | Behind the Meter | Net-metered residential rooftop and canopy |  | None | Tesla Energy Operations Inc. | JCP&L | Accepted | 2020-08-18 | 2020-08-21 | 2021-10-30 | Hanwha Q-CELLS | Q.Peak DUO BLK-G6+ 340 | Solar Panels |  | 0.34 | 4 | 100 | 24 |  | Fixed | Roof
NJSTRE1545478053 |  | Transition Incentive Program | BLACKWOOD | 8012 | 14 | 8.51 | Residential | Yes | Behind the Meter | Net-metered residential rooftop and canopy |  | None | Suntuity Solar LLC | PSE&G | Accepted | 2020-08-20 | 2020-08-21 | 2021-10-30 | Longi | LR6-60HPB-315M | Solar Panels |  | 0.315 | 24 | 138 | 41 |  | Fixed | Roof
NJSTRE1545478055 |  | Transition Incentive Program | Mullica Hill | 8062 | 15 | 9.14 | Residential | No | Behind the Meter | Net-metered residential rooftop and canopy |  | None | Suntuity Solar LLC | AC Electric | Accepted | 2020-08-20 | 2020-08-21 | 2021-10-30 | Longi | LR6-60HPB-315M | Solar Panels |  | 0.315 | 8 | 189 | 34 |  | Fixed | Roof
NJSTRE1545478087 |  | Transition Incentive Program | Mount Laurel | 8054 | 13 | 7.48 | Residential | Yes | Behind the Meter | Net-metered residential rooftop and canopy |  | None | Trinity Solar | PSE&G | Accepted | 2020-08-19 | 2020-08-21 | 2021-10-30 | HANWHA 340 (Q.PEAK DUO BLK-G6 340) | HANWHA 340 (Q.PEAK DUO BLK-G6 340) | Solar Panels |  | 0.34 | 4 | 268 | 22 |  | Fixed | Roof
NJSTRE1545478101 |  | Transition Incentive Program | Newark City | 7104 | 9 | 4.91 | Residential | Yes | Behind the Meter | Net-metered residential rooftop and canopy |  | None | EMT Renewables | PSE&G | Accepted | 2020-08-19 | 2020-08-21 | 2021-10-30 | Sunpower | SPR-E20-327 | Solar Panels |  | 0.327 | 15 | 185 | 24 |  | Fixed | Roof
NJSTRE1545478284 |  | Transition Incentive Program | Toms River | 8753 | 18 | 10.68 | Residential | Yes | Behind the Meter | Net-metered residential rooftop and canopy |  | None | Sunrun Installation Services, Inc. | JCP&L | Accepted | 2020-08-19 | 2020-08-21 | 2021-10-30 | LONGi Green Energy Technology Co Ltd | LR6-60HPB-305M | Solar Panels |  | 0.305 | 17 | 185 | 11 |  | Fixed | Roof
NJSTRE1545478336 |  | Transition Incentive Program | WEEHAWKEN | 7086 | 8 | 4.88 | Residential | No | Behind the Meter | Net-metered residential rooftop and canopy |  | None | Sunrun Installation Services, Inc. | PSE&G | Accepted | 2020-08-19 | 2020-08-21 | 2021-10-30 | LONGi Green Energy Technology Co Ltd | LR6-60HPB-305M | Solar Panels |  | 0.305 | 7 | 209 | 30 |  | Fixed | Roof
NJSTRE1545478435 |  | Transition Incentive Program | Rutherford | 7070 | 7 | 7 | Residential | Yes | Behind the Meter | Net-metered residential rooftop and canopy |  | None | Pro Custom Solar dba Momentum Solar | PSE&G | Accepted | 2020-08-19 | 2020-08-21 | 2021-10-30 | LG | LG 350N1C-V5 | Solar Panels |  | 0.35 | 7 | 37 | 25 |  | Fixed | Roof
NJSTRE1545478457 |  | Transition Incentive Program | Garfield | 7026 | 7 | 11.55 | Residential | Yes | Behind the Meter | Net-metered residential rooftop and canopy |  | None | Pro Custom Solar dba Momentum Solar | PSE&G | Accepted | 2020-08-19 | 2020-08-21 | 2021-10-30 | LG | LG 350N1C-V5 | Solar Panels |  | 0.35 | 6 | 161 | 24 |  | Fixed | Roof
NJSTRE1545478239 |  | Transition Incentive Program | HAZLET | 7747 | 17 | 10.54 | Residential | Yes | Behind the Meter | Net-metered residential rooftop and canopy |  | None | Trinity Solar | JCP&L | Accepted | 2020-08-19 | 2020-08-25 | 2021-10-30 | HANWHA | Q.PEAK DUO BLK-G6 340 | Solar Panels |  | 0.34 | 9 | 306 | 18 |  | Fixed | Roof
NJSTRE1545478244 |  | Transition Incentive Program | Clifton | 7011 | 6 | 8.4 | Residential | Yes | Behind the Meter | Net-metered residential rooftop and canopy |  | None | Pro Custom Solar dba Momentum Solar | PSE&G | Accepted | 2020-08-19 | 2020-08-21 | 2021-10-30 | LG | LG 350N1C-V5 | Solar Panels |  | 0.35 | 5 | 258 | 41 |  | Fixed | Roof
NJSTRE1545478264 |  | Transition Incentive Program | NEPTUNE | 7753 | 17 | 7.02 | Residential | No | Behind the Meter | Net-metered residential rooftop and canopy |  | None | Sunrun Installation Services, Inc. | JCP&L | Accepted | 2020-08-19 | 2020-08-21 | 2021-10-30 | LONGi Green Energy Technology Co Ltd | LR6-60HPB-305M | Solar Panels |  | 0.305 | 23 | 103 | 23 |  | Fixed | Roof
NJSTRE1545478258 |  | Transition Incentive Program | Penns Grove | 8069 | 16 | 10.2 | Residential | No | Behind the Meter | Net-metered residential rooftop and canopy |  | None | Trinity Solar | AC Electric | Accepted | 2020-08-27 | 2020-08-27 | 2021-10-30 | Hanwha 340 | Q.PEAK DUO BLK-G6 340 | Solar Panels |  | 0.34 | 14 | 74 | 35 |  | Fixed | Roof
NJSTRE1545478291 |  | Transition Incentive Program | MOUNT LAUREL | 8054 | 13 | 13.65 | Residential | No | Behind the Meter | Net-metered residential rooftop and canopy |  | None | Infinity Solar Systems | PSE&G | Accepted | 2020-08-19 | 2020-08-21 | 2021-10-30 | CANADIAN SOLAR | CS1H-325-MS | Solar Panels |  | 0.325 | 5 | 197 | 20 |  | Fixed | Roof
NJSTRE1545478295 |  | Transition Incentive Program | Jersey City | 7305 | 8 | 6.65 | Residential | Yes | Behind the Meter | Net-metered residential rooftop and canopy |  | None | Pro Custom Solar dba Momentum Solar | PSE&G | Accepted | 2020-08-19 | 2020-08-21 | 2021-10-30 | LG | LG 350N1C-V5 | Solar Panels |  | 0.35 | 5 | 40 | 28 |  | Fixed | Roof
NJSTRE1545478430 |  | Transition Incentive Program | Bellmawr | 8031 | 14 | 8.16 | Residential | Yes | Behind the Meter | Net-metered residential rooftop and canopy |  | PSEG | Vision Solar LLC | PSE&G | Accepted | 2020-08-19 | 2020-08-21 | 2021-10-30 | HANWHA Q-CELLS | Q.PEAK DUO-G6 340 | Solar Panels |  | 0.34 | 14 | 117 | 40 |  | Fixed | Roof
NJSTRE1545478435 |  | Transition Incentive Program | Rutherford | 7070 | 7 | 7 | Residential | Yes | Behind the Meter | Net-metered residential rooftop and canopy |  | None | Pro Custom Solar dba Momentum Solar | PSE&G | Accepted | 2020-08-19 | 2020-08-21 | 2021-10-30 | LG | LG 350N1C-V5 | Solar Panels |  | 0.35 | 3 | 307 | 19 |  | Fixed | Roof
NJSTRE1545478481 |  | Transition Incentive Program | Franklin | 8873 | 5 | 10.08 | Residential | No | Behind the Meter | Net-metered residential rooftop and canopy |  | None | Public Service Solar | PSE&G | Accepted | 2020-08-19 | 2020-08-21 | 2021-10-30 | LG | Q1K-V5 | Solar Panels |  | 0.36 | 2 | 218 | 44 |  | Fixed | Roof
NJSTRE1545478524 |  | Transition Incentive Program | Woolwich | 8085 | 15 | 5.12 | Residential | No | Behind the Meter | Net-metered residential rooftop and canopy |  | None | Posigen NJ LLC | AC Electric | Accepted | 2020-08-19 | 2020-08-24 | 2021-10-30 | Silfab | SLA320BL | Solar Panels |  | 0.32 | 16 | 76 | 41 |  | Fixed | Roof
NJSTRE1545478527 |  | Transition Incentive Program | Garfield | 7026 | 7 | 7.36 | Residential | Yes | Behind the Meter | Net-metered residential rooftop and canopy |  | None | Trinity Solar | PSE&G | Accepted | 2020-08-19 | 2020-08-21 | 2021-10-30 | Hanwha 320 | Q.PEAK DUO BLK-G5 320 | Solar Panels |  | 0.32 | 11 | 73 | 34 |  | Fixed | Roof
NJSTRE1545478590 |  | Transition Incentive Program | SADDLE BROOK | 7663 | 7 | 4.88 | Residential | Yes | Behind the Meter | Net-metered residential rooftop and canopy |  | None | Vivint Solar Developer, LLC | PSE&G | Accepted | 2020-08-20 | 2020-08-21 | 2021-10-30 | Jinko Solar | JKM325M-60HBL | Solar Panels |  | 0.325 | 7 | 161 | 11 |  | Fixed | Roof
NJSTRE1545478609 |  | Transition Incentive Program | JERSEY CITY | 7305 | 8 | 2.64 | Residential | Yes | Behind the Meter | Net-metered residential rooftop and canopy |  | None | Sunrun Installation Services, Inc. | PSE&G | Accepted | 2020-08-19 | 2020-08-21 | 2021-10-30 | LG Electronics | LG330N1C-A5 | Solar Panels |  | 0.33 | 5 | 145 | 10 |  | Fixed | Roof
NJSTRE1545478277 |  | Transition Incentive Program | Sewell | 8080 | 15 | 6.5 | Residential | No | Behind the Meter | Net-metered residential rooftop and canopy |  | None | SunnyMac LLC | AC Electric | Accepted | 2020-08-19 | 2020-08-21 | 2021-10-30 | REC | 325 TWINPEAK 2 Mono | Solar Panels |  | 0.325 | 12 | 23 | 229 |  | Fixed | Roof
NJSTRE1545478306 |  | Transition Incentive Program | WEST CALDWELL | 7006 | 9 | 8.24 | Residential | Yes | Behind the Meter | Net-metered residential rooftop and canopy |  | None | Sunrun Installation Services, Inc. | PSE&G | Accepted | 2020-08-19 | 2020-08-21 | 2021-10-30 | LONGi Green Energy Technology Co Ltd | LR6-60HPB-305M | Solar Panels |  | 0.305 | 13 | 262 | 27 |  | Fixed | Roof
NJSTRE1545478410 |  | Transition Incentive Program | Williamstown | 8094 | 15 | 6.4 | Residential | No | Behind the Meter | Net-metered residential rooftop and canopy |  | None | EMT Renewables | PSE&G | Accepted | 2020-08-19 | 2020-08-21 | 2021-10-30 | Trina | 320-BLK | Solar Panels |  | 0.32 | 20 | 90 | 32 |  | Fixed | Roof
NJSTRE1545478409 |  | Transition Incentive Program | Millville | 8332 | 20 | 5.25 | Residential | Yes | Behind the Meter | Net-metered residential rooftop and canopy |  | None | Pro Custom Solar dba Momentum Solar | AC Electric | Accepted | 2020-08-19 | 2020-08-21 | 2021-10-30 | LG | LG 350N1C-V5 | Solar Panels |  | 0.35 | 15 | 294 | 30 |  | Fixed | Roof
NJSTRE1545478430 |  | Transition Incentive Program | Bellmawr | 8031 | 14 | 8.16 | Residential | Yes | Behind the Meter | Net-metered residential rooftop and canopy |  | PSEG | Vision Solar LLC | PSE&G | Accepted | 2020-08-19 | 2020-08-21 | 2021-10-30 | HANWHA Q-CELLS | Q.PEAK DUO-G6 340 | Solar Panels |  | 0.34 | 10 | 297 | 40 |  | Fixed | Roof
NJSTRE1545478420 |  | Transition Incentive Program | Madison | 7940 | 3 | 10.38 | Residential | No | Behind the Meter | Net-metered residential rooftop and canopy |  | None | Green House Solar | Borough of Madison | Accepted | 2020-08-21 | 2020-08-21 | 2021-10-30 | Sunpower | A415-G-AC | Solar Panels |  | 0.415 | 6 | 224 | 9 |  | Fixed | Roof
NJSTRE1545478455 |  | Transition Incentive Program | Tinton Falls | 7724 | 17 | 4.08 | Residential | No | Behind the Meter | Net-metered residential rooftop and canopy |  | None | Tesla Energy Operations Inc. | JCP&L | Accepted | 2020-08-19 | 2020-08-24 | 2021-10-30 | Hanwha Q-CELLS | Q.Peak DUO BLK-G6+ 340 | Solar Panels |  | 0.34 | 3 | 85 | 45 |  | Fixed | Roof
NJSTRE1545478515 |  | Transition Incentive Program | Woolwich | 8085 | 15 | 9.6 | Residential | No | Behind the Meter | Net-metered residential rooftop and canopy |  | None | Posigen NJ LLC | AC Electric | Accepted | 2020-08-19 | 2020-08-24 | 2021-10-30 | Silfab | SLA320 BL | Solar Panels |  | 0.32 | 30 | 256,76 | 36 |  | Fixed | Roof
NJSTRE1545478538 |  | Transition Incentive Program | Clementon | 8021 | 14 | 5.7 | Residential | Yes | Behind the Meter | Net-metered residential rooftop and canopy |  | None | Pro Custom Solar dba Momentum Solar | PSE&G | Accepted | 2020-08-19 | 2020-08-21 | 2021-10-30 | HANWHA | Q.PEAK DUO BLK G6+ 335 | Solar Panels |  | 0.335 | 17 | 150 | 18 |  | Fixed | Roof
NJSTRE1545478561 |  | Transition Incentive Program | HAMILTON | 8619 | 12 | 2.93 | Residential | Yes | Behind the Meter | Net-metered residential rooftop and canopy |  | None | Vivint Solar Developer, LLC | PSE&G | Accepted | 2020-08-20 | 2020-08-26 | 2021-10-30 | Jinko Solar | JKM325M-60HBL | Solar Panels |  | 0.325 | 4 | 272 | 19 |  | Fixed | Roof
NJSTRE1545478609 |  | Transition Incentive Program | JERSEY CITY | 7305 | 8 | 2.64 | Residential | Yes | Behind the Meter | Net-metered residential rooftop and canopy |  | None | Sunrun Installation Services, Inc. | PSE&G | Accepted | 2020-08-19 | 2020-08-21 | 2021-10-30 | LG Electronics | LG330N1C-A5 | Solar Panels |  | 0.33 | 3 | 52 | 45 |  | Fixed | Roof
NJSTRE1545478647 |  | Transition Incentive Program | Springfield | 7081 | 10 | 11.05 | Residential | Yes | Behind the Meter | Net-metered residential rooftop and canopy |  | None | Vivint Solar Developer, LLC | JCP&L | Accepted | 2020-08-19 | 2020-08-21 | 2021-10-30 | JINKO SOLAR | JKM325M-60HBL | Solar Panels |  | 0.325 | 10 | 37 | 34 |  | Fixed | Roof
NJSTRE1545479259 |  | Transition Incentive Program | Runnemede | 8078 | 14 | 14.39 | Residential | Yes | Behind the Meter | Net-metered residential rooftop and canopy |  | None | Vision Solar LLC | AC Electric | Accepted | 2020-08-19 | 2020-08-24 | 2021-10-30 | SUNPOWER | SPR-E20-327-E-AC | Solar Panels |  | 0.327 | 12 | 317 | 35 |  | Fixed | Roof
NJSTRE1545478239 |  | Transition Incentive Program | HAZLET | 7747 | 17 | 10.54 | Residential | Yes | Behind the Meter | Net-metered residential rooftop and canopy |  | None | Trinity Solar | JCP&L | Accepted | 2020-08-19 | 2020-08-25 | 2021-10-30 | HANWHA | Q.PEAK DUO BLK-G6 340 | Solar Panels |  | 0.34 | 16 | 36 | 18 |  | Fixed | Roof
NJSTRE1545478258 |  | Transition Incentive Program | Penns Grove | 8069 | 16 | 10.2 | Residential | No | Behind the Meter | Net-metered residential rooftop and canopy |  | None | Trinity Solar | AC Electric | Accepted | 2020-08-27 | 2020-08-27 | 2021-10-30 | Hanwha 340 | Q.PEAK DUO BLK-G6 340 | Solar Panels |  | 0.34 | 16 | 254 | 35 |  | Fixed | Roof
NJSTRE1545478306 |  | Transition Incentive Program | WEST CALDWELL | 7006 | 9 | 8.24 | Residential | Yes | Behind the Meter | Net-metered residential rooftop and canopy |  | None | Sunrun Installation Services, Inc. | PSE&G | Accepted | 2020-08-19 | 2020-08-21 | 2021-10-30 | LONGi Green Energy Technology Co Ltd | LR6-60HPB-305M | Solar Panels |  | 0.305 | 14 | 82 | 27 |  | Fixed | Roof
NJSTRE1545478509 |  | Transition Incentive Program | Ridgewood Village | 7450 | 7 | 9.61 | Residential | Yes | Behind the Meter | Net-metered residential rooftop and canopy |  | None | Sunrun Installation Services, Inc. | PSE&G | Accepted | 2020-08-19 | 2020-08-21 | 2021-10-30 | LONGi Green Energy Technology Co Ltd | LR6-60HPB-310M | Solar Panels |  | 0.31 | 12 | 286 | 26 |  | Fixed | Roof
NJSTRE1545478520 |  | Transition Incentive Program | Perth Amboy | 8861 | 11 | 6.3 | Residential | Yes | Behind the Meter | Net-metered residential rooftop and canopy |  | None | Pro Custom Solar dba Momentum Solar | PSE&G | Accepted | 2020-08-19 | 2020-08-24 | 2021-10-30 | LG | LG 350N1C-V5 | Solar Panels |  | 0.35 | 18 | 230 | 25 |  | Fixed | Roof
NJSTRE1545478552 |  | Transition Incentive Program | CLEMENTON | 8021 | 14 | 9.43 | Residential | Yes | Behind the Meter | Net-metered residential rooftop and canopy |  | None | Vivint Solar Developer, LLC | AC Electric | Accepted | 2020-08-20 | 2020-08-21 | 2021-10-30 | JINKO SOLAR | JKM325M-60HBL | Solar Panels |  | 0.325 | 5 | 212 | 33 |  | Fixed | Roof
NJSTRE1545478647 |  | Transition Incentive Program | Springfield | 7081 | 10 | 11.05 | Residential | Yes | Behind the Meter | Net-metered residential rooftop and canopy |  | None | Vivint Solar Developer, LLC | JCP&L | Accepted | 2020-08-19 | 2020-08-21 | 2021-10-30 | JINKO SOLAR | JKM325M-60HBL | Solar Panels |  | 0.325 | 21 | 217 | 34 |  | Fixed | Roof
NJSTRE1545478647 |  | Transition Incentive Program | Springfield | 7081 | 10 | 11.05 | Residential | Yes | Behind the Meter | Net-metered residential rooftop and canopy |  | None | Vivint Solar Developer, LLC | JCP&L | Accepted | 2020-08-19 | 2020-08-21 | 2021-10-30 | JINKO SOLAR | JKM325M-60HBL | Solar Panels |  | 0.325 | 3 | 37 | 34 |  | Fixed | Roof
NJSTRE1545479305 |  | Transition Incentive Program | Manalapan | 7726 | 17 | 11.55 | Residential | Yes | Behind the Meter | Net-metered residential rooftop and canopy |  | None | Pro Custom Solar dba Momentum Solar | JCP&L | Accepted | 2020-08-19 | 2020-08-24 | 2021-10-30 | LG | LG 350N1C-V5 | Solar Panels |  | 0.35 | 6 | 88 | 20 |  | Fixed | Roof
NJSTRE1545479331 |  | Transition Incentive Program | FLANDERS | 7836 | 3 | 13.65 | Residential | Yes | Behind the Meter | Net-metered residential rooftop and canopy |  | None | Vivint Solar Developer, LLC | JCP&L | Accepted | 2020-08-20 | 2020-08-24 | 2021-10-30 | JINKO SOLAR | JKM325M-60HBL | Solar Panels |  | 0.325 | 17 | 261 | 17 |  | Fixed | Roof
NJSTRE1545479387 |  | Transition Incentive Program | Jersey City | 7304 | 8 | 4.88 | Residential | Yes | Behind the Meter | Net-metered residential rooftop and canopy |  | None | Sunrun Installation Services, Inc. | PSE&G | Accepted | 2020-08-19 | 2020-08-24 | 2021-10-30 | LONGi Green Energy Technology Co Ltd | LR6-60HPB-305M | Solar Panels |  | 0.305 | 16 | 137 | 4 |  | Fixed | Roof
NJSTRE1545479789 |  | Transition Incentive Program | PLAINFIELD CITY | 7060 | 10 | 6.27 | Residential | Yes | Behind the Meter | Net-metered residential rooftop and canopy |  | None | Sunrun Installation Services, Inc. | PSE&G | Accepted | 2020-08-19 | 2020-08-24 | 2021-10-30 | LG Electronics | LG330N1C-A5 | Solar Panels |  | 0.33 | 3 | 341 | 27 |  | Fixed | Roof
NJSTRE1545479955 |  | Transition Incentive Program | Scotch Plains TWP | 7076 | 10 | 16.32 | Residential | No | Behind the Meter | Net-metered residential rooftop and canopy |  | None | Tesla Energy Operations Inc. | PSE&G | Accepted | 2020-08-19 | 2020-08-24 | 2021-10-30 | Hanwha Q-CELLS | Q.Peak DUO BLK-G6+ 340 | Solar Panels |  | 0.34 | 24 | 37 | 26 |  | Fixed | Roof
NJSTRE1545478608 |  | Transition Incentive Program | West Orange | 7052 | 9 | 2.72 | Residential | Yes | Behind the Meter | Net-metered residential rooftop and canopy |  | None | Trinity Solar | PSE&G | Accepted | 2020-08-19 | 2020-08-24 | 2021-10-30 | Hanwha 340 | Q.PEAK DUO BLK-G6 340 | Solar Panels |  | 0.34 | 8 | 202 | 34 |  | Fixed | Roof | garage
NJSTRE1545479220 |  | Transition Incentive Program | Glassboro | 8028 | 15 | 7.82 | Residential | Yes | Behind the Meter | Net-metered residential rooftop and canopy |  | None | Vision Solar LLC | AC Electric | Accepted | 2020-08-19 | 2020-08-21 | 2021-10-30 | HANWHA Q-CELLS | Q.PEAK DUO-G6 340 | Solar Panels |  | 0.34 | 23 | 165 | 31 |  | Fixed | Roof
NJSTRE1545479216 |  | Transition Incentive Program | West Orange | 7052 | 9 | 5.78 | Residential | Yes | Behind the Meter | Net-metered residential rooftop and canopy |  | None | Trinity Solar | PSE&G | Accepted | 2020-08-19 | 2020-08-24 | 2021-10-30 | Hanwha 340 | Q.PEAK DUO BLK-G6 340 | Solar Panels |  | 0.34 | 17 | 201 | 38 |  | Fixed | Roof
NJSTRE1545479259 |  | Transition Incentive Program | Runnemede | 8078 | 14 | 14.39 | Residential | Yes | Behind the Meter | Net-metered residential rooftop and canopy |  | None | Vision Solar LLC | AC Electric | Accepted | 2020-08-19 | 2020-08-24 | 2021-10-30 | SUNPOWER | SPR-E20-327-E-AC | Solar Panels |  | 0.327 | 3 | 226 | 30 |  | Fixed | Roof
NJSTRE1545479279 |  | Transition Incentive Program | Manahawkin | 8050 | 18 | 10.85 | Residential | Yes | Behind the Meter | Net-metered residential rooftop and canopy |  | None | Pro Custom Solar dba Momentum Solar | AC Electric | Accepted | 2020-08-19 | 2020-08-24 | 2021-10-30 | LG | LG 350N1C-V5 | Solar Panels |  | 0.35 | 7 | 59 | 18 |  | Fixed | Roof
NJSTRE1545479331 |  | Transition Incentive Program | FLANDERS | 7836 | 3 | 13.65 | Residential | Yes | Behind the Meter | Net-metered residential rooftop and canopy |  | None | Vivint Solar Developer, LLC | JCP&L | Accepted | 2020-08-20 | 2020-08-24 | 2021-10-30 | JINKO SOLAR | JKM325M-60HBL | Solar Panels |  | 0.325 | 3 | 81 | 20 |  | Fixed | Roof
NJSTRE1545479337 |  | Transition Incentive Program | Wayne | 7470 | 6 | 10.85 | Residential | Yes | Behind the Meter | Net-metered residential rooftop and canopy |  | None | Pro Custom Solar dba Momentum Solar | PSE&G | Accepted | 2020-08-19 | 2020-08-24 | 2021-10-30 | LG | LG 350N1C-V5 | Solar Panels |  | 0.35 | 22 | 174 | 37 |  | Fixed | Roof
NJSTRE1545479956 |  | Transition Incentive Program | Barnegat | 8005 | 18 | 9.46 | Residential | Yes | Behind the Meter | Net-metered residential rooftop and canopy |  | None | Sunrun Installation Services, Inc. | AC Electric | Accepted | 2020-08-19 | 2020-08-24 | 2021-10-30 | LONGi Green Energy Technology Co Ltd | LR6-60HPB-305M | Solar Panels |  | 0.305 | 9 | 334 | 33 |  | Fixed | Roof
NJSTRE1545480019 |  | Transition Incentive Program | GIBBSTOWN | 8027 | 15 | 8.61 | Residential | No | Behind the Meter | Net-metered residential rooftop and canopy |  | None | SunPower Corporation, Systems | AC Electric | Accepted | 2020-08-20 | 2020-08-25 | 2021-10-30 | SunPower | SPR-A-410-G-AC | Solar Panels |  | 0.41 | 2 | 277 | 23 |  | Fixed | Roof
NJSTRE1545480024 |  | Transition Incentive Program | Lumberton | 8048 | 13 | 9.16 | Residential | No | Behind the Meter | Net-metered residential rooftop and canopy |  | None | SunPower Corporation, Systems | PSE&G | Accepted | 2020-08-20 | 2020-08-25 | 2021-10-30 | SunPower | SPR-E20-327-E-AC | Solar Panels |  | 0.327 | 6 | 37 | 24 |  | Fixed | Roof
NJSTRE1545481442 |  | Transition Incentive Program | Tabernacle | 8088 | 13 | 9.92 | Residential | No | Behind the Meter | Net-metered residential rooftop and canopy |  | None | Orbit Energy & Power, LLC | AC Electric | Accepted | 2020-08-20 | 2020-08-24 | 2021-10-30 | hanwha qcells | qpeak 320w | Solar Panels |  | 0.32 | 6 | 26 | 325 |  | Fixed | Roof
NJSTRE1545481460 |  | Transition Incentive Program | Howell | 7731 | 17 | 8.96 | Residential | No | Behind the Meter | Net-metered residential rooftop and canopy |  | None | Whitman Construction, LLC | JCP&L | Accepted | 2020-08-20 | 2020-08-24 | 2021-10-30 | trina | tsm320-DD05H.05 | Solar Panels |  | 0.32 | 17 | 159 | 25 |  | Fixed | Roof
NJSTRE1545481504 |  | Transition Incentive Program | Little Egg Harbor Township | 8087 | 18 | 9.05 | Residential | Yes | Behind the Meter | Net-metered residential rooftop and canopy |  | None | Trinity Solar | AC Electric | Accepted | 2020-08-20 | 2020-08-24 | 2021-10-30 | Hanwha | Q.PEAK DUO BLK-G6 335 | Solar Panels |  | 0.335 | 10 | 44 | 18 |  | Fixed | Roof
NJSTRE1545479279 |  | Transition Incentive Program | Manahawkin | 8050 | 18 | 10.85 | Residential | Yes | Behind the Meter | Net-metered residential rooftop and canopy |  | None | Pro Custom Solar dba Momentum Solar | AC Electric | Accepted | 2020-08-19 | 2020-08-24 | 2021-10-30 | LG | LG 350N1C-V5 | Solar Panels |  | 0.35 | 24 | 239 | 18 |  | Fixed | Roof
NJSTRE1545479274 |  | Transition Incentive Program | Sayreville | 8872 | 11 | 6.12 | Residential | No | Behind the Meter | Net-metered residential rooftop and canopy |  | None | Public Service Solar | JCP&L | Accepted | 2020-08-19 | 2020-08-24 | 2021-10-30 | LG | Q1K-V5 | Solar Panels |  | 0.36 | 8 | 170 | 45 |  | Fixed | Roof
NJSTRE1545479293 |  | Transition Incentive Program | Pennsauken TWP | 8110 | 14 | 8.06 | Residential | Yes | Behind the Meter | Net-metered residential rooftop and canopy |  | None | 1st Light Energy Inc | PSE&G | Accepted | 2020-08-20 | 2020-08-24 | 2021-10-30 | longi | LR6-60HPB-310M | Solar Panels |  | 0.31 | 12 | 319 | 27 |  | Fixed | Roof
NJSTRE1545479306 |  | Transition Incentive Program | Middletown | 7748 | 17 | 10.46 | Residential | No | Behind the Meter | Net-metered residential rooftop and canopy |  | None | GenRenew, LLC | JCP&L | Accepted | 2020-08-19 | 2020-08-24 | 2021-10-30 | Sunpower | SPR-327-E-AC | Solar Panels |  | 0.327 | 27 | 180 | 37 |  | Fixed | Roof
NJSTRE1545479333 |  | Transition Incentive Program | Williamstown | 8094 | 15 | 12.24 | Residential | Yes | Behind the Meter | Net-metered residential rooftop and canopy |  | ACE | Vision Solar LLC | AC Electric | Accepted | 2020-08-19 | 2020-08-24 | 2021-10-30 | HANWHA Q-CELLS | Q.PEAK DUO-G6 340 | Solar Panels |  | 0.34 | 11 | 223 | 33 |  | Fixed | Roof
NJSTRE1545479333 |  | Transition Incentive Program | Williamstown | 8094 | 15 | 12.24 | Residential | Yes | Behind the Meter | Net-metered residential rooftop and canopy |  | ACE | Vision Solar LLC | AC Electric | Accepted | 2020-08-19 | 2020-08-24 | 2021-10-30 | HANWHA Q-CELLS | Q.PEAK DUO-G6 340 | Solar Panels |  | 0.34 | 5 | 43 | 33 |  | Fixed | Roof
NJSTRE1545479331 |  | Transition Incentive Program | FLANDERS | 7836 | 3 | 13.65 | Residential | Yes | Behind the Meter | Net-metered residential rooftop and canopy |  | None | Vivint Solar Developer, LLC | JCP&L | Accepted | 2020-08-20 | 2020-08-24 | 2021-10-30 | JINKO SOLAR | JKM325M-60HBL | Solar Panels |  | 0.325 | 6 | 261 | 14 |  | Fixed | Roof
NJSTRE1545479337 |  | Transition Incentive Program | Wayne | 7470 | 6 | 10.85 | Residential | Yes | Behind the Meter | Net-metered residential rooftop and canopy |  | None | Pro Custom Solar dba Momentum Solar | PSE&G | Accepted | 2020-08-19 | 2020-08-24 | 2021-10-30 | LG | LG 350N1C-V5 | Solar Panels |  | 0.35 | 9 | 174 | 35 |  | Fixed | Roof
NJSTRE1545479956 |  | Transition Incentive Program | Barnegat | 8005 | 18 | 9.46 | Residential | Yes | Behind the Meter | Net-metered residential rooftop and canopy |  | None | Sunrun Installation Services, Inc. | AC Electric | Accepted | 2020-08-19 | 2020-08-24 | 2021-10-30 | LONGi Green Energy Technology Co Ltd | LR6-60HPB-305M | Solar Panels |  | 0.305 | 22 | 154 | 34 |  | Fixed | Roof
NJSTRE1545480024 |  | Transition Incentive Program | Lumberton | 8048 | 13 | 9.16 | Residential | No | Behind the Meter | Net-metered residential rooftop and canopy |  | None | SunPower Corporation, Systems | PSE&G | Accepted | 2020-08-20 | 2020-08-25 | 2021-10-30 | SunPower | SPR-E20-327-E-AC | Solar Panels |  | 0.327 | 2 | 217 | 20 |  | Fixed | Roof
NJSTRE1545481386 |  | Transition Incentive Program | WILLINGBORO | 8046 | 13 | 10.71 | Residential | Yes | Behind the Meter | Net-metered residential rooftop and canopy |  | None | Suntuity Solar LLC | PSE&G | Accepted | 2020-08-20 | 2020-08-25 | 2021-10-30 | Longi | LR6-60HPB-315M | Solar Panels |  | 0.315 | 20 | 242 | 18 |  | Fixed | Roof
NJSTRE1545481458 |  | Transition Incentive Program | Medford | 8055 | 13 | 10.2 | Residential | No | Behind the Meter | Net-metered residential rooftop and canopy |  | PSEG | Vision Solar LLC | PSE&G | Accepted | 2020-08-20 | 2020-08-24 | 2021-10-30 | HANWHA Q-CELLS | Q.PEAK DUO-G6 340 | Solar Panels |  | 0.34 | 1 | 10 | 20 |  | Fixed | Roof
NJSTRE1545481458 |  | Transition Incentive Program | Medford | 8055 | 13 | 10.2 | Residential | No | Behind the Meter | Net-metered residential rooftop and canopy |  | PSEG | Vision Solar LLC | PSE&G | Accepted | 2020-08-20 | 2020-08-24 | 2021-10-30 | HANWHA Q-CELLS | Q.PEAK DUO-G6 340 | Solar Panels |  | 0.34 | 2 | 190 | 20 |  | Fixed | Roof
NJSTRE1545478455 |  | Transition Incentive Program | Tinton Falls | 7724 | 17 | 4.08 | Residential | No | Behind the Meter | Net-metered residential rooftop and canopy |  | None | Tesla Energy Operations Inc. | JCP&L | Accepted | 2020-08-19 | 2020-08-24 | 2021-10-30 | Hanwha Q-CELLS | Q.Peak DUO BLK-G6+ 340 | Solar Panels |  | 0.34 | 9 | 265 | 45 |  | Fixed | Roof
NJSTRE1545478481 |  | Transition Incentive Program | Franklin | 8873 | 5 | 10.08 | Residential | No | Behind the Meter | Net-metered residential rooftop and canopy |  | None | Public Service Solar | PSE&G | Accepted | 2020-08-19 | 2020-08-21 | 2021-10-30 | LG | Q1K-V5 | Solar Panels |  | 0.36 | 8 | 218 | 44 |  | Fixed | Roof
NJSTRE1545478481 |  | Transition Incentive Program | Franklin | 8873 | 5 | 10.08 | Residential | No | Behind the Meter | Net-metered residential rooftop and canopy |  | None | Public Service Solar | PSE&G | Accepted | 2020-08-19 | 2020-08-21 | 2021-10-30 | LG | Q1K-V5 | Solar Panels |  | 0.36 | 4 | 220 | 33 |  | Fixed | Roof
NJSTRE1545478471 |  | Transition Incentive Program | WENONAH | 8090 | 15 | 4.69 | Residential | Yes | Behind the Meter | Net-metered residential rooftop and canopy |  | None | Trinity Solar | AC Electric | Accepted | 2020-08-19 | 2020-08-21 | 2021-10-30 | HANWHA | Q.PEAK DUO BLK-G6 335 | Solar Panels |  | 0.335 | 8 | 87 | 9 |  | Fixed | Roof
NJSTRE1545478501 |  | Transition Incentive Program | Rutherford | 7070 | 7 | 5.25 | Residential | Yes | Behind the Meter | Net-metered residential rooftop and canopy |  | None | Pro Custom Solar dba Momentum Solar | PSE&G | Accepted | 2020-08-19 | 2020-08-21 | 2021-10-30 | LG | LG 350N1C-V5 | Solar Panels |  | 0.35 | 15 | 217 | 39 |  | Fixed | Roof
NJSTRE1545478507 |  | Transition Incentive Program | Toms River | 8753 | 18 | 7.04 | Residential | No | Behind the Meter | Net-metered residential rooftop and canopy |  | None | Posigen NJ LLC | JCP&L | Accepted | 2020-08-19 | 2020-08-21 | 2021-10-30 | Silfab | SLA320 BL | Solar Panels |  | 0.32 | 22 | 60 | 20 |  | Fixed | Roof
NJSTRE1545478519 |  | Transition Incentive Program | Loveladies | 8008 | 18 | 9.24 | Residential | No | Behind the Meter | Net-metered residential rooftop and canopy |  | None | Green Power Energy | AC Electric | Accepted | 2020-08-27 | 2020-08-27 | 2021-10-30 | LG Electronics | LG330N1K-V5 | Solar Panels |  | 0.33 | 3 | 115 | 30 |  | Fixed | Roof
NJSTRE1545478539 |  | Transition Incentive Program | Marlton | 8053 | 13 | 6.18 | Residential | Yes | Behind the Meter | Net-metered residential rooftop and canopy |  | None | Vivint Solar Developer, LLC | PSE&G | Accepted | 2020-08-20 | 2020-08-21 | 2021-10-30 | JINKO SOLAR | JKM325M-60HBL | Solar Panels |  | 0.325 | 19 | 151 | 23 |  | Fixed | Roof
NJSTRE1545478566 |  | Transition Incentive Program | Cherry Hill | 8002 | 14 | 8.51 | Residential | No | Behind the Meter | Net-metered residential rooftop and canopy |  | None | Vision Solar LLC | PSE&G | Accepted | 2020-08-19 | 2020-08-21 | 2021-10-30 | HANWHA Q-CELLS | Q.PEAK DUO-G5 315 | Solar Panels |  | 0.315 | 24 | 204 | 23 |  | Fixed | Roof
NJSTRE1545478572 |  | Transition Incentive Program | Carlsdtadt | 7072 | 7 | 6.6 | Residential | No | Behind the Meter | Net-metered residential rooftop and canopy |  | None | Sunrun Installation Services, Inc. | PSE&G | Accepted | 2020-08-19 | 2020-08-21 | 2021-10-30 | LG Electronics | LG330N1C-A5 | Solar Panels |  | 0.33 | 20 | 215 | 45 |  | Fixed | Roof
NJSTRE1545478617 |  | Transition Incentive Program | TOMS RIVER | 8755 | 18 | 6.03 | Residential | Yes | Behind the Meter | Net-metered residential rooftop and canopy |  | None | Trinity Solar | JCP&L | Accepted | 2020-08-19 | 2020-08-21 | 2021-10-30 | HANWHA | Q.PEAK DUO BLK-G6 335 | Solar Panels |  | 0.335 | 18 | 115 | 18 |  | Fixed | Roof
NJSTRE1545478552 |  | Transition Incentive Program | CLEMENTON | 8021 | 14 | 9.43 | Residential | Yes | Behind the Meter | Net-metered residential rooftop and canopy |  | None | Vivint Solar Developer, LLC | AC Electric | Accepted | 2020-08-20 | 2020-08-21 | 2021-10-30 | JINKO SOLAR | JKM325M-60HBL | Solar Panels |  | 0.325 | 5 | 32 | 33 |  | Fixed | Roof
NJSTRE1545478734 |  | Transition Incentive Program | IRVINGTON | 7111 | 9 | 5.36 | Residential | Yes | Behind the Meter | Net-metered residential rooftop and canopy |  | None | Trinity Solar | PSE&G | Accepted | 2020-08-19 | 2020-08-21 | 2021-10-30 | HANWHA | Q.PEAK DUO BLK-G6 335 | Solar Panels |  | 0.335 | 7 | 99 | 37 |  | Fixed | Roof
NJSTRE1545478552 |  | Transition Incentive Program | CLEMENTON | 8021 | 14 | 9.43 | Residential | Yes | Behind the Meter | Net-metered residential rooftop and canopy |  | None | Vivint Solar Developer, LLC | AC Electric | Accepted | 2020-08-20 | 2020-08-21 | 2021-10-30 | JINKO SOLAR | JKM325M-60HBL | Solar Panels |  | 0.325 | 9 | 212 | 33 |  | Fixed | Roof
NJSTRE1545479260 |  | Transition Incentive Program | Little Egg Harbor | 8087 | 18 | 7.36 | Residential | No | Behind the Meter | Net-metered residential rooftop and canopy |  | None | EMT Renewables | AC Electric | Accepted | 2020-08-19 | 2020-08-21 | 2021-10-30 | Trina | 320-BLK | Solar Panels |  | 0.32 | 16 | 138 | 25 |  | Fixed | Roof
NJSTRE1545479259 |  | Transition Incentive Program | Runnemede | 8078 | 14 | 14.39 | Residential | Yes | Behind the Meter | Net-metered residential rooftop and canopy |  | None | Vision Solar LLC | AC Electric | Accepted | 2020-08-19 | 2020-08-24 | 2021-10-30 | SUNPOWER | SPR-E20-327-E-AC | Solar Panels |  | 0.327 | 10 | 137 | 30 |  | Fixed | Roof
NJSTRE1545479259 |  | Transition Incentive Program | Runnemede | 8078 | 14 | 14.39 | Residential | Yes | Behind the Meter | Net-metered residential rooftop and canopy |  | None | Vision Solar LLC | AC Electric | Accepted | 2020-08-19 | 2020-08-24 | 2021-10-30 | SUNPOWER | SPR-E20-327-E-AC | Solar Panels |  | 0.327 | 11 | 46 | 25 |  | Fixed | Roof
NJSTRE1545479276 |  | Transition Incentive Program | Montville | 7045 | 3 | 10.73 | Residential | No | Behind the Meter | Net-metered residential rooftop and canopy |  | None | Kaitanna Solar, LLC | JCP&L | Accepted | 2020-08-19 | 2020-08-24 | 2021-10-30 | Trina | 328 | Solar Panels |  | 0.325 | 18 | 151 | 36 |  | Fixed | Roof
NJSTRE1545479276 |  | Transition Incentive Program | Montville | 7045 | 3 | 10.73 | Residential | No | Behind the Meter | Net-metered residential rooftop and canopy |  | None | Kaitanna Solar, LLC | JCP&L | Accepted | 2020-08-19 | 2020-08-24 | 2021-10-30 | Trina | 325 | Solar Panels |  | 0.325 | 15 | 241 | 38 |  | Fixed | Roof
NJSTRE1545479293 |  | Transition Incentive Program | Pennsauken TWP | 8110 | 14 | 8.06 | Residential | Yes | Behind the Meter | Net-metered residential rooftop and canopy |  | None | 1st Light Energy Inc | PSE&G | Accepted | 2020-08-20 | 2020-08-24 | 2021-10-30 | Longi | LR6-60HPB-310M | Solar Panels |  | 0.31 | 14 | 139 | 27 |  | Fixed | Roof
NJSTRE1545479333 |  | Transition Incentive Program | Williamstown | 8094 | 15 | 12.24 | Residential | Yes | Behind the Meter | Net-metered residential rooftop and canopy |  | ACE | Vision Solar LLC | AC Electric | Accepted | 2020-08-19 | 2020-08-24 | 2021-10-30 | HANWHA Q-CELLS | Q.PEAK DUO-G6 340 | Solar Panels |  | 0.34 | 1 | 133 | 32 |  | Fixed | Roof
NJSTRE1545479378 |  | Transition Incentive Program | Old Bridge | 8857 | 11 | 8.16 | Residential | No | Behind the Meter | Net-metered residential rooftop and canopy |  | None | Tesla Energy Operations Inc. | JCP&L | Accepted | 2020-08-19 | 2020-08-25 | 2021-10-30 | Hanwha Q-CELLS | Q.Peak DUO BLK-G6+ 340 | Solar Panels |  | 0.34 | 24 | 10 | 30 |  | Fixed | Roof
NJSTRE1545480019 |  | Transition Incentive Program | GIBBSTOWN | 8027 | 15 | 8.61 | Residential | No | Behind the Meter | Net-metered residential rooftop and canopy |  | None | SunPower Corporation, Systems | AC Electric | Accepted | 2020-08-20 | 2020-08-25 | 2021-10-30 | SunPower | SPR-A-410-G-AC | Solar Panels |  | 0.41 | 5 | 277 | 23 |  | Fixed | Roof
NJSTRE1545480019 |  | Transition Incentive Program | GIBBSTOWN | 8027 | 15 | 8.61 | Residential | No | Behind the Meter | Net-metered residential rooftop and canopy |  | None | SunPower Corporation, Systems | AC Electric | Accepted | 2020-08-20 | 2020-08-25 | 2021-10-30 | SunPower | SPR-A-410-G-AC | Solar Panels |  | 0.41 | 10 | 277 | 23 |  | Fixed | Roof
NJSTRE1545480024 |  | Transition Incentive Program | Lumberton | 8048 | 13 | 9.16 | Residential | No | Behind the Meter | Net-metered residential rooftop and canopy |  | None | SunPower Corporation, Systems | PSE&G | Accepted | 2020-08-20 | 2020-08-25 | 2021-10-30 | SunPower | SPR-E20-327-E-AC | Solar Panels |  | 0.327 | 20 | 217 | 24 |  | Fixed | Roof
NJSTRE1545481387 |  | Transition Incentive Program | TOTOWA | 7512 | 6 | 5.04 | Residential | Yes | Behind the Meter | Net-metered residential rooftop and canopy |  | None | Suntuity Solar LLC | PSE&G | Accepted | 2020-08-20 | 2020-08-24 | 2021-10-30 | Longi | LR6-60HPB-315M | Solar Panels |  | 0.315 | 6 | 303 | 20 |  | Fixed | Roof
NJSTRE1545478336 |  | Transition Incentive Program | WEEHAWKEN | 7086 | 8 | 4.88 | Residential | No | Behind the Meter | Net-metered residential rooftop and canopy |  | None | Sunrun Installation Services, Inc. | PSE&G | Accepted | 2020-08-19 | 2020-08-21 | 2021-10-30 | LONGi Green Energy Technology Co Ltd | LR6-60HPB-305M | Solar Panels |  | 0.305 | 9 | 29 | 30 |  | Fixed | Roof
NJSTRE1545478435 |  | Transition Incentive Program | Rutherford | 7070 | 7 | 7 | Residential | Yes | Behind the Meter | Net-metered residential rooftop and canopy |  | None | Pro Custom Solar dba Momentum Solar | PSE&G | Accepted | 2020-08-19 | 2020-08-21 | 2021-10-30 | LG | LG 350N1C-V5 | Solar Panels |  | 0.35 | 10 | 217 | 25 |  | Fixed | Roof
NJSTRE1545478420 |  | Transition Incentive Program | Madison | 7940 | 3 | 10.38 | Residential | No | Behind the Meter | Net-metered residential rooftop and canopy |  | None | Green House Solar | Borough of Madison | Accepted | 2020-08-21 | 2020-08-21 | 2021-10-30 | Sunpower | A415-G_AC | Solar Panels |  | 0.415 | 4 | 133 | 33 |  | Fixed | Roof
NJSTRE1545478457 |  | Transition Incentive Program | Garfield | 7026 | 7 | 11.55 | Residential | Yes | Behind the Meter | Net-metered residential rooftop and canopy |  | None | Pro Custom Solar dba Momentum Solar | PSE&G | Accepted | 2020-08-19 | 2020-08-21 | 2021-10-30 | LG | LG 350N1C-V5 | Solar Panels |  | 0.35 | 9 | 71 | 24 |  | Fixed | Roof
NJSTRE1545478459 |  | Transition Incentive Program | Lakewood | 8701 | 18 | 11.2 | Residential | No | Behind the Meter | Net-metered residential rooftop and canopy |  | None | Green Revoluton Solar | JCP&L | Accepted | 2020-08-19 | 2020-08-24 | 2021-10-30 | S-Energy | SN20-60MAE-320W, | Solar Panels |  | 0.32 | 35 | 105 | 35 |  | Fixed | Roof
NJSTRE1545478481 |  | Transition Incentive Program | Franklin | 8873 | 5 | 10.08 | Residential | No | Behind the Meter | Net-metered residential rooftop and canopy |  | None | Public Service Solar | PSE&G | Accepted | 2020-08-19 | 2020-08-21 | 2021-10-30 | LG | Q1K-V5 | Solar Panels |  | 0.36 | 6 | 218 | 46 |  | Fixed | Roof
NJSTRE1545478509 |  | Transition Incentive Program | Ridgewood Village | 7450 | 7 | 9.61 | Residential | Yes | Behind the Meter | Net-metered residential rooftop and canopy |  | None | Sunrun Installation Services, Inc. | PSE&G | Accepted | 2020-08-19 | 2020-08-21 | 2021-10-30 | LONGi Green Energy Technology Co Ltd | LR6-60HPB-310M | Solar Panels |  | 0.31 | 7 | 16 | 26 |  | Fixed | Roof
NJSTRE1545478479 |  | Transition Incentive Program | Madison | 7940 | 3 | 6.64 | Residential | No | Behind the Meter | Net-metered residential rooftop and canopy |  | None | Green House Solar | Borough of Madison | Accepted | 2020-08-24 | 2020-08-24 | 2021-10-30 | Sunpower | a415-G-AC | Solar Panels |  | 0.415 | 16 | 221 | 20 |  | Fixed | Roof
NJSTRE1545478519 |  | Transition Incentive Program | Loveladies | 8008 | 18 | 9.24 | Residential | No | Behind the Meter | Net-metered residential rooftop and canopy |  | None | Green Power Energy | AC Electric | Accepted | 2020-08-27 | 2020-08-27 | 2021-10-30 | LG Electronics | LG330N1K-V5 | Solar Panels |  | 0.33 | 12 | 204 | 30 |  | Fixed | Roof
NJSTRE1545478519 |  | Transition Incentive Program | Loveladies | 8008 | 18 | 9.24 | Residential | No | Behind the Meter | Net-metered residential rooftop and canopy |  | None | Green Power Energy | AC Electric | Accepted | 2020-08-27 | 2020-08-27 | 2021-10-30 | LG Electronics | LG330N1K-V5 | Solar Panels |  | 0.33 | 1 | 207 | 30 |  | Fixed | Roof
NJSTRE1545478531 |  | Transition Incentive Program | HILLSIDE TWP | 7205 | 10 | 3.97 | Residential | Yes | Behind the Meter | Net-metered residential rooftop and canopy |  | None | Sunrun Installation Services, Inc. | PSE&G | Accepted | 2020-08-19 | 2020-08-21 | 2021-10-30 | LONGi Green Energy Technology Co Ltd | LR6-60HPB-305M | Solar Panels |  | 0.305 | 13 | 128 | 29 |  | Fixed | Roof
NJSTRE1545478552 |  | Transition Incentive Program | CLEMENTON | 8021 | 14 | 9.43 | Residential | Yes | Behind the Meter | Net-metered residential rooftop and canopy |  | None | Vivint Solar Developer, LLC | AC Electric | Accepted | 2020-08-20 | 2020-08-21 | 2021-10-30 | JINKO SOLAR | JKM325M-60HBL | Solar Panels |  | 0.325 | 10 | 32 | 33 |  | Fixed | Roof
NJSTRE1545479260 |  | Transition Incentive Program | Little Egg Harbor | 8087 | 18 | 7.36 | Residential | No | Behind the Meter | Net-metered residential rooftop and canopy |  | None | EMT Renewables | AC Electric | Accepted | 2020-08-19 | 2020-08-21 | 2021-10-30 | Trina | 320-BLK | Solar Panels |  | 0.32 | 3 | 318 | 25 |  | Fixed | Roof
NJSTRE1545479305 |  | Transition Incentive Program | Manalapan | 7726 | 17 | 11.55 | Residential | Yes | Behind the Meter | Net-metered residential rooftop and canopy |  | None | Pro Custom Solar dba Momentum Solar | JCP&L | Accepted | 2020-08-19 | 2020-08-24 | 2021-10-30 | LG | LG 350N1C-V5 | Solar Panels |  | 0.35 | 12 | 88 | 20 |  | Fixed | Roof
NJSTRE1545479955 |  | Transition Incentive Program | Scotch Plains TWP | 7076 | 10 | 16.32 | Residential | No | Behind the Meter | Net-metered residential rooftop and canopy |  | None | Tesla Energy Operations Inc. | PSE&G | Accepted | 2020-08-19 | 2020-08-24 | 2021-10-30 | Hanwha Q-CELLS | Q.Peak DUO BLK-G6+ 340 | Solar Panels |  | 0.34 | 24 | 217 | 26 |  | Fixed | Roof
NJSTRE1545481385 |  | Transition Incentive Program | Pennsauken Township | 8109 | 14 | 5.23 | Residential | No | Behind the Meter | Net-metered residential rooftop and canopy |  | None | SunPower Corporation, Systems | PSE&G | Accepted | 2020-08-20 | 2020-08-26 | 2021-10-30 | SunPower | SPR-E20-327-E-AC | Solar Panels |  | 0.327 | 4 | 35 | 25 |  | Fixed | Roof
NJSTRE1545481385 |  | Transition Incentive Program | Pennsauken Township | 8109 | 14 | 5.23 | Residential | No | Behind the Meter | Net-metered residential rooftop and canopy |  | None | SunPower Corporation, Systems | PSE&G | Accepted | 2020-08-20 | 2020-08-26 | 2021-10-30 | SunPower | SPR-E20-327-E-AC | Solar Panels |  | 0.327 | 12 | 215 | 25 |  | Fixed | Roof
NJSTRE1545481388 |  | Transition Incentive Program | WOODBINE | 8270 | 21 | 12.29 | Residential | Yes | Behind the Meter | Net-metered residential rooftop and canopy |  | None | Suntuity Solar LLC | AC Electric | Accepted | 2020-08-20 | 2020-08-24 | 2021-10-30 | Longi | LR6-60HPB-315M | Solar Panels |  | 0.315 | 14 | 127 | 20 |  | Fixed | Roof
NJSTRE1545481388 |  | Transition Incentive Program | WOODBINE | 8270 | 21 | 12.29 | Residential | Yes | Behind the Meter | Net-metered residential rooftop and canopy |  | None | Suntuity Solar LLC | AC Electric | Accepted | 2020-08-20 | 2020-08-24 | 2021-10-30 | Longi | LR6-60HPB-315M | Solar Panels |  | 0.315 | 25 | 307 | 20 |  | Fixed | Roof
NJSTRE1545481405 |  | Transition Incentive Program | Port Republic | 8241 | 19 | 5.44 | Residential | Yes | Behind the Meter | Net-metered residential rooftop and canopy |  | None | Trinity Solar | AC Electric | Accepted | 2020-08-20 | 2020-08-24 | 2021-10-30 | Hanwha | Q.PEAK DUO BLK-G5 320 | Solar Panels |  | 0.32 | 17 | 193 | 23 |  | Fixed | Roof
NJSTRE1545481420 |  | Transition Incentive Program | Somerset | 8873 | 5 | 7.82 | Residential | Yes | Behind the Meter | Net-metered residential rooftop and canopy |  | PSEG | Vision Solar LLC | PSE&G | Accepted | 2020-08-20 | 2020-08-24 | 2021-10-30 | HANWHA Q-CELLS | Q.PEAK DUO-G6 340 | Solar Panels |  | 0.34 | 3 | 278 | 18 |  | Fixed | Roof
NJSTRE1545481436 |  | Transition Incentive Program | Pompton lakes | 7442 | 6 | 2.04 | Residential | Yes | Behind the Meter | Net-metered residential rooftop and canopy |  | None | Vision Solar LLC | JCP&L | Accepted | 2020-08-20 | 2020-08-24 | 2021-10-30 | HANWHA Q-CELLS | Q.PEAK DUO-G6 340 | Solar Panels |  | 0.34 | 6 | 255 | 10 |  | Fixed | Roof
NJSTRE1545481535 |  | Transition Incentive Program | Clementon | 8021 | 14 | 7.14 | Residential | No | Behind the Meter | Net-metered residential rooftop and canopy |  | None | Trinity Solar | PSE&G | Accepted | 2020-08-20 | 2020-08-24 | 2021-10-30 | Hanwha | Q.PEAK DUO BLK-G6 340 | Solar Panels |  | 0.34 | 3 | 113 | 23 |  | Fixed | Roof
NJSTRE1545481573 |  | Transition Incentive Program | Roselle Park | 7204 | 10 | 5.1 | Residential | Yes | Behind the Meter | Net-metered residential rooftop and canopy |  | None | Vision Solar LLC | PSE&G | Accepted | 2020-08-20 | 2020-08-24 | 2021-10-30 | HANWHA Q-CELLS | Q.PEAK DUO-G6 340 | Solar Panels |  | 0.34 | 3 | 171 | 14 |  | Fixed | Roof
NJSTRE1545481562 |  | Transition Incentive Program | Beachwood | 8722 | 18 | 8.32 | Residential | No | Behind the Meter | Net-metered residential rooftop and canopy |  | None | Whitman Construction, LLC | JCP&L | Accepted | 2020-08-20 | 2020-08-25 | 2021-10-30 | TRINA | TSM 320DD05H.05 | Solar Panels |  | 0.32 | 11 | 125 | 27 |  | Fixed | Roof
NJSTRE1545481562 |  | Transition Incentive Program | Beachwood | 8722 | 18 | 8.32 | Residential | No | Behind the Meter | Net-metered residential rooftop and canopy |  | None | Whitman Construction, LLC | JCP&L | Accepted | 2020-08-20 | 2020-08-25 | 2021-10-30 | TRINA | TSM 320DD05H.05 | Solar Panels |  | 0.32 | 4 | 305 | 27 |  | Fixed | Roof
NJSTRE1545476396 |  | Transition Incentive Program | Maplewood Twp | 7040 | 9 | 7.75 | Residential | No | Behind the Meter | Net-metered residential rooftop and canopy |  | None | Bright Planet Solar | PSE&G | Accepted | 2020-08-18 | 2020-08-21 | 2021-10-30 | LONGI | LR6-60HPB-310M | Solar Panels |  | 0.31 | 2 | 207 | 33 |  | Fixed | Roof
NJSTRE1545476414 |  | Transition Incentive Program | Union Beach | 7735 | 17 | 9.92 | Residential | No | Behind the Meter | Net-metered residential rooftop and canopy |  | None | Bright Planet Solar | JCP&L | Accepted | 2020-08-18 | 2020-08-21 | 2021-10-30 | LONGI | LR6-60HPB-310M | Solar Panels |  | 0.31 | 32 | 176 | 43 |  | Fixed | Roof
NJSTRE1545478073 |  | Transition Incentive Program | Morganville | 7751 | 17 | 10.08 | Residential | No | Behind the Meter | Net-metered residential rooftop and canopy |  | None | GreenPower Energy | JCP&L | Accepted | 2020-08-19 | 2020-08-21 | 2021-10-30 | LG Electronics | LG360Q1C-V5 | Solar Panels |  | 0.36 | 8 | 60 | 35 |  | Fixed | Roof
NJSTRE1545478087 |  | Transition Incentive Program | Mount Laurel | 8054 | 13 | 7.48 | Residential | Yes | Behind the Meter | Net-metered residential rooftop and canopy |  | None | Trinity Solar | PSE&G | Accepted | 2020-08-19 | 2020-08-21 | 2021-10-30 | HANWHA 340 (Q.PEAK DUO BLK-G6 340) | HANWHA 340 (Q.PEAK DUO BLK-G6 340) | Solar Panels |  | 0.34 | 6 | 268 | 12 |  | Fixed | Roof
NJSTRE1545478105 |  | Transition Incentive Program | Somerset | 8873 | 5 | 18.02 | Residential | No | Behind the Meter | Net-metered residential rooftop and canopy |  | None | Trinity Solar | PSE&G | Accepted | 2020-08-19 | 2020-08-21 | 2021-10-30 | HANWHA 340 (Q.PEAK DUO BLK-G6 340) | HANWHA 340 (Q.PEAK DUO BLK-G6 340) | Solar Panels |  | 0.34 | 15 | 196 | 37 |  | Fixed | Roof
NJSTRE1545478185 |  | Transition Incentive Program | Hamilton | 8690 | 12 | 7.71 | Residential | Yes | Behind the Meter | Net-metered residential rooftop and canopy |  | None | Trinity Solar | PSE&G | Accepted | 2020-08-19 | 2020-08-21 | 2021-10-30 | HANWHA 335 (Q.PEAK DUO BLK-G6 335) | HANWHA 335 (Q.PEAK DUO BLK-G6 335) | Solar Panels |  | 0.335 | 11 | 153 | 30 |  | Fixed | Roof
NJSTRE1545478238 |  | Transition Incentive Program | Rockaway | 7866 | 3 | 5.2 | Commercial | No | Behind the Meter | Net-metered non-residential rooftop and canopy |  | None | Green Power Energy | JCP&L | Accepted | 2020-08-19 | 2020-08-21 | 2021-10-30 | Axitec | AC-400MH/144S | Solar Panels |  | 0.4 | 13 | 158 | 5 |  | Fixed | Roof
NJSTRE1545478291 |  | Transition Incentive Program | MOUNT LAUREL | 8054 | 13 | 13.65 | Residential | No | Behind the Meter | Net-metered residential rooftop and canopy |  | None | Infinity Solar Systems | PSE&G | Accepted | 2020-08-19 | 2020-08-21 | 2021-10-30 | CANADIAN SOLAR | CS1H-325-MS | Solar Panels |  | 0.325 | 17 | 17 | 20 |  | Fixed | Roof
NJSTRE1545478457 |  | Transition Incentive Program | Garfield | 7026 | 7 | 11.55 | Residential | Yes | Behind the Meter | Net-metered residential rooftop and canopy |  | None | Pro Custom Solar dba Momentum Solar | PSE&G | Accepted | 2020-08-19 | 2020-08-21 | 2021-10-30 | LG | LG 350N1C-V5 | Solar Panels |  | 0.35 | 18 | 251 | 24 |  | Fixed | Roof
NJSTRE1545478471 |  | Transition Incentive Program | WENONAH | 8090 | 15 | 4.69 | Residential | Yes | Behind the Meter | Net-metered residential rooftop and canopy |  | None | Trinity Solar | AC Electric | Accepted | 2020-08-19 | 2020-08-21 | 2021-10-30 | HANWHA | Q.PEAK DUO BLK-G6 335 | Solar Panels |  | 0.335 | 6 | 177 | 27 |  | Fixed | Roof
NJSTRE1545478734 |  | Transition Incentive Program | IRVINGTON | 7111 | 9 | 5.36 | Residential | Yes | Behind the Meter | Net-metered residential rooftop and canopy |  | None | Trinity Solar | PSE&G | Accepted | 2020-08-19 | 2020-08-21 | 2021-10-30 | HANWHA | Q.PEAK DUO BLK-G6 335 | Solar Panels |  | 0.335 | 9 | 279 | 37 |  | Fixed | Roof
NJSTRE1545479223 |  | Transition Incentive Program | Linden | 7036 | 10 | 5.25 | Residential | Yes | Behind the Meter | Net-metered residential rooftop and canopy |  | None | Pro Custom Solar dba Momentum Solar | PSE&G | Accepted | 2020-08-19 | 2020-08-24 | 2021-10-30 | LG | LG 350N1C-V5 | Solar Panels |  | 0.35 | 3 | 39 | 7 |  | Fixed | Roof
NJSTRE1545479789 |  | Transition Incentive Program | PLAINFIELD CITY | 7060 | 10 | 6.27 | Residential | Yes | Behind the Meter | Net-metered residential rooftop and canopy |  | None | Sunrun Installation Services, Inc. | PSE&G | Accepted | 2020-08-19 | 2020-08-24 | 2021-10-30 | LG Electronics | LG330N1C-A5 | Solar Panels |  | 0.33 | 16 | 161 | 23 |  | Fixed | Roof
NJSTRE1545481458 |  | Transition Incentive Program | Medford | 8055 | 13 | 10.2 | Residential | No | Behind the Meter | Net-metered residential rooftop and canopy |  | PSEG | Vision Solar LLC | PSE&G | Accepted | 2020-08-20 | 2020-08-24 | 2021-10-30 | HANWHA Q-CELLS | Q.PEAK DUO-G6 340 | Solar Panels |  | 0.34 | 14 | 280 | 20 |  | Fixed | Roof
NJSTRE1545481521 |  | Transition Incentive Program | Egg Harbor Twp | 8234 | 19 | 7.04 | Residential | No | Behind the Meter | Net-metered residential rooftop and canopy |  | None | Posigen NJ LLC | AC Electric | Accepted | 2020-08-20 | 2020-08-25 | 2021-10-30 | Hanwha Q-Cells | Q.PEAK DUO-G5 320 | Solar Panels |  | 0.32 | 22 | 49 | 19 |  | Fixed | Roof
NJSTRE1545481562 |  | Transition Incentive Program | Beachwood | 8722 | 18 | 8.32 | Residential | No | Behind the Meter | Net-metered residential rooftop and canopy |  | None | Whitman Construction, LLC | JCP&L | Accepted | 2020-08-20 | 2020-08-25 | 2021-10-30 | TRINA | TSM 320DD05H.05 | Solar Panels |  | 0.32 | 3 | 305 | 21 |  | Fixed | Roof
NJSTRE1545481610 |  | Transition Incentive Program | Burlington | 8016 | 13 | 7.14 | Residential | Yes | Behind the Meter | Net-metered residential rooftop and canopy |  | None | Trinity Solar | PSE&G | Accepted | 2020-08-20 | 2020-08-24 | 2021-10-30 | Hanwha | Q.PEAK DUO BLK-G6 340 | Solar Panels |  | 0.34 | 15 | 189 | 18 |  | Fixed | Roof
NJSTRE1545481631 |  | Transition Incentive Program | West Caldwell | 7006 | 9 | 4.96 | Residential | Yes | Behind the Meter | Net-metered residential rooftop and canopy |  | None | Sunrun Installation Services, Inc. | PSE&G | Accepted | 2020-08-20 | 2020-08-24 | 2021-10-30 | REC Solar | REC310TP2M | Solar Panels |  | 0.31 | 9 | 131 | 34 |  | Fixed | Roof
NJSTRE1545481631 |  | Transition Incentive Program | West Caldwell | 7006 | 9 | 4.96 | Residential | Yes | Behind the Meter | Net-metered residential rooftop and canopy |  | None | Sunrun Installation Services, Inc. | PSE&G | Accepted | 2020-08-20 | 2020-08-24 | 2021-10-30 | REC Solar | REC310TP2M | Solar Panels |  | 0.31 | 7 | 221 | 34 |  | Fixed | Roof
NJSTRE1545481656 |  | Transition Incentive Program | Hillborough TWP | 8844 | 5 | 16.32 | Residential | No | Behind the Meter | Net-metered residential rooftop and canopy |  | None | Tesla Energy Operations Inc. | PSE&G | Accepted | 2020-08-20 | 2020-08-24 | 2021-10-30 | Hanwha Q-CELLS | Q.Peak DUO BLK-G6+ 340 | Solar Panels |  | 0.34 | 4 | 114 | 37 |  | Fixed | Roof
NJSTRE1545481687 |  | Transition Incentive Program | Seaside Heights | 8751 | 18 | 6.8 | Residential | No | Behind the Meter | Net-metered residential rooftop and canopy |  | None | NJ Solar Power, LLC | Seaside Heights Electric | Accepted | 2020-08-20 | 2020-08-24 | 2021-10-30 | panasonic | vbhn340sa17 | Solar Panels |  | 0.34 | 4 | 97 | 21 |  | Fixed | Roof
NJSTRE1545481687 |  | Transition Incentive Program | Seaside Heights | 8751 | 18 | 6.8 | Residential | No | Behind the Meter | Net-metered residential rooftop and canopy |  | None | NJ Solar Power, LLC | Seaside Heights Electric | Accepted | 2020-08-20 | 2020-08-24 | 2021-10-30 | panasonic | VBHN340Sa17 | Solar Panels |  | 0.34 | 7 | 277 | 21 |  | Fixed | Roof
NJSTRE1545481700 |  | Transition Incentive Program | Edison | 8817 | 11 | 6.6 | Residential | No | Behind the Meter | Net-metered residential rooftop and canopy |  | None | Powerlutions | PSE&G | Accepted | 2020-08-20 | 2020-08-24 | 2021-10-30 | Axitec | AC-330MH/120S | Solar Panels |  | 0.33 | 2 | 218 | 23 |  | Fixed | Roof
NJSTRE1545481838 |  | Transition Incentive Program | Chesilhurst | 8089 | 14 | 8.37 | Residential | Yes | Behind the Meter | Net-metered residential rooftop and canopy |  | None | 1st Light Energy Inc | AC Electric | Accepted | 2020-08-20 | 2020-08-24 | 2021-10-30 | Longi | LR6-60HPB-310M | Solar Panels |  | 0.31 | 27 | 260 | 14 |  | Fixed | Roof
NJSTRE1545481842 |  | Transition Incentive Program | Wharton | 7885 | 3 | 14.28 | Residential | Yes | Behind the Meter | Net-metered residential rooftop and canopy |  | None | Vision Solar LLC | JCP&L | Accepted | 2020-08-20 | 2020-08-24 | 2021-10-30 | HANWHA Q-CELLS | Q.PEAK DUO-G6 340 | Solar Panels |  | 0.34 | 21 | 214 | 40 |  | Fixed | Roof
NJSTRE1545481868 |  | Transition Incentive Program | Vineland | 8360 | 20 | 5.1 | Residential | Yes | Behind the Meter | Net-metered residential rooftop and canopy |  | None | Trinity Solar | Vineland Muni Electric | Accepted | 2020-08-20 | 2020-08-25 | 2021-10-30 | HANWHA 340 (Q.PEAK DUO BLK-G6 340) | HANWHA 340 (Q.PEAK DUO BLK-G6 340) | Solar Panels |  | 0.34 | 10 | 184 | 18 |  | Fixed | Roof
NJSTRE1545481481 |  | Transition Incentive Program | Linden | 7036 | 10 | 7.85 | Residential | Yes | Behind the Meter | Net-metered residential rooftop and canopy |  | None | Vision Solar LLC | PSE&G | Accepted | 2020-08-20 | 2020-08-24 | 2021-10-30 | SUNPOWER | SPR-E20-327-E-AC | Solar Panels |  | 0.327 | 19 | 84 | 40 |  | Fixed | Roof
NJSTRE1545481574 |  | Transition Incentive Program | Millville | 8332 | 20 | 9.92 | Residential | Yes | Behind the Meter | Net-metered residential rooftop and canopy |  | None | Trinity Solar | AC Electric | Final As-Built Received | 2020-08-20 | 2020-08-24 | 2021-10-30 | Hanwha | Q.PEAK DUO BLK-G5 320 | Solar Panels |  | 0.32 | 8 | 80 | 22 |  | Fixed | Roof
NJSTRE1545481656 |  | Transition Incentive Program | Hillborough TWP | 8844 | 5 | 16.32 | Residential | No | Behind the Meter | Net-metered residential rooftop and canopy |  | None | Tesla Energy Operations Inc. | PSE&G | Accepted | 2020-08-20 | 2020-08-24 | 2021-10-30 | Hanwha Q-CELLS | Q.Peak DUO BLK-G6+ 340 | Solar Panels |  | 0.34 | 3 | 114 | 37 |  | Fixed | Roof
NJSTRE1545481656 |  | Transition Incentive Program | Hillborough TWP | 8844 | 5 | 16.32 | Residential | No | Behind the Meter | Net-metered residential rooftop and canopy |  | None | Tesla Energy Operations Inc. | PSE&G | Accepted | 2020-08-20 | 2020-08-24 | 2021-10-30 | Hanwha Q-CELLS | Q.Peak DUO BLK-G6+ 340 | Solar Panels |  | 0.34 | 4 | 294 | 37 |  | Fixed | Roof
NJSTRE1545481687 |  | Transition Incentive Program | Seaside Heights | 8751 | 18 | 6.8 | Residential | No | Behind the Meter | Net-metered residential rooftop and canopy |  | None | NJ Solar Power, LLC | Seaside Heights Electric | Accepted | 2020-08-20 | 2020-08-24 | 2021-10-30 | panasonic | vbhn340sa17 | Solar Panels |  | 0.34 | 9 | 187 | 23 |  | Fixed | Roof
NJSTRE1545481718 |  | Transition Incentive Program | Pleasantville | 8232 | 19 | 6.8 | Residential | Yes | Behind the Meter | Net-metered residential rooftop and canopy |  | None | Trinity Solar | AC Electric | Accepted | 2020-08-20 | 2020-08-24 | 2021-10-30 | HANWHA 340 (Q.PEAK DUO BLK-G6 340) | HANWHA 340 (Q.PEAK DUO BLK-G6 340) | Solar Panels |  | 0.34 | 3 | 295 | 40 |  | Fixed | Roof
NJSTRE1545481734 |  | Transition Incentive Program | Union City | 7087 | 8 | 3.52 | Residential | Yes | Behind the Meter | Net-metered residential rooftop and canopy |  | None | Trinity Solar | PSE&G | Accepted | 2020-08-20 | 2020-08-24 | 2021-10-30 | HANWHA | HANWHA 320 (Q.PEAK DUO BLK-G5 320) | Solar Panels |  | 0.32 | 11 | 121 | 14 |  | Fixed | Roof
NJSTRE1545481765 |  | Transition Incentive Program | ROCKAWAY | 7866 | 3 | 8.58 | Residential | Yes | Behind the Meter | Net-metered residential rooftop and canopy |  | None | Vivint Solar Developer, LLC | JCP&L | Accepted | 2020-08-21 | 2020-08-25 | 2021-10-30 | Trina Solar | TSM-260 PD05.08 | Solar Panels |  | 0.26 | 7 | 284 | 23 |  | Fixed | Roof
NJSTRE1545481765 |  | Transition Incentive Program | ROCKAWAY | 7866 | 3 | 8.58 | Residential | Yes | Behind the Meter | Net-metered residential rooftop and canopy |  | None | Vivint Solar Developer, LLC | JCP&L | Accepted | 2020-08-21 | 2020-08-25 | 2021-10-30 | Trina Solar | TSM-260 PD05.08 | Solar Panels |  | 0.26 | 10 | 284 | 31 |  | Fixed | Roof
NJSTRE1545481813 |  | Transition Incentive Program | Hopewell | 8560 | 12 | 28 | Residential | No | Behind the Meter | Net-metered residential rooftop and canopy |  | None | Pro Custom Solar dba Momentum Solar | JCP&L | Accepted | 2020-08-20 | 2020-08-24 | 2021-10-30 | LG | LG 350N1C-V5 | Solar Panels |  | 0.35 | 17 | 234 | 16 |  | Fixed | Roof
NJSTRE1545481813 |  | Transition Incentive Program | Hopewell | 8560 | 12 | 28 | Residential | No | Behind the Meter | Net-metered residential rooftop and canopy |  | None | Pro Custom Solar dba Momentum Solar | JCP&L | Accepted | 2020-08-20 | 2020-08-24 | 2021-10-30 | LG | LG 350N1C-V5 | Solar Panels |  | 0.35 | 18 | 54 | 16 |  | Fixed | Roof
NJSTRE1545481831 |  | Transition Incentive Program | Garfield | 7026 | 7 | 4.08 | Residential | Yes | Behind the Meter | Net-metered residential rooftop and canopy |  | None | Trinity Solar | PSE&G | Accepted | 2020-08-20 | 2020-08-24 | 2021-10-30 | Hanwha | Q.PEAK DUO BLK-G6 340 | Solar Panels |  | 0.34 | 7 | 251 | 45 |  | Fixed | Roof
NJSTRE1545481842 |  | Transition Incentive Program | Wharton | 7885 | 3 | 14.28 | Residential | Yes | Behind the Meter | Net-metered residential rooftop and canopy |  | None | Vision Solar LLC | JCP&L | Accepted | 2020-08-20 | 2020-08-24 | 2021-10-30 | HANWHA Q-CELLS | Q.PEAK DUO-G6 340 | Solar Panels |  | 0.34 | 5 | 124 | 23 |  | Fixed | Roof
NJSTRE1545480019 |  | Transition Incentive Program | GIBBSTOWN | 8027 | 15 | 8.61 | Residential | No | Behind the Meter | Net-metered residential rooftop and canopy |  | None | SunPower Corporation, Systems | AC Electric | Accepted | 2020-08-20 | 2020-08-25 | 2021-10-30 | SunPower | SPR-A-410-G-AC | Solar Panels |  | 0.41 | 4 | 187 | 23 |  | Fixed | Roof
NJSTRE1545481386 |  | Transition Incentive Program | WILLINGBORO | 8046 | 13 | 10.71 | Residential | Yes | Behind the Meter | Net-metered residential rooftop and canopy |  | None | Suntuity Solar LLC | PSE&G | Accepted | 2020-08-20 | 2020-08-25 | 2021-10-30 | Longi | LR6-60HPB-315M | Solar Panels |  | 0.315 | 14 | 62 | 18 |  | Fixed | Roof
NJSTRE1545481409 |  | Transition Incentive Program | Sussex | 7561 |  | 3.84 | Residential | No | Behind the Meter | Net-metered residential rooftop and canopy |  | None | Posigen NJ LLC | JCP&L | Accepted | 2020-08-20 | 2020-08-24 | 2021-10-30 | Silfab | SLA320BL | Solar Panels |  | 0.32 | 12 | 118 | 20 |  | Fixed | Roof
NJSTRE1545481460 |  | Transition Incentive Program | Howell | 7731 | 17 | 8.96 | Residential | No | Behind the Meter | Net-metered residential rooftop and canopy |  | None | Whitman Construction, LLC | JCP&L | Accepted | 2020-08-20 | 2020-08-24 | 2021-10-30 | TRINA | tsm320-DD05H.05 | Solar Panels |  | 0.32 | 11 | 339 | 25 |  | Fixed | Roof
NJSTRE1545481535 |  | Transition Incentive Program | Clementon | 8021 | 14 | 7.14 | Residential | No | Behind the Meter | Net-metered residential rooftop and canopy |  | None | Trinity Solar | PSE&G | Accepted | 2020-08-20 | 2020-08-24 | 2021-10-30 | Hanwha | Q.PEAK DUO BLK-G6 340 | Solar Panels |  | 0.34 | 18 | 113 | 23 |  | Fixed | Roof
NJSTRE1545481549 |  | Transition Incentive Program | Trenton | 8611 | 12 | 4.76 | Residential | Yes | Behind the Meter | Net-metered residential rooftop and canopy |  | None | Trinity Solar | PSE&G | Accepted | 2020-08-20 | 2020-08-24 | 2021-10-30 | Hanwha | Q.PEAK DUO BLK-G6 340 | Solar Panels |  | 0.34 | 6 | 78 | 5 |  | Fixed | Roof
NJSTRE1545481573 |  | Transition Incentive Program | Roselle Park | 7204 | 10 | 5.1 | Residential | Yes | Behind the Meter | Net-metered residential rooftop and canopy |  | None | Vision Solar LLC | PSE&G | Accepted | 2020-08-20 | 2020-08-24 | 2021-10-30 | HANWHA Q-CELLS | Q.PEAK DUO-G6 340 | Solar Panels |  | 0.34 | 7 | 351 | 32 |  | Fixed | Roof
NJSTRE1545481641 |  | Transition Incentive Program | Lodi | 7644 | 7 | 5.1 | Residential | Yes | Behind the Meter | Net-metered residential rooftop and canopy |  | None | Trinity Solar | PSE&G | Accepted | 2020-08-20 | 2020-08-24 | 2021-10-30 | HANWHA 340 (Q.PEAK DUO BLK-G6 340) | HANWHA 340 (Q.PEAK DUO BLK-G6 340) | Solar Panels |  | 0.34 | 8 | 214 | 20 |  | Fixed | Roof
NJSTRE1545481718 |  | Transition Incentive Program | Pleasantville | 8232 | 19 | 6.8 | Residential | Yes | Behind the Meter | Net-metered residential rooftop and canopy |  | None | Trinity Solar | AC Electric | Accepted | 2020-08-20 | 2020-08-24 | 2021-10-30 | HANWHA | HANWHA 340 (Q.PEAK DUO BLK-G6 340) | Solar Panels |  | 0.34 | 4 | 295 | 40 |  | Fixed | Roof
NJSTRE1545481735 |  | Transition Incentive Program | Jackson | 8527 | 18 | 11.52 | Residential | No | Behind the Meter | Net-metered residential rooftop and canopy |  | None | Powerlutions | JCP&L | Accepted | 2020-08-20 | 2020-08-24 | 2021-10-30 | Silfab | SLA 320M | Solar Panels |  | 0.32 | 6 | 221 | 35 |  | Fixed | Roof
NJSTRE1545481783 |  | Transition Incentive Program | Bridgeport | 8014 | 15 | 6.46 | Residential | Yes | Behind the Meter | Net-metered residential rooftop and canopy |  | None | Trinity Solar | AC Electric | Accepted | 2020-08-20 | 2020-08-24 | 2021-10-30 | HANWHA | HANWHA 340 (Q.PEAK DUO BLK-G6 340) | Solar Panels |  | 0.34 | 4 | 176 | 27 |  | Fixed | Roof
NJSTRE1545481769 |  | Transition Incentive Program | Howell Township | 7731 | 17 | 7.02 | Residential | Yes | Behind the Meter | Net-metered residential rooftop and canopy |  | None | Sunrun Installation Services, Inc. | JCP&L | Accepted | 2020-08-20 | 2020-08-25 | 2021-10-30 | LONGi Green Energy Technology Co Ltd | LR6-60HPB-305M | Solar Panels |  | 0.305 | 5 | 245 | 17 |  | Fixed | Roof
NJSTRE1545481813 |  | Transition Incentive Program | Hopewell | 8560 | 12 | 28 | Residential | No | Behind the Meter | Net-metered residential rooftop and canopy |  | None | Pro Custom Solar dba Momentum Solar | JCP&L | Accepted | 2020-08-20 | 2020-08-24 | 2021-10-30 | LG | LG 350N1C-V5 | Solar Panels |  | 0.35 | 12 | 54 | 15 |  | Fixed | Roof
NJSTRE1545478481 |  | Transition Incentive Program | Franklin | 8873 | 5 | 10.08 | Residential | No | Behind the Meter | Net-metered residential rooftop and canopy |  | None | Public Service Solar | PSE&G | Accepted | 2020-08-19 | 2020-08-21 | 2021-10-30 | LG | Q1K-V5 | Solar Panels |  | 0.36 | 8 | 128 | 44 |  | Fixed | Roof
NJSTRE1545478497 |  | Transition Incentive Program | Toms River | 8753 | 18 | 9.6 | Residential | No | Behind the Meter | Net-metered residential rooftop and canopy |  | None | Posigen NJ LLC | JCP&L | Accepted | 2020-08-19 | 2020-08-21 | 2021-10-30 | Silfab | SLA320 BL | Solar Panels |  | 0.32 | 30 | 240 | 20 |  | Fixed | Roof
NJSTRE1545478519 |  | Transition Incentive Program | Loveladies | 8008 | 18 | 9.24 | Residential | No | Behind the Meter | Net-metered residential rooftop and canopy |  | None | Green Power Energy | AC Electric | Accepted | 2020-08-27 | 2020-08-27 | 2021-10-30 | LG Electronics | LG330N1K-V5 | Solar Panels |  | 0.33 | 12 | 21 | 30 |  | Fixed | Roof
NJSTRE1545478566 |  | Transition Incentive Program | Cherry Hill | 8002 | 14 | 8.51 | Residential | No | Behind the Meter | Net-metered residential rooftop and canopy |  | None | Vision Solar LLC | PSE&G | Accepted | 2020-08-19 | 2020-08-21 | 2021-10-30 | HANWHA Q-CELLS | Q.PEAK DUO-G5 315 | Solar Panels |  | 0.315 | 3 | 204 | 20 |  | Fixed | Roof
NJSTRE1545478590 |  | Transition Incentive Program | SADDLE BROOK | 7663 | 7 | 4.88 | Residential | Yes | Behind the Meter | Net-metered residential rooftop and canopy |  | None | Vivint Solar Developer, LLC | PSE&G | Accepted | 2020-08-20 | 2020-08-21 | 2021-10-30 | Jinko Solar | JKM325M-60HBL | Solar Panels |  | 0.325 | 8 | 341 | 11 |  | Fixed | Roof
NJSTRE1545479223 |  | Transition Incentive Program | Linden | 7036 | 10 | 5.25 | Residential | Yes | Behind the Meter | Net-metered residential rooftop and canopy |  | None | Pro Custom Solar dba Momentum Solar | PSE&G | Accepted | 2020-08-19 | 2020-08-24 | 2021-10-30 | LG | LG 350N1C-V5 | Solar Panels |  | 0.35 | 12 | 219 | 5 |  | Fixed | Roof
NJSTRE1545479274 |  | Transition Incentive Program | Sayreville | 8872 | 11 | 6.12 | Residential | No | Behind the Meter | Net-metered residential rooftop and canopy |  | None | Public Service Solar | JCP&L | Accepted | 2020-08-19 | 2020-08-24 | 2021-10-30 | LG | Q1K-V5 | Solar Panels |  | 0.36 | 9 | 34 | 260 |  | Fixed | Roof
NJSTRE1545479333 |  | Transition Incentive Program | Williamstown | 8094 | 15 | 12.24 | Residential | Yes | Behind the Meter | Net-metered residential rooftop and canopy |  | ACE | Vision Solar LLC | AC Electric | Accepted | 2020-08-19 | 2020-08-24 | 2021-10-30 | HANWHA Q-CELLS | Q.PEAK DUO-G6 340 | Solar Panels |  | 0.34 | 19 | 43 | 33 |  | Fixed | Roof
NJSTRE1545481387 |  | Transition Incentive Program | TOTOWA | 7512 | 6 | 5.04 | Residential | Yes | Behind the Meter | Net-metered residential rooftop and canopy |  | None | Suntuity Solar LLC | PSE&G | Accepted | 2020-08-20 | 2020-08-24 | 2021-10-30 | Longi | LR6-60HPB-315M | Solar Panels |  | 0.315 | 10 | 123 | 19 |  | Fixed | Roof
NJSTRE1545481389 |  | Transition Incentive Program | Mantua | 8051 | 15 | 5.67 | Residential | Yes | Behind the Meter | Net-metered residential rooftop and canopy |  | None | Suntuity Solar LLC | AC Electric | Accepted | 2020-08-20 | 2020-08-24 | 2021-10-30 | Longi | LR6-60HPB-315M | Solar Panels |  | 0.315 | 6 | 233 | 34 |  | Fixed | Roof
NJSTRE1545481420 |  | Transition Incentive Program | Somerset | 8873 | 5 | 7.82 | Residential | Yes | Behind the Meter | Net-metered residential rooftop and canopy |  | PSEG | Vision Solar LLC | PSE&G | Accepted | 2020-08-20 | 2020-08-24 | 2021-10-30 | HANWHA Q-CELLS | Q.PEAK DUO-G6 340 | Solar Panels |  | 0.34 | 2 | 8 | 22 |  | Fixed | Roof
NJSTRE1545481458 |  | Transition Incentive Program | Medford | 8055 | 13 | 10.2 | Residential | No | Behind the Meter | Net-metered residential rooftop and canopy |  | PSEG | Vision Solar LLC | PSE&G | Accepted | 2020-08-20 | 2020-08-24 | 2021-10-30 | HANWHA Q-CELLS | Q.PEAK DUO-G6 340 | Solar Panels |  | 0.34 | 13 | 100 | 20 |  | Fixed | Roof
NJSTRE1545481538 |  | Transition Incentive Program | Manchester Township | 8759 | 18 | 7.68 | Residential | Yes | Behind the Meter | Net-metered residential rooftop and canopy |  | None | Trinity Solar | JCP&L | Final As-Built Received | 2020-08-20 | 2020-08-24 | 2021-10-30 | HANWHA | HANWHA 320 (Q.PEAK DUO BLK-G5 320) | Solar Panels |  | 0.32 | 24 | 122 | 34 |  | Fixed | Roof
NJSTRE1545481524 |  | Transition Incentive Program | Westfield | 7090 | 10 | 6.12 | Residential | Yes | Behind the Meter | Net-metered residential rooftop and canopy |  | None | Trinity Solar | PSE&G | Accepted | 2020-08-20 | 2020-08-25 | 2021-10-30 | Hanwha | Q.PEAK DUO BLK-G6 340 | Solar Panels |  | 0.34 | 14 | 137 | 25 |  | Fixed | Roof
NJSTRE1545481549 |  | Transition Incentive Program | Trenton | 8611 | 12 | 4.76 | Residential | Yes | Behind the Meter | Net-metered residential rooftop and canopy |  | None | Trinity Solar | PSE&G | Accepted | 2020-08-20 | 2020-08-24 | 2021-10-30 | Hanwha | Q.PEAK DUO BLK-G6 340 | Solar Panels |  | 0.34 | 3 | 258 | 34 |  | Fixed | Roof
NJSTRE1545481562 |  | Transition Incentive Program | Beachwood | 8722 | 18 | 8.32 | Residential | No | Behind the Meter | Net-metered residential rooftop and canopy |  | None | Whitman Construction, LLC | JCP&L | Accepted | 2020-08-20 | 2020-08-25 | 2021-10-30 | TRINA | TSM 320DD05H.05 | Solar Panels |  | 0.32 | 6 | 125 | 19 |  | Fixed | Roof
NJSTRE1545481718 |  | Transition Incentive Program | Pleasantville | 8232 | 19 | 6.8 | Residential | Yes | Behind the Meter | Net-metered residential rooftop and canopy |  | None | Trinity Solar | AC Electric | Accepted | 2020-08-20 | 2020-08-24 | 2021-10-30 | HANWHA 340 (Q.PEAK DUO BLK-G6 340) | HANWHA 340 (Q.PEAK DUO BLK-G6 340) | Solar Panels |  | 0.34 | 3 | 115 | 40 |  | Fixed | Roof
NJSTRE1545481735 |  | Transition Incentive Program | Jackson | 8527 | 18 | 11.52 | Residential | No | Behind the Meter | Net-metered residential rooftop and canopy |  | None | Powerlutions | JCP&L | Accepted | 2020-08-20 | 2020-08-24 | 2021-10-30 | Silfab | SLA 320M | Solar Panels |  | 0.32 | 3 | 131 | 28 |  | Fixed | Roof
NJSTRE1545481735 |  | Transition Incentive Program | Jackson | 8527 | 18 | 11.52 | Residential | No | Behind the Meter | Net-metered residential rooftop and canopy |  | None | Powerlutions | JCP&L | Accepted | 2020-08-20 | 2020-08-24 | 2021-10-30 | Silfab | SLA 320M | Solar Panels |  | 0.32 | 27 | 221 | 35 |  | Fixed | Roof
NJSTRE1545481765 |  | Transition Incentive Program | ROCKAWAY | 7866 | 3 | 8.58 | Residential | Yes | Behind the Meter | Net-metered residential rooftop and canopy |  | None | Vivint Solar Developer, LLC | JCP&L | Accepted | 2020-08-21 | 2020-08-25 | 2021-10-30 | Trina Solar | TSM-260 PD05.08 | Solar Panels |  | 0.26 | 9 | 194 | 31 |  | Fixed | Roof
NJSTRE1545481828 |  | Transition Incentive Program | Washington TWP MER | 8691 | 12 | 4.08 | Residential | No | Behind the Meter | Net-metered residential rooftop and canopy |  | None | Tesla Energy Operations Inc. | PSE&G | Accepted | 2020-08-20 | 2020-08-25 | 2021-10-30 | Hanwha Q-CELLS | Q.Peak DUO BLK-G6+ 340 | Solar Panels |  | 0.34 | 12 | 29 | 34 |  | Fixed | Roof
NJSTRE1545481831 |  | Transition Incentive Program | Garfield | 7026 | 7 | 4.08 | Residential | Yes | Behind the Meter | Net-metered residential rooftop and canopy |  | None | Trinity Solar | PSE&G | Accepted | 2020-08-20 | 2020-08-24 | 2021-10-30 | Hanwha | Q.PEAK DUO BLK-G6 340 | Solar Panels |  | 0.34 | 5 | 251 | 14 |  | Fixed | Roof
NJSTRE1545481852 |  | Transition Incentive Program | BLOOMSBURY | 8804 | 4 | 11.05 | Residential | Yes | Behind the Meter | Net-metered residential rooftop and canopy |  | None | Vivint Solar Developer, LLC | JCP&L | Accepted | 2020-08-20 | 2020-08-25 | 2021-10-30 | Jinko Solar | JKM325M-60HBL | Solar Panels |  | 0.325 | 17 | 341 | 25 |  | Fixed | Roof
NJSTRE1545481877 |  | Transition Incentive Program | Dayton | 8810 | 11 | 6.3 | Residential | Yes | Behind the Meter | Net-metered residential rooftop and canopy |  | None | Pro Custom Solar dba Momentum Solar | PSE&G | Accepted | 2020-08-20 | 2020-08-25 | 2021-10-30 | LG | LG 350N1C-V5 | Solar Panels |  | 0.35 | 7 | 56 | 24 |  | Fixed | Roof
NJSTRE1545481883 |  | Transition Incentive Program | Princeton | 8540 | 12 | 3.4 | Residential | Yes | Behind the Meter | Net-metered residential rooftop and canopy |  | None | Trinity Solar | PSE&G | Accepted | 2020-08-20 | 2020-08-25 | 2021-10-30 | HANWHA 340 (Q.PEAK DUO BLK-G6 340) | HANWHA 340 (Q.PEAK DUO BLK-G6 340) | Solar Panels |  | 0.34 | 10 | 210 | 25 |  | Fixed | Roof
NJSTRE1545481931 |  | Transition Incentive Program | Mount Ephraim | 8059 | 14 | 10.88 | Residential | Yes | Behind the Meter | Net-metered residential rooftop and canopy |  | None | Trinity Solar | PSE&G | Accepted | 2020-08-20 | 2020-08-25 | 2021-10-30 | Hanwha | Q.PEAK DUO BLK-G6 340 | Solar Panels |  | 0.34 | 6 | 49 | 27 |  | Fixed | Roof
NJSTRE1545481574 |  | Transition Incentive Program | Millville | 8332 | 20 | 9.92 | Residential | Yes | Behind the Meter | Net-metered residential rooftop and canopy |  | None | Trinity Solar | AC Electric | Final As-Built Received | 2020-08-20 | 2020-08-24 | 2021-10-30 | Hanwha | Q.PEAK DUO BLK-G5 320 | Solar Panels |  | 0.32 | 23 | 260 | 25 |  | Fixed | Roof
NJSTRE1545481650 |  | Transition Incentive Program | Colts Neck | 7722 | 17 | 6.46 | Residential | Yes | Behind the Meter | Net-metered residential rooftop and canopy |  | None | Trinity Solar | JCP&L | Accepted | 2020-08-20 | 2020-08-24 | 2021-10-30 | HANWHA 340 (Q.PEAK DUO BLK-G6 340) | HANWHA 340 (Q.PEAK DUO BLK-G6 340) | Solar Panels |  | 0.34 | 19 | 146 | 14 |  | Fixed | Roof
NJSTRE1545481656 |  | Transition Incentive Program | Hillborough TWP | 8844 | 5 | 16.32 | Residential | No | Behind the Meter | Net-metered residential rooftop and canopy |  | None | Tesla Energy Operations Inc. | PSE&G | Accepted | 2020-08-20 | 2020-08-24 | 2021-10-30 | Hanwha Q-CELLS | Q.Peak DUO BLK-G6+ 340 | Solar Panels |  | 0.34 | 28 | 204 | 28 |  | Fixed | Roof
NJSTRE1545481681 |  | Transition Incentive Program | Pleasantville | 8232 | 19 | 7.82 | Residential | No | Behind the Meter | Net-metered residential rooftop and canopy |  | None | Castle Energy, LLC | AC Electric | Accepted | 2020-08-20 | 2020-08-25 | 2021-10-30 | Hanwha Q-Cells | Q.Peak DUO BLK-G6 340 | Solar Panels |  | 0.34 | 7 | 1 | 25 |  | Fixed | Roof
NJSTRE1545481783 |  | Transition Incentive Program | Bridgeport | 8014 | 15 | 6.46 | Residential | Yes | Behind the Meter | Net-metered residential rooftop and canopy |  | None | Trinity Solar | AC Electric | Accepted | 2020-08-20 | 2020-08-24 | 2021-10-30 | HANWHA | HANWHA 340 (Q.PEAK DUO BLK-G6 340) | Solar Panels |  | 0.34 | 15 | 176 | 37 |  | Fixed | Roof
NJSTRE1545481813 |  | Transition Incentive Program | Hopewell | 8560 | 12 | 28 | Residential | No | Behind the Meter | Net-metered residential rooftop and canopy |  | None | Pro Custom Solar dba Momentum Solar | JCP&L | Accepted | 2020-08-20 | 2020-08-24 | 2021-10-30 | LG | LG 350N1C-V5 | Solar Panels |  | 0.35 | 20 | 144 | 10 |  | Fixed | Roof
NJSTRE1545481844 |  | Transition Incentive Program | West Windsor | 8550 | 12 | 15.84 | Residential | No | Behind the Meter | Net-metered residential rooftop and canopy |  | None | Green House Solar | JCP&L | Accepted | 2020-08-24 | 2020-08-24 | 2021-10-30 | Sunpower | X22-360-E-AC | Solar Panels |  | 0.36 | 31 | 112 | 34 |  | Fixed | Roof
NJSTRE1545481852 |  | Transition Incentive Program | BLOOMSBURY | 8804 | 4 | 11.05 | Residential | Yes | Behind the Meter | Net-metered residential rooftop and canopy |  | None | Vivint Solar Developer, LLC | JCP&L | Accepted | 2020-08-20 | 2020-08-25 | 2021-10-30 | Jinko Solar | JKM325M-60HBL | Solar Panels |  | 0.325 | 15 | 161 | 25 |  | Fixed | Roof
NJSTRE1545481868 |  | Transition Incentive Program | Vineland | 8360 | 20 | 5.1 | Residential | Yes | Behind the Meter | Net-metered residential rooftop and canopy |  | None | Trinity Solar | Vineland Muni Electric | Accepted | 2020-08-20 | 2020-08-25 | 2021-10-30 | HANWHA 340 (Q.PEAK DUO BLK-G6 340) | HANWHA 340 (Q.PEAK DUO BLK-G6 340) | Solar Panels |  | 0.34 | 3 | 274 | 18 |  | Fixed | Roof
NJSTRE1545481897 |  | Transition Incentive Program | ELIZABETH | 7208 | 10 | 3.35 | Residential | Yes | Behind the Meter | Net-metered residential rooftop and canopy |  | None | Trinity Solar | PSE&G | Accepted | 2020-08-20 | 2020-08-25 | 2021-10-30 | HANWHA | Q.PEAK DUO BLK-G6 335 | Solar Panels |  | 0.335 | 10 | 171 | 17 |  | Fixed | Roof
NJSTRE1545481904 |  | Transition Incentive Program | Vineland | 8360 | 20 | 6.46 | Residential | Yes | Behind the Meter | Net-metered residential rooftop and canopy |  | None | Trinity Solar | Vineland Muni Electric | Accepted | 2020-08-20 | 2020-08-25 | 2021-10-30 | HANWHA | HANWHA 340 (Q.PEAK DUO BLK-G6 340) | Solar Panels |  | 0.34 | 8 | 184 | 9 |  | Fixed | Roof
NJSTRE1545482856 |  | Transition Incentive Program | Garfield | 7026 | 7 | 2.38 | Residential | Yes | Behind the Meter | Net-metered residential rooftop and canopy |  | None | Trinity Solar | PSE&G | Accepted | 2020-08-20 | 2020-08-26 | 2021-10-30 | Hanwha | Q.PEAK DUO BLK-G6 340 | Solar Panels |  | 0.34 | 3 | 251 | 14 |  | Fixed | Roof
NJSTRE1545483377 |  | Transition Incentive Program | South Egg Harbor | 8215 | 19 | 15.68 | Residential | No | Behind the Meter | Net-metered residential rooftop and canopy |  | None | Sun Up Zero Down | AC Electric | Accepted | 2020-08-20 | 2020-08-25 | 2021-10-30 | trina | TSM-320-DD06M.05(II) | Solar Panels |  | 0.32 | 11 | 41 | 19 |  | Fixed | Roof
NJSTRE1545481610 |  | Transition Incentive Program | Burlington | 8016 | 13 | 7.14 | Residential | Yes | Behind the Meter | Net-metered residential rooftop and canopy |  | None | Trinity Solar | PSE&G | Accepted | 2020-08-20 | 2020-08-24 | 2021-10-30 | Hanwha | Q.PEAK DUO BLK-G6 340 | Solar Panels |  | 0.34 | 6 | 279 | 18 |  | Fixed | Roof
NJSTRE1545481641 |  | Transition Incentive Program | Lodi | 7644 | 7 | 5.1 | Residential | Yes | Behind the Meter | Net-metered residential rooftop and canopy |  | None | Trinity Solar | PSE&G | Accepted | 2020-08-20 | 2020-08-24 | 2021-10-30 | HANWHA 340 (Q.PEAK DUO BLK-G6 340) | HANWHA 340 (Q.PEAK DUO BLK-G6 340) | Solar Panels |  | 0.34 | 7 | 124 | 20 |  | Fixed | Roof
NJSTRE1545481682 |  | Transition Incentive Program | Hamilton Township | 8620 | 12 | 4.08 | Residential | Yes | Behind the Meter | Net-metered residential rooftop and canopy |  | None | Trinity Solar | PSE&G | Accepted | 2020-08-20 | 2020-08-24 | 2021-10-30 | HANWHA | HANWHA 340 (Q.PEAK DUO BLK-G6 340) | Solar Panels |  | 0.34 | 12 | 231 | 40 |  | Fixed | Roof
NJSTRE1545481700 |  | Transition Incentive Program | Edison | 8817 | 11 | 6.6 | Residential | No | Behind the Meter | Net-metered residential rooftop and canopy |  | None | Powerlutions | PSE&G | Accepted | 2020-08-20 | 2020-08-24 | 2021-10-30 | Axitec | AC-330MH/120S | Solar Panels |  | 0.33 | 2 | 218 | 25 |  | Fixed | Roof
NJSTRE1545481700 |  | Transition Incentive Program | Edison | 8817 | 11 | 6.6 | Residential | No | Behind the Meter | Net-metered residential rooftop and canopy |  | None | Powerlutions | PSE&G | Accepted | 2020-08-20 | 2020-08-24 | 2021-10-30 | Axitec | AC-330MH/120S | Solar Panels |  | 0.33 | 16 | 218 | 23 |  | Fixed | Roof
NJSTRE1545481718 |  | Transition Incentive Program | Pleasantville | 8232 | 19 | 6.8 | Residential | Yes | Behind the Meter | Net-metered residential rooftop and canopy |  | None | Trinity Solar | AC Electric | Accepted | 2020-08-20 | 2020-08-24 | 2021-10-30 | HANWHA | HANWHA 340 (Q.PEAK DUO BLK-G6 340) | Solar Panels |  | 0.34 | 3 | 205 | 40 |  | Fixed | Roof
NJSTRE1545481769 |  | Transition Incentive Program | Howell Township | 7731 | 17 | 7.02 | Residential | Yes | Behind the Meter | Net-metered residential rooftop and canopy |  | None | Sunrun Installation Services, Inc. | JCP&L | Accepted | 2020-08-20 | 2020-08-25 | 2021-10-30 | LONGi Green Energy Technology Co Ltd | LR6-60HPB-305M | Solar Panels |  | 0.305 | 18 | 65 | 19 |  | Fixed | Roof
NJSTRE1545481765 |  | Transition Incentive Program | ROCKAWAY | 7866 | 3 | 8.58 | Residential | Yes | Behind the Meter | Net-metered residential rooftop and canopy |  | None | Vivint Solar Developer, LLC | JCP&L | Accepted | 2020-08-21 | 2020-08-25 | 2021-10-30 | Trina Solar | TSM-260 PD05.08 | Solar Panels |  | 0.26 | 7 | 104 | 31 |  | Fixed | Roof
NJSTRE1545481797 |  | Transition Incentive Program | Bayville | 8721 | 18 | 7.04 | Residential | Yes | Behind the Meter | Net-metered residential rooftop and canopy |  | None | Trinity Solar | JCP&L | Accepted | 2020-08-20 | 2020-08-24 | 2021-10-30 | Hanwha 335 | Q.PEAK DUO BLK-G6 335 | Solar Panels |  | 0.335 | 21 | 194 | 23 |  | Fixed | Roof
NJSTRE1545481813 |  | Transition Incentive Program | Hopewell | 8560 | 12 | 28 | Residential | No | Behind the Meter | Net-metered residential rooftop and canopy |  | None | Pro Custom Solar dba Momentum Solar | JCP&L | Accepted | 2020-08-20 | 2020-08-24 | 2021-10-30 | LG | LG 350N1C-V5 | Solar Panels |  | 0.35 | 4 | 144 | 12 |  | Fixed | Roof
NJSTRE1545481821 |  | Transition Incentive Program | Chesilhurst | 8089 | 14 | 17.05 | Residential | Yes | Behind the Meter | Net-metered residential rooftop and canopy |  | None | 1st Light Energy Inc | AC Electric | Accepted | 2020-08-20 | 2020-08-24 | 2021-10-30 | Longi | LR6-60HPB-310M | Solar Panels |  | 0.31 | 21 | 106 | 18 |  | Fixed | Roof
NJSTRE1545481821 |  | Transition Incentive Program | Chesilhurst | 8089 | 14 | 17.05 | Residential | Yes | Behind the Meter | Net-metered residential rooftop and canopy |  | None | 1st Light Energy Inc | AC Electric | Accepted | 2020-08-20 | 2020-08-24 | 2021-10-30 | Longi | LR6-60HPB-310M | Solar Panels |  | 0.31 | 9 | 286 | 18 |  | Fixed | Roof
NJSTRE1545481844 |  | Transition Incentive Program | West Windsor | 8550 | 12 | 15.84 | Residential | No | Behind the Meter | Net-metered residential rooftop and canopy |  | None | Green House Solar | JCP&L | Accepted | 2020-08-24 | 2020-08-24 | 2021-10-30 | Sunpower | x22-360-e-ac | Solar Panels |  | 0.36 | 9 | 202 | 39 |  | Fixed | Roof
NJSTRE1545481389 |  | Transition Incentive Program | Mantua | 8051 | 15 | 5.67 | Residential | Yes | Behind the Meter | Net-metered residential rooftop and canopy |  | None | Suntuity Solar LLC | AC Electric | Accepted | 2020-08-20 | 2020-08-24 | 2021-10-30 | Longi | LR6-60HPB-315M | Solar Panels |  | 0.315 | 2 | 233 | 34 |  | Fixed | Roof
NJSTRE1545481389 |  | Transition Incentive Program | Mantua | 8051 | 15 | 5.67 | Residential | Yes | Behind the Meter | Net-metered residential rooftop and canopy |  | None | Suntuity Solar LLC | AC Electric | Accepted | 2020-08-20 | 2020-08-24 | 2021-10-30 | Longi | LR6-60HPB-315M | Solar Panels |  | 0.315 | 10 | 53 | 34 |  | Fixed | Roof
NJSTRE1545481404 |  | Transition Incentive Program | Sussex | 7561 |  | 9.6 | Residential | No | Behind the Meter | Net-metered residential rooftop and canopy |  | None | Posigen NJ LLC | JCP&L | Accepted | 2020-08-20 | 2020-08-24 | 2021-10-30 | Silfab | SLA320BL | Solar Panels |  | 0.32 | 30 | 298118 | 20 |  | Fixed | Roof
NJSTRE1545481442 |  | Transition Incentive Program | Tabernacle | 8088 | 13 | 9.92 | Residential | No | Behind the Meter | Net-metered residential rooftop and canopy |  | None | Orbit Energy & Power, LLC | AC Electric | Accepted | 2020-08-20 | 2020-08-24 | 2021-10-30 | hanwha qcells | qpeak 320w | Solar Panels |  | 0.32 | 25 | 146 | 26 |  | Fixed | Roof
NJSTRE1545481504 |  | Transition Incentive Program | Little Egg Harbor Township | 8087 | 18 | 9.05 | Residential | Yes | Behind the Meter | Net-metered residential rooftop and canopy |  | None | Trinity Solar | AC Electric | Accepted | 2020-08-20 | 2020-08-24 | 2021-10-30 | Hanwha | Q.PEAK DUO BLK-G6 335 | Solar Panels |  | 0.335 | 17 | 224 | 18 |  | Fixed | Roof
NJSTRE1545481524 |  | Transition Incentive Program | Westfield | 7090 | 10 | 6.12 | Residential | Yes | Behind the Meter | Net-metered residential rooftop and canopy |  | None | Trinity Solar | PSE&G | Accepted | 2020-08-20 | 2020-08-25 | 2021-10-30 | Hanwha | Q.PEAK DUO BLK-G6 340 | Solar Panels |  | 0.34 | 4 | 137 | 25 |  | Fixed | Roof
NJSTRE1545481551 |  | Transition Incentive Program | TUCKERTON | 8087 | 18 | 3.2 | Residential | No | Behind the Meter | Net-metered residential rooftop and canopy |  | None | Vivint Solar Developer, LLC | AC Electric | Accepted | 2020-08-20 | 2020-08-24 | 2021-10-30 | Hanwha Solar | Q.PEAK DUO BLK-G5 320w | Solar Panels |  | 0.32 | 10 | 147 | 26 |  | Fixed | Roof
NJSTRE1545481573 |  | Transition Incentive Program | Roselle Park | 7204 | 10 | 5.1 | Residential | Yes | Behind the Meter | Net-metered residential rooftop and canopy |  | None | Vision Solar LLC | PSE&G | Accepted | 2020-08-20 | 2020-08-24 | 2021-10-30 | HANWHA Q-CELLS | Q.PEAK DUO-G6 340 | Solar Panels |  | 0.34 | 5 | 171 | 20 |  | Fixed | Roof
NJSTRE1545481562 |  | Transition Incentive Program | Beachwood | 8722 | 18 | 8.32 | Residential | No | Behind the Meter | Net-metered residential rooftop and canopy |  | None | Whitman Construction, LLC | JCP&L | Accepted | 2020-08-20 | 2020-08-25 | 2021-10-30 | TRINA | TSM 320DD05H.05 | Solar Panels |  | 0.32 | 2 | 125 | 21 |  | Fixed | Roof
NJSTRE1545481672 |  | Transition Incentive Program | Manahawkin | 8050 | 18 | 6.66 | Residential | No | Behind the Meter | Net-metered residential rooftop and canopy |  | None | Whitman Construction, LLC | AC Electric | Accepted | 2020-08-20 | 2020-08-24 | 2021-10-30 | Solaria Power | XT 370R-PD | Solar Panels |  | 0.37 | 18 | 100 | 25 |  | Fixed | Roof
NJSTRE1545481673 |  | Transition Incentive Program | Bayville | 8721 | 18 | 9.18 | Residential | No | Behind the Meter | Net-metered residential rooftop and canopy |  | None | NJ Solar Power, LLC | JCP&L | Accepted | 2020-08-20 | 2020-08-24 | 2021-10-30 | Panasonic | VBHN340SA17 | Solar Panels |  | 0.34 | 27 | 200 | 23 |  | Fixed | Roof
NJSTRE1545481681 |  | Transition Incentive Program | Pleasantville | 8232 | 19 | 7.82 | Residential | No | Behind the Meter | Net-metered residential rooftop and canopy |  | None | Castle Energy, LLC | AC Electric | Accepted | 2020-08-20 | 2020-08-25 | 2021-10-30 | Hanwha Q-Cells | Q.Peak DUO BLK-G6 340 | Solar Panels |  | 0.34 | 16 | 181 | 25 |  | Fixed | Roof
NJSTRE1545481699 |  | Transition Incentive Program | Fords | 8863 | 11 | 5.1 | Residential | Yes | Behind the Meter | Net-metered residential rooftop and canopy |  | None | Trinity Solar | PSE&G | Accepted | 2020-08-20 | 2020-08-24 | 2021-10-30 | HANWHA | HANWHA 340 (Q.PEAK DUO BLK-G6 340) | Solar Panels |  | 0.34 | 15 | 187 | 23 |  | Fixed | Roof
NJSTRE1545481718 |  | Transition Incentive Program | Pleasantville | 8232 | 19 | 6.8 | Residential | Yes | Behind the Meter | Net-metered residential rooftop and canopy |  | None | Trinity Solar | AC Electric | Accepted | 2020-08-20 | 2020-08-24 | 2021-10-30 | HANWHA | HANWHA 340 (Q.PEAK DUO BLK-G6 340) | Solar Panels |  | 0.34 | 4 | 115 | 30 |  | Fixed | Roof
NJSTRE1545481821 |  | Transition Incentive Program | Chesilhurst | 8089 | 14 | 17.05 | Residential | Yes | Behind the Meter | Net-metered residential rooftop and canopy |  | None | 1st Light Energy Inc | AC Electric | Accepted | 2020-08-20 | 2020-08-24 | 2021-10-30 | Longi | LR6-60HPB-310M | Solar Panels |  | 0.31 | 25 | 286 | 18 |  | Fixed | Roof
NJSTRE1545481844 |  | Transition Incentive Program | West Windsor | 8550 | 12 | 15.84 | Residential | No | Behind the Meter | Net-metered residential rooftop and canopy |  | None | Green House Solar | JCP&L | Accepted | 2020-08-24 | 2020-08-24 | 2021-10-30 | Sunpower | x22 -360e-ac | Solar Panels |  | 0.36 | 4 | 202 | 39 |  | Fixed | Roof
NJSTRE1545481852 |  | Transition Incentive Program | BLOOMSBURY | 8804 | 4 | 11.05 | Residential | Yes | Behind the Meter | Net-metered residential rooftop and canopy |  | None | Vivint Solar Developer, LLC | JCP&L | Accepted | 2020-08-20 | 2020-08-25 | 2021-10-30 | Jinko Solar | JKM325M-60HBL | Solar Panels |  | 0.325 | 2 | 161 | 25 |  | Fixed | Roof
NJSTRE1545481904 |  | Transition Incentive Program | Vineland | 8360 | 20 | 6.46 | Residential | Yes | Behind the Meter | Net-metered residential rooftop and canopy |  | None | Trinity Solar | Vineland Muni Electric | Accepted | 2020-08-20 | 2020-08-25 | 2021-10-30 | HANWHA | HANWHA 340 (Q.PEAK DUO BLK-G6 340) | Solar Panels |  | 0.34 | 8 | 184 | 30 |  | Fixed | Roof
NJSTRE1545481907 |  | Transition Incentive Program | Old Tappan | 7675 | 7 | 11.52 | Residential | No | Behind the Meter | Net-metered residential rooftop and canopy |  | None | Solar Spectrum LLC | PSE&G | Accepted | 2020-08-20 | 2020-08-25 | 2021-10-30 | Q Cells | Q.PEAK-DUO-G7-320 | Solar Panels |  | 0.32 | 22 | 215 | 31 |  | Fixed | Roof
NJSTRE1545482856 |  | Transition Incentive Program | Garfield | 7026 | 7 | 2.38 | Residential | Yes | Behind the Meter | Net-metered residential rooftop and canopy |  | None | Trinity Solar | PSE&G | Accepted | 2020-08-20 | 2020-08-26 | 2021-10-30 | Hanwha | Q.PEAK DUO BLK-G6 340 | Solar Panels |  | 0.34 | 4 | 251 | 45 |  | Fixed | Roof
NJSTRE1545482616 |  | Transition Incentive Program | Pleasantville | 8232 | 19 | 16.43 | Residential | Yes | Behind the Meter | Net-metered residential rooftop and canopy |  | None | Castle Energy, LLC | AC Electric | Accepted | 2020-08-20 | 2020-08-25 | 2021-10-30 | REC Solar | REC365AA Black | Solar Panels |  | 0.365 | 4 | 25 | 21 |  | Fixed | Roof
NJSTRE1545483228 |  | Transition Incentive Program | Millville | 8332 | 20 | 5.19 | Residential | Yes | Behind the Meter | Net-metered residential rooftop and canopy |  | None | Sunrun Installation Services, Inc. | AC Electric | Accepted | 2020-08-20 | 2020-08-25 | 2021-10-30 | LONGi Green Energy Technology Co Ltd | LR6-60HPB-305M | Solar Panels |  | 0.305 | 5 | 357 | 23 |  | Fixed | Roof
NJSTRE1545483403 |  | Transition Incentive Program | Howell | 7731 | 17 | 9.52 | Residential | Yes | Behind the Meter | Net-metered residential rooftop and canopy |  | None | Trinity Solar | JCP&L | Final As-Built Received | 2020-08-20 | 2020-08-25 | 2021-10-30 | Hanwha | Q.PEAK DUO BLK-G6 340 | Solar Panels |  | 0.34 | 12 | 202 | 41 |  | Fixed | Roof
NJSTRE1545483403 |  | Transition Incentive Program | Howell | 7731 | 17 | 9.52 | Residential | Yes | Behind the Meter | Net-metered residential rooftop and canopy |  | None | Trinity Solar | JCP&L | Final As-Built Received | 2020-08-20 | 2020-08-25 | 2021-10-30 | Hanwha | Q.PEAK DUO BLK-G6 340 | Solar Panels |  | 0.34 | 9 | 292 | 40 |  | Fixed | Roof
NJSTRE1545483411 |  | Transition Incentive Program | Montville | 7045 | 3 | 12.24 | Residential | No | Behind the Meter | Net-metered residential rooftop and canopy |  | None | Tesla Energy Operations Inc. | JCP&L | Accepted | 2020-08-20 | 2020-08-25 | 2021-10-30 | Hanwha Q-CELLS | Q.Peak DUO BLK-G6+ 340 | Solar Panels |  | 0.34 | 28 | 171 | 30 |  | Fixed | Roof
NJSTRE1545483475 |  | Transition Incentive Program | VENTNOR CITY | 8406 | 19 | 6.8 | Residential | Yes | Behind the Meter | Net-metered residential rooftop and canopy |  | None | Trinity Solar | AC Electric | Accepted | 2020-08-20 | 2020-08-25 | 2021-10-30 | HANWHA | Q.PEAK DUO BLK-G6 340 | Solar Panels |  | 0.34 | 20 | 238 | 18 |  | Fixed | Roof
NJSTRE1545479260 |  | Transition Incentive Program | Little Egg Harbor | 8087 | 18 | 7.36 | Residential | No | Behind the Meter | Net-metered residential rooftop and canopy |  | None | EMT Renewables | AC Electric | Accepted | 2020-08-19 | 2020-08-21 | 2021-10-30 | Trina | 320-BLK | Solar Panels |  | 0.32 | 4 | 318 | 25 |  | Fixed | Roof
NJSTRE1545479259 |  | Transition Incentive Program | Runnemede | 8078 | 14 | 14.39 | Residential | Yes | Behind the Meter | Net-metered residential rooftop and canopy |  | None | Vision Solar LLC | AC Electric | Accepted | 2020-08-19 | 2020-08-24 | 2021-10-30 | SUNPOWER | SPR-E20-327-E-AC | Solar Panels |  | 0.327 | 8 | 137 | 25 |  | Fixed | Roof
NJSTRE1545479305 |  | Transition Incentive Program | Manalapan | 7726 | 17 | 11.55 | Residential | Yes | Behind the Meter | Net-metered residential rooftop and canopy |  | None | Pro Custom Solar dba Momentum Solar | JCP&L | Accepted | 2020-08-19 | 2020-08-24 | 2021-10-30 | LG | LG 350N1C-V5 | Solar Panels |  | 0.35 | 15 | 268 | 20 |  | Fixed | Roof
NJSTRE1545479306 |  | Transition Incentive Program | Middletown | 7748 | 17 | 10.46 | Residential | No | Behind the Meter | Net-metered residential rooftop and canopy |  | None | GenRenew, LLC | JCP&L | Accepted | 2020-08-19 | 2020-08-24 | 2021-10-30 | Sunpower | SPR-327-E-AC | Solar Panels |  | 0.327 | 5 | 180 | 25 |  | Fixed | Roof
NJSTRE1545479331 |  | Transition Incentive Program | FLANDERS | 7836 | 3 | 13.65 | Residential | Yes | Behind the Meter | Net-metered residential rooftop and canopy |  | None | Vivint Solar Developer, LLC | JCP&L | Accepted | 2020-08-20 | 2020-08-24 | 2021-10-30 | JINKO SOLAR | JKM325M-60HBL | Solar Panels |  | 0.325 | 16 | 81 | 17 |  | Fixed | Roof
NJSTRE1545481420 |  | Transition Incentive Program | Somerset | 8873 | 5 | 7.82 | Residential | Yes | Behind the Meter | Net-metered residential rooftop and canopy |  | PSEG | Vision Solar LLC | PSE&G | Accepted | 2020-08-20 | 2020-08-24 | 2021-10-30 | HANWHA Q-CELLS | Q.PEAK DUO-G6 340 | Solar Panels |  | 0.34 | 4 | 98 | 18 |  | Fixed | Roof
NJSTRE1545481420 |  | Transition Incentive Program | Somerset | 8873 | 5 | 7.82 | Residential | Yes | Behind the Meter | Net-metered residential rooftop and canopy |  | PSEG | Vision Solar LLC | PSE&G | Accepted | 2020-08-20 | 2020-08-24 | 2021-10-30 | HANWHA Q-CELLS | Q.PEAK DUO-G6 340 | Solar Panels |  | 0.34 | 14 | 188 | 22 |  | Fixed | Roof
NJSTRE1545481481 |  | Transition Incentive Program | Linden | 7036 | 10 | 7.85 | Residential | Yes | Behind the Meter | Net-metered residential rooftop and canopy |  | None | Vision Solar LLC | PSE&G | Accepted | 2020-08-20 | 2020-08-24 | 2021-10-30 | SUNPOWER | SPR-E20-327-E-AC | Solar Panels |  | 0.327 | 5 | 264 | 40 |  | Fixed | Roof
NJSTRE1545481549 |  | Transition Incentive Program | Trenton | 8611 | 12 | 4.76 | Residential | Yes | Behind the Meter | Net-metered residential rooftop and canopy |  | None | Trinity Solar | PSE&G | Accepted | 2020-08-20 | 2020-08-24 | 2021-10-30 | Hanwha | Q.PEAK DUO BLK-G6 340 | Solar Panels |  | 0.34 | 5 | 78 | 34 |  | Fixed | Roof
NJSTRE1545481656 |  | Transition Incentive Program | Hillborough TWP | 8844 | 5 | 16.32 | Residential | No | Behind the Meter | Net-metered residential rooftop and canopy |  | None | Tesla Energy Operations Inc. | PSE&G | Accepted | 2020-08-20 | 2020-08-24 | 2021-10-30 | Hanwha Q-CELLS | Q.Peak DUO BLK-G6+ 340 | Solar Panels |  | 0.34 | 9 | 114 | 45 |  | Fixed | Roof
NJSTRE1545481718 |  | Transition Incentive Program | Pleasantville | 8232 | 19 | 6.8 | Residential | Yes | Behind the Meter | Net-metered residential rooftop and canopy |  | None | Trinity Solar | AC Electric | Accepted | 2020-08-20 | 2020-08-24 | 2021-10-30 | HANWHA | HANWHA 340 (Q.PEAK DUO BLK-G6 340) | Solar Panels |  | 0.34 | 3 | 205 | 30 |  | Fixed | Roof
NJSTRE1545481868 |  | Transition Incentive Program | Vineland | 8360 | 20 | 5.1 | Residential | Yes | Behind the Meter | Net-metered residential rooftop and canopy |  | None | Trinity Solar | Vineland Muni Electric | Accepted | 2020-08-20 | 2020-08-25 | 2021-10-30 | HANWHA 340 (Q.PEAK DUO BLK-G6 340) | HANWHA 340 (Q.PEAK DUO BLK-G6 340) | Solar Panels |  | 0.34 | 2 | 184 | 18 |  | Fixed | Roof
NJSTRE1545482616 |  | Transition Incentive Program | Pleasantville | 8232 | 19 | 16.43 | Residential | Yes | Behind the Meter | Net-metered residential rooftop and canopy |  | None | Castle Energy, LLC | AC Electric | Accepted | 2020-08-20 | 2020-08-25 | 2021-10-30 | REC Solar | REC365AA Black | Solar Panels |  | 0.365 | 13 | 294 | 35 |  | Fixed | Roof
NJSTRE1545483324 |  | Transition Incentive Program | BORDENTOWN | 8505 | 13 | 10.2 | Residential | Yes | Behind the Meter | Net-metered residential rooftop and canopy |  | None | Trinity Solar | PSE&G | Accepted | 2020-08-20 | 2020-08-25 | 2021-10-30 | HANWHA | Q.PEAK DUO BLK-G6 340 | Solar Panels |  | 0.34 | 14 | 144 | 18 |  | Fixed | Roof
NJSTRE1545483377 |  | Transition Incentive Program | South Egg Harbor | 8215 | 19 | 15.68 | Residential | No | Behind the Meter | Net-metered residential rooftop and canopy |  | None | Sun Up Zero Down | AC Electric | Accepted | 2020-08-20 | 2020-08-25 | 2021-10-30 | trina | TSM-320-DD06M.05(II) | Solar Panels |  | 0.32 | 38 | 221 | 18 |  | Fixed | Roof
NJSTRE1545483453 |  | Transition Incentive Program | Brick | 8724 | 18 | 11.9 | Residential | Yes | Behind the Meter | Net-metered residential rooftop and canopy |  | None | Pro Custom Solar dba Momentum Solar | JCP&L | Accepted | 2020-08-20 | 2020-08-25 | 2021-10-30 | LG | LG 350N1C-V5 | Solar Panels |  | 0.35 | 9 | 7 | 14 |  | Fixed | Roof
NJSTRE1545483464 |  | Transition Incentive Program | Egg Harbor Township | 8234 | 19 | 7.82 | Residential | No | Behind the Meter | Net-metered residential rooftop and canopy |  | None | Castle Energy, LLC | AC Electric | Accepted | 2020-08-20 | 2020-08-25 | 2021-10-30 | Hanwha Q-Cells | Q.Peak DUO BLK-G6 340 | Solar Panels |  | 0.34 | 16 | 154 | 20 |  | Fixed | Roof
NJSTRE1545495030 |  | Transition Incentive Program | Turnersville | 8012 | 14 | 9.14 | Residential | Yes | Behind the Meter | Net-metered residential rooftop and canopy |  | None | Suntuity Solar LLC | AC Electric | Accepted | 2020-08-21 | 2020-08-25 | 2021-10-30 | Longi | LR6-60HPB-315M | Solar Panels |  | 0.315 | 29 | 174 | 22 |  | Fixed | Roof
NJSTRE1545495045 |  | Transition Incentive Program | Mantua | 8051 | 15 | 7.25 | Residential | Yes | Behind the Meter | Net-metered residential rooftop and canopy |  | None | Suntuity Solar LLC | AC Electric | Accepted | 2020-08-21 | 2020-08-26 | 2021-10-30 | Longi | LR6-60HPB-315M | Solar Panels |  | 0.315 | 9 | 131 | 15 |  | Fixed | Roof
NJSTRE1545495057 |  | Transition Incentive Program | Kearny Town | 7032 | 8 | 6.93 | Residential | No | Behind the Meter | Net-metered residential rooftop and canopy |  | None | Vision Solar LLC | PSE&G | Accepted | 2020-08-21 | 2020-08-25 | 2021-10-30 | HANWHA Q-CELLS | Q.PEAK DUO-G5 315 | Solar Panels |  | 0.315 | 13 | 118 | 27 |  | Fixed | Roof
NJSTRE1545495057 |  | Transition Incentive Program | Kearny Town | 7032 | 8 | 6.93 | Residential | No | Behind the Meter | Net-metered residential rooftop and canopy |  | None | Vision Solar LLC | PSE&G | Accepted | 2020-08-21 | 2020-08-25 | 2021-10-30 | HANWHA Q-CELLS | Q.PEAK DUO-G5 315 | Solar Panels |  | 0.315 | 9 | 298 | 39 |  | Fixed | Roof
NJSTRE1545495098 |  | Transition Incentive Program | Pennsauken TWP | 8109 | 14 | 13.12 | Residential | Yes | Behind the Meter | Net-metered residential rooftop and canopy |  | None | Sunbound Solar | PSE&G | Accepted | 2020-08-21 | 2020-08-31 | 2021-10-30 | Hanwha | Q-CELL. Q.PEAK DUO-G5 320 | Solar Panels |  | 0.32 | 13 | 34 | 32 |  | Fixed | Roof
NJSTRE1545495102 |  | Transition Incentive Program | Toms River | 8753 | 18 | 15.04 | Residential | Yes | Behind the Meter | Net-metered residential rooftop and canopy |  | None | Seabright Solar | JCP&L | Accepted | 2020-08-21 | 2020-08-25 | 2021-10-30 | Sunpower | SPR-E20-327 | Solar Panels |  | 0.327 | 13 | 125 | 26 |  | Fixed | Roof
NJSTRE1545495124 |  | Transition Incentive Program | Egg harbor township | 8234 | 19 | 5.78 | Residential | No | Behind the Meter | Net-metered residential rooftop and canopy |  | None | Vision Solar LLC | AC Electric | Accepted | 2020-08-21 | 2020-08-25 | 2021-10-30 | HANWHA Q-CELLS | Q.PEAK DUO-G6 340 | Solar Panels |  | 0.34 | 2 | 112 | 30 |  | Fixed | Roof
NJSTRE1545495124 |  | Transition Incentive Program | Egg harbor township | 8234 | 19 | 5.78 | Residential | No | Behind the Meter | Net-metered residential rooftop and canopy |  | None | Vision Solar LLC | AC Electric | Accepted | 2020-08-21 | 2020-08-25 | 2021-10-30 | HANWHA Q-CELLS | Q.PEAK DUO-G6 340 | Solar Panels |  | 0.34 | 15 | 112 | 30 |  | Fixed | Roof
NJSTRE1545495129 |  | Transition Incentive Program | Franklinville | 8322 | 15 | 13.76 | Residential | No | Behind the Meter | Net-metered residential rooftop and canopy |  | None | EMT Renewables | AC Electric | Accepted | 2020-08-21 | 2020-08-25 | 2021-10-30 | Trina | 320BLK | Solar Panels |  | 0.32 | 22 | 181 | 30 |  | Fixed | Roof
NJSTRE1545481910 |  | Transition Incentive Program | Bound Brook | 8805 | 5 | 5.25 | Residential | Yes | Behind the Meter | Net-metered residential rooftop and canopy |  | None | Pro Custom Solar dba Momentum Solar | PSE&G | Accepted | 2020-08-20 | 2020-08-25 | 2021-10-30 | LG | LG 350N1C-V5 | Solar Panels |  | 0.35 | 15 | 187 | 26 |  | Fixed | Roof
NJSTRE1545481907 |  | Transition Incentive Program | Old Tappan | 7675 | 7 | 11.52 | Residential | No | Behind the Meter | Net-metered residential rooftop and canopy |  | None | Solar Spectrum LLC | PSE&G | Accepted | 2020-08-20 | 2020-08-25 | 2021-10-30 | Q Cells | Q.PEAK-DUO-G7-320 | Solar Panels |  | 0.32 | 6 | 35 | 31 |  | Fixed | Roof
NJSTRE1545481931 |  | Transition Incentive Program | Mount Ephraim | 8059 | 14 | 10.88 | Residential | Yes | Behind the Meter | Net-metered residential rooftop and canopy |  | None | Trinity Solar | PSE&G | Accepted | 2020-08-20 | 2020-08-25 | 2021-10-30 | Hanwha | Q.PEAK DUO BLK-G6 340 | Solar Panels |  | 0.34 | 20 | 229 | 27 |  | Fixed | Roof
NJSTRE1545483323 |  | Transition Incentive Program | Freehold | 7728 | 17 | 11.9 | Residential | Yes | Behind the Meter | Net-metered residential rooftop and canopy |  | None | Trinity Solar | JCP&L | Accepted | 2020-08-20 | 2020-08-25 | 2021-10-30 | Hanwha | Q.PEAK DUO BLK-G6 340 | Solar Panels |  | 0.34 | 24 | 120 | 23 |  | Fixed | Roof
NJSTRE1545483386 |  | Transition Incentive Program | Roselle | 7203 | 10 | 2.72 | Residential | Yes | Behind the Meter | Net-metered residential rooftop and canopy |  | None | Trinity Solar | PSE&G | Accepted | 2020-08-20 | 2020-08-25 | 2021-10-30 | Hanwha | Q.PEAK DUO BLK-G6 340 | Solar Panels |  | 0.34 | 8 | 163 | 34 |  | Fixed | Roof
NJSTRE1545483400 |  | Transition Incentive Program | VENTNOR CITY | 8406 | 19 | 6.8 | Residential | Yes | Behind the Meter | Net-metered residential rooftop and canopy |  | None | Trinity Solar | AC Electric | Accepted | 2020-08-20 | 2020-08-25 | 2021-10-30 | HANWHA | Q.PEAK DUO BLK-G6 340 | Solar Panels |  | 0.34 | 20 | 328 | 27 |  | Fixed | Roof
NJSTRE1545483441 |  | Transition Incentive Program | VINELAND | 8360 | 20 | 5.1 | Residential | Yes | Behind the Meter | Net-metered residential rooftop and canopy |  | None | Trinity Solar | Vineland Muni Electric | Accepted | 2020-08-20 | 2020-08-25 | 2021-10-30 | HANWHA | Q.PEAK DUO BLK-G6 340 | Solar Panels |  | 0.34 | 8 | 94 | 23 |  | Fixed | Roof
NJSTRE1545495018 |  | Transition Incentive Program | Barnegat | 8005 | 18 | 5.04 | Residential | Yes | Behind the Meter | Net-metered residential rooftop and canopy |  | None | Suntuity Solar LLC | JCP&L | Accepted | 2020-08-21 | 2020-08-25 | 2021-10-30 | Longi | LR6-60HPB-315M | Solar Panels |  | 0.315 | 7 | 291 | 24 |  | Fixed | Roof
NJSTRE1545495045 |  | Transition Incentive Program | Mantua | 8051 | 15 | 7.25 | Residential | Yes | Behind the Meter | Net-metered residential rooftop and canopy |  | None | Suntuity Solar LLC | AC Electric | Accepted | 2020-08-21 | 2020-08-26 | 2021-10-30 | Longi | LR6-60HPB-315M | Solar Panels |  | 0.315 | 5 | 41 | 15 |  | Fixed | Roof
NJSTRE1545495142 |  | Transition Incentive Program | Monroe Township | 8831 | 11 | 10.2 | Residential | Yes | Behind the Meter | Net-metered residential rooftop and canopy |  | None | Tesla Energy Operations Inc. | JCP&L | Accepted | 2020-08-21 | 2020-08-25 | 2021-10-30 | Hanwha Q-CELLS | Q.Peak DUO BLK-G6+ 340 | Solar Panels |  | 0.34 | 30 | 265 | 30 |  | Fixed | Roof
NJSTRE1545495131 |  | Transition Incentive Program | Mt Laurel | 8054 | 13 | 68 | Commercial | Yes | Behind the Meter | Net-metered non-residential rooftop and canopy |  | None | MOORE ENERGY LLC | PSE&G | Accepted | 2020-08-25 | 2020-08-26 | 2021-10-30 | Hanwha | QCELL DUO 400 | Solar Panels |  | 0.4 | 170 | 200 | 10 |  | Fixed | Roof
NJSTRE1545495154 |  | Transition Incentive Program | Northfield | 8225 | 19 | 9.18 | Residential | No | Behind the Meter | Net-metered residential rooftop and canopy |  | None | Castle Energy, LLC | AC Electric | Accepted | 2020-08-21 | 2020-08-26 | 2021-10-30 | Hanwha Q-Cells | Q.Peak DUO BLK-G6 340 | Solar Panels |  | 0.34 | 10 | 218 | 20 |  | Fixed | Roof
NJSTRE1545495154 |  | Transition Incentive Program | Northfield | 8225 | 19 | 9.18 | Residential | No | Behind the Meter | Net-metered residential rooftop and canopy |  | None | Castle Energy, LLC | AC Electric | Accepted | 2020-08-21 | 2020-08-26 | 2021-10-30 | Hanwha Q-Cells | Q.Peak DUO BLK-G6 340 | Solar Panels |  | 0.34 | 15 | 218 | 20 |  | Fixed | Roof
NJSTRE1545481842 |  | Transition Incentive Program | Wharton | 7885 | 3 | 14.28 | Residential | Yes | Behind the Meter | Net-metered residential rooftop and canopy |  | None | Vision Solar LLC | JCP&L | Accepted | 2020-08-20 | 2020-08-24 | 2021-10-30 | HANWHA Q-CELLS | Q.PEAK DUO-G6 340 | Solar Panels |  | 0.34 | 16 | 124 | 44 |  | Fixed | Roof
NJSTRE1545481931 |  | Transition Incentive Program | Mount Ephraim | 8059 | 14 | 10.88 | Residential | Yes | Behind the Meter | Net-metered residential rooftop and canopy |  | None | Trinity Solar | PSE&G | Accepted | 2020-08-20 | 2020-08-25 | 2021-10-30 | Hanwha | Q.PEAK DUO BLK-G6 340 | Solar Panels |  | 0.34 | 6 | 229 | 27 |  | Fixed | Roof
NJSTRE1545481933 |  | Transition Incentive Program | HILLSIDE | 7205 | 10 | 2.72 | Residential | Yes | Behind the Meter | Net-metered residential rooftop and canopy |  | None | Trinity Solar | PSE&G | Accepted | 2020-08-20 | 2020-08-26 | 2021-10-30 | HANWHA | Q.PEAK DUO BLK-G6 340 | Solar Panels |  | 0.34 | 4 | 233 | 40 |  | Fixed | Pole
NJSTRE1545481933 |  | Transition Incentive Program | HILLSIDE | 7205 | 10 | 2.72 | Residential | Yes | Behind the Meter | Net-metered residential rooftop and canopy |  | None | Trinity Solar | PSE&G | Accepted | 2020-08-20 | 2020-08-26 | 2021-10-30 | HANWHA | Q.PEAK DUO BLK-G6 340 | Solar Panels |  | 0.34 | 4 | 143 | 41 |  | Fixed | Roof
NJSTRE1545482616 |  | Transition Incentive Program | Pleasantville | 8232 | 19 | 16.43 | Residential | Yes | Behind the Meter | Net-metered residential rooftop and canopy |  | None | Castle Energy, LLC | AC Electric | Accepted | 2020-08-20 | 2020-08-25 | 2021-10-30 | REC Solar | REC365AA Black | Solar Panels |  | 0.365 | 7 | 294 | 10 |  | Fixed | Roof
NJSTRE1545483228 |  | Transition Incentive Program | Millville | 8332 | 20 | 5.19 | Residential | Yes | Behind the Meter | Net-metered residential rooftop and canopy |  | None | Sunrun Installation Services, Inc. | AC Electric | Accepted | 2020-08-20 | 2020-08-25 | 2021-10-30 | LONGi Green Energy Technology Co Ltd | LR6-60HPB-305M | Solar Panels |  | 0.305 | 12 | 177 | 23 |  | Fixed | Roof
NJSTRE1545483323 |  | Transition Incentive Program | Freehold | 7728 | 17 | 11.9 | Residential | Yes | Behind the Meter | Net-metered residential rooftop and canopy |  | None | Trinity Solar | JCP&L | Accepted | 2020-08-20 | 2020-08-25 | 2021-10-30 | Hanwha | Q.PEAK DUO BLK-G6 340 | Solar Panels |  | 0.34 | 4 | 210 | 23 |  | Fixed | Roof
NJSTRE1545483425 |  | Transition Incentive Program | Roosevelt | 8555 | 17 | 8.75 | Residential | Yes | Behind the Meter | Net-metered residential rooftop and canopy |  | None | Pro Custom Solar dba Momentum Solar | JCP&L | Accepted | 2020-08-20 | 2020-08-25 | 2021-10-30 | LG | LG 350N1C-V5 | Solar Panels |  | 0.35 | 2 | 287 | 19 |  | Fixed | Roof
NJSTRE1545483457 |  | Transition Incentive Program | BARNEGAT | 8005 | 18 | 7.36 | Residential | No | Behind the Meter | Net-metered residential rooftop and canopy |  | None | Vivint Solar Developer, LLC | AC Electric | Accepted | 2020-08-24 | 2020-08-26 | 2021-10-30 | HANWHA SOLAR | Q.PEAK DUO BLK-G5 320W | Solar Panels |  | 0.32 | 23 | 169 | 23 |  | Fixed | Roof
NJSTRE1545483494 |  | Transition Incentive Program | IRVINGTON | 7111 | 9 | 5.44 | Residential | Yes | Behind the Meter | Net-metered residential rooftop and canopy |  | None | Trinity Solar | PSE&G | Accepted | 2020-08-20 | 2020-08-25 | 2021-10-30 | HANWHA | Q.PEAK DUO BLK-G6 340 | Solar Panels |  | 0.34 | 11 | 201 | 19 |  | Fixed | Roof
NJSTRE1545483522 |  | Transition Incentive Program | Kresson | 8053 | 13 | 21.08 | Residential | No | Behind the Meter | Net-metered residential rooftop and canopy |  | None | Tesla Energy Operations Inc. | AC Electric | Accepted | 2020-08-20 | 2020-08-25 | 2021-10-30 | Hanwha Q-CELLS | Q.Peak DUO BLK-G6+ 340 | Solar Panels |  | 0.34 | 3 | 174 | 34 |  | Fixed | Roof
NJSTRE1545483522 |  | Transition Incentive Program | Kresson | 8053 | 13 | 21.08 | Residential | No | Behind the Meter | Net-metered residential rooftop and canopy |  | None | Tesla Energy Operations Inc. | AC Electric | Accepted | 2020-08-20 | 2020-08-25 | 2021-10-30 | Hanwha Q-CELLS | Q.Peak DUO BLK-G6+ 340 | Solar Panels |  | 0.34 | 5 | 264 | 32 |  | Fixed | Roof
NJSTRE1545495024 |  | Transition Incentive Program | Tuckerton | 8087 | 18 | 4.41 | Residential | Yes | Behind the Meter | Net-metered residential rooftop and canopy |  | None | Suntuity Solar LLC | AC Electric | Accepted | 2020-08-21 | 2020-08-25 | 2021-10-30 | Longi | LR6-60HPB-315M | Solar Panels |  | 0.315 | 10 | 87 | 35 |  | Fixed | Roof
NJSTRE1545482616 |  | Transition Incentive Program | Pleasantville | 8232 | 19 | 16.43 | Residential | Yes | Behind the Meter | Net-metered residential rooftop and canopy |  | None | Castle Energy, LLC | AC Electric | Accepted | 2020-08-20 | 2020-08-25 | 2021-10-30 | REC Solar | REC365AA Black | Solar Panels |  | 0.365 | 7 | 114 | 10 |  | Fixed | Roof
NJSTRE1545483324 |  | Transition Incentive Program | BORDENTOWN | 8505 | 13 | 10.2 | Residential | Yes | Behind the Meter | Net-metered residential rooftop and canopy |  | None | Trinity Solar | PSE&G | Accepted | 2020-08-20 | 2020-08-25 | 2021-10-30 | HANWHA | Q.PEAK DUO BLK-G6 340 | Solar Panels |  | 0.34 | 16 | 234 | 18 |  | Fixed | Roof
NJSTRE1545483390 |  | Transition Incentive Program | Cherry Hill | 8003 | 14 | 7.48 | Residential | Yes | Behind the Meter | Net-metered residential rooftop and canopy |  | None | Trinity Solar | PSE&G | Accepted | 2020-08-20 | 2020-08-25 | 2021-10-30 | Hanwha | Q.PEAK DUO BLK-G6 340 | Solar Panels |  | 0.34 | 9 | 241 | 20 |  | Fixed | Roof
NJSTRE1545483403 |  | Transition Incentive Program | Howell | 7731 | 17 | 9.52 | Residential | Yes | Behind the Meter | Net-metered residential rooftop and canopy |  | None | Trinity Solar | JCP&L | Final As-Built Received | 2020-08-20 | 2020-08-25 | 2021-10-30 | Hanwha | Q.PEAK DUO BLK-G6 340 | Solar Panels |  | 0.34 | 7 | 202 | 40 |  | Fixed | Roof
NJSTRE1545483425 |  | Transition Incentive Program | Roosevelt | 8555 | 17 | 8.75 | Residential | Yes | Behind the Meter | Net-metered residential rooftop and canopy |  | None | Pro Custom Solar dba Momentum Solar | JCP&L | Accepted | 2020-08-20 | 2020-08-25 | 2021-10-30 | LG | LG 350N1C-V5 | Solar Panels |  | 0.35 | 14 | 107 | 19 |  | Fixed | Roof
NJSTRE1545483441 |  | Transition Incentive Program | VINELAND | 8360 | 20 | 5.1 | Residential | Yes | Behind the Meter | Net-metered residential rooftop and canopy |  | None | Trinity Solar | Vineland Muni Electric | Accepted | 2020-08-20 | 2020-08-25 | 2021-10-30 | HANWHA | Q.PEAK DUO BLK-G6 340 | Solar Panels |  | 0.34 | 7 | 184 | 23 |  | Fixed | Roof
NJSTRE1545483470 |  | Transition Incentive Program | Williamstown | 8094 | 15 | 2.24 | Residential | Yes | Behind the Meter | Net-metered residential rooftop and canopy |  | None | Trinity Solar | AC Electric | Accepted | 2020-08-20 | 2020-08-26 | 2021-10-30 | ENPHASE IQ7 MICROINVERTERS (IQ7-60-2-US ) | ENPHASE IQ7 MICROINVERTERS (IQ7-60-2-US ) | Solar Panels |  | 0.32 | 7 | 9 | 21 |  | Fixed | Roof
NJSTRE1545483522 |  | Transition Incentive Program | Kresson | 8053 | 13 | 21.08 | Residential | No | Behind the Meter | Net-metered residential rooftop and canopy |  | None | Tesla Energy Operations Inc. | AC Electric | Accepted | 2020-08-20 | 2020-08-25 | 2021-10-30 | Hanwha Q-CELLS | Q.Peak DUO BLK-G6+ 340 | Solar Panels |  | 0.34 | 5 | 174 | 37 |  | Fixed | Roof
NJSTRE1545483518 |  | Transition Incentive Program | East Brunswick TWP | 8816 | 11 | 12.24 | Residential | No | Behind the Meter | Net-metered residential rooftop and canopy |  | None | Tesla Energy Operations Inc. | PSE&G | Accepted | 2020-08-20 | 2020-08-25 | 2021-10-30 | Hanwha Q-CELLS | Q.Peak DUO BLK-G6+ 340 | Solar Panels |  | 0.34 | 20 | 242 | 23 |  | Fixed | Roof
NJSTRE1545483728 |  | Transition Incentive Program | Hillsborough | 8844 | 5 | 11.59 | Residential | No | Behind the Meter | Net-metered residential rooftop and canopy |  | None | Integral Solar Services LLC | PSE&G | Accepted | 2020-08-20 | 2020-08-25 | 2021-10-30 | Hanwha | Q.PEAK-G4.1 300-305 | Solar Panels |  | 0.305 | 38 | 172 | 30 |  | Fixed | Roof
NJSTRE1545495024 |  | Transition Incentive Program | Tuckerton | 8087 | 18 | 4.41 | Residential | Yes | Behind the Meter | Net-metered residential rooftop and canopy |  | None | Suntuity Solar LLC | AC Electric | Accepted | 2020-08-21 | 2020-08-25 | 2021-10-30 | Longi | LR6-60HPB-315M | Solar Panels |  | 0.315 | 4 | 176 | 27 |  | Fixed | Roof
NJSTRE1545495026 |  | Transition Incentive Program | TOMS RIVER | 8757 | 18 | 5.99 | Residential | Yes | Behind the Meter | Net-metered residential rooftop and canopy |  | None | Suntuity Solar LLC | JCP&L | Accepted | 2020-08-21 | 2020-08-25 | 2021-10-30 | Longi | LR6-60HPB-315M | Solar Panels |  | 0.315 | 19 | 146 | 17 |  | Fixed | Roof
NJSTRE1545495083 |  | Transition Incentive Program | Gibbstown | 8027 | 15 | 12.24 | Residential | Yes | Behind the Meter | Net-metered residential rooftop and canopy |  | None | Trinity Solar | AC Electric | Accepted | 2020-08-21 | 2020-08-25 | 2021-10-30 | Hanwha | Q.PEAK DUO BLK-G6 340 | Solar Panels |  | 0.34 | 6 | 263 | 18 |  | Fixed | Roof
NJSTRE1545483464 |  | Transition Incentive Program | Egg Harbor Township | 8234 | 19 | 7.82 | Residential | No | Behind the Meter | Net-metered residential rooftop and canopy |  | None | Castle Energy, LLC | AC Electric | Accepted | 2020-08-20 | 2020-08-25 | 2021-10-30 | Hanwha Q-Cells | Q.Peak DUO BLK-G6 340 | Solar Panels |  | 0.34 | 7 | 334 | 20 |  | Fixed | Roof
NJSTRE1545483494 |  | Transition Incentive Program | IRVINGTON | 7111 | 9 | 5.44 | Residential | Yes | Behind the Meter | Net-metered residential rooftop and canopy |  | None | Trinity Solar | PSE&G | Accepted | 2020-08-20 | 2020-08-25 | 2021-10-30 | HANWHA | (Q.PEAK DUO BLK-G6 340 | Solar Panels |  | 0.34 | 5 | 201 | 14 |  | Fixed | Roof
NJSTRE1545483522 |  | Transition Incentive Program | Kresson | 8053 | 13 | 21.08 | Residential | No | Behind the Meter | Net-metered residential rooftop and canopy |  | None | Tesla Energy Operations Inc. | AC Electric | Accepted | 2020-08-20 | 2020-08-25 | 2021-10-30 | Hanwha Q-CELLS | Q.Peak DUO BLK-G6+ 340 | Solar Panels |  | 0.34 | 33 | 84 | 34 |  | Fixed | Roof
NJSTRE1545495018 |  | Transition Incentive Program | Barnegat | 8005 | 18 | 5.04 | Residential | Yes | Behind the Meter | Net-metered residential rooftop and canopy |  | None | Suntuity Solar LLC | JCP&L | Accepted | 2020-08-21 | 2020-08-25 | 2021-10-30 | Longi LR6-60HPB-315M | Longi LR6-60HPB-315M | Solar Panels |  | 0.315 | 9 | 111 | 29 |  | Fixed | Roof
NJSTRE1545495045 |  | Transition Incentive Program | Mantua | 8051 | 15 | 7.25 | Residential | Yes | Behind the Meter | Net-metered residential rooftop and canopy |  | None | Suntuity Solar LLC | AC Electric | Accepted | 2020-08-21 | 2020-08-26 | 2021-10-30 | Longi | LR6-60HPB-315M | Solar Panels |  | 0.315 | 3 | 131 | 15 |  | Fixed | Roof
NJSTRE1545495052 |  | Transition Incentive Program | Little Egg Harbor Twp | 8087 | 18 | 4.08 | Residential | Yes | Behind the Meter | Net-metered residential rooftop and canopy |  | None | Trinity Solar | AC Electric | Accepted | 2020-08-21 | 2020-08-25 | 2021-10-30 | Hanwha | Q.PEAK DUO BLK-G6 340 | Solar Panels |  | 0.34 | 12 | 120 | 23 |  | Fixed | Roof
NJSTRE1545495083 |  | Transition Incentive Program | Gibbstown | 8027 | 15 | 12.24 | Residential | Yes | Behind the Meter | Net-metered residential rooftop and canopy |  | None | Trinity Solar | AC Electric | Accepted | 2020-08-21 | 2020-08-25 | 2021-10-30 | Hanwha | Q.PEAK DUO BLK-G6 340 | Solar Panels |  | 0.34 | 6 | 353 | 18 |  | Fixed | Roof
NJSTRE1545495083 |  | Transition Incentive Program | Gibbstown | 8027 | 15 | 12.24 | Residential | Yes | Behind the Meter | Net-metered residential rooftop and canopy |  | None | Trinity Solar | AC Electric | Accepted | 2020-08-21 | 2020-08-25 | 2021-10-30 | Hanwha | Q.PEAK DUO BLK-G6 340 | Solar Panels |  | 0.34 | 3 | 83 | 18 |  | Fixed | Roof
NJSTRE1545495170 |  | Transition Incentive Program | Dumont | 7628 | 7 | 8.5 | Residential | No | Behind the Meter | Net-metered residential rooftop and canopy |  | None | Trinity Solar | PSE&G | Accepted | 2020-08-21 | 2020-08-25 | 2021-10-30 | Hanwha 340 | Q.PEAK DUO BLK-G6 340 | Solar Panels |  | 0.34 | 6 | 274 | 31 |  | Fixed | Roof
NJSTRE1545495164 |  | Transition Incentive Program | Blackwood | 8012 | 14 | 11.34 | Residential | No | Behind the Meter | Net-metered residential rooftop and canopy |  | None | Advanced Renewable Solutions | PSE&G | Accepted | 2020-08-21 | 2020-08-26 | 2021-10-30 | CertainTeed | CT315M11-02 | Solar Panels |  | 0.315 | 5 | 94 | 40 |  | Fixed | Roof
NJSTRE1545495210 |  | Transition Incentive Program | Cape May Court House | 8210 | 21 | 5.44 | Residential | Yes | Behind the Meter | Net-metered residential rooftop and canopy |  | None | Trinity Solar | AC Electric | Accepted | 2020-08-21 | 2020-08-26 | 2021-10-30 | Hanwha 340 | Q.PEAK DUO BLK-G6 340 | Solar Panels |  | 0.34 | 6 | 100 | 23 |  | Fixed | Roof
NJSTRE1545495409 |  | Transition Incentive Program | Blackwood | 8012 | 14 | 5.44 | Residential | Yes | Behind the Meter | Net-metered residential rooftop and canopy |  | PSEG | Vision Solar LLC | PSE&G | Accepted | 2020-08-21 | 2020-08-26 | 2021-10-30 | HANWHA Q-CELLS | Q.PEAK DUO-G6 340 | Solar Panels |  | 0.34 | 3 | 275 | 29 |  | Fixed | Roof
NJSTRE1545495421 |  | Transition Incentive Program | Pennsville | 8070 | 16 | 16.08 | Residential | No | Behind the Meter | Net-metered residential rooftop and canopy |  | None | Public Service Solar | AC Electric | Accepted | 2020-08-21 | 2020-08-25 | 2021-10-30 | LG | N1K-V5 | Solar Panels |  | 0.335 | 8 | 182 | 28 |  | Fixed | Roof
NJSTRE1545495041 |  | Transition Incentive Program | WILLIAMSTOWN | 8094 | 15 | 6.8 | Residential | Yes | Behind the Meter | Net-metered residential rooftop and canopy |  | None | Trinity Solar | AC Electric | Final As-Built Received | 2020-08-21 | 2020-08-25 | 2021-10-30 | HANWHA | Q.PEAK DUO BLK-G6 340 | Solar Panels |  | 0.34 | 20 | 136 | 23 |  | Fixed | Roof
NJSTRE1545495145 |  | Transition Incentive Program | Millville | 8332 | 20 | 8.5 | Residential | Yes | Behind the Meter | Net-metered residential rooftop and canopy |  | None | Sun Up Zero Down | AC Electric | Accepted | 2020-08-21 | 2020-08-25 | 2021-10-30 | Sunpower | SPR-E20-327-E-AC | Solar Panels |  | 0.327 | 16 | 102 | 25 |  | Fixed | Roof
NJSTRE1545495164 |  | Transition Incentive Program | Blackwood | 8012 | 14 | 11.34 | Residential | No | Behind the Meter | Net-metered residential rooftop and canopy |  | None | Advanced Renewable Solutions | PSE&G | Accepted | 2020-08-21 | 2020-08-26 | 2021-10-30 | CertainTeed | CT315M11-02 | Solar Panels |  | 0.315 | 6 | 94 | 40 |  | Fixed | Roof
NJSTRE1545495431 |  | Transition Incentive Program | Voorhees | 8043 | 14 | 11.52 | Residential | No | Behind the Meter | Net-metered residential rooftop and canopy |  | None | Green Power energy | AC Electric | Accepted | 2020-08-21 | 2020-08-26 | 2021-10-30 | LG Electronics | LG360Q1K-V5 | Solar Panels |  | 0.36 | 29 | 195 | 30 |  | Fixed | Roof
NJSTRE1545495466 |  | Transition Incentive Program | Edgewater Park | 8810 | 11 | 3.84 | Residential | No | Behind the Meter | Net-metered residential rooftop and canopy |  | None | Posigen NJ LLC | PSE&G | Accepted | 2020-08-21 | 2020-08-25 | 2021-10-30 | Silfab | SLA320BL | Solar Panels |  | 0.32 | 12 | 271 | 20 |  | Fixed | Roof
NJSTRE1545495462 |  | Transition Incentive Program | Monroe Township | 8831 | 11 | 13.32 | Residential | No | Behind the Meter | Net-metered residential rooftop and canopy |  | None | Green Power Energy | JCP&L | Accepted | 2020-08-21 | 2020-08-25 | 2021-10-30 | LG Electronics | LG360Q1C-V5 | Solar Panels |  | 0.36 | 11 | 315 | 35 |  | Fixed | Roof
NJSTRE1545495490 |  | Transition Incentive Program | Sewell | 8080 | 15 | 15.98 | Residential | Yes | Behind the Meter | Net-metered residential rooftop and canopy |  | None | Tesla Energy Operations Inc. | AC Electric | Accepted | 2020-08-21 | 2020-08-25 | 2021-10-30 | Hanwha Q-CELLS | Q.Peak DUO BLK-G6+ 340 | Solar Panels |  | 0.34 | 3 | 141 | 27 |  | Fixed | Roof
NJSTRE1545495490 |  | Transition Incentive Program | Sewell | 8080 | 15 | 15.98 | Residential | Yes | Behind the Meter | Net-metered residential rooftop and canopy |  | None | Tesla Energy Operations Inc. | AC Electric | Accepted | 2020-08-21 | 2020-08-25 | 2021-10-30 | Hanwha Q-CELLS | Q.Peak DUO BLK-G6+ 340 | Solar Panels |  | 0.34 | 8 | 322 | 18 |  | Fixed | Roof
NJSTRE1545495564 |  | Transition Incentive Program | Columbus | 8022 | 13 | 10.88 | Residential | No | Behind the Meter | Net-metered residential rooftop and canopy |  | None | Pro Custom Solar dba Momentum Solar | PSE&G | Accepted | 2020-08-21 | 2020-08-26 | 2021-10-30 | HANWHA | Q.PEAK DUO BLK G6+ 340 | Solar Panels |  | 0.34 | 32 | 133 | 32 |  | Fixed | Roof
NJSTRE1545495570 |  | Transition Incentive Program | HILLSBOROUGH | 8844 | 5 | 23.12 | Residential | No | Behind the Meter | Net-metered residential rooftop and canopy |  | None | SEA BRIGHT SOLAR, LLC | PSE&G | Accepted | 2020-08-21 | 2020-08-26 | 2021-10-30 | SUNPOWER | SPR-335-BLK-AC | Solar Panels |  | 0.335 | 7 | 119 | 44 |  | Fixed | Roof | SE
NJSTRE1545495570 |  | Transition Incentive Program | HILLSBOROUGH | 8844 | 5 | 23.12 | Residential | No | Behind the Meter | Net-metered residential rooftop and canopy |  | None | SEA BRIGHT SOLAR, LLC | PSE&G | Accepted | 2020-08-21 | 2020-08-26 | 2021-10-30 | SUNPOWER | SPR-335-BLK-AC | Solar Panels |  | 0.335 | 9 | 119 | 45 |  | Fixed | Roof | SE
NJSTRE1545495570 |  | Transition Incentive Program | HILLSBOROUGH | 8844 | 5 | 23.12 | Residential | No | Behind the Meter | Net-metered residential rooftop and canopy |  | None | SEA BRIGHT SOLAR, LLC | PSE&G | Accepted | 2020-08-21 | 2020-08-26 | 2021-10-30 | SUNPOWER | SPR-335-BLK-AC | Solar Panels |  | 0.335 | 11 | 209 | 31 |  | Fixed | Roof | SW
NJSTRE1545495592 |  | Transition Incentive Program | Pleasantville | 8232 | 19 | 6.46 | Residential | Yes | Behind the Meter | Net-metered residential rooftop and canopy |  | None | Castle Energy, LLC | AC Electric | Accepted | 2020-08-21 | 2020-08-26 | 2021-10-30 | Hanwha Q-Cells | Q.Peak DUO BLK-G6 340 | Solar Panels |  | 0.34 | 16 | 115 | 45 |  | Fixed | Roof
NJSTRE1545495098 |  | Transition Incentive Program | Pennsauken TWP | 8109 | 14 | 13.12 | Residential | Yes | Behind the Meter | Net-metered residential rooftop and canopy |  | None | Sunbound Solar | PSE&G | Accepted | 2020-08-21 | 2020-08-31 | 2021-10-30 | Hanwha | Q-CELL. Q.PEAK DUO-G5 320 | Solar Panels |  | 0.32 | 4 | 124 | 30 |  | Single Axis | Roof
NJSTRE1545495111 |  | Transition Incentive Program | Maple Shade | 8052 | 13 | 7.82 | Residential | Yes | Behind the Meter | Net-metered residential rooftop and canopy |  | None | Trinity Solar | PSE&G | Accepted | 2020-08-21 | 2020-08-25 | 2021-10-30 | Hanwha | Q.PEAK DUO BLK-G6 340 | Solar Panels |  | 0.34 | 23 | 239 | 18 |  | Fixed | Roof
NJSTRE1545495102 |  | Transition Incentive Program | Toms River | 8753 | 18 | 15.04 | Residential | Yes | Behind the Meter | Net-metered residential rooftop and canopy |  | None | Seabright Solar | JCP&L | Accepted | 2020-08-21 | 2020-08-25 | 2021-10-30 | Sunpower | SPR-E20-327 | Solar Panels |  | 0.327 | 10 | 305 | 21 |  | Double Axis | Roof
NJSTRE1545495143 |  | Transition Incentive Program | Trenton | 8648 | 12 | 5.44 | Residential | No | Behind the Meter | Net-metered residential rooftop and canopy |  | None | Trinity Solar | PSE&G | Accepted | 2020-08-21 | 2020-08-25 | 2021-10-30 | Hanwha | Q.PEAK DUO BLK-G6 340 | Solar Panels |  | 0.34 | 16 | 140 | 27 |  | Fixed | Roof
NJSTRE1545495409 |  | Transition Incentive Program | Blackwood | 8012 | 14 | 5.44 | Residential | Yes | Behind the Meter | Net-metered residential rooftop and canopy |  | PSEG | Vision Solar LLC | PSE&G | Accepted | 2020-08-21 | 2020-08-26 | 2021-10-30 | HANWHA Q-CELLS | Q.PEAK DUO-G6 340 | Solar Panels |  | 0.34 | 10 | 274 | 25 |  | Fixed | Roof
NJSTRE1545495490 |  | Transition Incentive Program | Sewell | 8080 | 15 | 15.98 | Residential | Yes | Behind the Meter | Net-metered residential rooftop and canopy |  | None | Tesla Energy Operations Inc. | AC Electric | Accepted | 2020-08-21 | 2020-08-25 | 2021-10-30 | Hanwha Q-CELLS | Q.Peak DUO BLK-G6+ 340 | Solar Panels |  | 0.34 | 3 | 321 | 27 |  | Fixed | Roof
NJSTRE1545495512 |  | Transition Incentive Program | VINELAND | 8360 | 20 | 5.1 | Residential | Yes | Behind the Meter | Net-metered residential rooftop and canopy |  | None | Trinity Solar | Vineland Muni Electric | Accepted | 2020-08-21 | 2020-08-25 | 2021-10-30 | HANWHA | Q.PEAK DUO BLK-G6 340 | Solar Panels |  | 0.34 | 15 | 183 | 18 |  | Fixed | Roof
NJSTRE1545495522 |  | Transition Incentive Program | Bayonne | 7002 | 8 | 3.35 | Residential | Yes | Behind the Meter | Net-metered residential rooftop and canopy |  | None | Trinity Solar | PSE&G | Accepted | 2020-08-21 | 2020-08-26 | 2021-10-30 | Hanwha 335 | Q.PEAK DUO BLK-G6 335 | Solar Panels |  | 0.335 | 10 | 123 | 45 |  | Fixed | Roof
NJSTRE1545495519 |  | Transition Incentive Program | Springfield | 7081 | 10 | 9 | Residential | No | Behind the Meter | Net-metered residential rooftop and canopy |  | None | Public Service Solar | JCP&L | Accepted | 2020-08-21 | 2020-08-26 | 2021-10-30 | LG | Q1K-V5 | Solar Panels |  | 0.36 | 4 | 90 | 30 |  | Fixed | Roof
NJSTRE1545495540 |  | Transition Incentive Program | Cliffside Park | 7010 | 7 | 10.54 | Residential | Yes | Behind the Meter | Net-metered residential rooftop and canopy |  | None | 1st Light Energy Inc | PSE&G | Accepted | 2020-08-21 | 2020-08-26 | 2021-10-30 | Longi | LR6-60HPB-USRGM | Solar Panels |  | 0.31 | 28 | 211 | 14 |  | Fixed | Roof
NJSTRE1545495570 |  | Transition Incentive Program | HILLSBOROUGH | 8844 | 5 | 23.12 | Residential | No | Behind the Meter | Net-metered residential rooftop and canopy |  | None | SEA BRIGHT SOLAR, LLC | PSE&G | Accepted | 2020-08-21 | 2020-08-26 | 2021-10-30 | SUNPOWER | SPR-335-BLK-AC | Solar Panels |  | 0.335 | 5 | 209 | 31 |  | Fixed | Roof | SW
NJSTRE1545495657 |  | Transition Incentive Program | Nutley | 7110 | 9 | 3.35 | Residential | Yes | Behind the Meter | Net-metered residential rooftop and canopy |  | None | Trinity Solar | PSE&G | Accepted | 2020-08-21 | 2020-08-26 | 2021-10-30 | Hanwha 335 | Q.PEAK DUO BLK-G6 335 | Solar Panels |  | 0.335 | 10 | 127 | 27 |  | Fixed | Roof
NJSTRE1545496675 |  | Transition Incentive Program | Berlin | 8009 | 14 | 12.75 | Residential | Yes | Behind the Meter | Net-metered residential rooftop and canopy |  | None | Castle Energy, LLC | AC Electric | Accepted | 2020-08-21 | 2020-08-26 | 2021-10-30 | SunPower | SPR-E20-327-E-AC | Solar Panels |  | 0.327 | 15 | 173 | 40 |  | Fixed | Roof
NJSTRE1545481813 |  | Transition Incentive Program | Hopewell | 8560 | 12 | 28 | Residential | No | Behind the Meter | Net-metered residential rooftop and canopy |  | None | Pro Custom Solar dba Momentum Solar | JCP&L | Accepted | 2020-08-20 | 2020-08-24 | 2021-10-30 | LG | LG 350N1C-V5 | Solar Panels |  | 0.35 | 9 | 234 | 15 |  | Fixed | Roof
NJSTRE1545481854 |  | Transition Incentive Program | Port Reading | 7064 | 11 | 3.15 | Residential | Yes | Behind the Meter | Net-metered residential rooftop and canopy |  | None | Pro Custom Solar dba Momentum Solar | PSE&G | Accepted | 2020-08-20 | 2020-08-24 | 2021-10-30 | LG | LG 350N1C-V5 | Solar Panels |  | 0.35 | 9 | 168 | 40 |  | Fixed | Roof
NJSTRE1545481877 |  | Transition Incentive Program | Dayton | 8810 | 11 | 6.3 | Residential | Yes | Behind the Meter | Net-metered residential rooftop and canopy |  | None | Pro Custom Solar dba Momentum Solar | PSE&G | Accepted | 2020-08-20 | 2020-08-25 | 2021-10-30 | LG | LG 350N1C-V5 | Solar Panels |  | 0.35 | 11 | 236 | 24 |  | Fixed | Roof
NJSTRE1545481907 |  | Transition Incentive Program | Old Tappan | 7675 | 7 | 11.52 | Residential | No | Behind the Meter | Net-metered residential rooftop and canopy |  | None | Solar Spectrum LLC | PSE&G | Accepted | 2020-08-20 | 2020-08-25 | 2021-10-30 | Q Cells | Q.PEAK-DUO-G7-320 | Solar Panels |  | 0.32 | 8 | 125 | 39 |  | Fixed | Roof
NJSTRE1545482831 |  | Transition Incentive Program | Absecon | 8201 | 19 | 5.78 | Residential | Yes | Behind the Meter | Net-metered residential rooftop and canopy |  | None | Trinity Solar | AC Electric | Accepted | 2020-08-20 | 2020-08-25 | 2021-10-30 | Hanwha | Q.PEAK DUO BLK-G6 340 | Solar Panels |  | 0.34 | 17 | 221 | 18 |  | Fixed | Roof
NJSTRE1545482616 |  | Transition Incentive Program | Pleasantville | 8232 | 19 | 16.43 | Residential | Yes | Behind the Meter | Net-metered residential rooftop and canopy |  | None | Castle Energy, LLC | AC Electric | Accepted | 2020-08-20 | 2020-08-25 | 2021-10-30 | REC Solar | REC365AA Black | Solar Panels |  | 0.365 | 14 | 114 | 35 |  | Fixed | Roof
NJSTRE1545483323 |  | Transition Incentive Program | Freehold | 7728 | 17 | 11.9 | Residential | Yes | Behind the Meter | Net-metered residential rooftop and canopy |  | None | Trinity Solar | JCP&L | Accepted | 2020-08-20 | 2020-08-25 | 2021-10-30 | Hanwha | Q.PEAK DUO BLK-G6 340 | Solar Panels |  | 0.34 | 7 | 210 | 23 |  | Fixed | Roof
NJSTRE1545483390 |  | Transition Incentive Program | Cherry Hill | 8003 | 14 | 7.48 | Residential | Yes | Behind the Meter | Net-metered residential rooftop and canopy |  | None | Trinity Solar | PSE&G | Accepted | 2020-08-20 | 2020-08-25 | 2021-10-30 | Hanwha | Q.PEAK DUO BLK-G6 340 | Solar Panels |  | 0.34 | 13 | 152 | 18 |  | Fixed | Roof
NJSTRE1545483425 |  | Transition Incentive Program | Roosevelt | 8555 | 17 | 8.75 | Residential | Yes | Behind the Meter | Net-metered residential rooftop and canopy |  | None | Pro Custom Solar dba Momentum Solar | JCP&L | Accepted | 2020-08-20 | 2020-08-25 | 2021-10-30 | LG | LG 350N1C-V5 | Solar Panels |  | 0.35 | 9 | 197 | 13 |  | Fixed | Roof
NJSTRE1545483479 |  | Transition Incentive Program | Ocean City | 8226 | 21 | 5.12 | Residential | No | Behind the Meter | Net-metered residential rooftop and canopy |  | None | Perone Electric | AC Electric | Accepted | 2020-08-20 | 2020-08-25 | 2021-10-30 | Silifab Solar | SIL 320BL | Solar Panels |  | 0.32 | 10 | 118 | 24 |  | Fixed | Roof
NJSTRE1545483522 |  | Transition Incentive Program | Kresson | 8053 | 13 | 21.08 | Residential | No | Behind the Meter | Net-metered residential rooftop and canopy |  | None | Tesla Energy Operations Inc. | AC Electric | Accepted | 2020-08-20 | 2020-08-25 | 2021-10-30 | Hanwha Q-CELLS | Q.Peak DUO BLK-G6+ 340 | Solar Panels |  | 0.34 | 9 | 264 | 34 |  | Fixed | Roof
NJSTRE1545483518 |  | Transition Incentive Program | East Brunswick TWP | 8816 | 11 | 12.24 | Residential | No | Behind the Meter | Net-metered residential rooftop and canopy |  | None | Tesla Energy Operations Inc. | PSE&G | Accepted | 2020-08-20 | 2020-08-25 | 2021-10-30 | Hanwha Q-CELLS | Q.Peak DUO BLK-G6+ 340 | Solar Panels |  | 0.34 | 8 | 152 | 23 |  | Fixed | Roof
NJSTRE1545483745 |  | Transition Incentive Program | Englishtown | 7726 | 17 | 6.93 | Residential | No | Behind the Meter | Net-metered residential rooftop and canopy |  | None | Sunrun Installation Services, Inc. | JCP&L | Accepted | 2020-08-20 | 2020-08-31 | 2021-10-30 | LG Electronics | LG330N1C-A5 | Solar Panels |  | 0.33 | 21 | 72 | 37 |  | Fixed | Roof
NJSTRE1545483479 |  | Transition Incentive Program | Ocean City | 8226 | 21 | 5.12 | Residential | No | Behind the Meter | Net-metered residential rooftop and canopy |  | None | Perone Electric | AC Electric | Accepted | 2020-08-20 | 2020-08-25 | 2021-10-30 | Silifab Solar | SIL-320BL | Solar Panels |  | 0.32 | 2 | 208 | 6 |  | Fixed | Roof
NJSTRE1545483522 |  | Transition Incentive Program | Kresson | 8053 | 13 | 21.08 | Residential | No | Behind the Meter | Net-metered residential rooftop and canopy |  | None | Tesla Energy Operations Inc. | AC Electric | Accepted | 2020-08-20 | 2020-08-25 | 2021-10-30 | Hanwha Q-CELLS | Q.Peak DUO BLK-G6+ 340 | Solar Panels |  | 0.34 | 7 | 174 | 34 |  | Fixed | Roof
NJSTRE1545495038 |  | Transition Incentive Program | Irvington | 7111 | 9 | 7.14 | Residential | Yes | Behind the Meter | Net-metered residential rooftop and canopy |  | None | Vision Solar LLC | PSE&G | Accepted | 2020-08-21 | 2020-08-25 | 2021-10-30 | HANWHA Q-CELLS | Q.PEAK DUO-G6 340 | Solar Panels |  | 0.34 | 3 | 308 | 30 |  | Fixed | Roof
NJSTRE1545495038 |  | Transition Incentive Program | Irvington | 7111 | 9 | 7.14 | Residential | Yes | Behind the Meter | Net-metered residential rooftop and canopy |  | None | Vision Solar LLC | PSE&G | Accepted | 2020-08-21 | 2020-08-25 | 2021-10-30 | HANWHA Q-CELLS | Q.PEAK DUO-G6 340 | Solar Panels |  | 0.34 | 18 | 308 | 15 |  | Fixed | Roof
NJSTRE1545495083 |  | Transition Incentive Program | Gibbstown | 8027 | 15 | 12.24 | Residential | Yes | Behind the Meter | Net-metered residential rooftop and canopy |  | None | Trinity Solar | AC Electric | Accepted | 2020-08-21 | 2020-08-25 | 2021-10-30 | Hanwha | Q.PEAK DUO BLK-G6 340 | Solar Panels |  | 0.34 | 16 | 172 | 18 |  | Fixed | Roof
NJSTRE1545495098 |  | Transition Incentive Program | Pennsauken TWP | 8109 | 14 | 13.12 | Residential | Yes | Behind the Meter | Net-metered residential rooftop and canopy |  | None | Sunbound Solar | PSE&G | Accepted | 2020-08-21 | 2020-08-31 | 2021-10-30 | Hanwha | Q-CELL. Q.PEAK DUO-G5 320 | Solar Panels |  | 0.32 | 11 | 214 | 34 |  | Fixed | Roof
NJSTRE1545495102 |  | Transition Incentive Program | Toms River | 8753 | 18 | 15.04 | Residential | Yes | Behind the Meter | Net-metered residential rooftop and canopy |  | None | Seabright Solar | JCP&L | Accepted | 2020-08-21 | 2020-08-25 | 2021-10-30 | Sunpower | SPR-E20-327 | Solar Panels |  | 0.327 | 7 | 302 | 26 |  | Fixed | Roof
NJSTRE1545495129 |  | Transition Incentive Program | Franklinville | 8322 | 15 | 13.76 | Residential | No | Behind the Meter | Net-metered residential rooftop and canopy |  | None | EMT Renewables | AC Electric | Accepted | 2020-08-21 | 2020-08-25 | 2021-10-30 | Trina | 320BLK | Solar Panels |  | 0.32 | 8 | 271 | 20 |  | Fixed | Roof
NJSTRE1545495145 |  | Transition Incentive Program | Millville | 8332 | 20 | 8.5 | Residential | Yes | Behind the Meter | Net-metered residential rooftop and canopy |  | None | Sun Up Zero Down | AC Electric | Accepted | 2020-08-21 | 2020-08-25 | 2021-10-30 | sunpower | SPR-E20-327-E-AC | Solar Panels |  | 0.327 | 10 | 192 | 25 |  | Fixed | Roof
NJSTRE1545495170 |  | Transition Incentive Program | Dumont | 7628 | 7 | 8.5 | Residential | No | Behind the Meter | Net-metered residential rooftop and canopy |  | None | Trinity Solar | PSE&G | Accepted | 2020-08-21 | 2020-08-25 | 2021-10-30 | Hanwha 340 | Q.PEAK DUO BLK-G6 340 | Solar Panels |  | 0.34 | 10 | 274 | 40 |  | Fixed | Roof
NJSTRE1545495453 |  | Transition Incentive Program | Pennington | 8534 | 12 | 8.71 | Residential | No | Behind the Meter | Net-metered residential rooftop and canopy |  | None | Public Service Solar | PSE&G | Accepted | 2020-08-31 | 2020-08-31 | 2021-10-30 | LG | N1K-V5 | Solar Panels |  | 0.335 | 10 | 180 | 26 |  | Fixed | Roof
NJSTRE1545495505 |  | Transition Incentive Program | Blackwood | 8012 | 14 | 7.48 | Residential | No | Behind the Meter | Net-metered residential rooftop and canopy |  | None | Trinity Solar | AC Electric | Accepted | 2020-08-21 | 2020-08-25 | 2021-10-30 | HANWHA 340 (Q.PEAK DUO BLK-G6 340) | HANWHA 340 (Q.PEAK DUO BLK-G6 340) | Solar Panels |  | 0.34 | 2 | 244 | 23 |  | Fixed | Roof
NJSTRE1545495519 |  | Transition Incentive Program | Springfield | 7081 | 10 | 9 | Residential | No | Behind the Meter | Net-metered residential rooftop and canopy |  | None | Public Service Solar | JCP&L | Accepted | 2020-08-21 | 2020-08-26 | 2021-10-30 | LG | Q1K-V5 | Solar Panels |  | 0.36 | 4 | 268 | 28 |  | Fixed | Roof
NJSTRE1545481853 |  | Transition Incentive Program | Ridgefield Park | 7660 | 7 | 3.74 | Residential | Yes | Behind the Meter | Net-metered residential rooftop and canopy |  | None | Trinity Solar | PSE&G | Accepted | 2020-08-20 | 2020-08-24 | 2021-10-30 | Hanwha | Q.PEAK DUO BLK-G6 340 | Solar Panels |  | 0.34 | 11 | 198 | 37 |  | Fixed | Roof
NJSTRE1545481904 |  | Transition Incentive Program | Vineland | 8360 | 20 | 6.46 | Residential | Yes | Behind the Meter | Net-metered residential rooftop and canopy |  | None | Trinity Solar | Vineland Muni Electric | Accepted | 2020-08-20 | 2020-08-25 | 2021-10-30 | HANWHA | HANWHA 340 (Q.PEAK DUO BLK-G6 340) | Solar Panels |  | 0.34 | 3 | 94 | 27 |  | Fixed | Roof
NJSTRE1545481918 |  | Transition Incentive Program | Swedesboro | 8085 | 15 | 10.05 | Residential | Yes | Behind the Meter | Net-metered residential rooftop and canopy |  | None | Trinity Solar | AC Electric | Accepted | 2020-08-20 | 2020-08-25 | 2021-10-30 | Hanwha 335 | Q.PEAK DUO BLK-G6 335 | Solar Panels |  | 0.335 | 30 | 127 | 45 |  | Fixed | Roof
NJSTRE1545483411 |  | Transition Incentive Program | Montville | 7045 | 3 | 12.24 | Residential | No | Behind the Meter | Net-metered residential rooftop and canopy |  | None | Tesla Energy Operations Inc. | JCP&L | Accepted | 2020-08-20 | 2020-08-25 | 2021-10-30 | Hanwha Q-CELLS | Q.Peak DUO BLK-G6+ 340 | Solar Panels |  | 0.34 | 8 | 351 | 30 |  | Fixed | Roof
NJSTRE1545483421 |  | Transition Incentive Program | Pleasantville | 8232 | 19 | 5.44 | Residential | Yes | Behind the Meter | Net-metered residential rooftop and canopy |  | None | Castle Energy, LLC | AC Electric | Accepted | 2020-08-20 | 2020-08-25 | 2021-10-30 | Hanwha Q-Cells | Q.Peak DUO BLK-G6 340 | Solar Panels |  | 0.34 | 4 | 219 | 20 |  | Fixed | Roof
NJSTRE1545483421 |  | Transition Incentive Program | Pleasantville | 8232 | 19 | 5.44 | Residential | Yes | Behind the Meter | Net-metered residential rooftop and canopy |  | None | Castle Energy, LLC | AC Electric | Accepted | 2020-08-20 | 2020-08-25 | 2021-10-30 | Hanwha Q-Cells | Q.Peak DUO BLK-G6 340 | Solar Panels |  | 0.34 | 12 | 218 | 35 |  | Fixed | Roof
NJSTRE1545483453 |  | Transition Incentive Program | Brick | 8724 | 18 | 11.9 | Residential | Yes | Behind the Meter | Net-metered residential rooftop and canopy |  | None | Pro Custom Solar dba Momentum Solar | JCP&L | Accepted | 2020-08-20 | 2020-08-25 | 2021-10-30 | LG | LG 350N1C-V5 | Solar Panels |  | 0.35 | 25 | 187 | 13 |  | Fixed | Roof
NJSTRE1545483479 |  | Transition Incentive Program | Ocean City | 8226 | 21 | 5.12 | Residential | No | Behind the Meter | Net-metered residential rooftop and canopy |  | None | Perone Electric | AC Electric | Accepted | 2020-08-20 | 2020-08-25 | 2021-10-30 | Silifab Solar | SIL-320BL | Solar Panels |  | 0.32 | 4 | 208 | 21 |  | Fixed | Roof
NJSTRE1545483518 |  | Transition Incentive Program | East Brunswick TWP | 8816 | 11 | 12.24 | Residential | No | Behind the Meter | Net-metered residential rooftop and canopy |  | None | Tesla Energy Operations Inc. | PSE&G | Accepted | 2020-08-20 | 2020-08-25 | 2021-10-30 | Hanwha Q-CELLS | Q.Peak DUO BLK-G6+ 340 | Solar Panels |  | 0.34 | 8 | 62 | 23 |  | Fixed | Roof
NJSTRE1545495048 |  | Transition Incentive Program | Clayton | 8312 | 15 | 7.04 | Residential | Yes | Behind the Meter | Net-metered residential rooftop and canopy |  | None | Posigen NJ LLC | AC Electric | Accepted | 2020-08-21 | 2020-08-26 | 2021-10-30 | Silfab | SLA320BL | Solar Panels |  | 0.32 | 22 | 236 | 32 |  | Fixed | Roof
NJSTRE1545495098 |  | Transition Incentive Program | Pennsauken TWP | 8109 | 14 | 13.12 | Residential | Yes | Behind the Meter | Net-metered residential rooftop and canopy |  | None | Sunbound Solar | PSE&G | Accepted | 2020-08-21 | 2020-08-31 | 2021-10-30 | Hanwha | Q-CELL. Q.PEAK DUO-G5 320 | Solar Panels |  | 0.32 | 13 | 304 | 30 |  | Fixed | Roof
NJSTRE1545495129 |  | Transition Incentive Program | Franklinville | 8322 | 15 | 13.76 | Residential | No | Behind the Meter | Net-metered residential rooftop and canopy |  | None | EMT Renewables | AC Electric | Accepted | 2020-08-21 | 2020-08-25 | 2021-10-30 | Trina | 320BLK | Solar Panels |  | 0.32 | 8 | 181 | 26 |  | Fixed | Roof
NJSTRE1545495116 |  | Transition Incentive Program | MONROE | 8831 | 11 | 9.81 | Residential | Yes | Behind the Meter | Net-metered residential rooftop and canopy |  | None | Sea Bright Solar, LLC | JCP&L | Accepted | 2020-08-21 | 2020-08-25 | 2021-10-30 | SUNPOWER | SPR-327-AC | Solar Panels |  | 0.327 | 6 | 183 | 39 |  | Fixed | Roof | SOUTH
NJSTRE1545495129 |  | Transition Incentive Program | Franklinville | 8322 | 15 | 13.76 | Residential | No | Behind the Meter | Net-metered residential rooftop and canopy |  | None | EMT Renewables | AC Electric | Accepted | 2020-08-21 | 2020-08-25 | 2021-10-30 | Trina | 320BLK | Solar Panels |  | 0.32 | 5 | 181 | 30 |  | Fixed | Roof
NJSTRE1545495116 |  | Transition Incentive Program | MONROE | 8831 | 11 | 9.81 | Residential | Yes | Behind the Meter | Net-metered residential rooftop and canopy |  | None | Sea Bright Solar, LLC | JCP&L | Accepted | 2020-08-21 | 2020-08-25 | 2021-10-30 | SUNPOWER | SPR-327-AC | Solar Panels |  | 0.327 | 21 | 93 | 30 |  | Fixed | Roof | EAST
NJSTRE1545495170 |  | Transition Incentive Program | Dumont | 7628 | 7 | 8.5 | Residential | No | Behind the Meter | Net-metered residential rooftop and canopy |  | None | Trinity Solar | PSE&G | Accepted | 2020-08-21 | 2020-08-25 | 2021-10-30 | Hanwha 340 | Q.PEAK DUO BLK-G6 340 | Solar Panels |  | 0.34 | 5 | 94 | 31 |  | Fixed | Roof
NJSTRE1545495170 |  | Transition Incentive Program | Dumont | 7628 | 7 | 8.5 | Residential | No | Behind the Meter | Net-metered residential rooftop and canopy |  | None | Trinity Solar | PSE&G | Accepted | 2020-08-21 | 2020-08-25 | 2021-10-30 | Hanwha 340 | Q.PEAK DUO BLK-G6 340 | Solar Panels |  | 0.34 | 4 | 94 | 40 |  | Fixed | Roof
NJSTRE1545495490 |  | Transition Incentive Program | Sewell | 8080 | 15 | 15.98 | Residential | Yes | Behind the Meter | Net-metered residential rooftop and canopy |  | None | Tesla Energy Operations Inc. | AC Electric | Accepted | 2020-08-21 | 2020-08-25 | 2021-10-30 | Hanwha Q-CELLS | Q.Peak DUO BLK-G6+ 340 | Solar Panels |  | 0.34 | 10 | 232 | 18 |  | Fixed | Roof
NJSTRE1545495516 |  | Transition Incentive Program | Millville | 8332 | 20 | 9.6 | Residential | Yes | Behind the Meter | Net-metered residential rooftop and canopy |  | None | Posigen NJ LLC | AC Electric | Accepted | 2020-08-21 | 2020-08-25 | 2021-10-30 | Silfab | SLA320BL | Solar Panels |  | 0.32 | 30 | 99 | 20 |  | Fixed | Roof
NJSTRE1545495519 |  | Transition Incentive Program | Springfield | 7081 | 10 | 9 | Residential | No | Behind the Meter | Net-metered residential rooftop and canopy |  | None | Public Service Solar | JCP&L | Accepted | 2020-08-21 | 2020-08-26 | 2021-10-30 | LG | Q1K-V5 | Solar Panels |  | 0.36 | 17 | 180 | 13 |  | Fixed | Roof
NJSTRE1545495542 |  | Transition Incentive Program | Little Ferry | 7643 | 7 | 4.36 | Residential | Yes | Behind the Meter | Net-metered residential rooftop and canopy |  | None | Trinity Solar | PSE&G | Accepted | 2020-08-21 | 2020-08-26 | 2021-10-30 | Hanwha | Q.PEAK DUO BLK-G6 335 | Solar Panels |  | 0.335 | 13 | 202 | 21 |  | Fixed | Roof
NJSTRE1545495587 |  | Transition Incentive Program | Columbus | 8022 | 13 | 12.24 | Residential | No | Behind the Meter | Net-metered residential rooftop and canopy |  | None | Trinity Solar | PSE&G | Accepted | 2020-08-21 | 2020-08-26 | 2021-10-30 | Hanwha | Q.PEAK DUO BLK-G6 340 | Solar Panels |  | 0.34 | 25 | 19 | 13 |  | Fixed | Roof
NJSTRE1545495588 |  | Transition Incentive Program | Audubon Boro | 8106 | 14 | 8.68 | Residential | Yes | Behind the Meter | Net-metered residential rooftop and canopy |  | None | 1st Light Energy Inc | PSE&G | Accepted | 2020-08-21 | 2020-08-26 | 2021-10-30 | Longi | LR6-60HPB-310M | Solar Panels |  | 0.31 | 13 | 321 | 30 |  | Fixed | Roof
NJSTRE1545495591 |  | Transition Incentive Program | Bogota | 7603 | 7 | 7 | Residential | Yes | Behind the Meter | Net-metered residential rooftop and canopy |  | None | Pro Custom Solar dba Momentum Solar | PSE&G | Accepted | 2020-08-21 | 2020-08-26 | 2021-10-30 | LG | LG 350N1C-V5 | Solar Panels |  | 0.35 | 8 | 290 | 23 |  | Fixed | Roof
NJSTRE1545495604 |  | Transition Incentive Program | Bayonne | 7002 | 8 | 7.37 | Residential | Yes | Behind the Meter | Net-metered residential rooftop and canopy |  | None | Trinity Solar | PSE&G | Accepted | 2020-08-21 | 2020-08-26 | 2021-10-30 | Hanwha 335 | Q.PEAK DUO BLK-G6 335 | Solar Panels |  | 0.335 | 15 | 123 | 45 |  | Fixed | Roof
NJSTRE1545495605 |  | Transition Incentive Program | Hainesport | 8036 | 13 | 8.71 | Residential | Yes | Behind the Meter | Net-metered residential rooftop and canopy |  | None | Pro Custom Solar dba Momentum Solar | PSE&G | Accepted | 2020-08-21 | 2020-08-26 | 2021-10-30 | HANWHA | Q.PEAK DUO BLK G6+ 335 | Solar Panels |  | 0.335 | 20 | 158 | 22 |  | Fixed | Roof
NJSTRE1545495154 |  | Transition Incentive Program | Northfield | 8225 | 19 | 9.18 | Residential | No | Behind the Meter | Net-metered residential rooftop and canopy |  | None | Castle Energy, LLC | AC Electric | Accepted | 2020-08-21 | 2020-08-26 | 2021-10-30 | Hanwha Q-Cells | Q.Peak DUO BLK-G6 340 | Solar Panels |  | 0.34 | 2 | 128 | 19 |  | Fixed | Roof
NJSTRE1545495164 |  | Transition Incentive Program | Blackwood | 8012 | 14 | 11.34 | Residential | No | Behind the Meter | Net-metered residential rooftop and canopy |  | None | Advanced Renewable Solutions | PSE&G | Accepted | 2020-08-21 | 2020-08-26 | 2021-10-30 | CertainTeed | CT315M11-02 | Solar Panels |  | 0.315 | 2 | 184 | 45 |  | Fixed | Roof
NJSTRE1545495421 |  | Transition Incentive Program | Pennsville | 8070 | 16 | 16.08 | Residential | No | Behind the Meter | Net-metered residential rooftop and canopy |  | None | Public Service Solar | AC Electric | Accepted | 2020-08-21 | 2020-08-25 | 2021-10-30 | LG | N1K-V5 | Solar Panels |  | 0.335 | 20 | 182 | 28 |  | Fixed | Roof
NJSTRE1545495430 |  | Transition Incentive Program | Cape May Court | 8210 | 21 | 5.12 | Residential | Yes | Behind the Meter | Net-metered residential rooftop and canopy |  | None | Posigen NJ LLC | AC Electric | Accepted | 2020-08-21 | 2020-08-25 | 2021-10-30 | Silfab | SLA320BL | Solar Panels |  | 0.32 | 16 | 200 | 20 |  | Fixed | Roof
NJSTRE1545495521 |  | Transition Incentive Program | Whiting | 8759 | 18 | 4.08 | Residential | Yes | Behind the Meter | Net-metered residential rooftop and canopy |  | None | Vision Solar LLC | JCP&L | Accepted | 2020-08-21 | 2020-08-25 | 2021-10-30 | HANWHA Q-CELLS | Q.PEAK DUO-G6 340 | Solar Panels |  | 0.34 | 2 | 202 | 18 |  | Fixed | Roof
NJSTRE1545495577 |  | Transition Incentive Program | Cherry Hill | 8002 | 14 | 5.44 | Residential | Yes | Behind the Meter | Net-metered residential rooftop and canopy |  | None | Trinity Solar | PSE&G | Accepted | 2020-08-21 | 2020-08-26 | 2021-10-30 | Hanwha 340 | Q.PEAK DUO BLK-G6 340 | Solar Panels |  | 0.34 | 16 | 195 | 23 |  | Fixed | Roof
NJSTRE1545495585 |  | Transition Incentive Program | Budd Lake | 7828 | 3 | 7.56 | Residential | No | Behind the Meter | Net-metered residential rooftop and canopy |  | None | Green Power Energy | JCP&L | Accepted | 2020-08-21 | 2020-08-26 | 2021-10-30 | LG Electronics | LG360Q1C-V5 | Solar Panels |  | 0.36 | 6 | 62 | 27 |  | Fixed | Roof
NJSTRE1545495587 |  | Transition Incentive Program | Columbus | 8022 | 13 | 12.24 | Residential | No | Behind the Meter | Net-metered residential rooftop and canopy |  | None | Trinity Solar | PSE&G | Accepted | 2020-08-21 | 2020-08-26 | 2021-10-30 | Hanwha | Q.PEAK DUO BLK-G6 340 | Solar Panels |  | 0.34 | 11 | 199 | 25 |  | Fixed | Roof
NJSTRE1545495588 |  | Transition Incentive Program | Audubon Boro | 8106 | 14 | 8.68 | Residential | Yes | Behind the Meter | Net-metered residential rooftop and canopy |  | None | 1st Light Energy Inc | PSE&G | Accepted | 2020-08-21 | 2020-08-26 | 2021-10-30 | Longi | LR-6-60HPB-310M | Solar Panels |  | 0.31 | 13 | 141 | 30 |  | Fixed | Roof
NJSTRE1545495601 |  | Transition Incentive Program | Hurffville | 8080 | 15 | 21.24 | Residential | No | Behind the Meter | Net-metered residential rooftop and canopy |  | None | Green Power Energy | AC Electric | Accepted | 2020-08-21 | 2020-08-26 | 2021-10-30 | LG Electronics | LG360Q1C-V5 | Solar Panels |  | 0.36 | 12 | 185 | 15 |  | Fixed | Roof
NJSTRE1545496705 |  | Transition Incentive Program | Elmer | 8233 |  | 7.48 | Residential | No | Behind the Meter | Net-metered residential rooftop and canopy |  | None | Castle Energy, LLC | AC Electric | Accepted | 2020-08-21 | 2020-08-26 | 2021-10-30 | Hanwha Q-Cells | Q.Peak DUO BLK-G6 340 | Solar Panels |  | 0.34 | 22 | 180 | 25 |  | Fixed | Roof
NJSTRE1545498995 |  | Transition Incentive Program | Bridgeton | 8302 | 20 | 15.04 | Residential | No | Behind the Meter | Net-metered residential rooftop and canopy |  | None | GenRenew, LLC | AC Electric | Accepted | 2020-08-23 | 2020-08-26 | 2021-10-30 | Sunpower | SPR-E20-327-E-AC | Solar Panels |  | 0.327 | 23 | 200 | 27 |  | Fixed | Roof
NJSTRE1545499235 |  | Transition Incentive Program | Pennsauken | 8109 | 14 | 3.4 | Residential | Yes | Behind the Meter | Net-metered residential rooftop and canopy |  | None | Trinity Solar | PSE&G | Accepted | 2020-08-24 | 2020-08-26 | 2021-10-30 | Hanwha | Q.PEAK DUO BLK-G6 340 | Solar Panels |  | 0.34 | 4 | 172 | 23 |  | Fixed | Roof
NJSTRE1545495045 |  | Transition Incentive Program | Mantua | 8051 | 15 | 7.25 | Residential | Yes | Behind the Meter | Net-metered residential rooftop and canopy |  | None | Suntuity Solar LLC | AC Electric | Accepted | 2020-08-21 | 2020-08-26 | 2021-10-30 | Longi | LR6-60HPB-315M | Solar Panels |  | 0.315 | 6 | 221 | 15 |  | Fixed | Roof
NJSTRE1545495083 |  | Transition Incentive Program | Gibbstown | 8027 | 15 | 12.24 | Residential | Yes | Behind the Meter | Net-metered residential rooftop and canopy |  | None | Trinity Solar | AC Electric | Accepted | 2020-08-21 | 2020-08-25 | 2021-10-30 | Hanwha | Q.PEAK DUO BLK-G6 340 | Solar Panels |  | 0.34 | 5 | 173 | 18 |  | Fixed | Roof
NJSTRE1545495102 |  | Transition Incentive Program | Toms River | 8753 | 18 | 15.04 | Residential | Yes | Behind the Meter | Net-metered residential rooftop and canopy |  | None | Seabright Solar | JCP&L | Accepted | 2020-08-21 | 2020-08-25 | 2021-10-30 | Sunpower | SPR-E20-327 | Solar Panels |  | 0.327 | 16 | 125 | 15 |  | Fixed | Roof
NJSTRE1545495116 |  | Transition Incentive Program | MONROE | 8831 | 11 | 9.81 | Residential | Yes | Behind the Meter | Net-metered residential rooftop and canopy |  | None | Sea Bright Solar, LLC | JCP&L | Accepted | 2020-08-21 | 2020-08-25 | 2021-10-30 | SUNPOWER | SPR-327-AC | Solar Panels |  | 0.327 | 3 | 183 | 39 |  | Fixed | Roof | SOUTH
NJSTRE1545495210 |  | Transition Incentive Program | Cape May Court House | 8210 | 21 | 5.44 | Residential | Yes | Behind the Meter | Net-metered residential rooftop and canopy |  | None | Trinity Solar | AC Electric | Accepted | 2020-08-21 | 2020-08-26 | 2021-10-30 | Hanwha 340 | Q.PEAK DUO BLK-G6 340 | Solar Panels |  | 0.34 | 10 | 190 | 23 |  | Fixed | Roof
NJSTRE1545495409 |  | Transition Incentive Program | Blackwood | 8012 | 14 | 5.44 | Residential | Yes | Behind the Meter | Net-metered residential rooftop and canopy |  | PSEG | Vision Solar LLC | PSE&G | Accepted | 2020-08-21 | 2020-08-26 | 2021-10-30 | HANWHA Q-CELLS | Q.PEAK DUO-G6 340 | Solar Panels |  | 0.34 | 3 | 94 | 25 |  | Fixed | Roof
NJSTRE1545495453 |  | Transition Incentive Program | Pennington | 8534 | 12 | 8.71 | Residential | No | Behind the Meter | Net-metered residential rooftop and canopy |  | None | Public Service Solar | PSE&G | Accepted | 2020-08-31 | 2020-08-31 | 2021-10-30 | LG | N1K-V5 | Solar Panels |  | 0.335 | 12 | 180 | 26 |  | Fixed | Roof
NJSTRE1545495490 |  | Transition Incentive Program | Sewell | 8080 | 15 | 15.98 | Residential | Yes | Behind the Meter | Net-metered residential rooftop and canopy |  | None | Tesla Energy Operations Inc. | AC Electric | Accepted | 2020-08-21 | 2020-08-25 | 2021-10-30 | Hanwha Q-CELLS | Q.Peak DUO BLK-G6+ 340 | Solar Panels |  | 0.34 | 8 | 51 | 42 |  | Fixed | Roof
NJSTRE1545495660 |  | Transition Incentive Program | Plainfield | 7063 | 10 | 7.48 | Residential | Yes | Behind the Meter | Net-metered residential rooftop and canopy |  | None | Trinity Solar | PSE&G | Accepted | 2020-08-24 | 2020-08-26 | 2021-10-30 | Hanwha | Q.PEAK DUO BLK-G6 340 | Solar Panels |  | 0.34 | 22 | 221 | 45 |  | Fixed | Roof
NJSTRE1545496208 |  | Transition Incentive Program | Montague | 7827 | 1 | 6.65 | Residential | Yes | Behind the Meter | Net-metered residential rooftop and canopy |  | None | Pro Custom Solar dba Momentum Solar | Orange Rockland Electric | Accepted | 2020-08-21 | 2020-08-26 | 2021-10-30 | LG | LG 350N1C-V5 | Solar Panels |  | 0.35 | 13 | 151 | 24 |  | Fixed | Roof
NJSTRE1545496175 |  | Transition Incentive Program | Pleasantville | 8232 | 19 | 5.44 | Residential | Yes | Behind the Meter | Net-metered residential rooftop and canopy |  | None | Castle Energy, LLC | AC Electric | Accepted | 2020-08-21 | 2020-08-26 | 2021-10-30 | Hanwha Q-Cells | Q.Peak DUO BLK-G6 340 | Solar Panels |  | 0.34 | 8 | 116 | 37 |  | Fixed | Roof
NJSTRE1545496693 |  | Transition Incentive Program | Robbinsville | 8691 | 12 | 6.3 | Residential | No | Behind the Meter | Net-metered residential rooftop and canopy |  | None | Pro Custom Solar dba Momentum Solar | PSE&G | Accepted | 2020-08-21 | 2020-08-26 | 2021-10-30 | LG | LG 350N1C-V5 | Solar Panels |  | 0.35 | 14 | 156 | 32 |  | Fixed | Roof
NJSTRE1545496716 |  | Transition Incentive Program | West Berlin | 8091 | 14 | 10.85 | Residential | Yes | Behind the Meter | Net-metered residential rooftop and canopy |  | None | Pro Custom Solar dba Momentum Solar | AC Electric | Accepted | 2020-08-21 | 2020-08-26 | 2021-10-30 | LG | LG 350N1C-V5 | Solar Panels |  | 0.35 | 12 | 42 | 18 |  | Fixed | Roof
NJSTRE1545495139 |  | Transition Incentive Program | Moonachie | 7074 | 7 | 173.88 | Commercial | Yes | Behind the Meter | Net-metered non-residential rooftop and canopy |  | None | GenPro Energy Solutions | PSE&G | Accepted | 2020-09-11 | 2020-09-25 | 2021-10-30 | ZNSHINE | ZXP6-72-345/P | Solar Panels |  | 0.345 | 504 | LANDSCAPE | 10 |  | Fixed | Roof
NJSTRE1545496731 |  | Transition Incentive Program | East Windsor | 8520 | 12 | 7.35 | Residential | No | Behind the Meter | Net-metered residential rooftop and canopy |  | None | Pro Custom Solar dba Momentum Solar | JCP&L | Accepted | 2020-08-21 | 2020-08-26 | 2021-10-30 | LG | LG 350N1C-V5 | Solar Panels |  | 0.35 | 5 | 179 | 36 |  | Fixed | Roof
NJSTRE1545498991 |  | Transition Incentive Program | Hillsborough Township | 8844 | 5 | 6.87 | Residential | No | Behind the Meter | Net-metered residential rooftop and canopy |  | None | GenRenew, LLC | PSE&G | Accepted | 2020-08-23 | 2020-08-26 | 2021-10-30 | Sunpower | SPR-E20-327-E-AC | Solar Panels |  | 0.327 | 2 | 181 | 40 |  | Fixed | Roof
NJSTRE1545499200 |  | Transition Incentive Program | Hasbrouck Heights | 7604 | 7 | 7.19 | Residential | No | Behind the Meter | Net-metered residential rooftop and canopy |  | None | SunPower Corporation, Systems | PSE&G | Accepted | 2020-08-24 | 2020-08-26 | 2021-10-30 | SunPower | SPR-E20-327-E-AC | Solar Panels |  | 0.327 | 22 | 127 | 25 |  | Fixed | Roof
NJSTRE1545499211 |  | Transition Incentive Program | Somerville Boro | 8876 | 5 | 6.6 | Residential | No | Behind the Meter | Net-metered residential rooftop and canopy |  | None | Palmetto Solar LLC | PSE&G | Accepted | 2020-09-01 | 2020-09-02 | 2021-10-30 | Silfab | SIL-330 BL | Solar Panels |  | 0.33 | 11 | 277 | 34 |  | Fixed | Roof
NJSTRE1545499216 |  | Transition Incentive Program | Lyndhurst | 7071 | 7 | 7.14 | Residential | Yes | Behind the Meter | Net-metered residential rooftop and canopy |  | None | Vision Solar LLC | PSE&G | Accepted | 2020-08-24 | 2020-08-26 | 2021-10-30 | HANWHA Q-CELLS | Q.PEAK DUO-G6 340 | Solar Panels |  | 0.34 | 2 | 218 | 19 |  | Fixed | Roof
NJSTRE1545499231 |  | Transition Incentive Program | Union Beach | 7735 | 17 | 11.56 | Residential | Yes | Behind the Meter | Net-metered residential rooftop and canopy |  | None | Trinity Solar | JCP&L | Accepted | 2020-08-24 | 2020-08-26 | 2021-10-30 | Hanwha | Q.PEAK DUO BLK-G6 340 | Solar Panels |  | 0.34 | 21 | 267 | 30 |  | Fixed | Roof
NJSTRE1545499233 |  | Transition Incentive Program | Medford | 8055 | 13 | 8.5 | Residential | Yes | Behind the Meter | Net-metered residential rooftop and canopy |  | None | Vision Solar LLC | PSE&G | Accepted | 2020-08-24 | 2020-08-26 | 2021-10-30 | HANWHA Q-CELLS | Q.PEAK DUO-G6 340 | Solar Panels |  | 0.34 | 3 | 214 | 19 |  | Fixed | Roof
NJSTRE1545499245 |  | Transition Incentive Program | North Arlington | 7031 | 7 | 6.12 | Residential | Yes | Behind the Meter | Net-metered residential rooftop and canopy |  | None | Trinity Solar | PSE&G | Accepted | 2020-08-24 | 2020-08-26 | 2021-10-30 | Hanwha | Q.PEAK DUO BLK-G6 340 | Solar Panels |  | 0.34 | 14 | 109 | 40 |  | Fixed | Roof
NJSTRE1545499243 |  | Transition Incentive Program | Somerdale | 8083 | 14 | 4.42 | Residential | Yes | Behind the Meter | Net-metered residential rooftop and canopy |  | None | Vision Solar LLC | PSE&G | Accepted | 2020-08-24 | 2020-08-26 | 2021-10-30 | HANWHA Q-CELLS | Q.PEAK DUO-G6 340 | Solar Panels |  | 0.34 | 1 | 318 | 29 |  | Fixed | Roof
NJSTRE1545499250 |  | Transition Incentive Program | Egg Harbor Township | 8234 | 19 | 12.16 | Residential | No | Behind the Meter | Net-metered residential rooftop and canopy |  | None | Sun Up Zero Down | AC Electric | Accepted | 2020-08-24 | 2020-08-26 | 2021-10-30 | Trina | TSM-DD06M.05(II) 320 | Solar Panels |  | 0.32 | 28 | 102 | 23 |  | Fixed | Roof
NJSTRE1545499310 |  | Transition Incentive Program | Barnegat | 8005 | 18 | 8.84 | Residential | Yes | Behind the Meter | Net-metered residential rooftop and canopy |  | None | Trinity Solar | AC Electric | Accepted | 2020-08-24 | 2020-08-26 | 2021-10-30 | Solar Edge | SE7600H-US | Solar Panels |  | 0.34 | 16 | 154 | 32 |  | Fixed | Roof
NJSTRE1545495164 |  | Transition Incentive Program | Blackwood | 8012 | 14 | 11.34 | Residential | No | Behind the Meter | Net-metered residential rooftop and canopy |  | None | Advanced Renewable Solutions | PSE&G | Accepted | 2020-08-21 | 2020-08-26 | 2021-10-30 | CertainTeed | CT315M11-02 | Solar Panels |  | 0.315 | 23 | 274 | 40 |  | Fixed | Roof
NJSTRE1545495431 |  | Transition Incentive Program | Voorhees | 8043 | 14 | 11.52 | Residential | No | Behind the Meter | Net-metered residential rooftop and canopy |  | None | Green Power energy | AC Electric | Accepted | 2020-08-21 | 2020-08-26 | 2021-10-30 | LG Electronics | LG360Q1K-V5 | Solar Panels |  | 0.36 | 3 | 15 | 30 |  | Fixed | Roof
NJSTRE1545495462 |  | Transition Incentive Program | Monroe Township | 8831 | 11 | 13.32 | Residential | No | Behind the Meter | Net-metered residential rooftop and canopy |  | None | Green Power Energy | JCP&L | Accepted | 2020-08-21 | 2020-08-25 | 2021-10-30 | LG Electronics | LG360Q1C-V5 | Solar Panels |  | 0.36 | 26 | 225 | 30 |  | Fixed | Roof
NJSTRE1545495490 |  | Transition Incentive Program | Sewell | 8080 | 15 | 15.98 | Residential | Yes | Behind the Meter | Net-metered residential rooftop and canopy |  | None | Tesla Energy Operations Inc. | AC Electric | Accepted | 2020-08-21 | 2020-08-25 | 2021-10-30 | Hanwha Q-CELLS | Q.Peak DUO BLK-G6+ 340 | Solar Panels |  | 0.34 | 6 | 231 | 42 |  | Fixed | Roof
NJSTRE1545495521 |  | Transition Incentive Program | Whiting | 8759 | 18 | 4.08 | Residential | Yes | Behind the Meter | Net-metered residential rooftop and canopy |  | None | Vision Solar LLC | JCP&L | Accepted | 2020-08-21 | 2020-08-25 | 2021-10-30 | HANWHA Q-CELLS | Q.PEAK DUO-G6 340 | Solar Panels |  | 0.34 | 10 | 202 | 18 |  | Fixed | Roof
NJSTRE1545495540 |  | Transition Incentive Program | Cliffside Park | 7010 | 7 | 10.54 | Residential | Yes | Behind the Meter | Net-metered residential rooftop and canopy |  | None | 1st Light Energy Inc | PSE&G | Accepted | 2020-08-21 | 2020-08-26 | 2021-10-30 | Longi | LR6-60HPB-310M | Solar Panels |  | 0.31 | 6 | 301 | 23 |  | Fixed | Roof
NJSTRE1545495570 |  | Transition Incentive Program | HILLSBOROUGH | 8844 | 5 | 23.12 | Residential | No | Behind the Meter | Net-metered residential rooftop and canopy |  | None | SEA BRIGHT SOLAR, LLC | PSE&G | Accepted | 2020-08-21 | 2020-08-26 | 2021-10-30 | SUNPOWER | SPR-335-BLK-AC | Solar Panels |  | 0.335 | 24 | 209 | 31 |  | Fixed | Roof | SE
NJSTRE1545495585 |  | Transition Incentive Program | Budd Lake | 7828 | 3 | 7.56 | Residential | No | Behind the Meter | Net-metered residential rooftop and canopy |  | None | Green Power Energy | JCP&L | Accepted | 2020-08-21 | 2020-08-26 | 2021-10-30 | LG Electronics | LG360Q1C-V5 | Solar Panels |  | 0.36 | 15 | 243 | 27 |  | Fixed | Roof
NJSTRE1545495604 |  | Transition Incentive Program | Bayonne | 7002 | 8 | 7.37 | Residential | Yes | Behind the Meter | Net-metered residential rooftop and canopy |  | None | Trinity Solar | PSE&G | Accepted | 2020-08-21 | 2020-08-26 | 2021-10-30 | Hanwha 335 | Q.PEAK DUO BLK-G6 335 | Solar Panels |  | 0.335 | 7 | 303 | 45 |  | Fixed | Roof
NJSTRE1545495605 |  | Transition Incentive Program | Hainesport | 8036 | 13 | 8.71 | Residential | Yes | Behind the Meter | Net-metered residential rooftop and canopy |  | None | Pro Custom Solar dba Momentum Solar | PSE&G | Accepted | 2020-08-21 | 2020-08-26 | 2021-10-30 | HANWHA | Q.PEAK DUO BLK G6+ 335 | Solar Panels |  | 0.335 | 6 | 338 | 22 |  | Fixed | Roof
NJSTRE1545495632 |  | Transition Incentive Program | Linden | 7036 | 10 | 3.85 | Residential | Yes | Behind the Meter | Net-metered residential rooftop and canopy |  | None | Pro Custom Solar dba Momentum Solar | PSE&G | Accepted | 2020-08-21 | 2020-08-26 | 2021-10-30 | LG | LG 350N1C-V5 | Solar Panels |  | 0.35 | 3 | 128 | 5 |  | Fixed | Roof
NJSTRE1545496175 |  | Transition Incentive Program | Pleasantville | 8232 | 19 | 5.44 | Residential | Yes | Behind the Meter | Net-metered residential rooftop and canopy |  | None | Castle Energy, LLC | AC Electric | Accepted | 2020-08-21 | 2020-08-26 | 2021-10-30 | Hanwha Q-Cells | Q.Peak DUO BLK-G6 340 | Solar Panels |  | 0.34 | 2 | 116 | 25 |  | Fixed | Roof
NJSTRE1545496628 |  | Transition Incentive Program | North Arlington | 7031 | 7 | 4.36 | Residential | Yes | Behind the Meter | Net-metered residential rooftop and canopy |  | None | Trinity Solar | PSE&G | Accepted | 2020-08-21 | 2020-08-26 | 2021-10-30 | Hanwha | Q.PEAK DUO BLK-G6 335 | Solar Panels |  | 0.335 | 13 | 123 | 34 |  | Fixed | Roof
NJSTRE1545495453 |  | Transition Incentive Program | Pennington | 8534 | 12 | 8.71 | Residential | No | Behind the Meter | Net-metered residential rooftop and canopy |  | None | Public Service Solar | PSE&G | Accepted | 2020-08-31 | 2020-08-31 | 2021-10-30 | LG | N1K-V5 | Solar Panels |  | 0.335 | 4 | 0 | 26 |  | Fixed | Roof
NJSTRE1545495490 |  | Transition Incentive Program | Sewell | 8080 | 15 | 15.98 | Residential | Yes | Behind the Meter | Net-metered residential rooftop and canopy |  | None | Tesla Energy Operations Inc. | AC Electric | Accepted | 2020-08-21 | 2020-08-25 | 2021-10-30 | Hanwha Q-CELLS | Q.Peak DUO BLK-G6+ 340 | Solar Panels |  | 0.34 | 9 | 142 | 18 |  | Fixed | Roof
NJSTRE1545495505 |  | Transition Incentive Program | Blackwood | 8012 | 14 | 7.48 | Residential | No | Behind the Meter | Net-metered residential rooftop and canopy |  | None | Trinity Solar | AC Electric | Accepted | 2020-08-21 | 2020-08-25 | 2021-10-30 | HANWHA 340 (Q.PEAK DUO BLK-G6 340) | HANWHA 340 (Q.PEAK DUO BLK-G6 340) | Solar Panels |  | 0.34 | 20 | 244 | 23 |  | Fixed | Roof
NJSTRE1545495588 |  | Transition Incentive Program | Audubon Boro | 8106 | 14 | 8.68 | Residential | Yes | Behind the Meter | Net-metered residential rooftop and canopy |  | None | 1st Light Energy Inc | PSE&G | Accepted | 2020-08-21 | 2020-08-26 | 2021-10-30 | Longi | LR6-60HPB-310M | Solar Panels |  | 0.31 | 2 | 50 | 27 |  | Fixed | Roof
NJSTRE1545495591 |  | Transition Incentive Program | Bogota | 7603 | 7 | 7 | Residential | Yes | Behind the Meter | Net-metered residential rooftop and canopy |  | None | Pro Custom Solar dba Momentum Solar | PSE&G | Accepted | 2020-08-21 | 2020-08-26 | 2021-10-30 | LG | LG 350N1C-V5 | Solar Panels |  | 0.35 | 12 | 110 | 23 |  | Fixed | Roof
NJSTRE1545495609 |  | Transition Incentive Program | Piscataway | 8854 | 11 | 7.2 | Residential | No | Behind the Meter | Net-metered residential rooftop and canopy |  | None | Public Service Solar | PSE&G | Final As-Built Received | 2020-08-21 | 2020-08-26 | 2021-10-30 | LG | Q1K-V5 | Solar Panels |  | 0.36 | 20 | 128 | 37 |  | Fixed | Roof
NJSTRE1545495825 |  | Transition Incentive Program | Pennsauken TWP | 8110 | 14 | 3.1 | Residential | Yes | Behind the Meter | Net-metered residential rooftop and canopy |  | None | 1st Light Energy Inc | PSE&G | Accepted | 2020-08-21 | 2020-08-26 | 2021-10-30 | Longi | LR-60HPB-310M | Solar Panels |  | 0.31 | 10 | 222 | 34 |  | Fixed | Roof
NJSTRE1545496175 |  | Transition Incentive Program | Pleasantville | 8232 | 19 | 5.44 | Residential | Yes | Behind the Meter | Net-metered residential rooftop and canopy |  | None | Castle Energy, LLC | AC Electric | Accepted | 2020-08-21 | 2020-08-26 | 2021-10-30 | Hanwha Q-Cells | Q.Peak DUO BLK-G6 340 | Solar Panels |  | 0.34 | 6 | 206 | 37 |  | Fixed | Roof
NJSTRE1545496647 |  | Transition Incentive Program | Bridgewater | 8807 | 5 | 4.42 | Residential | No | Behind the Meter | Net-metered residential rooftop and canopy |  | None | Trinity Solar | PSE&G | Accepted | 2020-08-21 | 2020-08-26 | 2021-10-30 | Hanwha | Q.PEAK DUO BLK-G6 340 | Solar Panels |  | 0.34 | 13 | 279 | 23 |  | Fixed | Roof
NJSTRE1545496674 |  | Transition Incentive Program | East Brunswick | 8816 | 11 | 10.5 | Residential | Yes | Behind the Meter | Net-metered residential rooftop and canopy |  | None | Pro Custom Solar dba Momentum Solar | PSE&G | Accepted | 2020-08-21 | 2020-08-26 | 2021-10-30 | LG | LG 350N1C-V5 | Solar Panels |  | 0.35 | 16 | 153 | 18 |  | Fixed | Roof
NJSTRE1545496693 |  | Transition Incentive Program | Robbinsville | 8691 | 12 | 6.3 | Residential | No | Behind the Meter | Net-metered residential rooftop and canopy |  | None | Pro Custom Solar dba Momentum Solar | PSE&G | Accepted | 2020-08-21 | 2020-08-26 | 2021-10-30 | LG | LG 350N1C-V5 | Solar Panels |  | 0.35 | 4 | 246 | 33 |  | Fixed | Roof
NJSTRE1545498465 |  | Transition Incentive Program | Plainsboro TWP | 8536 | 11 | 9.52 | Residential | Yes | Behind the Meter | Net-metered residential rooftop and canopy |  | None | Tesla Energy Operations Inc. | PSE&G | Accepted | 2020-08-22 | 2020-08-26 | 2021-10-30 | Hanwha Q-CELLS | Q.Peak DUO BLK-G6+ 340 | Solar Panels |  | 0.34 | 6 | 76 | 26 |  | Fixed | Roof
NJSTRE1545498986 |  | Transition Incentive Program | Cherry Hill | 8002 | 14 | 5.89 | Residential | No | Behind the Meter | Net-metered residential rooftop and canopy |  | None | GenRenew, LLC | PSE&G | Accepted | 2020-08-23 | 2020-08-26 | 2021-10-30 | Sunpower | SPR-E20-327-E-AC | Solar Panels |  | 0.327 | 14 | 214 | 23 |  | Fixed | Roof
NJSTRE1545495570 |  | Transition Incentive Program | HILLSBOROUGH | 8844 | 5 | 23.12 | Residential | No | Behind the Meter | Net-metered residential rooftop and canopy |  | None | SEA BRIGHT SOLAR, LLC | PSE&G | Accepted | 2020-08-21 | 2020-08-26 | 2021-10-30 | SUNPOWER | SPR-335-BLK-AC | Solar Panels |  | 0.335 | 6 | 119 | 42 |  | Fixed | Roof | SE
NJSTRE1545495592 |  | Transition Incentive Program | Pleasantville | 8232 | 19 | 6.46 | Residential | Yes | Behind the Meter | Net-metered residential rooftop and canopy |  | None | Castle Energy, LLC | AC Electric | Accepted | 2020-08-21 | 2020-08-26 | 2021-10-30 | Hanwha Q-Cells | Q.Peak DUO BLK-G6 340 | Solar Panels |  | 0.34 | 3 | 204 | 10 |  | Fixed | Roof
NJSTRE1545495601 |  | Transition Incentive Program | Hurffville | 8080 | 15 | 21.24 | Residential | No | Behind the Meter | Net-metered residential rooftop and canopy |  | None | Green Power Energy | AC Electric | Accepted | 2020-08-21 | 2020-08-26 | 2021-10-30 | LG Electronics | LG360Q1C-V5 | Solar Panels |  | 0.36 | 10 | 128 | 15 |  | Fixed | Roof
NJSTRE1545495612 |  | Transition Incentive Program | Manahawkin | 8050 | 18 | 6.8 | Residential | Yes | Behind the Meter | Net-metered residential rooftop and canopy |  | None | Trinity Solar | AC Electric | Accepted | 2020-08-21 | 2020-08-26 | 2021-10-30 | Hanwha | Q.PEAK DUO BLK-G6 340 | Solar Panels |  | 0.34 | 20 | 194 | 12 |  | Fixed | Roof
NJSTRE1545496208 |  | Transition Incentive Program | Montague | 7827 | 1 | 6.65 | Residential | Yes | Behind the Meter | Net-metered residential rooftop and canopy |  | None | Pro Custom Solar dba Momentum Solar | Orange Rockland Electric | Accepted | 2020-08-21 | 2020-08-26 | 2021-10-30 | LG | LG 350N1C-V5 | Solar Panels |  | 0.35 | 6 | 151 | 13 |  | Fixed | Roof
NJSTRE1545496731 |  | Transition Incentive Program | East Windsor | 8520 | 12 | 7.35 | Residential | No | Behind the Meter | Net-metered residential rooftop and canopy |  | None | Pro Custom Solar dba Momentum Solar | JCP&L | Accepted | 2020-08-21 | 2020-08-26 | 2021-10-30 | LG | LG 350N1C-V5 | Solar Panels |  | 0.35 | 10 | 89 | 36 |  | Fixed | Roof
NJSTRE1545498986 |  | Transition Incentive Program | Cherry Hill | 8002 | 14 | 5.89 | Residential | No | Behind the Meter | Net-metered residential rooftop and canopy |  | None | GenRenew, LLC | PSE&G | Accepted | 2020-08-23 | 2020-08-26 | 2021-10-30 | Sunpower | SPR-E20-327-E-AC | Solar Panels |  | 0.327 | 4 | 214 | 30 |  | Fixed | Roof
NJSTRE1545499211 |  | Transition Incentive Program | Somerville Boro | 8876 | 5 | 6.6 | Residential | No | Behind the Meter | Net-metered residential rooftop and canopy |  | None | Palmetto Solar LLC | PSE&G | Accepted | 2020-09-01 | 2020-09-02 | 2021-10-30 | Silfab | SIL-330 BL | Solar Panels |  | 0.33 | 9 | 97 | 24 |  | Fixed | Roof
NJSTRE1545499225 |  | Transition Incentive Program | Willingboro | 8046 | 13 | 7.14 | Residential | Yes | Behind the Meter | Net-metered residential rooftop and canopy |  | None | Vision Solar LLC | PSE&G | Accepted | 2020-08-24 | 2020-08-26 | 2021-10-30 | HANWHA Q-CELLS | Q.PEAK DUO-G6 340 | Solar Panels |  | 0.34 | 8 | 108 | 22 |  | Fixed | Roof
NJSTRE1545499225 |  | Transition Incentive Program | Willingboro | 8046 | 13 | 7.14 | Residential | Yes | Behind the Meter | Net-metered residential rooftop and canopy |  | None | Vision Solar LLC | PSE&G | Accepted | 2020-08-24 | 2020-08-26 | 2021-10-30 | HANWHA Q-CELLS | Q.PEAK DUO-G6 340 | Solar Panels |  | 0.34 | 1 | 108 | 20 |  | Fixed | Roof
NJSTRE1545499243 |  | Transition Incentive Program | Somerdale | 8083 | 14 | 4.42 | Residential | Yes | Behind the Meter | Net-metered residential rooftop and canopy |  | None | Vision Solar LLC | PSE&G | Accepted | 2020-08-24 | 2020-08-26 | 2021-10-30 | HANWHA Q-CELLS | Q.PEAK DUO-G6 340 | Solar Panels |  | 0.34 | 2 | 228 | 28 |  | Fixed | Roof
NJSTRE1545499243 |  | Transition Incentive Program | Somerdale | 8083 | 14 | 4.42 | Residential | Yes | Behind the Meter | Net-metered residential rooftop and canopy |  | None | Vision Solar LLC | PSE&G | Accepted | 2020-08-24 | 2020-08-26 | 2021-10-30 | HANWHA Q-CELLS | Q.PEAK DUO-G6 340 | Solar Panels |  | 0.34 | 2 | 138 | 29 |  | Fixed | Roof
NJSTRE1545499231 |  | Transition Incentive Program | Union Beach | 7735 | 17 | 11.56 | Residential | Yes | Behind the Meter | Net-metered residential rooftop and canopy |  | None | Trinity Solar | JCP&L | Accepted | 2020-08-24 | 2020-08-26 | 2021-10-30 | Hanwha | Q.PEAK DUO BLK-G6 340 | Solar Panels |  | 0.34 | 13 | 87 | 30 |  | Fixed | Roof
NJSTRE1545499233 |  | Transition Incentive Program | Medford | 8055 | 13 | 8.5 | Residential | Yes | Behind the Meter | Net-metered residential rooftop and canopy |  | None | Vision Solar LLC | PSE&G | Accepted | 2020-08-24 | 2020-08-26 | 2021-10-30 | HANWHA Q-CELLS | Q.PEAK DUO-G6 340 | Solar Panels |  | 0.34 | 22 | 124 | 26 |  | Fixed | Roof
NJSTRE1545499249 |  | Transition Incentive Program | Parsippany | 7054 | 3 | 9.81 | Residential | Yes | Behind the Meter | Net-metered residential rooftop and canopy |  | None | Vision Solar LLC | JCP&L | Accepted | 2020-08-24 | 2020-08-26 | 2021-10-30 | HANWHA Q-CELLS | Q.PEAK DUO-G6 340 | Solar Panels |  | 0.327 | 30 | 169 | 18 |  | Fixed | Roof
NJSTRE1545499270 |  | Transition Incentive Program | Willingboro | 8046 | 13 | 4.08 | Residential | Yes | Behind the Meter | Net-metered residential rooftop and canopy |  | None | Vision Solar LLC | PSE&G | Accepted | 2020-08-24 | 2020-08-26 | 2021-10-30 | HANWHA Q-CELLS | Q.PEAK DUO-G6 340 | Solar Panels |  | 0.34 | 12 | 120 | 20 |  | Fixed | Roof
NJSTRE1545499345 |  | Transition Incentive Program | Maywood | 7607 | 7 | 8.5 | Residential | Yes | Behind the Meter | Net-metered residential rooftop and canopy |  | None | Trinity Solar | PSE&G | Accepted | 2020-08-24 | 2020-08-26 | 2021-10-30 | Hanwha 340 | Q.PEAK DUO BLK-G6 340 | Solar Panels |  | 0.34 | 14 | 307 | 39 |  | Fixed | Roof
NJSTRE1545499376 |  | Transition Incentive Program | MANSFIELD TWP. | 8022 | 13 | 6.27 | Residential | No | Behind the Meter | Net-metered residential rooftop and canopy |  | None | Amped On Solar LLC | PSE&G | Accepted | 2020-08-24 | 2020-08-26 | 2021-10-30 | PANASONIC | VBHN330SA17 | Solar Panels |  | 0.33 | 8 | 269 | 32 |  | Fixed | Roof
NJSTRE1545499453 |  | Transition Incentive Program | Neptune | 7753 | 17 | 4.2 | Residential | Yes | Behind the Meter | Net-metered residential rooftop and canopy |  | None | Pro Custom Solar dba Momentum Solar | JCP&L | Accepted | 2020-08-24 | 2020-08-26 | 2021-10-30 | LG | LG 350N1C-V5 | Solar Panels |  | 0.35 | 4 | 191 | 5 |  | Fixed | Roof
NJSTRE1545499520 |  | Transition Incentive Program | North Arlington | 7031 | 7 | 4.76 | Residential | No | Behind the Meter | Net-metered residential rooftop and canopy |  | None | Trinity Solar | PSE&G | Accepted | 2020-08-24 | 2020-08-26 | 2021-10-30 | Hanwha 340 | Q.PEAK DUO BLK-G6 340 | Solar Panels |  | 0.34 | 14 | 120 | 21 |  | Fixed | Roof
NJSTRE1545499569 |  | Transition Incentive Program | Colonia | 7067 | 10 | 9.75 | Residential | Yes | Behind the Meter | Net-metered residential rooftop and canopy |  | None | Vivint Solar Developer, LLC | PSE&G | Accepted | 2020-08-25 | 2020-08-26 | 2021-10-30 | JINKO SOLAR | JKM325M-60HBL | Solar Panels |  | 0.325 | 9 | 172 | 3 |  | Fixed | Roof
NJSTRE1545499543 |  | Transition Incentive Program | Westampton | 8060 | 13 | 8.06 | Residential | No | Behind the Meter | Net-metered residential rooftop and canopy |  | None | Paradise Solar and Electrical | PSE&G | Accepted | 2020-08-26 | 2020-08-27 | 2021-10-30 | Mission Solar Energy | MSE310TS60 | Solar Panels |  | 0.31 | 26 | 200 | 25 |  | Fixed | Roof
NJSTRE1545499588 |  | Transition Incentive Program | Toms River | 8753 | 18 | 11.55 | Residential | No | Behind the Meter | Net-metered residential rooftop and canopy |  | None | Green power energy | JCP&L | Accepted | 2020-08-24 | 2020-08-26 | 2021-10-30 | LG Electronics | LG330N1K-V5 | Solar Panels |  | 0.33 | 17 | 95 | 39 |  | Fixed | Roof
NJSTRE1545500004 |  | Transition Incentive Program | VINELAND | 8360 | 20 | 5.1 | Residential | Yes | Behind the Meter | Net-metered residential rooftop and canopy |  | None | Trinity Solar | Vineland Muni Electric | Accepted | 2020-08-24 | 2020-08-27 | 2021-10-30 | HANWHA | Q.PEAK DUO BLK-G6 340 | Solar Panels |  | 0.34 | 8 | 93 | 30 |  | Fixed | Roof
NJSTRE1545500000 |  | Transition Incentive Program | EWING | 8638 | 12 | 6.4 | Residential | No | Behind the Meter | Net-metered residential rooftop and canopy |  | None | Vivint Solar Developer, LLC | PSE&G | Accepted | 2020-08-26 | 2020-08-27 | 2021-10-30 | HanwhaSolar | Q.PEAKDUOBLK-G5 320 | Solar Panels |  | 0.32 | 4 | 122 | 33 |  | Fixed | Roof
NJSTRE1545495601 |  | Transition Incentive Program | Hurffville | 8080 | 15 | 21.24 | Residential | No | Behind the Meter | Net-metered residential rooftop and canopy |  | None | Green Power Energy | AC Electric | Accepted | 2020-08-21 | 2020-08-26 | 2021-10-30 | LG Electronics | LG360Q1C-V5 | Solar Panels |  | 0.36 | 21 | 275 | 15 |  | Fixed | Roof
NJSTRE1545495601 |  | Transition Incentive Program | Hurffville | 8080 | 15 | 21.24 | Residential | No | Behind the Meter | Net-metered residential rooftop and canopy |  | None | Green Power Energy | AC Electric | Accepted | 2020-08-21 | 2020-08-26 | 2021-10-30 | LG Electronics | LG360Q1C-V5 | Solar Panels |  | 0.36 | 16 | 95 | 15 |  | Fixed | Roof
NJSTRE1545496716 |  | Transition Incentive Program | West Berlin | 8091 | 14 | 10.85 | Residential | Yes | Behind the Meter | Net-metered residential rooftop and canopy |  | None | Pro Custom Solar dba Momentum Solar | AC Electric | Accepted | 2020-08-21 | 2020-08-26 | 2021-10-30 | LG | LG 350N1C-V5 | Solar Panels |  | 0.35 | 19 | 223 | 18 |  | Fixed | Roof
NJSTRE1545496734 |  | Transition Incentive Program | Swedesboro | 8085 | 15 | 10.4 | Residential | No | Behind the Meter | Net-metered residential rooftop and canopy |  | None | Advanced Renewable Solutions | AC Electric | Accepted | 2020-08-21 | 2020-08-26 | 2021-10-30 | CertainTeed | CT315M11-02 | Solar Panels |  | 0.315 | 18 | 235 | 45 |  | Fixed | Roof
NJSTRE1545499216 |  | Transition Incentive Program | Lyndhurst | 7071 | 7 | 7.14 | Residential | Yes | Behind the Meter | Net-metered residential rooftop and canopy |  | None | Vision Solar LLC | PSE&G | Accepted | 2020-08-24 | 2020-08-26 | 2021-10-30 | HANWHA Q-CELLS | Q.PEAK DUO-G6 340 | Solar Panels |  | 0.34 | 9 | 128 | 35 |  | Fixed | Roof
NJSTRE1545499225 |  | Transition Incentive Program | Willingboro | 8046 | 13 | 7.14 | Residential | Yes | Behind the Meter | Net-metered residential rooftop and canopy |  | None | Vision Solar LLC | PSE&G | Accepted | 2020-08-24 | 2020-08-26 | 2021-10-30 | HANWHA Q-CELLS | Q.PEAK DUO-G6 340 | Solar Panels |  | 0.34 | 9 | 288 | 22 |  | Fixed | Roof
NJSTRE1545499234 |  | Transition Incentive Program | Little Egg Harbor | 8087 | 18 | 2.04 | Residential | No | Behind the Meter | Net-metered residential rooftop and canopy |  | None | Trinity Solar | AC Electric | Accepted | 2020-08-24 | 2020-08-26 | 2021-10-30 | Hanwha 340 | Q.PEAK DUO BLK-G6 340 | Solar Panels |  | 0.34 | 6 | 171 | 12 |  | Fixed | Roof
NJSTRE1545499245 |  | Transition Incentive Program | North Arlington | 7031 | 7 | 6.12 | Residential | Yes | Behind the Meter | Net-metered residential rooftop and canopy |  | None | Trinity Solar | PSE&G | Accepted | 2020-08-24 | 2020-08-26 | 2021-10-30 | Hanwha | Q.PEAK DUO BLK-G6 340 | Solar Panels |  | 0.34 | 4 | 289 | 14 |  | Fixed | Roof
NJSTRE1545499243 |  | Transition Incentive Program | Somerdale | 8083 | 14 | 4.42 | Residential | Yes | Behind the Meter | Net-metered residential rooftop and canopy |  | None | Vision Solar LLC | PSE&G | Accepted | 2020-08-24 | 2020-08-26 | 2021-10-30 | HANWHA Q-CELLS | Q.PEAK DUO-G6 340 | Solar Panels |  | 0.34 | 7 | 48 | 11 |  | Fixed | Roof
NJSTRE1545499262 |  | Transition Incentive Program | Clementon | 8021 | 14 | 9.18 | Residential | No | Behind the Meter | Net-metered residential rooftop and canopy |  | None | Trinity Solar | PSE&G | Accepted | 2020-08-24 | 2020-08-26 | 2021-10-30 | Hanwha | Q.PEAK DUO BLK-G6 340 | Solar Panels |  | 0.34 | 6 | 120 | 18 |  | Fixed | Roof
NJSTRE1545499335 |  | Transition Incentive Program | Voorhees | 8043 | 14 | 12.58 | Residential | No | Behind the Meter | Net-metered residential rooftop and canopy |  | None | Green power Energy | AC Electric | Accepted | 2020-08-24 | 2020-09-08 | 2021-10-30 | LG Electronics | LG340N1C-V5 | Solar Panels |  | 0.34 | 28 | 275 | 25 |  | Fixed | Roof
NJSTRE1545499415 |  | Transition Incentive Program | Caldwell | 7006 | 9 | 8.45 | Residential | Yes | Behind the Meter | Net-metered residential rooftop and canopy |  | None | Vivint Solar Developer, LLC | PSE&G | Accepted | 2020-08-25 | 2020-08-26 | 2021-10-30 | JINKO SOLAR | JKM325M-60HBL | Solar Panels |  | 0.325 | 5 | 41 | 37 |  | Fixed | Roof
NJSTRE1545499481 |  | Transition Incentive Program | BURLINGTON | 8016 | 13 | 7.8 | Residential | Yes | Behind the Meter | Net-metered residential rooftop and canopy |  | None | Vivint Solar Developer, LLC | PSE&G | Accepted | 2020-08-25 | 2020-08-26 | 2021-10-30 | JINKO SOLAR | JKM325M-60HBL | Solar Panels |  | 0.325 | 14 | 339 | 18 |  | Fixed | Roof
NJSTRE1545496675 |  | Transition Incentive Program | Berlin | 8009 | 14 | 12.75 | Residential | Yes | Behind the Meter | Net-metered residential rooftop and canopy |  | None | Castle Energy, LLC | AC Electric | Accepted | 2020-08-21 | 2020-08-26 | 2021-10-30 | SunPower | SPR-E20-327-E-AC | Solar Panels |  | 0.327 | 24 | 173 | 40 |  | Fixed | Roof
NJSTRE1545499210 |  | Transition Incentive Program | Middlesex | 8846 | 11 | 7.04 | Residential | Yes | Behind the Meter | Net-metered residential rooftop and canopy |  | None | Posigen NJ LLC | PSE&G | Accepted | 2020-08-24 | 2020-08-26 | 2021-10-30 | Silfab | SLA320BL | Solar Panels |  | 0.32 | 22 | 229 | 34 |  | Fixed | Roof
NJSTRE1545499216 |  | Transition Incentive Program | Lyndhurst | 7071 | 7 | 7.14 | Residential | Yes | Behind the Meter | Net-metered residential rooftop and canopy |  | None | Vision Solar LLC | PSE&G | Accepted | 2020-08-24 | 2020-08-26 | 2021-10-30 | HANWHA Q-CELLS | Q.PEAK DUO-G6 340 | Solar Panels |  | 0.34 | 8 | 308 | 35 |  | Fixed | Roof
NJSTRE1545499225 |  | Transition Incentive Program | Willingboro | 8046 | 13 | 7.14 | Residential | Yes | Behind the Meter | Net-metered residential rooftop and canopy |  | None | Vision Solar LLC | PSE&G | Accepted | 2020-08-24 | 2020-08-26 | 2021-10-30 | HANWHA Q-CELLS | Q.PEAK DUO-G6 340 | Solar Panels |  | 0.34 | 3 | 288 | 20 |  | Fixed | Roof
NJSTRE1545499243 |  | Transition Incentive Program | Somerdale | 8083 | 14 | 4.42 | Residential | Yes | Behind the Meter | Net-metered residential rooftop and canopy |  | None | Vision Solar LLC | PSE&G | Accepted | 2020-08-24 | 2020-08-26 | 2021-10-30 | HANWHA Q-CELLS | Q.PEAK DUO-G6 340 | Solar Panels |  | 0.34 | 1 | 138 | 10 |  | Fixed | Roof
NJSTRE1545499248 |  | Transition Incentive Program | mount royal | 8061 | 15 | 14.08 | Residential | Yes | Behind the Meter | Net-metered residential rooftop and canopy |  | None | Orbit Energy & Power, LLC | AC Electric | Accepted | 2020-08-24 | 2020-08-26 | 2021-10-30 | hanwha qcells | qpeak 320w | Solar Panels |  | 0.32 | 13 | 50 | 35 |  | Fixed | Pole
NJSTRE1545499262 |  | Transition Incentive Program | Clementon | 8021 | 14 | 9.18 | Residential | No | Behind the Meter | Net-metered residential rooftop and canopy |  | None | Trinity Solar | PSE&G | Accepted | 2020-08-24 | 2020-08-26 | 2021-10-30 | Hanwha | Q.PEAK DUO BLK-G6 340 | Solar Panels |  | 0.34 | 11 | 120 | 23 |  | Fixed | Roof
NJSTRE1545499335 |  | Transition Incentive Program | Voorhees | 8043 | 14 | 12.58 | Residential | No | Behind the Meter | Net-metered residential rooftop and canopy |  | None | Green power Energy | AC Electric | Accepted | 2020-08-24 | 2020-09-08 | 2021-10-30 | LG Electronics | LG340N1C-V5 | Solar Panels |  | 0.34 | 9 | 95 | 25 |  | Fixed | Roof
NJSTRE1545499397 |  | Transition Incentive Program | Mullica Hill | 8062 | 15 | 12.24 | Residential | No | Behind the Meter | Net-metered residential rooftop and canopy |  | None | Trinity Solar | AC Electric | Accepted | 2020-08-24 | 2020-08-26 | 2021-10-30 | Hanwha 340 | Q.PEAK DUO BLK-G6 340 | Solar Panels |  | 0.34 | 36 | 123 | 14 |  | Fixed | Roof
NJSTRE1545499354 |  | Transition Incentive Program | Cherry Hill | 8003 | 14 | 16.58 | Residential | No | Behind the Meter | Net-metered residential rooftop and canopy |  | None | Sun Up Zero Down | PSE&G | Accepted | 2020-08-27 | 2020-08-27 | 2021-10-30 | LG | LG325N1K-V5 | Solar Panels |  | 0.325 | 9 | 56 | 30 |  | Fixed | Roof
NJSTRE1545499444 |  | Transition Incentive Program | Elizabeth | 7206 | 10 | 6.03 | Residential | Yes | Behind the Meter | Net-metered residential rooftop and canopy |  | None | Trinity Solar | PSE&G | Accepted | 2020-08-24 | 2020-08-26 | 2021-10-30 | Hanwha | Q.PEAK DUO BLK-G6 335 | Solar Panels |  | 0.335 | 12 | 144 | 14 |  | Fixed | Roof
NJSTRE1545499415 |  | Transition Incentive Program | Caldwell | 7006 | 9 | 8.45 | Residential | Yes | Behind the Meter | Net-metered residential rooftop and canopy |  | None | Vivint Solar Developer, LLC | PSE&G | Accepted | 2020-08-25 | 2020-08-26 | 2021-10-30 | JINKO SOLAR | JKM325M-60HBL | Solar Panels |  | 0.325 | 3 | 41 | 38 |  | Fixed | Roof
NJSTRE1545499484 |  | Transition Incentive Program | Elizabeth | 7206 | 10 | 2.68 | Residential | Yes | Behind the Meter | Net-metered residential rooftop and canopy |  | None | Trinity Solar | PSE&G | Accepted | 2020-08-24 | 2020-08-27 | 2021-10-30 | Hanwha | Q.PEAK DUO BLK-G6 335 | Solar Panels |  | 0.335 | 8 | 324 | 13 |  | Fixed | Roof
NJSTRE1545495632 |  | Transition Incentive Program | Linden | 7036 | 10 | 3.85 | Residential | Yes | Behind the Meter | Net-metered residential rooftop and canopy |  | None | Pro Custom Solar dba Momentum Solar | PSE&G | Accepted | 2020-08-21 | 2020-08-26 | 2021-10-30 | LG | LG 350N1C-V5 | Solar Panels |  | 0.35 | 8 | 128 | 33 |  | Fixed | Roof
NJSTRE1545496674 |  | Transition Incentive Program | East Brunswick | 8816 | 11 | 10.5 | Residential | Yes | Behind the Meter | Net-metered residential rooftop and canopy |  | None | Pro Custom Solar dba Momentum Solar | PSE&G | Accepted | 2020-08-21 | 2020-08-26 | 2021-10-30 | LG | LG 350N1C-V5 | Solar Panels |  | 0.35 | 14 | 333 | 17 |  | Fixed | Roof
NJSTRE1545496731 |  | Transition Incentive Program | East Windsor | 8520 | 12 | 7.35 | Residential | No | Behind the Meter | Net-metered residential rooftop and canopy |  | None | Pro Custom Solar dba Momentum Solar | JCP&L | Accepted | 2020-08-21 | 2020-08-26 | 2021-10-30 | LG | LG 350N1C-V5 | Solar Panels |  | 0.35 | 6 | 269 | 36 |  | Fixed | Roof
NJSTRE1545496734 |  | Transition Incentive Program | Swedesboro | 8085 | 15 | 10.4 | Residential | No | Behind the Meter | Net-metered residential rooftop and canopy |  | None | Advanced Renewable Solutions | AC Electric | Accepted | 2020-08-21 | 2020-08-26 | 2021-10-30 | CertainTeed | CT315M11-0 | Solar Panels |  | 0.315 | 8 | 144 | 43 |  | Fixed | Roof
NJSTRE1545498465 |  | Transition Incentive Program | Plainsboro TWP | 8536 | 11 | 9.52 | Residential | Yes | Behind the Meter | Net-metered residential rooftop and canopy |  | None | Tesla Energy Operations Inc. | PSE&G | Accepted | 2020-08-22 | 2020-08-26 | 2021-10-30 | Hanwha Q-CELLS | Q.Peak DUO BLK-G6+ 340 | Solar Panels |  | 0.34 | 22 | 256 | 26 |  | Fixed | Roof
NJSTRE1545498995 |  | Transition Incentive Program | Bridgeton | 8302 | 20 | 15.04 | Residential | No | Behind the Meter | Net-metered residential rooftop and canopy |  | None | GenRenew, LLC | AC Electric | Accepted | 2020-08-23 | 2020-08-26 | 2021-10-30 | Sunpower | SPR-E20-327-E-AC | Solar Panels |  | 0.327 | 8 | 200 | 27 |  | Fixed | Roof
NJSTRE1545498995 |  | Transition Incentive Program | Bridgeton | 8302 | 20 | 15.04 | Residential | No | Behind the Meter | Net-metered residential rooftop and canopy |  | None | GenRenew, LLC | AC Electric | Accepted | 2020-08-23 | 2020-08-26 | 2021-10-30 | Sunpower | SPR-E20-327-E-AC | Solar Panels |  | 0.327 | 15 | 200 | 27 |  | Fixed | Roof
NJSTRE1545499208 |  | Transition Incentive Program | Mount laurel | 8054 | 13 | 5.78 | Residential | Yes | Behind the Meter | Net-metered residential rooftop and canopy |  | None | Vision Solar LLC | PSE&G | Accepted | 2020-08-24 | 2020-08-26 | 2021-10-30 | HANWHA Q-CELLS | Q.PEAK DUO-G6 340 | Solar Panels |  | 0.34 | 17 | 239 | 28 |  | Fixed | Roof
NJSTRE1545499235 |  | Transition Incentive Program | Pennsauken | 8109 | 14 | 3.4 | Residential | Yes | Behind the Meter | Net-metered residential rooftop and canopy |  | None | Trinity Solar | PSE&G | Accepted | 2020-08-24 | 2020-08-26 | 2021-10-30 | Hanwha | Q.PEAK DUO BLK-G6 340 | Solar Panels |  | 0.34 | 6 | 172 | 30 |  | Fixed | Roof
NJSTRE1545499267 |  | Transition Incentive Program | Montvale | 7645 | 7 | 151.68 | Commercial | No | Behind the Meter | Net-metered non-residential rooftop and canopy |  | None | InFEWsion LLC | Orange Rockland Electric | Accepted | 2020-08-24 | 2020-08-26 | 2021-10-30 | Seraphim | SRP-395-BMA | Solar Panels |  | 0.395 | 384 | 193 | 10 |  | Fixed | Roof
NJSTRE1545499250 |  | Transition Incentive Program | Egg Harbor Township | 8234 | 19 | 12.16 | Residential | No | Behind the Meter | Net-metered residential rooftop and canopy |  | None | Sun Up Zero Down | AC Electric | Accepted | 2020-08-24 | 2020-08-26 | 2021-10-30 | Trina | TSM-DD06M.05(II) 320 | Solar Panels |  | 0.32 | 10 | 282 | 23 |  | Fixed | Roof
NJSTRE1545499345 |  | Transition Incentive Program | Maywood | 7607 | 7 | 8.5 | Residential | Yes | Behind the Meter | Net-metered residential rooftop and canopy |  | None | Trinity Solar | PSE&G | Accepted | 2020-08-24 | 2020-08-26 | 2021-10-30 | Hanwha 340 | Q.PEAK DUO BLK-G6 340 | Solar Panels |  | 0.34 | 5 | 217 | 38 |  | Fixed | Roof
NJSTRE1545499376 |  | Transition Incentive Program | MANSFIELD TWP. | 8022 | 13 | 6.27 | Residential | No | Behind the Meter | Net-metered residential rooftop and canopy |  | None | Amped On Solar LLC | PSE&G | Accepted | 2020-08-24 | 2020-08-26 | 2021-10-30 | PANASONIC | VBHN330SA17 | Solar Panels |  | 0.33 | 11 | 179 | 38 |  | Fixed | Roof
NJSTRE1545499322 |  | Transition Incentive Program | Willingboro | 8046 | 13 | 5.1 | Residential | Yes | Behind the Meter | Net-metered residential rooftop and canopy |  | None | Trinity Solar | PSE&G | Accepted | 2020-08-24 | 2020-08-26 | 2021-10-30 | Hanwha | Q.PEAK DUO BLK-G6 340 | Solar Panels |  | 0.34 | 15 | 185 | 43 |  | Fixed | Roof
NJSTRE1545499354 |  | Transition Incentive Program | Cherry Hill | 8003 | 14 | 16.58 | Residential | No | Behind the Meter | Net-metered residential rooftop and canopy |  | None | Sun Up Zero Down | PSE&G | Accepted | 2020-08-27 | 2020-08-27 | 2021-10-30 | LG | LG325N1K-V5 | Solar Panels |  | 0.325 | 7 | 146 | 40 |  | Fixed | Roof
NJSTRE1545499415 |  | Transition Incentive Program | Caldwell | 7006 | 9 | 8.45 | Residential | Yes | Behind the Meter | Net-metered residential rooftop and canopy |  | None | Vivint Solar Developer, LLC | PSE&G | Accepted | 2020-08-25 | 2020-08-26 | 2021-10-30 | JINKO SOLAR | JKM325M-60HBL | Solar Panels |  | 0.325 | 7 | 223 | 24 |  | Fixed | Roof
NJSTRE1545499469 |  | Transition Incentive Program | Barnegat | 8005 | 18 | 7.48 | Residential | Yes | Behind the Meter | Net-metered residential rooftop and canopy |  | None | Trinity Solar | AC Electric | Accepted | 2020-08-24 | 2020-08-27 | 2021-10-30 | Hanwha | Q.PEAK DUO BLK-G6 340 | Solar Panels |  | 0.34 | 11 | 329 | 30 |  | Fixed | Roof
NJSTRE1545499469 |  | Transition Incentive Program | Barnegat | 8005 | 18 | 7.48 | Residential | Yes | Behind the Meter | Net-metered residential rooftop and canopy |  | None | Trinity Solar | AC Electric | Accepted | 2020-08-24 | 2020-08-27 | 2021-10-30 | Hanwha | Q.PEAK DUO BLK-G6 340 | Solar Panels |  | 0.34 | 7 | 149 | 30 |  | Fixed | Roof
NJSTRE1545499501 |  | Transition Incentive Program | Deptford | 8096 | 15 | 10.88 | Residential | Yes | Behind the Meter | Net-metered residential rooftop and canopy |  | None | Trinity Solar | PSE&G | Accepted | 2020-08-24 | 2020-08-26 | 2021-10-30 | Hanwha | Q.PEAK DUO BLK-G6 340 | Solar Panels |  | 0.34 | 14 | 269 | 21 |  | Fixed | Roof
NJSTRE1545499534 |  | Transition Incentive Program | Brick | 8724 | 18 | 11.84 | Residential | Yes | Behind the Meter | Net-metered residential rooftop and canopy |  | None | Trinity Solar | JCP&L | Final As-Built Received | 2020-08-24 | 2020-08-27 | 2021-10-30 | HANWHA 320 (Q.PEAK DUO BLK-G5 320) | HANWHA 320 (Q.PEAK DUO BLK-G5 320) | Solar Panels |  | 0.32 | 15 | 35 | 21 |  | Fixed | Roof
NJSTRE1545499548 |  | Transition Incentive Program | Bayville | 8721 | 18 | 7.14 | Residential | Yes | Behind the Meter | Net-metered residential rooftop and canopy |  | None | Trinity Solar | JCP&L | Accepted | 2020-08-24 | 2020-08-26 | 2021-10-30 | Hanwha 340 | Q.PEAK DUO BLK-G6 340 | Solar Panels |  | 0.34 | 21 | 159 | 34 |  | Fixed | Roof
NJSTRE1545499569 |  | Transition Incentive Program | Colonia | 7067 | 10 | 9.75 | Residential | Yes | Behind the Meter | Net-metered residential rooftop and canopy |  | None | Vivint Solar Developer, LLC | PSE&G | Accepted | 2020-08-25 | 2020-08-26 | 2021-10-30 | JINKO SOLAR | JKM325M-60HBL | Solar Panels |  | 0.325 | 21 | 352 | 25 |  | Fixed | Roof
NJSTRE1545499573 |  | Transition Incentive Program | West Orange | 7052 | 9 | 6.8 | Residential | Yes | Behind the Meter | Net-metered residential rooftop and canopy |  | None | Tesla Energy Operations Inc. | PSE&G | Accepted | 2020-08-24 | 2020-08-26 | 2021-10-30 | Hanwha Q-CELLS | Q.Peak DUO BLK-G6+ 340 | Solar Panels |  | 0.34 | 2 | 203 | 36 |  | Fixed | Roof
NJSTRE1545499588 |  | Transition Incentive Program | Toms River | 8753 | 18 | 11.55 | Residential | No | Behind the Meter | Net-metered residential rooftop and canopy |  | None | Green power energy | JCP&L | Accepted | 2020-08-24 | 2020-08-26 | 2021-10-30 | LG Electronics | LG330N1K-V5 | Solar Panels |  | 0.33 | 14 | 185 | 39 |  | Fixed | Roof
NJSTRE1545500000 |  | Transition Incentive Program | EWING | 8638 | 12 | 6.4 | Residential | No | Behind the Meter | Net-metered residential rooftop and canopy |  | None | Vivint Solar Developer, LLC | PSE&G | Accepted | 2020-08-26 | 2020-08-27 | 2021-10-30 | Hanwha Sola | Q.PEAK DUO BLK-G5 320 | Solar Panels |  | 0.32 | 1 | 39 | 40 |  | Fixed | Roof
NJSTRE1545500052 |  | Transition Incentive Program | Deptford TWP | 8096 | 15 | 12.16 | Residential | No | Behind the Meter | Net-metered residential rooftop and canopy |  | None | EMT Renewables | PSE&G | Accepted | 2020-08-24 | 2020-08-27 | 2021-10-30 | Trina | 320BLK | Solar Panels |  | 0.32 | 25 | 70 | 42 |  | Fixed | Roof
NJSTRE1545499444 |  | Transition Incentive Program | Elizabeth | 7206 | 10 | 6.03 | Residential | Yes | Behind the Meter | Net-metered residential rooftop and canopy |  | None | Trinity Solar | PSE&G | Accepted | 2020-08-24 | 2020-08-26 | 2021-10-30 | Hanwha | Q.PEAK DUO BLK-G6 335 | Solar Panels |  | 0.335 | 6 | 324 | 13 |  | Fixed | Roof
NJSTRE1545499415 |  | Transition Incentive Program | Caldwell | 7006 | 9 | 8.45 | Residential | Yes | Behind the Meter | Net-metered residential rooftop and canopy |  | None | Vivint Solar Developer, LLC | PSE&G | Accepted | 2020-08-25 | 2020-08-26 | 2021-10-30 | JINKO SOLAR | JKM325M-60HBL | Solar Panels |  | 0.325 | 2 | 42 | 22 |  | Fixed | Roof
NJSTRE1545499453 |  | Transition Incentive Program | Neptune | 7753 | 17 | 4.2 | Residential | Yes | Behind the Meter | Net-metered residential rooftop and canopy |  | None | Pro Custom Solar dba Momentum Solar | JCP&L | Accepted | 2020-08-24 | 2020-08-26 | 2021-10-30 | LG | LG 350N1C-V5 | Solar Panels |  | 0.35 | 4 | 101 | 8 |  | Fixed | Roof
NJSTRE1545499469 |  | Transition Incentive Program | Barnegat | 8005 | 18 | 7.48 | Residential | Yes | Behind the Meter | Net-metered residential rooftop and canopy |  | None | Trinity Solar | AC Electric | Accepted | 2020-08-24 | 2020-08-27 | 2021-10-30 | Hanwha | Q.PEAK DUO BLK-G6 340 | Solar Panels |  | 0.34 | 4 | 149 | 30 |  | Fixed | Roof
NJSTRE1545499586 |  | Transition Incentive Program | Somerset | 8873 | 5 | 6.4 | Residential | No | Behind the Meter | Net-metered residential rooftop and canopy |  | None | New Jersey Suntech | PSE&G | Accepted | 2020-08-24 | 2020-08-26 | 2021-10-30 | Jinko | JKM320M | Solar Panels |  | 0.32 | 10 | 223 | 14 |  | Fixed | Roof
NJSTRE1545499631 |  | Transition Incentive Program | Annandale | 8801 | 4 | 14.88 | Residential | No | Behind the Meter | Net-metered residential rooftop and canopy |  | None | Eznergy | JCP&L | Accepted | 2020-08-24 | 2020-08-26 | 2021-10-30 | Train | TSM310 | Solar Panels |  | 0.31 | 48 | 145 | 42 |  | Fixed | Roof
NJSTRE1545499645 |  | Transition Incentive Program | Bayville | 8721 | 18 | 9.52 | Residential | Yes | Behind the Meter | Net-metered residential rooftop and canopy |  | None | Trinity Solar | JCP&L | Accepted | 2020-08-24 | 2020-08-26 | 2021-10-30 | Hanwha 340 | Q.PEAK DUO BLK-G6 340 | Solar Panels |  | 0.34 | 11 | 290 | 23 |  | Fixed | Roof
NJSTRE1545499794 |  | Transition Incentive Program | Trenton | 8610 | 12 | 4.76 | Residential | Yes | Behind the Meter | Net-metered residential rooftop and canopy |  | None | Trinity Solar | PSE&G | Accepted | 2020-08-24 | 2020-08-26 | 2021-10-30 | Hanwha 340 | Q.PEAK DUO BLK-G6 340 | Solar Panels |  | 0.34 | 2 | 302 | 37 |  | Fixed | Roof
NJSTRE1545500057 |  | Transition Incentive Program | Deptford | 8096 | 15 | 5.44 | Residential | Yes | Behind the Meter | Net-metered residential rooftop and canopy |  | None | Vision Solar LLC | PSE&G | Accepted | 2020-08-24 | 2020-08-26 | 2021-10-30 | HANWHA Q-CELLS | Q.PEAK DUO-G6 340 | Solar Panels |  | 0.34 | 6 | 284 | 30 |  | Fixed | Roof
NJSTRE1545500058 |  | Transition Incentive Program | Mount Laurel | 8054 | 13 | 16.25 | Residential | Yes | Behind the Meter | Net-metered residential rooftop and canopy |  | None | SunnyMac LLC | PSE&G | Accepted | 2020-08-24 | 2020-08-26 | 2021-10-30 | REC | REC 325 TwinPeak 2 Mono | Solar Panels |  | 0.325 | 20 | 255 | 30 |  | Fixed | Roof
NJSTRE1545500068 |  | Transition Incentive Program | Califon | 7830 | 4 | 7.35 | Residential | Yes | Behind the Meter | Net-metered residential rooftop and canopy |  | None | Pro Custom Solar dba Momentum Solar | JCP&L | Accepted | 2020-08-24 | 2020-08-26 | 2021-10-30 | LG | LG 350N1C-V5 | Solar Panels |  | 0.35 | 6 | 74 | 35 |  | Fixed | Roof
NJSTRE1545500114 |  | Transition Incentive Program | Lindenwold | 8021 | 14 | 6.3 | Residential | Yes | Behind the Meter | Net-metered residential rooftop and canopy |  | None | Pro Custom Solar dba Momentum Solar | AC Electric | Accepted | 2020-08-24 | 2020-08-27 | 2021-10-30 | LG | LG 350N1C-V5 | Solar Panels |  | 0.35 | 6 | 266 | 24 |  | Fixed | Roof
NJSTRE1545500143 |  | Transition Incentive Program | Woodbridge | 7095 | 11 | 7.7 | Residential | Yes | Behind the Meter | Net-metered residential rooftop and canopy |  | None | Pro Custom Solar dba Momentum Solar | PSE&G | Accepted | 2020-08-24 | 2020-08-26 | 2021-10-30 | LG | LG 350N1C-V5 | Solar Panels |  | 0.35 | 6 | 249 | 36 |  | Fixed | Roof
NJSTRE1545499310 |  | Transition Incentive Program | Barnegat | 8005 | 18 | 8.84 | Residential | Yes | Behind the Meter | Net-metered residential rooftop and canopy |  | None | Trinity Solar | AC Electric | Accepted | 2020-08-24 | 2020-08-26 | 2021-10-30 | Hanwha | SE7600H-US000BNC4 | Solar Panels |  | 0.34 | 7 | 154 | 30 |  | Fixed | Roof
NJSTRE1545499310 |  | Transition Incentive Program | Barnegat | 8005 | 18 | 8.84 | Residential | Yes | Behind the Meter | Net-metered residential rooftop and canopy |  | None | Trinity Solar | AC Electric | Accepted | 2020-08-24 | 2020-08-26 | 2021-10-30 | Hanwha | SE7600H-US000BNC4 | Solar Panels |  | 0.34 | 3 | 153 | 32 |  | Fixed | Roof
NJSTRE1545499354 |  | Transition Incentive Program | Cherry Hill | 8003 | 14 | 16.58 | Residential | No | Behind the Meter | Net-metered residential rooftop and canopy |  | None | Sun Up Zero Down | PSE&G | Accepted | 2020-08-27 | 2020-08-27 | 2021-10-30 | LG | LG325N1K-V5 | Solar Panels |  | 0.325 | 7 | 237 | 30 |  | Fixed | Roof
NJSTRE1545499354 |  | Transition Incentive Program | Cherry Hill | 8003 | 14 | 16.58 | Residential | No | Behind the Meter | Net-metered residential rooftop and canopy |  | None | Sun Up Zero Down | PSE&G | Accepted | 2020-08-27 | 2020-08-27 | 2021-10-30 | LG | LG325N1K-V5 | Solar Panels |  | 0.325 | 11 | 57 | 26 |  | Fixed | Roof
NJSTRE1545499481 |  | Transition Incentive Program | BURLINGTON | 8016 | 13 | 7.8 | Residential | Yes | Behind the Meter | Net-metered residential rooftop and canopy |  | None | Vivint Solar Developer, LLC | PSE&G | Accepted | 2020-08-25 | 2020-08-26 | 2021-10-30 | JINKO SOLAR | JKM325M-60HBL | Solar Panels |  | 0.325 | 10 | 249 | 3 |  | Fixed | Roof
NJSTRE1545499523 |  | Transition Incentive Program | IRVINGTON | 7111 | 9 | 6.5 | Residential | Yes | Behind the Meter | Net-metered residential rooftop and canopy |  | None | Vivint Solar Developer, LLC | PSE&G | Accepted | 2020-08-25 | 2020-08-26 | 2021-10-30 | JINKO SOLAR | JKM325M-60HBL | Solar Panels |  | 0.325 | 6 | 137 | 34 |  | Fixed | Roof
NJSTRE1545499573 |  | Transition Incentive Program | West Orange | 7052 | 9 | 6.8 | Residential | Yes | Behind the Meter | Net-metered residential rooftop and canopy |  | None | Tesla Energy Operations Inc. | PSE&G | Accepted | 2020-08-24 | 2020-08-26 | 2021-10-30 | Hanwha Q-CELLS | Q.Peak DUO BLK-G6+ 340 | Solar Panels |  | 0.34 | 7 | 203 | 36 |  | Fixed | Roof
NJSTRE1545499573 |  | Transition Incentive Program | West Orange | 7052 | 9 | 6.8 | Residential | Yes | Behind the Meter | Net-metered residential rooftop and canopy |  | None | Tesla Energy Operations Inc. | PSE&G | Accepted | 2020-08-24 | 2020-08-26 | 2021-10-30 | Hanwha Q-CELLS | Q.Peak DUO BLK-G6+ 340 | Solar Panels |  | 0.34 | 9 | 23 | 36 |  | Fixed | Roof
NJSTRE1545499586 |  | Transition Incentive Program | Somerset | 8873 | 5 | 6.4 | Residential | No | Behind the Meter | Net-metered residential rooftop and canopy |  | None | New Jersey Suntech | PSE&G | Accepted | 2020-08-24 | 2020-08-26 | 2021-10-30 | Jinko | JKM32M | Solar Panels |  | 0.32 | 10 | 223 | 40 |  | Fixed | Roof
NJSTRE1545499577 |  | Transition Incentive Program | Hamilton Twp Mer | 8610 | 12 | 8.16 | Residential | Yes | Behind the Meter | Net-metered residential rooftop and canopy |  | None | Tesla Energy Operations Inc. | PSE&G | Accepted | 2020-08-24 | 2020-08-26 | 2021-10-30 | Hanwha Q-CELLS | Q.Peak DUO BLK-G6+ 340 | Solar Panels |  | 0.34 | 18 | 118 | 20 |  | Fixed | Roof
NJSTRE1545499794 |  | Transition Incentive Program | Trenton | 8610 | 12 | 4.76 | Residential | Yes | Behind the Meter | Net-metered residential rooftop and canopy |  | None | Trinity Solar | PSE&G | Accepted | 2020-08-24 | 2020-08-26 | 2021-10-30 | Hanwha 340 | Q.PEAK DUO BLK-G6 340 | Solar Panels |  | 0.34 | 12 | 122 | 37 |  | Fixed | Roof
NJSTRE1545500004 |  | Transition Incentive Program | VINELAND | 8360 | 20 | 5.1 | Residential | Yes | Behind the Meter | Net-metered residential rooftop and canopy |  | None | Trinity Solar | Vineland Muni Electric | Accepted | 2020-08-24 | 2020-08-27 | 2021-10-30 | HANWHA | Q.PEAK DUO BLK-G6 340 | Solar Panels |  | 0.34 | 7 | 273 | 9 |  | Fixed | Roof
NJSTRE1545501814 |  | Transition Incentive Program | SAYREVILLE | 8872 | 11 | 9.45 | Residential | No | Behind the Meter | Net-metered residential rooftop and canopy |  | None | Suntuity Solar LLC | JCP&L | Final As-Built Received | 2020-08-25 | 2020-08-27 | 2021-10-30 | Longi | LR6-60HPB-315M | Solar Panels |  | 0.315 | 7 | 165 | 33 |  | Fixed | Roof
NJSTRE1545499354 |  | Transition Incentive Program | Cherry Hill | 8003 | 14 | 16.58 | Residential | No | Behind the Meter | Net-metered residential rooftop and canopy |  | None | Sun Up Zero Down | PSE&G | Accepted | 2020-08-27 | 2020-08-27 | 2021-10-30 | LG | LG325N1K-V5 | Solar Panels |  | 0.325 | 17 | 237 | 26 |  | Fixed | Roof
NJSTRE1545499415 |  | Transition Incentive Program | Caldwell | 7006 | 9 | 8.45 | Residential | Yes | Behind the Meter | Net-metered residential rooftop and canopy |  | None | Vivint Solar Developer, LLC | PSE&G | Accepted | 2020-08-25 | 2020-08-26 | 2021-10-30 | JINKO SOLAR | JKM325M-60HBL | Solar Panels |  | 0.325 | 9 | 221 | 37 |  | Fixed | Roof
NJSTRE1545499453 |  | Transition Incentive Program | Neptune | 7753 | 17 | 4.2 | Residential | Yes | Behind the Meter | Net-metered residential rooftop and canopy |  | None | Pro Custom Solar dba Momentum Solar | JCP&L | Accepted | 2020-08-24 | 2020-08-26 | 2021-10-30 | LG | LG 350N1C-V5 | Solar Panels |  | 0.35 | 4 | 281 | 8 |  | Fixed | Roof
NJSTRE1545499501 |  | Transition Incentive Program | Deptford | 8096 | 15 | 10.88 | Residential | Yes | Behind the Meter | Net-metered residential rooftop and canopy |  | None | Trinity Solar | PSE&G | Accepted | 2020-08-24 | 2020-08-26 | 2021-10-30 | Hanwha | Q.PEAK DUO BLK-G6 340 | Solar Panels |  | 0.34 | 12 | 89 | 21 |  | Fixed | Roof
NJSTRE1545499523 |  | Transition Incentive Program | IRVINGTON | 7111 | 9 | 6.5 | Residential | Yes | Behind the Meter | Net-metered residential rooftop and canopy |  | None | Vivint Solar Developer, LLC | PSE&G | Accepted | 2020-08-25 | 2020-08-26 | 2021-10-30 | JINKO SOLAR | JKM325M-60HBL | Solar Panels |  | 0.325 | 8 | 317 | 34 |  | Fixed | Roof
NJSTRE1545499523 |  | Transition Incentive Program | IRVINGTON | 7111 | 9 | 6.5 | Residential | Yes | Behind the Meter | Net-metered residential rooftop and canopy |  | None | Vivint Solar Developer, LLC | PSE&G | Accepted | 2020-08-25 | 2020-08-26 | 2021-10-30 | JINKO SOLAR | JKM325M-60HBL | Solar Panels |  | 0.325 | 6 | 137 | 16 |  | Fixed | Roof
NJSTRE1545499573 |  | Transition Incentive Program | West Orange | 7052 | 9 | 6.8 | Residential | Yes | Behind the Meter | Net-metered residential rooftop and canopy |  | None | Tesla Energy Operations Inc. | PSE&G | Accepted | 2020-08-24 | 2020-08-26 | 2021-10-30 | Hanwha Q-CELLS | Q.Peak DUO BLK-G6+ 340 | Solar Panels |  | 0.34 | 2 | 23 | 36 |  | Fixed | Roof
NJSTRE1545499645 |  | Transition Incentive Program | Bayville | 8721 | 18 | 9.52 | Residential | Yes | Behind the Meter | Net-metered residential rooftop and canopy |  | None | Trinity Solar | JCP&L | Accepted | 2020-08-24 | 2020-08-26 | 2021-10-30 | Hanwha 340 | Q.PEAK DUO BLK-G6 340 | Solar Panels |  | 0.34 | 17 | 290 | 23 |  | Fixed | Roof
NJSTRE1545499973 |  | Transition Incentive Program | FAIR LAWN | 7410 | 7 | 7 | Residential | No | Behind the Meter | Net-metered residential rooftop and canopy |  | None | Infinity Solar Systems | PSE&G | Accepted | 2020-08-24 | 2020-08-26 | 2021-10-30 | LG | LG350N1C-V5 | Solar Panels |  | 0.35 | 2 | 159 | 27 |  | Fixed | Roof
NJSTRE1545500000 |  | Transition Incentive Program | EWING | 8638 | 12 | 6.4 | Residential | No | Behind the Meter | Net-metered residential rooftop and canopy |  | None | Vivint Solar Developer, LLC | PSE&G | Accepted | 2020-08-26 | 2020-08-27 | 2021-10-30 | HanwhaSolar | Q.PEAKDUOBLK-G5 320w | Solar Panels |  | 0.32 | 11 | 219 | 40 |  | Fixed | Roof
NJSTRE1545500052 |  | Transition Incentive Program | Deptford TWP | 8096 | 15 | 12.16 | Residential | No | Behind the Meter | Net-metered residential rooftop and canopy |  | None | EMT Renewables | PSE&G | Accepted | 2020-08-24 | 2020-08-27 | 2021-10-30 | Trina | 320BLK | Solar Panels |  | 0.32 | 13 | 250 | 4 |  | Fixed | Roof
NJSTRE1545500058 |  | Transition Incentive Program | Mount Laurel | 8054 | 13 | 16.25 | Residential | Yes | Behind the Meter | Net-metered residential rooftop and canopy |  | None | SunnyMac LLC | PSE&G | Accepted | 2020-08-24 | 2020-08-26 | 2021-10-30 | REC | REC 325 TwinPeak 2 Mono | Solar Panels |  | 0.325 | 10 | 255 | 37 |  | Fixed | Roof
NJSTRE1545500068 |  | Transition Incentive Program | Califon | 7830 | 4 | 7.35 | Residential | Yes | Behind the Meter | Net-metered residential rooftop and canopy |  | None | Pro Custom Solar dba Momentum Solar | JCP&L | Accepted | 2020-08-24 | 2020-08-26 | 2021-10-30 | LG | LG 350N1C-V5 | Solar Panels |  | 0.35 | 7 | 165 | 17 |  | Fixed | Roof
NJSTRE1545496624 |  | Transition Incentive Program | Belford | 7718 | 17 | 5.25 | Residential | Yes | Behind the Meter | Net-metered residential rooftop and canopy |  | None | Pro Custom Solar dba Momentum Solar | JCP&L | Accepted | 2020-08-21 | 2020-08-26 | 2021-10-30 | LG | LG 350N1C-V5 | Solar Panels |  | 0.35 | 15 | 212 | 18 |  | Fixed | Roof
NJSTRE1545496734 |  | Transition Incentive Program | Swedesboro | 8085 | 15 | 10.4 | Residential | No | Behind the Meter | Net-metered residential rooftop and canopy |  | None | Advanced Renewable Solutions | AC Electric | Accepted | 2020-08-21 | 2020-08-26 | 2021-10-30 | CertainTeed | CT315M11-02 | Solar Panels |  | 0.315 | 7 | 145 | 30 |  | Fixed | Roof
NJSTRE1545498991 |  | Transition Incentive Program | Hillsborough Township | 8844 | 5 | 6.87 | Residential | No | Behind the Meter | Net-metered residential rooftop and canopy |  | None | GenRenew, LLC | PSE&G | Accepted | 2020-08-23 | 2020-08-26 | 2021-10-30 | sunpower | SPR-E20-327-E-AC | Solar Panels |  | 0.327 | 19 | 181 | 40 |  | Fixed | Roof
NJSTRE1545499207 |  | Transition Incentive Program | Hillsborough | 8844 | 5 | 3.84 | Residential | Yes | Behind the Meter | Net-metered residential rooftop and canopy |  | None | Posigen NJ LLC | PSE&G | Accepted | 2020-08-24 | 2020-08-26 | 2021-10-30 | Silfab | SLA320BL | Solar Panels |  | 0.32 | 12 | 177 | 25 |  | Fixed | Roof
NJSTRE1545499216 |  | Transition Incentive Program | Lyndhurst | 7071 | 7 | 7.14 | Residential | Yes | Behind the Meter | Net-metered residential rooftop and canopy |  | None | Vision Solar LLC | PSE&G | Accepted | 2020-08-24 | 2020-08-26 | 2021-10-30 | HANWHA Q-CELLS | Q.PEAK DUO-G6 340 | Solar Panels |  | 0.34 | 2 | 38 | 21 |  | Fixed | Roof
NJSTRE1545499248 |  | Transition Incentive Program | mount royal | 8061 | 15 | 14.08 | Residential | Yes | Behind the Meter | Net-metered residential rooftop and canopy |  | None | Orbit Energy & Power, LLC | AC Electric | Accepted | 2020-08-24 | 2020-08-26 | 2021-10-30 | hanwha qcells | qpeak 32ow | Solar Panels |  | 0.32 | 31 | 230 | 35 |  | Fixed | Roof
NJSTRE1545499262 |  | Transition Incentive Program | Clementon | 8021 | 14 | 9.18 | Residential | No | Behind the Meter | Net-metered residential rooftop and canopy |  | None | Trinity Solar | PSE&G | Accepted | 2020-08-24 | 2020-08-26 | 2021-10-30 | Hanwha | Q.PEAK DUO BLK-G6 340 | Solar Panels |  | 0.34 | 10 | 300 | 23 |  | Fixed | Roof
NJSTRE1545499345 |  | Transition Incentive Program | Maywood | 7607 | 7 | 8.5 | Residential | Yes | Behind the Meter | Net-metered residential rooftop and canopy |  | None | Trinity Solar | PSE&G | Accepted | 2020-08-24 | 2020-08-26 | 2021-10-30 | Hanwha 340 | Q.PEAK DUO BLK-G6 340 | Solar Panels |  | 0.34 | 6 | 126 | 13 |  | Fixed | Roof
NJSTRE1545499493 |  | Transition Incentive Program | Jackson | 8527 | 18 | 3224 | Commercial | Yes | Behind the Meter | Floating Solar |  | None | RETTEW Field Services | JCP&L | Accepted | 2020-08-26 | 2020-09-11 | 2021-10-30 | VSUN | VSUN-144BMH-DG | Solar Panels |  | 0.4 | 8060 | S facing azimuth 195 deg | 12 |  | Fixed | Ground | Water
NJSTRE1545499501 |  | Transition Incentive Program | Deptford | 8096 | 15 | 10.88 | Residential | Yes | Behind the Meter | Net-metered residential rooftop and canopy |  | None | Trinity Solar | PSE&G | Accepted | 2020-08-24 | 2020-08-26 | 2021-10-30 | Hanwha | Q.PEAK DUO BLK-G6 340 | Solar Panels |  | 0.34 | 6 | 89 | 23 |  | Fixed | Roof
NJSTRE1545499582 |  | Transition Incentive Program | Brick | 8724 | 18 | 10.2 | Residential | Yes | Behind the Meter | Net-metered residential rooftop and canopy |  | None | Trinity Solar | JCP&L | Accepted | 2020-08-24 | 2020-08-26 | 2021-10-30 | Hanwha 340 | Q.PEAK DUO BLK-G6 340 | Solar Panels |  | 0.34 | 17 | 134 | 23 |  | Fixed | Roof
NJSTRE1545499577 |  | Transition Incentive Program | Hamilton Twp Mer | 8610 | 12 | 8.16 | Residential | Yes | Behind the Meter | Net-metered residential rooftop and canopy |  | None | Tesla Energy Operations Inc. | PSE&G | Accepted | 2020-08-24 | 2020-08-26 | 2021-10-30 | Hanwha Q-CELLS | Q.Peak DUO BLK-G6+ 340 | Solar Panels |  | 0.34 | 6 | 298 | 20 |  | Fixed | Roof
NJSTRE1545499588 |  | Transition Incentive Program | Toms River | 8753 | 18 | 11.55 | Residential | No | Behind the Meter | Net-metered residential rooftop and canopy |  | None | Green power energy | JCP&L | Accepted | 2020-08-24 | 2020-08-26 | 2021-10-30 | LG Electronics | LG330N1K-V5 | Solar Panels |  | 0.33 | 4 | 95 | 39 |  | Fixed | Roof
NJSTRE1545500017 |  | Transition Incentive Program | Ventnor City | 8406 | 19 | 4.2 | Residential | Yes | Behind the Meter | Net-metered residential rooftop and canopy |  | None | Pro Custom Solar dba Momentum Solar | AC Electric | Accepted | 2020-08-24 | 2020-08-27 | 2021-10-30 | LG | LG 350N1C-V5 | Solar Panels |  | 0.35 | 12 | 148 | 6 |  | Fixed | Roof
NJSTRE1545500058 |  | Transition Incentive Program | Mount Laurel | 8054 | 13 | 16.25 | Residential | Yes | Behind the Meter | Net-metered residential rooftop and canopy |  | None | SunnyMac LLC | PSE&G | Accepted | 2020-08-24 | 2020-08-26 | 2021-10-30 | REC | REC 325 TwinPeak 2 Mono | Solar Panels |  | 0.325 | 20 | 165 | 40 |  | Fixed | Roof
NJSTRE1545500114 |  | Transition Incentive Program | Lindenwold | 8021 | 14 | 6.3 | Residential | Yes | Behind the Meter | Net-metered residential rooftop and canopy |  | None | Pro Custom Solar dba Momentum Solar | AC Electric | Accepted | 2020-08-24 | 2020-08-27 | 2021-10-30 | LG | LG 350N1C-V5 | Solar Panels |  | 0.35 | 12 | 267 | 23 |  | Fixed | Roof
NJSTRE1545500198 |  | Transition Incentive Program | Paterson | 7514 | 6 | 5.33 | Residential | No | Behind the Meter | Net-metered residential rooftop and canopy |  | None | Seabright Solar | PSE&G | Accepted | 2020-08-24 | 2020-08-27 | 2021-10-30 | Sunpower | SPR-A-410-G-AC | Solar Panels |  | 0.41 | 6 | 13 | 38 |  | Fixed | Roof
NJSTRE1545500354 |  | Transition Incentive Program | Jersey City | 7307 | 8 | 7.85 | Residential | No | Behind the Meter | Net-metered residential rooftop and canopy |  | None | SunPower Corporation, Systems | PSE&G | Accepted | 2020-08-25 | 2020-08-27 | 2021-10-30 | SunPower | SPR-E20-327-E-AC | Solar Panels |  | 0.327 | 4 | 206 | 20 |  | Fixed | Roof
NJSTRE1545500371 |  | Transition Incentive Program | North Haledon | 7508 | 6 | 4.91 | Residential | No | Behind the Meter | Net-metered residential rooftop and canopy |  | None | SunPower Corporation, Systems | PSE&G | Accepted | 2020-08-25 | 2020-08-27 | 2021-10-30 | SunPower | SPR-E20-327-E-AC | Solar Panels |  | 0.327 | 15 | 165 | 27 |  | Fixed | Roof
NJSTRE1545501814 |  | Transition Incentive Program | SAYREVILLE | 8872 | 11 | 9.45 | Residential | No | Behind the Meter | Net-metered residential rooftop and canopy |  | None | Suntuity Solar LLC | JCP&L | Final As-Built Received | 2020-08-25 | 2020-08-27 | 2021-10-30 | Longi | LR6-60HPB-315M | Solar Panels |  | 0.315 | 2 | 345 | 33 |  | Fixed | Roof
NJSTRE1545501819 | NJSRRE1542541529 | Transition Incentive Program | Bloomfield | 7003 | 9 | 10.7 | Residential | Yes | Behind the Meter | Behind the Meter |  | None | Pro Custom Solar dba Momentum Solar | PSE&G | Eligible for TI Program | 2019-10-14 | 2019-10-16 | 2021-10-30 | LG ELECTRONICS | LG 345N1C-V5 | Solar Panels |  | 0.345 | 7 | 200 | 47 |  | Fixed | Roof
NJSTRE1545501810 |  | Transition Incentive Program | Sicklerville | 8081 | 14 | 11.56 | Residential | Yes | Behind the Meter | Net-metered residential rooftop and canopy |  | None | Trinity Solar | AC Electric | Accepted | 2020-08-25 | 2020-08-27 | 2021-10-30 | Hanwha 340 | Q.PEAK DUO BLK-G6 340 | Solar Panels |  | 0.34 | 10 | 180 | 27 |  | Fixed | Roof
NJSTRE1545501836 |  | Transition Incentive Program | BELLMAWR | 8031 | 14 | 5.36 | Residential | Yes | Behind the Meter | Net-metered residential rooftop and canopy |  | None | Suntuity Solar LLC | PSE&G | Accepted | 2020-08-25 | 2020-09-03 | 2021-10-30 | Longi | LR6-60HPB-315M | Solar Panels |  | 0.315 | 2 | 13 | 42 |  | Fixed | Roof
NJSTRE1545501861 |  | Transition Incentive Program | South Plainfield | 7080 | 11 | 8.45 | Residential | Yes | Behind the Meter | Net-metered residential rooftop and canopy |  | None | SunnyMac LLC | PSE&G | Accepted | 2020-08-25 | 2020-08-27 | 2021-10-30 | REC | 325 TwinPeak 2 Mono | Solar Panels |  | 0.325 | 26 | 125 | 23 |  | Fixed | Roof
NJSTRE1545501881 |  | Transition Incentive Program | Bogota | 7603 | 7 | 4.29 | Residential | Yes | Behind the Meter | Net-metered residential rooftop and canopy |  | None | Sunrun Installation Services, Inc. | PSE&G | Accepted | 2020-08-25 | 2020-08-27 | 2021-10-30 | LG Electronics | LG330N1C-A5 | Solar Panels |  | 0.33 | 10 | 199 | 29 |  | Fixed | Roof
NJSTRE1545501872 |  | Transition Incentive Program | Washington Twp | 8012 | 14 | 8.51 | Residential | No | Behind the Meter | Net-metered residential rooftop and canopy |  | None | Trinity Solar | AC Electric | Accepted | 2020-08-25 | 2020-08-27 | 2021-10-30 | Hanwha 315 | Q.PEAK DUO BLK-G5 315 | Solar Panels |  | 0.315 | 5 | 80 | 23 |  | Fixed | Roof
NJSTRE1545499534 |  | Transition Incentive Program | Brick | 8724 | 18 | 11.84 | Residential | Yes | Behind the Meter | Net-metered residential rooftop and canopy |  | None | Trinity Solar | JCP&L | Final As-Built Received | 2020-08-24 | 2020-08-27 | 2021-10-30 | HANWHA 320 (Q.PEAK DUO BLK-G5 320) | HANWHA 320 (Q.PEAK DUO BLK-G5 320) | Solar Panels |  | 0.32 | 6 | 215 | 23 |  | Fixed | Roof
NJSTRE1545499582 |  | Transition Incentive Program | Brick | 8724 | 18 | 10.2 | Residential | Yes | Behind the Meter | Net-metered residential rooftop and canopy |  | None | Trinity Solar | JCP&L | Accepted | 2020-08-24 | 2020-08-26 | 2021-10-30 | Hanwha 340 | Q.PEAK DUO BLK-G6 340 | Solar Panels |  | 0.34 | 13 | 134 | 18 |  | Fixed | Roof
NJSTRE1545500000 |  | Transition Incentive Program | EWING | 8638 | 12 | 6.4 | Residential | No | Behind the Meter | Net-metered residential rooftop and canopy |  | None | Vivint Solar Developer, LLC | PSE&G | Accepted | 2020-08-26 | 2020-08-27 | 2021-10-30 | HanwhaSolar | Q.PEAKDUOBLK-G5 320 | Solar Panels |  | 0.32 | 4 | 309 | 33 |  | Fixed | Roof
NJSTRE1545500047 |  | Transition Incentive Program | Hillside | 7205 | 10 | 8.4 | Residential | Yes | Behind the Meter | Net-metered residential rooftop and canopy |  | None | Pro Custom Solar dba Momentum Solar | PSE&G | Accepted | 2020-08-24 | 2020-08-27 | 2021-10-30 | LG | LG 350N1C-V5 | Solar Panels |  | 0.35 | 24 | 140 | 26 |  | Fixed | Roof
NJSTRE1545500175 |  | Transition Incentive Program | Lumberton | 8048 | 13 | 9.32 | Residential | Yes | Behind the Meter | Net-metered residential rooftop and canopy |  | None | Pro Custom Solar dba Momentum Solar | PSE&G | Accepted | 2020-08-24 | 2020-08-26 | 2021-10-30 | LG | LG 345N1C-V5 | Solar Panels |  | 0.345 | 17 | 328 | 27 |  | Fixed | Roof
NJSTRE1545500252 |  | Transition Incentive Program | Monroe Township | 8831 | 11 | 11.34 | Residential | No | Behind the Meter | Net-metered residential rooftop and canopy |  | None | Tesla Energy Operations Inc. | JCP&L | Accepted | 2020-08-24 | 2020-08-27 | 2021-10-30 | SolarCity Corp | SC315B2 | Solar Panels |  | 0.315 | 36 | 178 | 34 |  | Fixed | Roof
NJSTRE1545500299 |  | Transition Incentive Program | Colts Neck | 7722 | 17 | 19.38 | Residential | No | Behind the Meter | Net-metered residential rooftop and canopy |  | None | NJ Solar Power, LLC | JCP&L | Accepted | 2020-08-24 | 2020-08-27 | 2021-10-30 | panasonic | VBHN340SA17 | Solar Panels |  | 0.34 | 57 | 236 | 34 |  | Fixed | Roof
NJSTRE1545500354 |  | Transition Incentive Program | Jersey City | 7307 | 8 | 7.85 | Residential | No | Behind the Meter | Net-metered residential rooftop and canopy |  | None | SunPower Corporation, Systems | PSE&G | Accepted | 2020-08-25 | 2020-08-27 | 2021-10-30 | SunPower | SPR-E20-327-E-AC | Solar Panels |  | 0.327 | 8 | 206 | 40 |  | Fixed | Roof
NJSTRE1545501814 |  | Transition Incentive Program | SAYREVILLE | 8872 | 11 | 9.45 | Residential | No | Behind the Meter | Net-metered residential rooftop and canopy |  | None | Suntuity Solar LLC | JCP&L | Final As-Built Received | 2020-08-25 | 2020-08-27 | 2021-10-30 | Longi | LR6-60HPB-315M | Solar Panels |  | 0.315 | 11 | 75 | 33 |  | Fixed | Roof
NJSTRE1545501815 |  | Transition Incentive Program | Montclair | 7043 | 9 | 15.75 | Residential | No | Behind the Meter | Net-metered residential rooftop and canopy |  | None | Green Power energy | PSE&G | Accepted | 2020-08-25 | 2020-08-27 | 2021-10-30 | Hanwha | Q.PEAK DUO BLK-G6 | Solar Panels |  | 0.335 | 12 | 190 | 10 |  | Fixed | Roof
NJSTRE1545501848 |  | Transition Incentive Program | Howell Township | 7731 | 17 | 6.46 | Residential | Yes | Behind the Meter | Net-metered residential rooftop and canopy |  | None | Trinity Solar | JCP&L | Accepted | 2020-08-25 | 2020-08-27 | 2021-10-30 | Hanwha 340 | Q.PEAK DUO BLK-G6 340 | Solar Panels |  | 0.34 | 19 | 210 | 18 |  | Fixed | Roof
NJSTRE1545501865 |  | Transition Incentive Program | TOTOWA | 7512 | 6 | 15.75 | Residential | Yes | Behind the Meter | Net-metered residential rooftop and canopy |  | None | Suntuity Solar LLC | PSE&G | Accepted | 2020-08-25 | 2020-08-27 | 2021-10-30 | Longi | LR6-60HPB-315M | Solar Panels |  | 0.315 | 19 | 294 | 29 |  | Fixed | Roof
NJSTRE1545501875 |  | Transition Incentive Program | EAST ORANGE | 7017 | 9 | 6.5 | Residential | Yes | Behind the Meter | Net-metered residential rooftop and canopy |  | None | Vivint Solar Developer, LLC | PSE&G | Accepted | 2020-08-26 | 2020-08-27 | 2021-10-30 | JINKO SOLAR | JKM325M-60HBL | Solar Panels |  | 0.325 | 8 | 10 | 36 |  | Fixed | Roof
NJSTRE1545501885 |  | Transition Incentive Program | Keansburg | 7734 | 17 | 13.86 | Residential | No | Behind the Meter | Net-metered residential rooftop and canopy |  | None | Suntuity Solar LLC | JCP&L | Accepted | 2020-08-25 | 2020-08-27 | 2021-10-30 | Longi | LR6-60HPB-315M | Solar Panels |  | 0.315 | 16 | 279 | 45 |  | Fixed | Roof
NJSTRE1545501884 |  | Transition Incentive Program | Washington Township | 8080 | 15 | 12.43 | Residential | Yes | Behind the Meter | Net-metered residential rooftop and canopy |  | None | Ad Energy | AC Electric | Accepted | 2020-08-25 | 2020-08-27 | 2021-10-30 | Sunpower | SPR-E20-327-E-AC | Solar Panels |  | 0.327 | 20 | 177 | 24 |  | Fixed | Roof
NJSTRE1545501909 |  | Transition Incentive Program | Ewing Twp | 8638 | 12 | 8 | Residential | No | Behind the Meter | Net-metered residential rooftop and canopy |  | None | Azimuth Renewable Energy | PSE&G | Accepted | 2020-08-25 | 2020-08-27 | 2021-10-30 | Qcell | Qcell 320 | Solar Panels |  | 0.32 | 16 | 219 | 18 |  | Fixed | Roof
NJSTRE1545501904 |  | Transition Incentive Program | HOWELL | 7731 | 17 | 17.88 | Residential | Yes | Behind the Meter | Net-metered residential rooftop and canopy |  | None | Vivint Solar Developer, LLC | JCP&L | Accepted | 2020-08-26 | 2020-08-27 | 2021-10-30 | JINKO SOLAR | JKM325M-60HBL | Solar Panels |  | 0.325 | 8 | 115 | 36 |  | Fixed | Roof
NJSTRE1545501988 |  | Transition Incentive Program | UNION | 7083 | 10 | 3.9 | Residential | Yes | Behind the Meter | Net-metered residential rooftop and canopy |  | None | Vivint Solar Developer, LLC | PSE&G | Accepted | 2020-08-26 | 2020-08-27 | 2021-10-30 | JINKO SOLAR | JKM325M-60HBL | Solar Panels |  | 0.325 | 6 | 224 | 14 |  | Fixed | Roof
NJSTRE1545502054 |  | Transition Incentive Program | Jamesburg | 8831 | 11 | 12.58 | Residential | No | Behind the Meter | Net-metered residential rooftop and canopy |  | None | Maier Solar Engineering dba Solar Me | JCP&L | Accepted | 2020-08-25 | 2020-08-27 | 2021-10-30 | Hanwha | Q.PEAK BLK-G6 340W | Solar Panels |  | 0.34 | 11 | 240 | 20 |  | Fixed | Roof
NJSTRE1545502097 |  | Transition Incentive Program | DELRAN | 8075 | 13 | 6.5 | Residential | Yes | Behind the Meter | Net-metered residential rooftop and canopy |  | None | Vivint Solar Developer, LLC | PSE&G | Accepted | 2020-08-26 | 2020-08-27 | 2021-10-30 | Jinko Solar | JKM325M-60HBL | Solar Panels |  | 0.325 | 7 | 200 | 17 |  | Fixed | Roof
NJSTRE1545502141 |  | Transition Incentive Program | Piscataway | 8854 | 11 | 17.66 | Residential | Yes | Behind the Meter | Net-metered residential rooftop and canopy |  | None | Ad Energy | PSE&G | Accepted | 2020-08-25 | 2020-08-27 | 2021-10-30 | Sunpower | SPR-E20-327-E-AC | Solar Panels |  | 0.327 | 22 | 230 | 27 |  | Fixed | Roof
NJSTRE1545502141 |  | Transition Incentive Program | Piscataway | 8854 | 11 | 17.66 | Residential | Yes | Behind the Meter | Net-metered residential rooftop and canopy |  | None | Ad Energy | PSE&G | Accepted | 2020-08-25 | 2020-08-27 | 2021-10-30 | Sunpower | SPR-E20-327-E-AC | Solar Panels |  | 0.327 | 10 | 50 | 27 |  | Fixed | Roof
NJSTRE1545502215 |  | Transition Incentive Program | Gibbstown | 8027 | 15 | 10.05 | Residential | Yes | Behind the Meter | Net-metered residential rooftop and canopy |  | None | Trinity Solar | AC Electric | Accepted | 2020-08-25 | 2020-08-27 | 2021-10-30 | HANWAH | HANWHA 335 (Q.PEAK DUO BLK-G6 335) | Solar Panels |  | 0.335 | 10 | 83 | 18 |  | Fixed | Roof
NJSTRE1545502243 |  | Transition Incentive Program | WOODBRIDGE | 8830 | 11 | 14.07 | Residential | No | Behind the Meter | Net-metered residential rooftop and canopy |  | None | Infinity Solar Systems | PSE&G | Accepted | 2020-08-25 | 2020-08-27 | 2021-10-30 | LG | LG335N1K-V5 | Solar Panels |  | 0.335 | 23 | 265 | 35 |  | Fixed | Roof
NJSTRE1545502252 |  | Transition Incentive Program | BELLEVILLE | 7109 | 9 | 3.9 | Residential | Yes | Behind the Meter | Net-metered residential rooftop and canopy |  | None | Vivint Solar Developer, LLC | PSE&G | Accepted | 2020-09-23 | 2020-09-23 | 2021-10-30 | JINKO SOLAR | JKM325M-60HBL | Solar Panels |  | 0.325 | 6 | 285 | 24 |  | Fixed | Roof
NJSTRE1545502266 |  | Transition Incentive Program | Mount Ephraim | 8059 | 14 | 11.22 | Residential | No | Behind the Meter | Net-metered residential rooftop and canopy |  | None | Vision Solar LLC | PSE&G | Accepted | 2020-08-25 | 2020-08-27 | 2021-10-30 | HANWHA Q-CELLS | Q.PEAK DUO-G6 340 | Solar Panels |  | 0.34 | 33 | 110 | 20 |  | Fixed | Roof
NJSTRE1545501917 |  | Transition Incentive Program | Howell | 7731 | 17 | 8.84 | Residential | Yes | Behind the Meter | Net-metered residential rooftop and canopy |  | None | Trinity Solar | JCP&L | Final As-Built Received | 2020-08-25 | 2020-08-27 | 2021-10-30 | Hanwha 340 | Q.PEAK DUO BLK-G6 340 | Solar Panels |  | 0.34 | 22 | 193 | 18 |  | Fixed | Roof
NJSTRE1545501940 |  | Transition Incentive Program | Burlington | 8016 | 13 | 7.15 | Residential | Yes | Behind the Meter | Net-metered residential rooftop and canopy |  | None | SunnyMac LLC | PSE&G | Accepted | 2020-08-25 | 2020-08-27 | 2021-10-30 | REC | REC 325 TwinPeak 2 Mono | Solar Panels |  | 0.325 | 22 | 142 | 34 |  | Fixed | Roof
NJSTRE1545501994 |  | Transition Incentive Program | Tuckerton | 8087 | 18 | 10.79 | Residential | Yes | Behind the Meter | Net-metered residential rooftop and canopy |  | None | Ad Energy | AC Electric | Accepted | 2020-08-25 | 2020-08-27 | 2021-10-30 | Sunpower | SPR-E20-327-E-AC | Solar Panels |  | 0.327 | 4 | 48 | 30 |  | Fixed | Roof
NJSTRE1545502090 |  | Transition Incentive Program | Moonachie | 7074 | 7 | 496.8 | Commercial | No | Behind the Meter | Net-metered non-residential rooftop and canopy |  | None | GenPro Energy Solutions | PSE&G | Accepted | 2020-09-11 | 2020-09-17 | 2021-10-30 | ZNSHINE | ZXP6-72-345/P | Solar Panels |  | 0.345 | 1440 | LANDSCAPE | 10 |  | Fixed | Roof
NJSTRE1545502100 |  | Transition Incentive Program | Maplewood | 7040 | 9 | 7.35 | Residential | Yes | Behind the Meter | Net-metered residential rooftop and canopy |  | None | Pro Custom Solar dba Momentum Solar | PSE&G | Accepted | 2020-08-25 | 2020-08-27 | 2021-10-30 | LG ELECTRONICS | LG 350N1C-V5 | Solar Panels |  | 0.35 | 21 | 79 | 5 |  | Fixed | Roof
NJSTRE1545502049 |  | Transition Incentive Program | Windsor | 8561 | 12 | 8.25 | Commercial | No | Behind the Meter | Net-metered non-residential rooftop and canopy |  | None | A Clear Alternative, Inc | JCP&L | Accepted | 2020-08-25 | 2020-08-27 | 2021-10-30 | LG | LG 375 Q1C-V5 | Solar Panels |  | 0.375 | 10 | 146 | 45 |  | Fixed | Roof | Front of Building
NJSTRE1545502161 |  | Transition Incentive Program | Budd Lake | 7828 | 3 | 2.04 | Residential | No | Behind the Meter | Net-metered residential rooftop and canopy |  | None | Trinity Solar | JCP&L | Accepted | 2020-08-25 | 2020-08-27 | 2021-10-30 | Hanwha 340 | Q.PEAK DUO BLK-G6 340 | Solar Panels |  | 0.34 | 6 | 194 | 30 |  | Fixed | Roof
NJSTRE1545502166 |  | Transition Incentive Program | Cherry Hill | 8003 | 14 | 10.73 | Residential | No | Behind the Meter | Net-metered residential rooftop and canopy |  | None | EMT Renewables | PSE&G | Accepted | 2020-08-25 | 2020-08-27 | 2021-10-30 | Panasonic | 325 KAO3 | Solar Panels |  | 0.325 | 29 | 122 | 23 |  | Fixed | Roof
NJSTRE1545502188 |  | Transition Incentive Program | Manchester | 8759 | 18 | 11.9 | Residential | Yes | Behind the Meter | Net-metered residential rooftop and canopy |  | None | Trinity Solar | JCP&L | Accepted | 2020-08-25 | 2020-08-27 | 2021-10-30 | Hanwha 340 | Q.PEAK DUO BLK-G6 340 | Solar Panels |  | 0.34 | 35 | 271 | 27 |  | Fixed | Roof
NJSTRE1545502210 |  | Transition Incentive Program | Clementon | 8021 | 14 | 9.52 | Residential | Yes | Behind the Meter | Net-metered residential rooftop and canopy |  | None | Castle Energy, LLC | AC Electric | Accepted | 2020-08-25 | 2020-08-27 | 2021-10-30 | Hanwha Q-Cells | Q.Peak DUO BLK-G6 340 | Solar Panels |  | 0.34 | 18 | 120 | 38 |  | Fixed | Roof
NJSTRE1545502214 |  | Transition Incentive Program | Elmwood Park | 7407 | 7 | 4.2 | Residential | Yes | Behind the Meter | Net-metered residential rooftop and canopy |  | None | Pro Custom Solar dba Momentum Solar | PSE&G | Accepted | 2020-08-25 | 2020-08-27 | 2021-10-30 | LG ELECTRONICS | LG 350N1C-V5 | Solar Panels |  | 0.35 | 2 | 341 | 18 |  | Fixed | Roof
NJSTRE1545502258 |  | Transition Incentive Program | Warchung | 7069 | 5 | 17.39 | Residential | No | Behind the Meter | Net-metered residential rooftop and canopy |  | None | Ampericon | JCP&L | Accepted | 2020-08-25 | 2020-08-27 | 2021-10-30 | Solaria | PowerXT┬«-370R-PD | Solar Panels |  | 0.37 | 19 | 216 | 20 |  | Fixed | Roof
NJSTRE1545502248 |  | Transition Incentive Program | Jackson | 8527 | 18 | 5.95 | Residential | Yes | Behind the Meter | Net-metered residential rooftop and canopy |  | None | Pro Custom Solar dba Momentum Solar | JCP&L | Accepted | 2020-08-25 | 2020-08-27 | 2021-10-30 | LG ELECTRONICS | LG 350N1C-V5 | Solar Panels |  | 0.35 | 3 | 99 | 32 |  | Fixed | Roof
NJSTRE1545500057 |  | Transition Incentive Program | Deptford | 8096 | 15 | 5.44 | Residential | Yes | Behind the Meter | Net-metered residential rooftop and canopy |  | None | Vision Solar LLC | PSE&G | Accepted | 2020-08-24 | 2020-08-26 | 2021-10-30 | HANWHA Q-CELLS | Q.PEAK DUO-G6 340 | Solar Panels |  | 0.34 | 4 | 104 | 16 |  | Fixed | Roof
NJSTRE1545500057 |  | Transition Incentive Program | Deptford | 8096 | 15 | 5.44 | Residential | Yes | Behind the Meter | Net-metered residential rooftop and canopy |  | None | Vision Solar LLC | PSE&G | Accepted | 2020-08-24 | 2020-08-26 | 2021-10-30 | HANWHA Q-CELLS | Q.PEAK DUO-G6 340 | Solar Panels |  | 0.34 | 3 | 194 | 30 |  | Fixed | Roof
NJSTRE1545500068 |  | Transition Incentive Program | Califon | 7830 | 4 | 7.35 | Residential | Yes | Behind the Meter | Net-metered residential rooftop and canopy |  | None | Pro Custom Solar dba Momentum Solar | JCP&L | Accepted | 2020-08-24 | 2020-08-26 | 2021-10-30 | LG | LG 350N1C-V5 | Solar Panels |  | 0.35 | 4 | 165 | 26 |  | Fixed | Roof
NJSTRE1545500338 |  | Transition Incentive Program | Belmar | 7719 | 17 | 6.08 | Residential | Yes | Behind the Meter | Net-metered residential rooftop and canopy |  | None | Tesla Energy Operations Inc. | JCP&L | Accepted | 2020-08-24 | 2020-08-27 | 2021-10-30 | Tesla | SR60T1 | Solar Panels |  | 0.05847 | 17 | 15 | 30 |  | Fixed | Roof
NJSTRE1545500338 |  | Transition Incentive Program | Belmar | 7719 | 17 | 6.08 | Residential | Yes | Behind the Meter | Net-metered residential rooftop and canopy |  | None | Tesla Energy Operations Inc. | JCP&L | Accepted | 2020-08-24 | 2020-08-27 | 2021-10-30 | Tesla | SR60T1 | Solar Panels |  | 0.05847 | 17 | 105 | 26 |  | Fixed | Roof
NJSTRE1545500349 |  | Transition Incentive Program | Kearny | 7032 | 8 | 7.38 | Residential | No | Behind the Meter | Net-metered residential rooftop and canopy |  | None | SunPower Corporation, Systems | PSE&G | Accepted | 2020-08-25 | 2020-09-08 | 2021-10-30 | SunPower | SPR-A410-G-AC | Solar Panels |  | 0.41 | 18 | 216 | 20 |  | Fixed | Roof
NJSTRE1545501806 |  | Transition Incentive Program | Plainfield | 7060 | 10 | 9.6 | Residential | No | Behind the Meter | Net-metered residential rooftop and canopy |  | None | Posigen NJ LLC | PSE&G | Accepted | 2020-08-25 | 2020-08-27 | 2021-10-30 | Silfab | SLA320BL | Solar Panels |  | 0.32 | 30 | 178,87,267 | 32 |  | Fixed | Roof
NJSTRE1545501815 |  | Transition Incentive Program | Montclair | 7043 | 9 | 15.75 | Residential | No | Behind the Meter | Net-metered residential rooftop and canopy |  | None | Green Power energy | PSE&G | Accepted | 2020-08-25 | 2020-08-27 | 2021-10-30 | Hanwha | Q.PEAK DUO BLK-G6 | Solar Panels |  | 0.335 | 18 | 280 | 30 |  | Fixed | Roof
NJSTRE1545501841 |  | Transition Incentive Program | JERSEY CITY | 7304 | 8 | 2.84 | Residential | Yes | Behind the Meter | Net-metered residential rooftop and canopy |  | None | Infinity Solar Systems | PSE&G | Accepted | 2020-08-25 | 2020-08-27 | 2021-10-30 | HANWHA | Q.PEAK DUO BLK-G5 315 | Solar Panels |  | 0.315 | 9 | 211 | 5 |  | Fixed | Roof
NJSTRE1545501865 |  | Transition Incentive Program | TOTOWA | 7512 | 6 | 15.75 | Residential | Yes | Behind the Meter | Net-metered residential rooftop and canopy |  | None | Suntuity Solar LLC | PSE&G | Accepted | 2020-08-25 | 2020-08-27 | 2021-10-30 | Longi | LR6-60HPB-315M | Solar Panels |  | 0.315 | 14 | 294 | 15 |  | Fixed | Roof
NJSTRE1545501875 |  | Transition Incentive Program | EAST ORANGE | 7017 | 9 | 6.5 | Residential | Yes | Behind the Meter | Net-metered residential rooftop and canopy |  | None | Vivint Solar Developer, LLC | PSE&G | Accepted | 2020-08-26 | 2020-08-27 | 2021-10-30 | JINKO SOLAR | JKM325M-60HBL | Solar Panels |  | 0.325 | 12 | 190 | 36 |  | Fixed | Roof
NJSTRE1545501872 |  | Transition Incentive Program | Washington Twp | 8012 | 14 | 8.51 | Residential | No | Behind the Meter | Net-metered residential rooftop and canopy |  | None | Trinity Solar | AC Electric | Accepted | 2020-08-25 | 2020-08-27 | 2021-10-30 | Hanwha 315 | Q.PEAK DUO BLK-G5 315 | Solar Panels |  | 0.315 | 14 | 80 | 23 |  | Fixed | Roof
NJSTRE1545501902 |  | Transition Incentive Program | Woodbury Heights | 8097 | 15 | 18.72 | Residential | No | Behind the Meter | Net-metered residential rooftop and canopy |  | None | SunnyMac LLC | PSE&G | Accepted | 2020-08-25 | 2020-08-27 | 2021-10-30 | REC | TwinPeak 2 Mono | Solar Panels |  | 0.36 | 30 | 96 | 23 |  | Fixed | Roof
NJSTRE1545500198 |  | Transition Incentive Program | Paterson | 7514 | 6 | 5.33 | Residential | No | Behind the Meter | Net-metered residential rooftop and canopy |  | None | Seabright Solar | PSE&G | Accepted | 2020-08-24 | 2020-08-27 | 2021-10-30 | Sunpower | SPR-A-410-G-AC | Solar Panels |  | 0.41 | 2 | 193 | 12 |  | Fixed | Roof
NJSTRE1545501808 |  | Transition Incentive Program | ELMER | 8318 | 16 | 9.45 | Residential | Yes | Behind the Meter | Net-metered residential ground mount |  | None | Suntuity Solar LLC | AC Electric | Accepted | 2020-08-25 | 2020-08-27 | 2021-10-30 | Longi | LR6-60HPB-315M | Solar Panels |  | 0.315 | 30 | 161 | 20 |  | Fixed | Ground
NJSTRE1545501814 |  | Transition Incentive Program | SAYREVILLE | 8872 | 11 | 9.45 | Residential | No | Behind the Meter | Net-metered residential rooftop and canopy |  | None | Suntuity Solar LLC | JCP&L | Final As-Built Received | 2020-08-25 | 2020-08-27 | 2021-10-30 | Longi | LR6-60HPB-315M | Solar Panels |  | 0.315 | 7 | 255 | 33 |  | Fixed | Roof
NJSTRE1545501819 | NJSRRE1542541529 | Transition Incentive Program | Bloomfield | 7003 | 9 | 10.7 | Residential | Yes | Behind the Meter | Behind the Meter |  | None | Pro Custom Solar dba Momentum Solar | PSE&G | Eligible for TI Program | 2019-10-14 | 2019-10-16 | 2021-10-30 | LG ELECTRONICS | LG 345N1C-V5 | Solar Panels |  | 0.345 | 11 | 201 | 11 |  | Fixed | Roof
NJSTRE1545501819 | NJSRRE1542541529 | Transition Incentive Program | Bloomfield | 7003 | 9 | 10.7 | Residential | Yes | Behind the Meter | Behind the Meter |  | None | Pro Custom Solar dba Momentum Solar | PSE&G | Eligible for TI Program | 2019-10-14 | 2019-10-16 | 2021-10-30 | LG ELECTRONICS | LG 345N1C-V5 | Solar Panels |  | 0.345 | 9 | 21 | 11 |  | Fixed | Roof
NJSTRE1545501820 |  | Transition Incentive Program | BARNEGAT | 8005 | 18 | 5.25 | Residential | Yes | Behind the Meter | Net-metered residential rooftop and canopy |  | None | Suntuity Solar LLC | JCP&L | Accepted | 2020-08-25 | 2020-08-27 | 2021-10-30 | LG Electronics | LG350N1C-V5 | Solar Panels |  | 0.35 | 15 | 146 | 26 |  | Fixed | Roof
NJSTRE1545501836 |  | Transition Incentive Program | BELLMAWR | 8031 | 14 | 5.36 | Residential | Yes | Behind the Meter | Net-metered residential rooftop and canopy |  | None | Suntuity Solar LLC | PSE&G | Accepted | 2020-08-25 | 2020-09-03 | 2021-10-30 | Longi | LR6-60HPB-315M | Solar Panels |  | 0.315 | 7 | 193 | 43 |  | Fixed | Roof
NJSTRE1545501836 |  | Transition Incentive Program | BELLMAWR | 8031 | 14 | 5.36 | Residential | Yes | Behind the Meter | Net-metered residential rooftop and canopy |  | None | Suntuity Solar LLC | PSE&G | Accepted | 2020-08-25 | 2020-09-03 | 2021-10-30 | Longi | LR6-60HPB-315M | Solar Panels |  | 0.315 | 8 | 283 | 14 |  | Fixed | Roof
NJSTRE1545501832 |  | Transition Incentive Program | Bernegat Light | 8006 | 18 | 12.8 | Residential | No | Behind the Meter | Net-metered residential rooftop and canopy |  | None | Group Solar USA | AC Electric | Accepted | 2020-08-25 | 2020-09-01 | 2021-10-30 | Jinko Solar | Eagle HC 72M G2 | Solar Panels |  | 0.4 | 32 | East and West | 0 |  | Fixed | Roof
NJSTRE1545501847 |  | Transition Incentive Program | VENTNOR CITY | 8406 | 19 | 4.73 | Residential | Yes | Behind the Meter | Net-metered residential rooftop and canopy |  | None | Suntuity Solar LLC | AC Electric | Accepted | 2020-08-25 | 2020-09-09 | 2021-10-30 | Longi | LR6-60HPB-315M | Solar Panels |  | 0.315 | 15 | 142 | 30 |  | Fixed | Roof
NJSTRE1545501855 |  | Transition Incentive Program | Long Branch | 7740 | 17 | 11.38 | Residential | No | Behind the Meter | Net-metered residential rooftop and canopy |  | None | Complete Solar | JCP&L | Final As-Built Received | 2020-08-26 | 2020-08-27 | 2021-10-30 | Canadian Solar | CS3K-325MS | Solar Panels |  | 0.325 | 35 | 242.5 | 30 |  | Fixed | Roof
NJSTRE1545501884 |  | Transition Incentive Program | Washington Township | 8080 | 15 | 12.43 | Residential | Yes | Behind the Meter | Net-metered residential rooftop and canopy |  | None | Ad Energy | AC Electric | Accepted | 2020-08-25 | 2020-08-27 | 2021-10-30 | Sunpower | SPR-E20-327-E-AC | Solar Panels |  | 0.327 | 12 | 357 | 24 |  | Fixed | Roof
NJSTRE1545501884 |  | Transition Incentive Program | Washington Township | 8080 | 15 | 12.43 | Residential | Yes | Behind the Meter | Net-metered residential rooftop and canopy |  | None | Ad Energy | AC Electric | Accepted | 2020-08-25 | 2020-08-27 | 2021-10-30 | Sunpower | SPR-E20-327-E-AC | Solar Panels |  | 0.327 | 3 | 267 | 27 |  | Fixed | Roof
NJSTRE1545499534 |  | Transition Incentive Program | Brick | 8724 | 18 | 11.84 | Residential | Yes | Behind the Meter | Net-metered residential rooftop and canopy |  | None | Trinity Solar | JCP&L | Final As-Built Received | 2020-08-24 | 2020-08-27 | 2021-10-30 | HANWHA 320 (Q.PEAK DUO BLK-G5 320) | HANWHA 320 (Q.PEAK DUO BLK-G5 320) | Solar Panels |  | 0.32 | 16 | 215 | 22 |  | Fixed | Roof
NJSTRE1545499596 |  | Transition Incentive Program | PENNSAUKEN | 8109 | 14 | 3.58 | Residential | Yes | Behind the Meter | Net-metered residential rooftop and canopy |  | None | Vivint Solar Developer, LLC | PSE&G | Accepted | 2020-08-25 | 2020-08-26 | 2021-10-30 | JINKO SOLAR | JKM325M-60HBL | Solar Panels |  | 0.325 | 11 | 52 | 19 |  | Fixed | Roof
NJSTRE1545499614 |  | Transition Incentive Program | Toms River | 8753 | 18 | 7.14 | Residential | Yes | Behind the Meter | Net-metered residential rooftop and canopy |  | None | Trinity Solar | JCP&L | Accepted | 2020-08-24 | 2020-08-26 | 2021-10-30 | Hanwha 340 | Q.PEAK DUO BLK-G6 340 | Solar Panels |  | 0.34 | 21 | 168 | 21 |  | Fixed | Roof
NJSTRE1545499973 |  | Transition Incentive Program | FAIR LAWN | 7410 | 7 | 7 | Residential | No | Behind the Meter | Net-metered residential rooftop and canopy |  | None | Infinity Solar Systems | PSE&G | Accepted | 2020-08-24 | 2020-08-26 | 2021-10-30 | LG | LG350N1C-V5 | Solar Panels |  | 0.35 | 18 | 159 | 27 |  | Fixed | Roof
NJSTRE1545500175 |  | Transition Incentive Program | Lumberton | 8048 | 13 | 9.32 | Residential | Yes | Behind the Meter | Net-metered residential rooftop and canopy |  | None | Pro Custom Solar dba Momentum Solar | PSE&G | Accepted | 2020-08-24 | 2020-08-26 | 2021-10-30 | LG | LG 345N1C-V5 | Solar Panels |  | 0.345 | 10 | 148 | 27 |  | Fixed | Roof
NJSTRE1545500198 |  | Transition Incentive Program | Paterson | 7514 | 6 | 5.33 | Residential | No | Behind the Meter | Net-metered residential rooftop and canopy |  | None | Seabright Solar | PSE&G | Accepted | 2020-08-24 | 2020-08-27 | 2021-10-30 | Sunpower | SPR-A-410-G-AC | Solar Panels |  | 0.41 | 5 | 193 | 38 |  | Fixed | Roof
NJSTRE1545500354 |  | Transition Incentive Program | Jersey City | 7307 | 8 | 7.85 | Residential | No | Behind the Meter | Net-metered residential rooftop and canopy |  | None | SunPower Corporation, Systems | PSE&G | Accepted | 2020-08-25 | 2020-08-27 | 2021-10-30 | SunPower | SPR-E20-327-E-AC | Solar Panels |  | 0.327 | 6 | 206 | 18 |  | Fixed | Roof
NJSTRE1545501803 |  | Transition Incentive Program | West Orange | 7052 | 9 | 9.6 | Residential | No | Behind the Meter | Net-metered residential rooftop and canopy |  | None | Posigen NJ LLC | PSE&G | Accepted | 2020-08-25 | 2020-08-27 | 2021-10-30 | Hanwha Q-Cells | Q.PEAK DUO-G5 320 | Solar Panels |  | 0.32 | 30 | 287107 | 25 |  | Fixed | Roof
NJSTRE1545501814 |  | Transition Incentive Program | SAYREVILLE | 8872 | 11 | 9.45 | Residential | No | Behind the Meter | Net-metered residential rooftop and canopy |  | None | Suntuity Solar LLC | JCP&L | Final As-Built Received | 2020-08-25 | 2020-08-27 | 2021-10-30 | Longi | LR6-60HPB-315M | Solar Panels |  | 0.315 | 3 | 165 | 33 |  | Fixed | Roof
NJSTRE1545501872 |  | Transition Incentive Program | Washington Twp | 8012 | 14 | 8.51 | Residential | No | Behind the Meter | Net-metered residential rooftop and canopy |  | None | Trinity Solar | AC Electric | Accepted | 2020-08-25 | 2020-08-27 | 2021-10-30 | Hanwha 315 | Q.PEAK DUO BLK-G5 315 | Solar Panels |  | 0.315 | 8 | 80 | 14 |  | Fixed | Roof
NJSTRE1545501910 |  | Transition Incentive Program | Clarksboro | 8020 | 15 | 9.77 | Residential | No | Behind the Meter | Net-metered residential rooftop and canopy |  | None | Suntuity Solar LLC | AC Electric | Accepted | 2020-08-25 | 2020-08-27 | 2021-10-30 | Longi | LR6-60HPB-315M | Solar Panels |  | 0.315 | 17 | 227 | 23 |  | Fixed | Roof
NJSTRE1545501921 |  | Transition Incentive Program | williamstown | 8094 | 15 | 10.88 | Residential | No | Behind the Meter | Net-metered residential rooftop and canopy |  | None | Orbit Energy & Power, LLC | AC Electric | Final As-Built Received | 2020-08-25 | 2020-08-27 | 2021-10-30 | hanwha qcells | qpeak 320w | Solar Panels |  | 0.32 | 22 | 183 | 22 |  | Fixed | Roof
NJSTRE1545501949 |  | Transition Incentive Program | Sicklerville | 8081 | 14 | 16.68 | Residential | Yes | Behind the Meter | Net-metered residential rooftop and canopy |  | None | Ad Energy | AC Electric | Accepted | 2020-08-25 | 2020-09-01 | 2021-10-30 | Sunpower | SPR-E20-327-E-AC | Solar Panels |  | 0.327 | 17 | 187 | 34 |  | Fixed | Roof
NJSTRE1545500143 |  | Transition Incentive Program | Woodbridge | 7095 | 11 | 7.7 | Residential | Yes | Behind the Meter | Net-metered residential rooftop and canopy |  | None | Pro Custom Solar dba Momentum Solar | PSE&G | Accepted | 2020-08-24 | 2020-08-26 | 2021-10-30 | LG | LG 350N1C-V5 | Solar Panels |  | 0.35 | 8 | 249 | 36 |  | Fixed | Roof
NJSTRE1545500143 |  | Transition Incentive Program | Woodbridge | 7095 | 11 | 7.7 | Residential | Yes | Behind the Meter | Net-metered residential rooftop and canopy |  | None | Pro Custom Solar dba Momentum Solar | PSE&G | Accepted | 2020-08-24 | 2020-08-26 | 2021-10-30 | LG | LG 350N1C-V5 | Solar Panels |  | 0.35 | 8 | 69 | 36 |  | Fixed | Roof
NJSTRE1545500354 |  | Transition Incentive Program | Jersey City | 7307 | 8 | 7.85 | Residential | No | Behind the Meter | Net-metered residential rooftop and canopy |  | None | SunPower Corporation, Systems | PSE&G | Accepted | 2020-08-25 | 2020-08-27 | 2021-10-30 | SunPower | SPR-E20-327-E-AC | Solar Panels |  | 0.327 | 6 | 26 | 20 |  | Fixed | Roof
NJSTRE1545501799 |  | Transition Incentive Program | West New York | 7093 | 8 | 5.44 | Residential | No | Behind the Meter | Net-metered residential rooftop and canopy |  | PSEG | Maier Solar Engineering dba Solar Me | PSE&G | Accepted | 2020-08-25 | 2020-08-27 | 2021-10-30 | Hanwha | Q.CELL DUO BLK-G6 340W | Solar Panels |  | 0.34 | 16 | 212 | 5 |  | Fixed | Roof
NJSTRE1545501815 |  | Transition Incentive Program | Montclair | 7043 | 9 | 15.75 | Residential | No | Behind the Meter | Net-metered residential rooftop and canopy |  | None | Green Power energy | PSE&G | Accepted | 2020-08-25 | 2020-08-27 | 2021-10-30 | Hanwha | Q.PEAK DUO BLK-G6 | Solar Panels |  | 0.335 | 17 | 100 | 30 |  | Fixed | Roof
NJSTRE1545501810 |  | Transition Incentive Program | Sicklerville | 8081 | 14 | 11.56 | Residential | Yes | Behind the Meter | Net-metered residential rooftop and canopy |  | None | Trinity Solar | AC Electric | Accepted | 2020-08-25 | 2020-08-27 | 2021-10-30 | Hanwha 340 | Q.PEAK DUO BLK-G6 340 | Solar Panels |  | 0.34 | 7 | 180 | 27 |  | Fixed | Roof
NJSTRE1545501846 |  | Transition Incentive Program | Highland Park | 8904 | 11 | 10.44 | Residential | No | Behind the Meter | Net-metered residential rooftop and canopy |  | None | Green Power Energy | New Construction | Accepted | 2020-08-25 | 2020-08-27 | 2021-10-30 | LG Electronics | LG360Q1C-V5 | Solar Panels |  | 0.36 | 29 | 73 | 45 |  | Fixed | Roof
NJSTRE1545501881 |  | Transition Incentive Program | Bogota | 7603 | 7 | 4.29 | Residential | Yes | Behind the Meter | Net-metered residential rooftop and canopy |  | None | Sunrun Installation Services, Inc. | PSE&G | Accepted | 2020-08-25 | 2020-08-27 | 2021-10-30 | LG Electronics | LG330N1C-A5 | Solar Panels |  | 0.33 | 3 | 20 | 11 |  | Fixed | Roof
NJSTRE1545501885 |  | Transition Incentive Program | Keansburg | 7734 | 17 | 13.86 | Residential | No | Behind the Meter | Net-metered residential rooftop and canopy |  | None | Suntuity Solar LLC | JCP&L | Accepted | 2020-08-25 | 2020-08-27 | 2021-10-30 | Longi | LR6-60HPB-315M | Solar Panels |  | 0.315 | 28 | 99 | 45 |  | Fixed | Roof
NJSTRE1545501884 |  | Transition Incentive Program | Washington Township | 8080 | 15 | 12.43 | Residential | Yes | Behind the Meter | Net-metered residential rooftop and canopy |  | None | Ad Energy | AC Electric | Accepted | 2020-08-25 | 2020-08-27 | 2021-10-30 | Sunpower | SPR-E20-327-E-AC | Solar Panels |  | 0.327 | 3 | 87 | 27 |  | Fixed | Roof
NJSTRE1545501910 |  | Transition Incentive Program | Clarksboro | 8020 | 15 | 9.77 | Residential | No | Behind the Meter | Net-metered residential rooftop and canopy |  | None | Suntuity Solar LLC | AC Electric | Accepted | 2020-08-25 | 2020-08-27 | 2021-10-30 | Longi | LR6-60HPB-315M | Solar Panels |  | 0.315 | 14 | 47 | 23 |  | Fixed | Roof
NJSTRE1545501904 |  | Transition Incentive Program | HOWELL | 7731 | 17 | 17.88 | Residential | Yes | Behind the Meter | Net-metered residential rooftop and canopy |  | None | Vivint Solar Developer, LLC | JCP&L | Accepted | 2020-08-26 | 2020-08-27 | 2021-10-30 | JINKO SOLAR | JKM325M-60HBL | Solar Panels |  | 0.325 | 13 | 115 | 36 |  | Fixed | Roof
NJSTRE1545501895 |  | Transition Incentive Program | JERSEY CITY | 7304 | 8 | 7.25 | Residential | Yes | Behind the Meter | Net-metered residential rooftop and canopy |  | None | Infinity Solar Systems | PSE&G | Accepted | 2020-08-25 | 2020-08-27 | 2021-10-30 | HANWHA | Q.PEAK DUO BLK-G5 315 | Solar Panels |  | 0.315 | 23 | 211 | 5 |  | Fixed | Roof
NJSTRE1545501902 |  | Transition Incentive Program | Woodbury Heights | 8097 | 15 | 18.72 | Residential | No | Behind the Meter | Net-metered residential rooftop and canopy |  | None | SunnyMac LLC | PSE&G | Accepted | 2020-08-25 | 2020-08-27 | 2021-10-30 | REC | TwinPeak 2 Mono | Solar Panels |  | 0.36 | 22 | 276 | 23 |  | Fixed | Roof
NJSTRE1545501927 |  | Transition Incentive Program | Pleasantville | 8232 | 19 | 5.89 | Residential | Yes | Behind the Meter | Net-metered residential rooftop and canopy |  | None | Castle Energy, LLC | AC Electric | Accepted | 2020-08-25 | 2020-08-27 | 2021-10-30 | SunPower | SPR-E20-327-E-AC | Solar Panels |  | 0.327 | 3 | 115 | 34 |  | Fixed | Roof
NJSTRE1545501949 |  | Transition Incentive Program | Sicklerville | 8081 | 14 | 16.68 | Residential | Yes | Behind the Meter | Net-metered residential rooftop and canopy |  | None | Ad Energy | AC Electric | Accepted | 2020-08-25 | 2020-09-01 | 2021-10-30 | Sunpower | SPR-E20-327-E-AC | Solar Panels |  | 0.327 | 19 | 7 | 34 |  | Fixed | Roof
NJSTRE1545501989 |  | Transition Incentive Program | Vineland | 8360 | 20 | 21.08 | Residential | No | Behind the Meter | Net-metered residential rooftop and canopy |  | None | Impact Solar LLC | AC Electric | Accepted | 2020-08-25 | 2020-08-27 | 2021-10-30 | hanwha | Q.PEAKDUO-G5340 | Solar Panels |  | 0.34 | 39 | 94 | 27 |  | Fixed | Roof
NJSTRE1545502054 |  | Transition Incentive Program | Jamesburg | 8831 | 11 | 12.58 | Residential | No | Behind the Meter | Net-metered residential rooftop and canopy |  | None | Maier Solar Engineering dba Solar Me | JCP&L | Accepted | 2020-08-25 | 2020-08-27 | 2021-10-30 | Hanwha | Q.PEAK BLK-G6 340W | Solar Panels |  | 0.34 | 11 | 60 | 20 |  | Fixed | Roof
NJSTRE1545502049 |  | Transition Incentive Program | Windsor | 8561 | 12 | 8.25 | Commercial | No | Behind the Meter | Net-metered non-residential rooftop and canopy |  | None | A Clear Alternative, Inc | JCP&L | Accepted | 2020-08-25 | 2020-08-27 | 2021-10-30 | LG | LG 375SQ1C-V5 | Solar Panels |  | 0.375 | 2 | 236 | 45 |  | Fixed | Roof | Garage
NJSTRE1545502200 |  | Transition Incentive Program | Piscataway | 8854 | 11 | 8.78 | Residential | Yes | Behind the Meter | Net-metered residential rooftop and canopy |  | None | Vivint Solar Developer, LLC | PSE&G | Accepted | 2020-08-26 | 2020-08-27 | 2021-10-30 | JinkoSolar | JKM325M-60HBL | Solar Panels |  | 0.325 | 27 | 157 | 20 |  | Fixed | Roof
NJSTRE1545502319 |  | Transition Incentive Program | MONTVILLE | 7045 | 3 | 8.51 | Residential | No | Behind the Meter | Net-metered residential rooftop and canopy |  | None | Infinity Solar Systems | JCP&L | Accepted | 2020-08-25 | 2020-08-27 | 2021-10-30 | HANWHA | Q.PEAK DUO BLK-G5 315 | Solar Panels |  | 0.315 | 27 | 230 | 30 |  | Fixed | Roof
NJSTRE1545502340 |  | Transition Incentive Program | Pennsville | 8070 | 16 | 15.36 | Residential | Yes | Behind the Meter | Net-metered residential rooftop and canopy |  | None | RCL Enterprises Inc. | AC Electric | Accepted | 2020-08-25 | 2020-08-28 | 2021-10-30 | Trina Solar | TSM-320DD06M | Solar Panels |  | 0.32 | 48 | 175 | 24 |  | Fixed | Roof
NJSTRE1545502546 |  | Transition Incentive Program | Hamilton TWP MER | 8690 | 12 | 10.2 | Residential | Yes | Behind the Meter | Net-metered residential rooftop and canopy |  | None | Tesla Energy Operations Inc. | PSE&G | Accepted | 2020-08-25 | 2020-08-31 | 2021-10-30 | Hanwha Q-CELLS | Q.Peak DUO BLK-G6+ 340 | Solar Panels |  | 0.34 | 4 | 171 | 25 |  | Fixed | Roof
NJSTRE1545502546 |  | Transition Incentive Program | Hamilton TWP MER | 8690 | 12 | 10.2 | Residential | Yes | Behind the Meter | Net-metered residential rooftop and canopy |  | None | Tesla Energy Operations Inc. | PSE&G | Accepted | 2020-08-25 | 2020-08-31 | 2021-10-30 | Hanwha Q-CELLS | Q.Peak DUO BLK-G6+ 340 | Solar Panels |  | 0.34 | 7 | 81 | 24 |  | Fixed | Roof
NJSTRE1545502587 |  | Transition Incentive Program | Cherry Hill | 8034 | 14 | 7.36 | Residential | No | Behind the Meter | Net-metered residential rooftop and canopy |  | None | EMT Renewables | PSE&G | Accepted | 2020-08-25 | 2020-08-27 | 2021-10-30 | Trina | 320-BLK | Solar Panels |  | 0.32 | 8 | 352 | 6 |  | Fixed | Roof
NJSTRE1545502702 |  | Transition Incentive Program | East Windsor | 8520 | 12 | 19.1 | Residential | No | Behind the Meter | Net-metered residential rooftop and canopy |  | None | Ad Energy | JCP&L | Accepted | 2020-08-25 | 2020-08-28 | 2021-10-30 | Sunpower | SPR-X21-335-BLK-E-AC | Solar Panels |  | 0.335 | 6 | 200 | 33 |  | Fixed | Roof
NJSTRE1545501949 |  | Transition Incentive Program | Sicklerville | 8081 | 14 | 16.68 | Residential | Yes | Behind the Meter | Net-metered residential rooftop and canopy |  | None | Ad Energy | AC Electric | Accepted | 2020-08-25 | 2020-09-01 | 2021-10-30 | Sunpower | SPR-E20-327-E-AC | Solar Panels |  | 0.327 | 12 | 277 | 45 |  | Fixed | Roof
NJSTRE1545501989 |  | Transition Incentive Program | Vineland | 8360 | 20 | 21.08 | Residential | No | Behind the Meter | Net-metered residential rooftop and canopy |  | None | Impact Solar LLC | AC Electric | Accepted | 2020-08-25 | 2020-08-27 | 2021-10-30 | hanwha | Q.PEAKDUO-G5340 | Solar Panels |  | 0.34 | 14 | 184 | 27 |  | Fixed | Roof
NJSTRE1545501994 |  | Transition Incentive Program | Tuckerton | 8087 | 18 | 10.79 | Residential | Yes | Behind the Meter | Net-metered residential rooftop and canopy |  | None | Ad Energy | AC Electric | Accepted | 2020-08-25 | 2020-08-27 | 2021-10-30 | Sunpower | SPR-E20-327-E-AC | Solar Panels |  | 0.327 | 5 | 228 | 30 |  | Fixed | Roof
NJSTRE1545502071 |  | Transition Incentive Program | UNION | 7087 | 8 | 6.83 | Residential | No | Behind the Meter | Net-metered residential rooftop and canopy |  | None | Infinity Solar Systems | PSE&G | Accepted | 2020-08-25 | 2020-08-27 | 2021-10-30 | CANADIAN SOLAR | CS1H-325-MS | Solar Panels |  | 0.325 | 21 | 32 | 5 |  | Fixed | Roof
NJSTRE1545502049 |  | Transition Incentive Program | Windsor | 8561 | 12 | 8.25 | Commercial | No | Behind the Meter | Net-metered non-residential rooftop and canopy |  | None | A Clear Alternative, Inc | JCP&L | Accepted | 2020-08-25 | 2020-08-27 | 2021-10-30 | LG | LG 375 IQC-V5 | Solar Panels |  | 0.375 | 10 | 326 | 20 |  | Fixed | Roof | Real of building
NJSTRE1545502097 |  | Transition Incentive Program | DELRAN | 8075 | 13 | 6.5 | Residential | Yes | Behind the Meter | Net-metered residential rooftop and canopy |  | None | Vivint Solar Developer, LLC | PSE&G | Accepted | 2020-08-26 | 2020-08-27 | 2021-10-30 | JinkoSolar | JKM325M-60HBL | Solar Panels |  | 0.325 | 3 | 20 | 17 |  | Fixed | Roof
NJSTRE1545502166 |  | Transition Incentive Program | Cherry Hill | 8003 | 14 | 10.73 | Residential | No | Behind the Meter | Net-metered residential rooftop and canopy |  | None | EMT Renewables | PSE&G | Accepted | 2020-08-25 | 2020-08-27 | 2021-10-30 | Panasonic | 325 KAO3 | Solar Panels |  | 0.325 | 4 | 212 | 30 |  | Fixed | Roof
NJSTRE1545502215 |  | Transition Incentive Program | Gibbstown | 8027 | 15 | 10.05 | Residential | Yes | Behind the Meter | Net-metered residential rooftop and canopy |  | None | Trinity Solar | AC Electric | Accepted | 2020-08-25 | 2020-08-27 | 2021-10-30 | HANWHA | HANWHA 335 (Q.PEAK DUO BLK-G6 335) | Solar Panels |  | 0.335 | 20 | 263 | 18 |  | Fixed | Roof
NJSTRE1545502258 |  | Transition Incentive Program | Warchung | 7069 | 5 | 17.39 | Residential | No | Behind the Meter | Net-metered residential rooftop and canopy |  | None | Ampericon | JCP&L | Accepted | 2020-08-25 | 2020-08-27 | 2021-10-30 | Solaria | PowerXT┬«-370R-PD | Solar Panels |  | 0.37 | 28 | 126 | 20 |  | Fixed | Roof
NJSTRE1545502275 |  | Transition Incentive Program | Westwood | 7675 | 7 | 7.52 | Residential | No | Behind the Meter | Net-metered residential rooftop and canopy |  | None | Integra Renewables | PSE&G | Accepted | 2020-08-25 | 2020-08-27 | 2021-10-30 | Trina | TSM230 | Solar Panels |  | 0.23 | 16 | 105 | 40 |  | Fixed | Roof
NJSTRE1545502288 |  | Transition Incentive Program | Egg Harbor Township | 8234 | 19 | 6.65 | Residential | Yes | Behind the Meter | Net-metered residential rooftop and canopy |  | None | Pro Custom Solar dba Momentum Solar | AC Electric | Accepted | 2020-08-25 | 2020-08-27 | 2021-10-30 | LG ELECTRONICS | LG 350N1C-V5 | Solar Panels |  | 0.35 | 19 | 202 | 18 |  | Fixed | Roof
NJSTRE1545502331 |  | Transition Incentive Program | Livingston | 7039 | 9 | 17.76 | Residential | No | Behind the Meter | Net-metered residential rooftop and canopy |  | None | green Power Energy | PSE&G | Accepted | 2020-08-25 | 2020-08-27 | 2021-10-30 | Solaria Power | XT-370R-PD | Solar Panels |  | 0.37 | 10 | 85 | 38 |  | Fixed | Roof
NJSTRE1545502495 |  | Transition Incentive Program | FLORENCE | 8518 | 13 | 9.52 | Residential | No | Behind the Meter | Net-metered residential rooftop and canopy |  | None | Trinity Solar | PSE&G | Accepted | 2020-08-25 | 2020-08-27 | 2021-10-30 | HANWHA | Q.PEAK DUO BLK-G6 340 | Solar Panels |  | 0.34 | 28 | 156 | 34 |  | Fixed | Roof
NJSTRE1545501819 | NJSRRE1542541529 | Transition Incentive Program | Bloomfield | 7003 | 9 | 10.7 | Residential | Yes | Behind the Meter | Behind the Meter |  | None | Pro Custom Solar dba Momentum Solar | PSE&G | Eligible for TI Program | 2019-10-14 | 2019-10-16 | 2021-10-30 | LG ELECTRONICS | LG 345N1C-V5 | Solar Panels |  | 0.345 | 4 | 201 | 11 |  | Fixed | Roof
NJSTRE1545501817 |  | Transition Incentive Program | Barnegat | 8005 | 18 | 8.32 | Residential | No | Behind the Meter | Net-metered residential rooftop and canopy |  | None | Surge Solar, LLC | JCP&L | Final As-Built Received | 2020-08-25 | 2020-08-27 | 2021-10-30 | Hanwha Q Cells | Q.PEAK DUO BLK-5G 320W | Solar Panels |  | 0.32 | 26 | 94 | 20 |  | Fixed | Roof | Front Roof
NJSTRE1545501865 |  | Transition Incentive Program | TOTOWA | 7512 | 6 | 15.75 | Residential | Yes | Behind the Meter | Net-metered residential rooftop and canopy |  | None | Suntuity Solar LLC | PSE&G | Accepted | 2020-08-25 | 2020-08-27 | 2021-10-30 | Longi | LR6-60HPB-315M | Solar Panels |  | 0.315 | 11 | 24 | 29 |  | Fixed | Roof
NJSTRE1545501917 |  | Transition Incentive Program | Howell | 7731 | 17 | 8.84 | Residential | Yes | Behind the Meter | Net-metered residential rooftop and canopy |  | None | Trinity Solar | JCP&L | Final As-Built Received | 2020-08-25 | 2020-08-27 | 2021-10-30 | Hanwha 340 | Q.PEAK DUO BLK-G6 340 | Solar Panels |  | 0.34 | 4 | 193 | 17 |  | Fixed | Roof
NJSTRE1545501904 |  | Transition Incentive Program | HOWELL | 7731 | 17 | 17.88 | Residential | Yes | Behind the Meter | Net-metered residential rooftop and canopy |  | None | Vivint Solar Developer, LLC | JCP&L | Accepted | 2020-08-26 | 2020-08-27 | 2021-10-30 | JINKO SOLAR | JKM325M-60HBL | Solar Panels |  | 0.325 | 34 | 295 | 36 |  | Fixed | Roof
NJSTRE1545501927 |  | Transition Incentive Program | Pleasantville | 8232 | 19 | 5.89 | Residential | Yes | Behind the Meter | Net-metered residential rooftop and canopy |  | None | Castle Energy, LLC | AC Electric | Accepted | 2020-08-25 | 2020-08-27 | 2021-10-30 | SunPower | SPR-E20-327-E-AC | Solar Panels |  | 0.327 | 6 | 205 | 35 |  | Fixed | Roof
NJSTRE1545501955 |  | Transition Incentive Program | Maplewood | 7040 | 9 | 8.13 | Residential | No | Behind the Meter | Net-metered residential rooftop and canopy |  | None | SunnyMac LLC | PSE&G | Accepted | 2020-08-25 | 2020-08-27 | 2021-10-30 | REC | TwinPeak 2 Mono | Solar Panels |  | 0.325 | 25 | 136 | 18 |  | Fixed | Roof
NJSTRE1545501952 |  | Transition Incentive Program | Perth Amboy | 8861 | 11 | 3.25 | Residential | Yes | Behind the Meter | Net-metered residential rooftop and canopy |  | None | Vivint Solar Developer, LLC | PSE&G | Accepted | 2020-08-26 | 2020-08-27 | 2021-10-30 | JINKO SOLAR | JKM325M-60HBL | Solar Panels |  | 0.325 | 10 | 105 | 28 |  | Fixed | Roof
NJSTRE1545501949 |  | Transition Incentive Program | Sicklerville | 8081 | 14 | 16.68 | Residential | Yes | Behind the Meter | Net-metered residential rooftop and canopy |  | None | Ad Energy | AC Electric | Accepted | 2020-08-25 | 2020-09-01 | 2021-10-30 | Sunpower | SPR-E20-327-E-AC | Solar Panels |  | 0.327 | 3 | 277 | 45 |  | Fixed | Roof
NJSTRE1545501979 |  | Transition Incentive Program | cedarville | 8311 | 20 | 11.52 | Residential | No | Behind the Meter | Net-metered residential rooftop and canopy |  | None | Orbit Energy & Power, LLC | AC Electric | Accepted | 2020-08-25 | 2020-08-27 | 2021-10-30 | hanwha qcells | qpeak 320w | Solar Panels |  | 0.32 | 36 | 186 | 27 |  | Fixed | Roof
NJSTRE1545501994 |  | Transition Incentive Program | Tuckerton | 8087 | 18 | 10.79 | Residential | Yes | Behind the Meter | Net-metered residential rooftop and canopy |  | None | Ad Energy | AC Electric | Accepted | 2020-08-25 | 2020-08-27 | 2021-10-30 | Sunpower | SPR-E20-327-E-AC | Solar Panels |  | 0.327 | 13 | 318 | 40 |  | Fixed | Roof
NJSTRE1545502097 |  | Transition Incentive Program | DELRAN | 8075 | 13 | 6.5 | Residential | Yes | Behind the Meter | Net-metered residential rooftop and canopy |  | None | Vivint Solar Developer, LLC | PSE&G | Accepted | 2020-08-26 | 2020-08-27 | 2021-10-30 | JinkoSolar | JKM325M-60HBL | Solar Panels |  | 0.325 | 4 | 200 | 33 |  | Fixed | Roof
NJSTRE1545500057 |  | Transition Incentive Program | Deptford | 8096 | 15 | 5.44 | Residential | Yes | Behind the Meter | Net-metered residential rooftop and canopy |  | None | Vision Solar LLC | PSE&G | Accepted | 2020-08-24 | 2020-08-26 | 2021-10-30 | HANWHA Q-CELLS | Q.PEAK DUO-G6 340 | Solar Panels |  | 0.34 | 3 | 104 | 30 |  | Fixed | Roof
NJSTRE1545500068 |  | Transition Incentive Program | Califon | 7830 | 4 | 7.35 | Residential | Yes | Behind the Meter | Net-metered residential rooftop and canopy |  | None | Pro Custom Solar dba Momentum Solar | JCP&L | Accepted | 2020-08-24 | 2020-08-26 | 2021-10-30 | LG | LG 350N1C-V5 | Solar Panels |  | 0.35 | 4 | 254 | 35 |  | Fixed | Roof
NJSTRE1545500338 |  | Transition Incentive Program | Belmar | 7719 | 17 | 6.08 | Residential | Yes | Behind the Meter | Net-metered residential rooftop and canopy |  | None | Tesla Energy Operations Inc. | JCP&L | Accepted | 2020-08-24 | 2020-08-27 | 2021-10-30 | Tesla | AC Powerwall 2.0 | Solar Panels |  | 0.05847 | 70 | 285 | 27 |  | Fixed | Roof
NJSTRE1545501810 |  | Transition Incentive Program | Sicklerville | 8081 | 14 | 11.56 | Residential | Yes | Behind the Meter | Net-metered residential rooftop and canopy |  | None | Trinity Solar | AC Electric | Accepted | 2020-08-25 | 2020-08-27 | 2021-10-30 | Hanwha 340 | Q.PEAK DUO BLK-G6 340 | Solar Panels |  | 0.34 | 17 | 0 | 27 |  | Fixed | Roof
NJSTRE1545501865 |  | Transition Incentive Program | TOTOWA | 7512 | 6 | 15.75 | Residential | Yes | Behind the Meter | Net-metered residential rooftop and canopy |  | None | Suntuity Solar LLC | PSE&G | Accepted | 2020-08-25 | 2020-08-27 | 2021-10-30 | Longi | LR6-60HPB-315M | Solar Panels |  | 0.315 | 6 | 204 | 29 |  | Fixed | Roof
NJSTRE1545501927 |  | Transition Incentive Program | Pleasantville | 8232 | 19 | 5.89 | Residential | Yes | Behind the Meter | Net-metered residential rooftop and canopy |  | None | Castle Energy, LLC | AC Electric | Accepted | 2020-08-25 | 2020-08-27 | 2021-10-30 | SunPower | SPR-E20-327-E-AC | Solar Panels |  | 0.327 | 9 | 0 | 0 |  | Fixed | Roof
NJSTRE1545501921 |  | Transition Incentive Program | williamstown | 8094 | 15 | 10.88 | Residential | No | Behind the Meter | Net-metered residential rooftop and canopy |  | None | Orbit Energy & Power, LLC | AC Electric | Final As-Built Received | 2020-08-25 | 2020-08-27 | 2021-10-30 | HANWHA QCELLS | QPEAK 320W | Solar Panels |  | 0.32 | 12 | 3 | 22 |  | Fixed | Roof
NJSTRE1545501980 |  | Transition Incentive Program | Oaklyn | 8107 | 14 | 4.76 | Residential | Yes | Behind the Meter | Net-metered residential rooftop and canopy |  | None | Trinity Solar | PSE&G | Accepted | 2020-08-25 | 2020-08-27 | 2021-10-30 | Hanwha 340 | Q.PEAK DUO BLK-G6 340 | Solar Panels |  | 0.34 | 14 | 142 | 40 |  | Fixed | Roof
NJSTRE1545502054 |  | Transition Incentive Program | Jamesburg | 8831 | 11 | 12.58 | Residential | No | Behind the Meter | Net-metered residential rooftop and canopy |  | None | Maier Solar Engineering dba Solar Me | JCP&L | Accepted | 2020-08-25 | 2020-08-27 | 2021-10-30 | Hanwha | Q.PEAK BLK-G6 340W | Solar Panels |  | 0.34 | 5 | 150 | 20 |  | Fixed | Roof
NJSTRE1545502141 |  | Transition Incentive Program | Piscataway | 8854 | 11 | 17.66 | Residential | Yes | Behind the Meter | Net-metered residential rooftop and canopy |  | None | Ad Energy | PSE&G | Accepted | 2020-08-25 | 2020-08-27 | 2021-10-30 | Sunpower | SPR-E20-327-E-AC | Solar Panels |  | 0.327 | 19 | 50 | 27 |  | Fixed | Roof
NJSTRE1545502243 |  | Transition Incentive Program | WOODBRIDGE | 8830 | 11 | 14.07 | Residential | No | Behind the Meter | Net-metered residential rooftop and canopy |  | None | Infinity Solar Systems | PSE&G | Accepted | 2020-08-25 | 2020-08-27 | 2021-10-30 | LG | LG335N1K-V5 | Solar Panels |  | 0.335 | 19 | 85 | 10 |  | Fixed | Roof
NJSTRE1545502306 |  | Transition Incentive Program | Somerset | 8873 | 5 | 12.25 | Residential | Yes | Behind the Meter | Net-metered residential rooftop and canopy |  | None | Pro Custom Solar dba Momentum Solar | PSE&G | Accepted | 2020-08-25 | 2020-08-27 | 2021-10-30 | LG ELECTRONICS | LG 350N1C-V5 | Solar Panels |  | 0.35 | 12 | 200 | 28 |  | Fixed | Roof
NJSTRE1545502320 |  | Transition Incentive Program | Leonia | 7605 | 7 | 6.03 | Residential | No | Behind the Meter | Net-metered residential rooftop and canopy |  | None | Public Service Solar | PSE&G | Accepted | 2020-08-25 | 2020-08-31 | 2021-10-30 | LG | N1K-V5 | Solar Panels |  | 0.335 | 10 | 114 | 26 |  | Fixed | Roof
NJSTRE1545502132 |  | Transition Incentive Program | Brick | 8724 | 18 | 6.7 | Residential | Yes | Behind the Meter | Net-metered residential rooftop and canopy |  | None | Trinity Solar | JCP&L | Accepted | 2020-08-25 | 2020-08-27 | 2021-10-30 | Hanwha 335 | Q.PEAK DUO BLK-G6 335 | Solar Panels |  | 0.335 | 20 | 162 | 27 |  | Fixed | Roof
NJSTRE1545502141 |  | Transition Incentive Program | Piscataway | 8854 | 11 | 17.66 | Residential | Yes | Behind the Meter | Net-metered residential rooftop and canopy |  | None | Ad Energy | PSE&G | Accepted | 2020-08-25 | 2020-08-27 | 2021-10-30 | Sunpower | SPR-E20-327-E-AC | Solar Panels |  | 0.327 | 3 | 230 | 27 |  | Fixed | Roof
NJSTRE1545502210 |  | Transition Incentive Program | Clementon | 8021 | 14 | 9.52 | Residential | Yes | Behind the Meter | Net-metered residential rooftop and canopy |  | None | Castle Energy, LLC | AC Electric | Accepted | 2020-08-25 | 2020-08-27 | 2021-10-30 | Hanwha Q-Cells | Q.Peak DUO BLK-G6 340 | Solar Panels |  | 0.34 | 10 | 300 | 38 |  | Fixed | Roof
NJSTRE1545502214 |  | Transition Incentive Program | Elmwood Park | 7407 | 7 | 4.2 | Residential | Yes | Behind the Meter | Net-metered residential rooftop and canopy |  | None | Pro Custom Solar dba Momentum Solar | PSE&G | Accepted | 2020-08-25 | 2020-08-27 | 2021-10-30 | LG ELECTRONICS | LG 350N1C-V5 | Solar Panels |  | 0.35 | 6 | 161 | 14 |  | Fixed | Roof
NJSTRE1545502253 |  | Transition Incentive Program | Robbinsville | 8691 | 12 | 6.8 | Residential | No | Behind the Meter | Net-metered residential rooftop and canopy |  | None | Tesla Energy Operations Inc. | JCP&L | Accepted | 2020-08-25 | 2020-08-27 | 2021-10-30 | Hanwha Q-CELLS | Q.Peak DUO BLK-G6+ 340 | Solar Panels |  | 0.34 | 20 | 155 | 30 |  | Fixed | Roof
NJSTRE1545502490 |  | Transition Incentive Program | Little Falls TWP | 7424 | 6 | 8.16 | Residential | Yes | Behind the Meter | Net-metered residential rooftop and canopy |  | None | Tesla Energy Operations Inc. | PSE&G | Accepted | 2020-08-25 | 2020-09-01 | 2021-10-30 | Hanwha Q-CELLS | Q.Peak DUO BLK-G6+ 340 | Solar Panels |  | 0.34 | 12 | 276 | 18 |  | Fixed | Roof
NJSTRE1545502645 |  | Transition Incentive Program | Vineland | 8360 | 20 | 6.8 | Residential | Yes | Behind the Meter | Net-metered residential rooftop and canopy |  | None | Castle Energy, LLC | Vineland Muni Electric | Accepted | 2020-08-25 | 2020-08-28 | 2021-10-30 | Hanwha Q-Cells | Q.Peak DUO BLK-G6 340 | Solar Panels |  | 0.34 | 20 | 176 | 20 |  | Fixed | Roof
NJSTRE1545502638 |  | Transition Incentive Program | Toms River | 8757 | 18 | 17 | Residential | Yes | Behind the Meter | Net-metered residential rooftop and canopy |  | None | Seabright Solar | JCP&L | Accepted | 2020-08-25 | 2020-08-28 | 2021-10-30 | Sunpower | SPR-E20-327 | Solar Panels |  | 0.327 | 8 | 308 | 27 |  | Fixed | Roof
NJSTRE1545502688 |  | Transition Incentive Program | Washington Township | 8080 | 15 | 5.23 | Residential | Yes | Behind the Meter | Net-metered residential rooftop and canopy |  | None | Ad Energy | AC Electric | Accepted | 2020-08-25 | 2020-08-27 | 2021-10-30 | Sunpower | SPR-E20-327-E-AC | Solar Panels |  | 0.327 | 16 | 179 | 25 |  | Fixed | Roof
NJSTRE1545502702 |  | Transition Incentive Program | East Windsor | 8520 | 12 | 19.1 | Residential | No | Behind the Meter | Net-metered residential rooftop and canopy |  | None | Ad Energy | JCP&L | Accepted | 2020-08-25 | 2020-08-28 | 2021-10-30 | Sunpower | SPR-X21-335-BLK-E-AC | Solar Panels |  | 0.335 | 8 | 110 | 38 |  | Fixed | Roof
NJSTRE1545503301 |  | Transition Incentive Program | Morris Plains | 7950 | 3 | 12.24 | Residential | Yes | Behind the Meter | Net-metered residential rooftop and canopy |  | None | Tesla Energy Operations Inc. | JCP&L | Accepted | 2020-08-25 | 2020-08-28 | 2021-10-30 | Hanwha Q-CELLS | Q.Peak DUO BLK-G6+ 340 | Solar Panels |  | 0.34 | 6 | 97 | 23 |  | Fixed | Roof
NJSTRE1545503301 |  | Transition Incentive Program | Morris Plains | 7950 | 3 | 12.24 | Residential | Yes | Behind the Meter | Net-metered residential rooftop and canopy |  | None | Tesla Energy Operations Inc. | JCP&L | Accepted | 2020-08-25 | 2020-08-28 | 2021-10-30 | Hanwha Q-CELLS | Q.Peak DUO BLK-G6+ 340 | Solar Panels |  | 0.34 | 8 | 97 | 23 |  | Fixed | Roof
NJSTRE1545506251 |  | Transition Incentive Program | Vineland | 8360 | 20 | 6.72 | Residential | No | Behind the Meter | Net-metered residential rooftop and canopy |  | None | RCL Enterprises Inc. | AC Electric | Accepted | 2020-08-26 | 2020-09-01 | 2021-10-30 | Canadian Solar | CS1H-320MS | Solar Panels |  | 0.32 | 16 | 94 | 18 |  | Fixed | Roof
NJSTRE1545502270 |  | Transition Incentive Program | Dorothy | 8317 | 19 | 9.28 | Residential | Yes | Behind the Meter | Net-metered residential rooftop and canopy |  | None | RCL Enterprises Inc. | AC Electric | Accepted | 2020-08-25 | 2020-08-27 | 2021-10-30 | Trina Solar | TSM-320DD06M | Solar Panels |  | 0.32 | 29 | 212 | 22 |  | Fixed | Roof
NJSTRE1545502307 |  | Transition Incentive Program | Tabernacle | 8088 | 13 | 10.4 | Residential | No | Behind the Meter | Net-metered residential rooftop and canopy |  | None | Surge Solar, LLC | AC Electric | Accepted | 2020-08-25 | 2020-08-28 | 2021-10-30 | Hanwha Q Cells | Q.PEAK DUO-5G 325 | Solar Panels |  | 0.325 | 32 | 229 | 25 |  | Fixed | Roof
NJSTRE1545502566 |  | Transition Incentive Program | Paterson | 7522 | 6 | 6.46 | Residential | Yes | Behind the Meter | Net-metered residential rooftop and canopy |  | None | Castle Energy, LLC | PSE&G | Accepted | 2020-08-25 | 2020-08-27 | 2021-10-30 | Hanwha Q-Cells | Q.Peak DUO BLK-G6 340 | Solar Panels |  | 0.34 | 3 | 44 | 30 |  | Fixed | Roof
NJSTRE1545502584 |  | Transition Incentive Program | Woodbury | 8096 | 15 | 4.08 | Residential | Yes | Behind the Meter | Net-metered residential rooftop and canopy |  | None | Tesla Energy Operations Inc. | PSE&G | Accepted | 2020-08-25 | 2020-08-27 | 2021-10-30 | Hanwha Q-CELLS | Q.Peak DUO BLK-G6+ 340 | Solar Panels |  | 0.34 | 12 | 194 | 32 |  | Fixed | Roof
NJSTRE1545502662 |  | Transition Incentive Program | Matawan | 7747 | 17 | 16.2 | Residential | No | Behind the Meter | Net-metered residential rooftop and canopy |  | None | Public Service Solar | JCP&L | Accepted | 2020-08-25 | 2020-08-28 | 2021-10-30 | LG | Q1K-V5 | Solar Panels |  | 0.36 | 10 | 63 | 27 |  | Fixed | Roof
NJSTRE1545502662 |  | Transition Incentive Program | Matawan | 7747 | 17 | 16.2 | Residential | No | Behind the Meter | Net-metered residential rooftop and canopy |  | None | Public Service Solar | JCP&L | Accepted | 2020-08-25 | 2020-08-28 | 2021-10-30 | LG | Q1K-V5 | Solar Panels |  | 0.36 | 3 | 334 | 33 |  | Fixed | Roof
NJSTRE1545502675 |  | Transition Incentive Program | Ventnor City | 8406 | 19 | 8.68 | Residential | Yes | Behind the Meter | Net-metered residential rooftop and canopy |  | None | Bright Planet Solar | AC Electric | Accepted | 2020-08-25 | 2020-08-27 | 2021-10-30 | LONGI | LR6-60HPB-310M | Solar Panels |  | 0.31 | 8 | 147 | 36 |  | Fixed | Roof
NJSTRE1545503327 |  | Transition Incentive Program | Emerson Boro | 7630 | 7 | 14.88 | Residential | Yes | Behind the Meter | Net-metered residential rooftop and canopy |  | None | Bright Planet Solar | PSE&G | Accepted | 2020-08-26 | 2020-08-27 | 2021-10-30 | LONGI | LR6-60HPB-310M | Solar Panels |  | 0.31 | 4 | 182 | 18 |  | Fixed | Roof
NJSTRE1545506237 |  | Transition Incentive Program | Hamilton Township | 8610 | 12 | 5.36 | Residential | Yes | Behind the Meter | Net-metered residential rooftop and canopy |  | None | Suntuity Solar LLC | PSE&G | Accepted | 2020-08-26 | 2020-08-28 | 2021-10-30 | Longi | LR6-60HPB-315M | Solar Panels |  | 0.315 | 12 | 299 | 30 |  | Fixed | Roof
NJSTRE1545506263 |  | Transition Incentive Program | East Brunswick Township | 8816 | 11 | 9.9 | Residential | No | Behind the Meter | Net-metered residential rooftop and canopy |  | None | Green Power energy | PSE&G | Accepted | 2020-08-26 | 2020-08-28 | 2021-10-30 | LG Electronics | LG330N1K-V5 | Solar Panels |  | 0.33 | 21 | 66 | 20 |  | Fixed | Roof
NJSTRE1545506276 |  | Transition Incentive Program | Orange City | 7050 | 9 | 3.4 | Residential | Yes | Behind the Meter | Net-metered residential rooftop and canopy |  | None | Vision Solar LLC | PSE&G | Accepted | 2020-08-26 | 2020-08-28 | 2021-10-30 | HANWHA Q-CELLS | Q.PEAK DUO-G6 340 | Solar Panels |  | 0.34 | 8 | 297 | 32 |  | Fixed | Roof
NJSTRE1545506289 |  | Transition Incentive Program | Garwood | 7027 | 10 | 5.2 | Residential | Yes | Behind the Meter | Net-metered residential rooftop and canopy |  | None | Vivint Solar Developer, LLC | PSE&G | Accepted | 2020-08-27 | 2020-08-28 | 2021-10-30 | JINKO SOLAR | JKM325M-60HBL | Solar Panels |  | 0.325 | 3 | 80 | 27 |  | Fixed | Roof
NJSTRE1545506289 |  | Transition Incentive Program | Garwood | 7027 | 10 | 5.2 | Residential | Yes | Behind the Meter | Net-metered residential rooftop and canopy |  | None | Vivint Solar Developer, LLC | PSE&G | Accepted | 2020-08-27 | 2020-08-28 | 2021-10-30 | JINKO SOLAR | JKM325M-60HBL | Solar Panels |  | 0.325 | 13 | 260 | 27 |  | Fixed | Roof
NJSTRE1545502252 |  | Transition Incentive Program | BELLEVILLE | 7109 | 9 | 3.9 | Residential | Yes | Behind the Meter | Net-metered residential rooftop and canopy |  | None | Vivint Solar Developer, LLC | PSE&G | Accepted | 2020-09-23 | 2020-09-23 | 2021-10-30 | JINKO SOLAR | JKM325M-60HBL | Solar Panels |  | 0.325 | 6 | 195 | 30 |  | Fixed | Roof
NJSTRE1545502275 |  | Transition Incentive Program | Westwood | 7675 | 7 | 7.52 | Residential | No | Behind the Meter | Net-metered residential rooftop and canopy |  | None | Integra Renewables | PSE&G | Accepted | 2020-08-25 | 2020-08-27 | 2021-10-30 | Jinko | JKM320M | Solar Panels |  | 0.32 | 12 | 195 | 40 |  | Fixed | Roof
NJSTRE1545502306 |  | Transition Incentive Program | Somerset | 8873 | 5 | 12.25 | Residential | Yes | Behind the Meter | Net-metered residential rooftop and canopy |  | None | Pro Custom Solar dba Momentum Solar | PSE&G | Accepted | 2020-08-25 | 2020-08-27 | 2021-10-30 | LG ELECTRONICS | LG 350N1C-V5 | Solar Panels |  | 0.35 | 9 | 201 | 28 |  | Fixed | Roof
NJSTRE1545502331 |  | Transition Incentive Program | Livingston | 7039 | 9 | 17.76 | Residential | No | Behind the Meter | Net-metered residential rooftop and canopy |  | None | green Power Energy | PSE&G | Accepted | 2020-08-25 | 2020-08-27 | 2021-10-30 | Solaria Power | XT-370R-PD | Solar Panels |  | 0.37 | 24 | 85 | 18 |  | Fixed | Roof
NJSTRE1545502490 |  | Transition Incentive Program | Little Falls TWP | 7424 | 6 | 8.16 | Residential | Yes | Behind the Meter | Net-metered residential rooftop and canopy |  | None | Tesla Energy Operations Inc. | PSE&G | Accepted | 2020-08-25 | 2020-09-01 | 2021-10-30 | Hanwha Q-CELLS | Q.Peak DUO BLK-G6+ 340 | Solar Panels |  | 0.34 | 9 | 96 | 18 |  | Fixed | Roof
NJSTRE1545502490 |  | Transition Incentive Program | Little Falls TWP | 7424 | 6 | 8.16 | Residential | Yes | Behind the Meter | Net-metered residential rooftop and canopy |  | None | Tesla Energy Operations Inc. | PSE&G | Accepted | 2020-08-25 | 2020-09-01 | 2021-10-30 | Hanwha Q-CELLS | Q.Peak DUO BLK-G6+ 340 | Solar Panels |  | 0.34 | 3 | 276 | 18 |  | Fixed | Roof
NJSTRE1545502546 |  | Transition Incentive Program | Hamilton TWP MER | 8690 | 12 | 10.2 | Residential | Yes | Behind the Meter | Net-metered residential rooftop and canopy |  | None | Tesla Energy Operations Inc. | PSE&G | Accepted | 2020-08-25 | 2020-08-31 | 2021-10-30 | Hanwha Q-CELLS | Q.Peak DUO BLK-G6+ 340 | Solar Panels |  | 0.34 | 10 | 170 | 28 |  | Fixed | Roof
NJSTRE1545502638 |  | Transition Incentive Program | Toms River | 8757 | 18 | 17 | Residential | Yes | Behind the Meter | Net-metered residential rooftop and canopy |  | None | Seabright Solar | JCP&L | Accepted | 2020-08-25 | 2020-08-28 | 2021-10-30 | Sunpower | SPR-E20-327 | Solar Panels |  | 0.327 | 8 | 128 | 27 |  | Fixed | Roof
NJSTRE1545502638 |  | Transition Incentive Program | Toms River | 8757 | 18 | 17 | Residential | Yes | Behind the Meter | Net-metered residential rooftop and canopy |  | None | Seabright Solar | JCP&L | Accepted | 2020-08-25 | 2020-08-28 | 2021-10-30 | Sunpower | SPR-E20-327 | Solar Panels |  | 0.327 | 12 | 218 | 35 |  | Fixed | Roof
NJSTRE1545502662 |  | Transition Incentive Program | Matawan | 7747 | 17 | 16.2 | Residential | No | Behind the Meter | Net-metered residential rooftop and canopy |  | None | Public Service Solar | JCP&L | Accepted | 2020-08-25 | 2020-08-28 | 2021-10-30 | LG | Q1K-V5 | Solar Panels |  | 0.36 | 19 | 244 | 26 |  | Fixed | Roof
NJSTRE1545502694 |  | Transition Incentive Program | Albion | 8009 | 14 | 10.54 | Residential | Yes | Behind the Meter | Net-metered residential rooftop and canopy |  | None | Bright Planet Solar | AC Electric | Accepted | 2020-08-25 | 2020-08-27 | 2021-10-30 | LONGI | LR6-60HPB-310M | Solar Panels |  | 0.31 | 8 | 132 | 22 |  | Fixed | Roof
NJSTRE1545502694 |  | Transition Incentive Program | Albion | 8009 | 14 | 10.54 | Residential | Yes | Behind the Meter | Net-metered residential rooftop and canopy |  | None | Bright Planet Solar | AC Electric | Accepted | 2020-08-25 | 2020-08-27 | 2021-10-30 | LONGI | LR6-60HPB-310M | Solar Panels |  | 0.31 | 4 | 221 | 18 |  | Single Axis | Roof
NJSTRE1545502702 |  | Transition Incentive Program | East Windsor | 8520 | 12 | 19.1 | Residential | No | Behind the Meter | Net-metered residential rooftop and canopy |  | None | Ad Energy | JCP&L | Accepted | 2020-08-25 | 2020-08-28 | 2021-10-30 | Sunpower | SPR-X21-335-BLK-E-AC | Solar Panels |  | 0.335 | 7 | 110 | 38 |  | Fixed | Roof
NJSTRE1545503323 |  | Transition Incentive Program | Keyport | 7735 | 17 | 11.78 | Residential | Yes | Behind the Meter | Net-metered residential rooftop and canopy |  | None | Bright Planet Solar | JCP&L | Accepted | 2020-08-25 | 2020-08-28 | 2021-10-30 | LONGI | LR6-60HPB-310M | Solar Panels |  | 0.31 | 19 | 321 | 39 |  | Fixed | Roof
NJSTRE1545506238 |  | Transition Incentive Program | SICKLERVILLE | 8081 | 14 | 5.99 | Residential | Yes | Behind the Meter | Net-metered residential rooftop and canopy |  | None | Suntuity Solar LLC | AC Electric | Accepted | 2020-08-26 | 2020-08-28 | 2021-10-30 | Longi | LR6-60HPB-315M | Solar Panels |  | 0.315 | 9 | 324 | 32 |  | Fixed | Roof
NJSTRE1545506243 |  | Transition Incentive Program | Villas | 8251 | 21 | 8.84 | Residential | Yes | Behind the Meter | Net-metered residential rooftop and canopy |  | None | Trinity Solar | AC Electric | Accepted | 2020-08-26 | 2020-08-28 | 2021-10-30 | Hanwha | Q.PEAK DUO BLK-G6 340 | Solar Panels |  | 0.34 | 18 | 294 | 9 |  | Fixed | Roof
NJSTRE1545506267 |  | Transition Incentive Program | Hackensack city | 7601 | 7 | 3.02 | Residential | Yes | Behind the Meter | Net-metered residential rooftop and canopy |  | None | Vision Solar LLC | PSE&G | Accepted | 2020-08-26 | 2020-08-28 | 2021-10-30 | HANWHA Q-CELLS | Q.PEAK DUO-G6 335 | Solar Panels |  | 0.335 | 4 | 293 | 30 |  | Fixed | Roof
NJSTRE1545506303 |  | Transition Incentive Program | Newark City | 7112 | 9 | 5.27 | Residential | Yes | Behind the Meter | Net-metered residential rooftop and canopy |  | None | Bright Planet Solar | PSE&G | Accepted | 2020-08-26 | 2020-08-28 | 2021-10-30 | LONGI | LR6-60HPB-310M | Solar Panels |  | 0.31 | 15 | 215 | 26 |  | Fixed | Roof
NJSTRE1545506330 |  | Transition Incentive Program | Pennsauken | 8109 | 14 | 5.78 | Residential | No | Behind the Meter | Net-metered residential rooftop and canopy |  | None | Vision Solar LLC | PSE&G | Accepted | 2020-08-26 | 2020-08-28 | 2021-10-30 | HANWHA Q-CELLS | Q.PEAK DUO-G6 340 | Solar Panels |  | 0.34 | 2 | 263 | 20 |  | Fixed | Roof
NJSTRE1545506330 |  | Transition Incentive Program | Pennsauken | 8109 | 14 | 5.78 | Residential | No | Behind the Meter | Net-metered residential rooftop and canopy |  | None | Vision Solar LLC | PSE&G | Accepted | 2020-08-26 | 2020-08-28 | 2021-10-30 | HANWHA Q-CELLS | Q.PEAK DUO-G6 340 | Solar Panels |  | 0.34 | 2 | 83 | 20 |  | Fixed | Roof
NJSTRE1545506361 |  | Transition Incentive Program | Chesterfield | 8515 | 13 | 16.32 | Residential | No | Behind the Meter | Net-metered residential rooftop and canopy |  | None | Impact Solar LLC | PSE&G | Accepted | 2020-08-26 | 2020-08-28 | 2021-10-30 | hanwha | Q.PEAKDUO-G5340 | Solar Panels |  | 0.34 | 8 | 172 | 31 |  | Fixed | Roof
NJSTRE1545506384 |  | Transition Incentive Program | Palisades Park | 7650 | 7 | 6.03 | Residential | Yes | Behind the Meter | Net-metered residential rooftop and canopy |  | None | Trinity Solar | PSE&G | Accepted | 2020-08-26 | 2020-08-28 | 2021-10-30 | Hanwha | Q.PEAK DUO BLK-G6 335 | Solar Panels |  | 0.335 | 18 | 127 | 23 |  | Fixed | Roof
NJSTRE1545506424 |  | Transition Incentive Program | SOMERSET | 8873 | 5 | 7.15 | Residential | No | Behind the Meter | Net-metered residential rooftop and canopy |  | None | Infinity Solar Systems | PSE&G | Accepted | 2020-08-26 | 2020-08-28 | 2021-10-30 | CANADIAN SOLAR | CS1H-325-MS | Solar Panels |  | 0.325 | 4 | 218 | 40 |  | Fixed | Roof
NJSTRE1545506460 |  | Transition Incentive Program | Hackensack | 7601 | 7 | 10.2 | Residential | Yes | Behind the Meter | Net-metered residential rooftop and canopy |  | None | Trinity Solar | PSE&G | Accepted | 2020-08-26 | 2020-08-28 | 2021-10-30 | HANWHA 340 (Q.PEAK DUO BLK-G6 340) | HANWHA 340 (Q.PEAK DUO BLK-G6 340) | Solar Panels |  | 0.34 | 14 | 38 | 34 |  | Fixed | Roof
NJSTRE1545506493 |  | Transition Incentive Program | North Brunswick | 8902 | 11 | 11.22 | Residential | Yes | Behind the Meter | Net-metered residential rooftop and canopy |  | None | Tesla Energy Operations Inc. | PSE&G | Accepted | 2020-08-26 | 2020-08-28 | 2021-10-30 | Hanwha Q-Cells | Q.Peak DUO BLK-G6/SC340 | Solar Panels |  | 0.34 | 12 | 332 | 40 |  | Fixed | Roof
NJSTRE1545506495 |  | Transition Incentive Program | Lincoln park | 7035 | 3 | 9.86 | Residential | No | Behind the Meter | Net-metered residential rooftop and canopy |  | PSEG | Vision Solar LLC | PSE&G | Accepted | 2020-08-26 | 2020-08-28 | 2021-10-30 | HANWHA Q-CELLS | Q.PEAK DUO-G6 340 | Solar Panels |  | 0.34 | 9 | 56 | 35 |  | Fixed | Roof
NJSTRE1545502638 |  | Transition Incentive Program | Toms River | 8757 | 18 | 17 | Residential | Yes | Behind the Meter | Net-metered residential rooftop and canopy |  | None | Seabright Solar | JCP&L | Accepted | 2020-08-25 | 2020-08-28 | 2021-10-30 | Sunpower | SPR-E20-327 | Solar Panels |  | 0.327 | 24 | 38 | 35 |  | Fixed | Roof
NJSTRE1545502662 |  | Transition Incentive Program | Matawan | 7747 | 17 | 16.2 | Residential | No | Behind the Meter | Net-metered residential rooftop and canopy |  | None | Public Service Solar | JCP&L | Accepted | 2020-08-25 | 2020-08-28 | 2021-10-30 | LG | Q1K-V5 | Solar Panels |  | 0.36 | 9 | 152 | 33 |  | Fixed | Roof
NJSTRE1545502675 |  | Transition Incentive Program | Ventnor City | 8406 | 19 | 8.68 | Residential | Yes | Behind the Meter | Net-metered residential rooftop and canopy |  | None | Bright Planet Solar | AC Electric | Accepted | 2020-08-25 | 2020-08-27 | 2021-10-30 | LONGI | LR6-60HPB-310M | Solar Panels |  | 0.31 | 17 | 326 | 36 |  | Fixed | Roof
NJSTRE1545502702 |  | Transition Incentive Program | East Windsor | 8520 | 12 | 19.1 | Residential | No | Behind the Meter | Net-metered residential rooftop and canopy |  | None | Ad Energy | JCP&L | Accepted | 2020-08-25 | 2020-08-28 | 2021-10-30 | Sunpower | SPR-X21-335-BLK-E-AC | Solar Panels |  | 0.335 | 17 | 200 | 33 |  | Fixed | Roof
NJSTRE1545502702 |  | Transition Incentive Program | East Windsor | 8520 | 12 | 19.1 | Residential | No | Behind the Meter | Net-metered residential rooftop and canopy |  | None | Ad Energy | JCP&L | Accepted | 2020-08-25 | 2020-08-28 | 2021-10-30 | Sunpower | SPR-X21-335-BLK-E-AC | Solar Panels |  | 0.335 | 5 | 290 | 38 |  | Fixed | Roof
NJSTRE1545503323 |  | Transition Incentive Program | Keyport | 7735 | 17 | 11.78 | Residential | Yes | Behind the Meter | Net-metered residential rooftop and canopy |  | None | Bright Planet Solar | JCP&L | Accepted | 2020-08-25 | 2020-08-28 | 2021-10-30 | LONGI | LR6-60HPB-310M | Solar Panels |  | 0.31 | 19 | 141 | 39 |  | Fixed | Roof
NJSTRE1545506236 |  | Transition Incentive Program | PENNSAUKEN | 8110 | 14 | 8.51 | Residential | Yes | Behind the Meter | Net-metered residential rooftop and canopy |  | None | Suntuity Solar LLC | PSE&G | Accepted | 2020-08-26 | 2020-09-03 | 2021-10-30 | Longi | LR6-60HPB-315M | Solar Panels |  | 0.315 | 27 | 225 | 39 |  | Fixed | Roof
NJSTRE1545506244 |  | Transition Incentive Program | Salem | 8079 | 16 | 14.08 | Residential | No | Behind the Meter | Net-metered residential rooftop and canopy |  | None | RCL Enterprises Inc. | AC Electric | Accepted | 2020-08-26 | 2020-08-28 | 2021-10-30 | Canadian Solar | CS1H-320MS | Solar Panels |  | 0.32 | 44 | 147 | 18 |  | Fixed | Roof
NJSTRE1545506261 |  | Transition Incentive Program | Pennsville | 8070 | 16 | 4.48 | Residential | No | Behind the Meter | Net-metered residential rooftop and canopy |  | None | RCL Enterprises Inc. | AC Electric | Accepted | 2020-08-26 | 2020-08-28 | 2021-10-30 | Canadian Solar | CS1H-320MS | Solar Panels |  | 0.32 | 14 | 221 | 24 |  | Fixed | Roof
NJSTRE1545506267 |  | Transition Incentive Program | Hackensack city | 7601 | 7 | 3.02 | Residential | Yes | Behind the Meter | Net-metered residential rooftop and canopy |  | None | Vision Solar LLC | PSE&G | Accepted | 2020-08-26 | 2020-08-28 | 2021-10-30 | HANWHA Q-CELLS | Q.PEAK DUO-G6 335 | Solar Panels |  | 0.335 | 1 | 203 | 27 |  | Fixed | Roof
NJSTRE1545506293 |  | Transition Incentive Program | Brick | 8723 | 18 | 5.03 | Residential | Yes | Behind the Meter | Net-metered residential rooftop and canopy |  | None | Vision Solar LLC | JCP&L | Accepted | 2020-08-26 | 2020-08-28 | 2021-10-30 | HANWHA Q-CELLS | Q.PEAK DUO-G6+ 335 | Solar Panels |  | 0.335 | 7 | 228 | 31 |  | Fixed | Roof
NJSTRE1545506322 |  | Transition Incentive Program | New Providence | 7974 | 10 | 9.24 | Residential | No | Behind the Meter | Net-metered residential rooftop and canopy |  | None | Green Power Energy | JCP&L | Accepted | 2020-08-26 | 2020-08-28 | 2021-10-30 | LG Electronics | LG330N1K-V5 | Solar Panels |  | 0.33 | 28 | 278 | 15 |  | Fixed | Roof
NJSTRE1545506361 |  | Transition Incentive Program | Chesterfield | 8515 | 13 | 16.32 | Residential | No | Behind the Meter | Net-metered residential rooftop and canopy |  | None | Impact Solar LLC | PSE&G | Accepted | 2020-08-26 | 2020-08-28 | 2021-10-30 | hanwha | Q.PEAKDUO-G5340 | Solar Panels |  | 0.34 | 10 | 82 | 41 |  | Fixed | Roof
NJSTRE1545503327 |  | Transition Incentive Program | Emerson Boro | 7630 | 7 | 14.88 | Residential | Yes | Behind the Meter | Net-metered residential rooftop and canopy |  | None | Bright Planet Solar | PSE&G | Accepted | 2020-08-26 | 2020-08-27 | 2021-10-30 | LONGI | LR6-60HPB-310M | Solar Panels |  | 0.31 | 3 | 272 | 18 |  | Fixed | Roof
NJSTRE1545506263 |  | Transition Incentive Program | East Brunswick Township | 8816 | 11 | 9.9 | Residential | No | Behind the Meter | Net-metered residential rooftop and canopy |  | None | Green Power energy | PSE&G | Accepted | 2020-08-26 | 2020-08-28 | 2021-10-30 | LG Electronics | LG330N1K-V5 | Solar Panels |  | 0.33 | 9 | 64 | 20 |  | Fixed | Roof
NJSTRE1545506274 |  | Transition Incentive Program | PENNSAUKEN | 8110 | 14 | 8.96 | Residential | Yes | Behind the Meter | Net-metered residential rooftop and canopy |  | None | Vivint Solar Developer, LLC | PSE&G | Accepted | 2020-08-27 | 2020-08-28 | 2021-10-30 | Hanwha Solar | Q.PEAKDUOBLK-G5320w | Solar Panels |  | 0.32 | 28 | 223 | 0 |  | Fixed | Roof
NJSTRE1545506293 |  | Transition Incentive Program | Brick | 8723 | 18 | 5.03 | Residential | Yes | Behind the Meter | Net-metered residential rooftop and canopy |  | None | Vision Solar LLC | JCP&L | Accepted | 2020-08-26 | 2020-08-28 | 2021-10-30 | HANWHA Q-CELLS | Q.PEAK DUO-G6+ 335 | Solar Panels |  | 0.335 | 4 | 228 | 33 |  | Fixed | Roof
NJSTRE1545506293 |  | Transition Incentive Program | Brick | 8723 | 18 | 5.03 | Residential | Yes | Behind the Meter | Net-metered residential rooftop and canopy |  | None | Vision Solar LLC | JCP&L | Accepted | 2020-08-26 | 2020-08-28 | 2021-10-30 | HANWHA Q-CELLS | Q.PEAK DUO-G6+ 335 | Solar Panels |  | 0.335 | 1 | 138 | 33 |  | Fixed | Roof
NJSTRE1545506310 |  | Transition Incentive Program | Moonachie | 7074 | 7 | 6.18 | Residential | Yes | Behind the Meter | Net-metered residential rooftop and canopy |  | None | Vivint Solar Developer, LLC | PSE&G | Accepted | 2020-08-27 | 2020-08-28 | 2021-10-30 | JINKO SOLAR | JKM325M-60HBL | Solar Panels |  | 0.325 | 15 | 47 | 34 |  | Fixed | Roof
NJSTRE1545506330 |  | Transition Incentive Program | Pennsauken | 8109 | 14 | 5.78 | Residential | No | Behind the Meter | Net-metered residential rooftop and canopy |  | None | Vision Solar LLC | PSE&G | Accepted | 2020-08-26 | 2020-08-28 | 2021-10-30 | HANWHA Q-CELLS | Q.PEAK DUO-G6 340 | Solar Panels |  | 0.34 | 5 | 263 | 36 |  | Fixed | Roof
NJSTRE1545506361 |  | Transition Incentive Program | Chesterfield | 8515 | 13 | 16.32 | Residential | No | Behind the Meter | Net-metered residential rooftop and canopy |  | None | Impact Solar LLC | PSE&G | Accepted | 2020-08-26 | 2020-08-28 | 2021-10-30 | hanwha | Q.PEAKDUO-G5340 | Solar Panels |  | 0.34 | 6 | 82 | 41 |  | Fixed | Roof
NJSTRE1545506366 |  | Transition Incentive Program | Pennsauken Twp | 8110 | 14 | 7.2 | Residential | Yes | Behind the Meter | Net-metered residential rooftop and canopy |  | None | Bright Planet Solar | PSE&G | Accepted | 2020-08-26 | 2020-08-28 | 2021-10-30 | SUNPOWER | SPR-A400 | Solar Panels |  | 0.4 | 18 | 142 | 9 |  | Fixed | Roof
NJSTRE1545506407 |  | Transition Incentive Program | PAULSBORO | 8066 | 15 | 8.16 | Residential | Yes | Behind the Meter | Net-metered residential rooftop and canopy |  | None | Vision Solar LLC | AC Electric | Accepted | 2020-08-26 | 2020-08-31 | 2021-10-30 | HANWHA Q-CELLS | Q.PEAK DUO-G6 340 | Solar Panels |  | 0.34 | 3 | 87 | 20 |  | Fixed | Roof
NJSTRE1545506417 |  | Transition Incentive Program | Trenton City | 8638 | 12 | 7.44 | Residential | Yes | Behind the Meter | Net-metered residential rooftop and canopy |  | None | Bright Planet Solar | PSE&G | Accepted | 2020-08-26 | 2020-08-28 | 2021-10-30 | LONGI | LR6-60HPB-310M | Solar Panels |  | 0.31 | 5 | 228 | 14 |  | Fixed | Roof
NJSTRE1545506429 |  | Transition Incentive Program | Egg Harbor Township | 8234 | 19 | 6.7 | Residential | Yes | Behind the Meter | Net-metered residential rooftop and canopy |  | None | Pro Custom Solar dba Momentum Solar | AC Electric | Final As-Built Received | 2020-08-26 | 2020-08-28 | 2021-10-30 | HANWHA | Q.PEAK DUO BLK G6+ 335 | Solar Panels |  | 0.335 | 11 | 111 | 26 |  | Fixed | Roof
NJSTRE1545506441 |  | Transition Incentive Program | ERIAL | 8081 | 14 | 9.76 | Residential | Yes | Behind the Meter | Net-metered residential rooftop and canopy |  | None | Sunrun Installation Services, Inc. | AC Electric | Accepted | 2020-08-26 | 2020-08-28 | 2021-10-30 | LONGi Green Energy Technology Co Ltd | LR6-60HPB-305M | Solar Panels |  | 0.305 | 8 | 177 | 30 |  | Fixed | Roof
NJSTRE1545501988 |  | Transition Incentive Program | UNION | 7083 | 10 | 3.9 | Residential | Yes | Behind the Meter | Net-metered residential rooftop and canopy |  | None | Vivint Solar Developer, LLC | PSE&G | Accepted | 2020-08-26 | 2020-08-27 | 2021-10-30 | JINKO SOLAR | JKM325M-60HBL | Solar Panels |  | 0.325 | 6 | 44 | 15 |  | Fixed | Roof
NJSTRE1545501994 |  | Transition Incentive Program | Tuckerton | 8087 | 18 | 10.79 | Residential | Yes | Behind the Meter | Net-metered residential rooftop and canopy |  | None | Ad Energy | AC Electric | Accepted | 2020-08-25 | 2020-08-27 | 2021-10-30 | Sunpower | SPR-E20-327-E-AC | Solar Panels |  | 0.327 | 7 | 138 | 40 |  | Fixed | Roof
NJSTRE1545502054 |  | Transition Incentive Program | Jamesburg | 8831 | 11 | 12.58 | Residential | No | Behind the Meter | Net-metered residential rooftop and canopy |  | None | Maier Solar Engineering dba Solar Me | JCP&L | Accepted | 2020-08-25 | 2020-08-27 | 2021-10-30 | Hanwha | Q.PEAK BLK-G6 340W | Solar Panels |  | 0.34 | 10 | 240 | 20 |  | Fixed | Roof
NJSTRE1545502097 |  | Transition Incentive Program | DELRAN | 8075 | 13 | 6.5 | Residential | Yes | Behind the Meter | Net-metered residential rooftop and canopy |  | None | Vivint Solar Developer, LLC | PSE&G | Accepted | 2020-08-26 | 2020-08-27 | 2021-10-30 | JinkoSolar | JKM325M-60HBL | Solar Panels |  | 0.325 | 6 | 110 | 24 |  | Fixed | Roof
NJSTRE1545502248 |  | Transition Incentive Program | Jackson | 8527 | 18 | 5.95 | Residential | Yes | Behind the Meter | Net-metered residential rooftop and canopy |  | None | Pro Custom Solar dba Momentum Solar | JCP&L | Accepted | 2020-08-25 | 2020-08-27 | 2021-10-30 | LG ELECTRONICS | LG 350N1C-V5 | Solar Panels |  | 0.35 | 3 | 9 | 33 |  | Fixed | Roof
NJSTRE1545502306 |  | Transition Incentive Program | Somerset | 8873 | 5 | 12.25 | Residential | Yes | Behind the Meter | Net-metered residential rooftop and canopy |  | None | Pro Custom Solar dba Momentum Solar | PSE&G | Accepted | 2020-08-25 | 2020-08-27 | 2021-10-30 | LG ELECTRONICS | LG 350N1C-V5 | Solar Panels |  | 0.35 | 2 | 201 | 28 |  | Fixed | Roof
NJSTRE1545502320 |  | Transition Incentive Program | Leonia | 7605 | 7 | 6.03 | Residential | No | Behind the Meter | Net-metered residential rooftop and canopy |  | None | Public Service Solar | PSE&G | Accepted | 2020-08-25 | 2020-08-31 | 2021-10-30 | LG | N1K-V5 | Solar Panels |  | 0.335 | 4 | 204 | 26 |  | Fixed | Roof
NJSTRE1545502320 |  | Transition Incentive Program | Leonia | 7605 | 7 | 6.03 | Residential | No | Behind the Meter | Net-metered residential rooftop and canopy |  | None | Public Service Solar | PSE&G | Accepted | 2020-08-25 | 2020-08-31 | 2021-10-30 | LG | N1K-V5 | Solar Panels |  | 0.335 | 4 | 294 | 26 |  | Fixed | Roof
NJSTRE1545502331 |  | Transition Incentive Program | Livingston | 7039 | 9 | 17.76 | Residential | No | Behind the Meter | Net-metered residential rooftop and canopy |  | None | green Power Energy | PSE&G | Accepted | 2020-08-25 | 2020-08-27 | 2021-10-30 | Solaria Power | XT-370R-PD | Solar Panels |  | 0.37 | 14 | 175 | 32 |  | Fixed | Roof
NJSTRE1545502566 |  | Transition Incentive Program | Paterson | 7522 | 6 | 6.46 | Residential | Yes | Behind the Meter | Net-metered residential rooftop and canopy |  | None | Castle Energy, LLC | PSE&G | Accepted | 2020-08-25 | 2020-08-27 | 2021-10-30 | Hanwha Q-Cells | Q.Peak DUO BLK-G6 340 | Solar Panels |  | 0.34 | 16 | 224 | 30 |  | Fixed | Roof
NJSTRE1545502662 |  | Transition Incentive Program | Matawan | 7747 | 17 | 16.2 | Residential | No | Behind the Meter | Net-metered residential rooftop and canopy |  | None | Public Service Solar | JCP&L | Accepted | 2020-08-25 | 2020-08-28 | 2021-10-30 | LG | Q1K-V5 | Solar Panels |  | 0.36 | 4 | 64 | 27 |  | Fixed | Roof
NJSTRE1545503327 |  | Transition Incentive Program | Emerson Boro | 7630 | 7 | 14.88 | Residential | Yes | Behind the Meter | Net-metered residential rooftop and canopy |  | None | Bright Planet Solar | PSE&G | Accepted | 2020-08-26 | 2020-08-27 | 2021-10-30 | LONGI | LR6-60HPB-310M | Solar Panels |  | 0.31 | 16 | 182 | 18 |  | Fixed | Roof
NJSTRE1545503327 |  | Transition Incentive Program | Emerson Boro | 7630 | 7 | 14.88 | Residential | Yes | Behind the Meter | Net-metered residential rooftop and canopy |  | None | Bright Planet Solar | PSE&G | Accepted | 2020-08-26 | 2020-08-27 | 2021-10-30 | LONGI | LR6-60HPB-310M | Solar Panels |  | 0.31 | 16 | 2 | 18 |  | Fixed | Roof
NJSTRE1545506237 |  | Transition Incentive Program | Hamilton Township | 8610 | 12 | 5.36 | Residential | Yes | Behind the Meter | Net-metered residential rooftop and canopy |  | None | Suntuity Solar LLC | PSE&G | Accepted | 2020-08-26 | 2020-08-28 | 2021-10-30 | Longi | LR6-60HPB-315M | Solar Panels |  | 0.315 | 5 | 119 | 30 |  | Fixed | Roof
NJSTRE1545506238 |  | Transition Incentive Program | SICKLERVILLE | 8081 | 14 | 5.99 | Residential | Yes | Behind the Meter | Net-metered residential rooftop and canopy |  | None | Suntuity Solar LLC | AC Electric | Accepted | 2020-08-26 | 2020-08-28 | 2021-10-30 | Longi | LR6-60HPB-315M | Solar Panels |  | 0.315 | 10 | 144 | 32 |  | Fixed | Roof
NJSTRE1545506276 |  | Transition Incentive Program | Orange City | 7050 | 9 | 3.4 | Residential | Yes | Behind the Meter | Net-metered residential rooftop and canopy |  | None | Vision Solar LLC | PSE&G | Accepted | 2020-08-26 | 2020-08-28 | 2021-10-30 | HANWHA Q-CELLS | Q.PEAK DUO-G6 340 | Solar Panels |  | 0.34 | 2 | 207 | 32 |  | Fixed | Roof
NJSTRE1545506281 |  | Transition Incentive Program | Mickleton | 8056 | 15 | 15.04 | Residential | No | Behind the Meter | Net-metered residential rooftop and canopy |  | None | RCL Enterprises Inc. | AC Electric | Accepted | 2020-08-26 | 2020-08-28 | 2021-10-30 | Canadian Solar | CS1H-320MS | Solar Panels |  | 0.32 | 47 | 24 | 235 |  | Fixed | Roof
NJSTRE1545506293 |  | Transition Incentive Program | Brick | 8723 | 18 | 5.03 | Residential | Yes | Behind the Meter | Net-metered residential rooftop and canopy |  | None | Vision Solar LLC | JCP&L | Accepted | 2020-08-26 | 2020-08-28 | 2021-10-30 | HANWHA Q-CELLS | Q.PEAK DUO-G6+ 335 | Solar Panels |  | 0.335 | 1 | 318 | 33 |  | Fixed | Roof
NJSTRE1545506347 |  | Transition Incentive Program | Swedesboro | 8085 | 15 | 8.16 | Residential | No | Behind the Meter | Net-metered residential rooftop and canopy |  | None | Trinity Solar | AC Electric | Accepted | 2020-08-26 | 2020-08-28 | 2021-10-30 | Hanwha | Q.PEAK DUO BLK-G6 340 | Solar Panels |  | 0.34 | 24 | 143 | 27 |  | Fixed | Roof
NJSTRE1545506383 |  | Transition Incentive Program | Sewell | 8080 | 15 | 5.76 | Residential | Yes | Behind the Meter | Net-metered residential rooftop and canopy |  | None | EMT Renewables | AC Electric | Accepted | 2020-08-26 | 2020-08-28 | 2021-10-30 | Trina | 320-BLK | Solar Panels |  | 0.32 | 3 | 309 | 20 |  | Fixed | Roof
NJSTRE1545506407 |  | Transition Incentive Program | PAULSBORO | 8066 | 15 | 8.16 | Residential | Yes | Behind the Meter | Net-metered residential rooftop and canopy |  | None | Vision Solar LLC | AC Electric | Accepted | 2020-08-26 | 2020-08-31 | 2021-10-30 | HANWHA Q-CELLS | Q.PEAK DUO-G6 340 | Solar Panels |  | 0.34 | 8 | 267 | 20 |  | Fixed | Roof
NJSTRE1545506424 |  | Transition Incentive Program | SOMERSET | 8873 | 5 | 7.15 | Residential | No | Behind the Meter | Net-metered residential rooftop and canopy |  | None | Infinity Solar Systems | PSE&G | Accepted | 2020-08-26 | 2020-08-28 | 2021-10-30 | CANADIAN SOLAR | CS1H-325-MS | Solar Panels |  | 0.325 | 8 | 218 | 30 |  | Fixed | Roof
NJSTRE1545506457 |  | Transition Incentive Program | Oak ridge | 7438 | 6 | 7.48 | Residential | Yes | Behind the Meter | Net-metered residential rooftop and canopy |  | None | Vision Solar LLC | JCP&L | Accepted | 2020-08-26 | 2020-08-28 | 2021-10-30 | HANWHA Q-CELLS | Q.PEAK DUO-G6 340 | Solar Panels |  | 0.34 | 22 | 109 | 20 |  | Fixed | Roof
NJSTRE1545506453 |  | Transition Incentive Program | Old Bridge | 8857 | 11 | 8.4 | Residential | Yes | Behind the Meter | Net-metered residential rooftop and canopy |  | None | Pro Custom Solar dba Momentum Solar | JCP&L | Accepted | 2020-08-26 | 2020-08-28 | 2021-10-30 | LG | LG 350N1C-V5 | Solar Panels |  | 0.35 | 7 | 46 | 20 |  | Fixed | Roof
NJSTRE1545506493 |  | Transition Incentive Program | North Brunswick | 8902 | 11 | 11.22 | Residential | Yes | Behind the Meter | Net-metered residential rooftop and canopy |  | None | Tesla Energy Operations Inc. | PSE&G | Accepted | 2020-08-26 | 2020-08-28 | 2021-10-30 | Hanwha Q-Cells | Q.Peak DUO BLK-G6/SC340 | Solar Panels |  | 0.34 | 21 | 152 | 40 |  | Fixed | Roof
NJSTRE1545506899 |  | Transition Incentive Program | Hillsborough Township | 8844 | 5 | 9.9 | Residential | No | Behind the Meter | Net-metered residential rooftop and canopy |  | None | Green Power Energy | PSE&G | Accepted | 2020-08-26 | 2020-08-28 | 2021-10-30 | LG Electronics | LG330N1K-V5 | Solar Panels |  | 0.33 | 8 | 161 | 42 |  | Fixed | Roof
NJSTRE1545506383 |  | Transition Incentive Program | Sewell | 8080 | 15 | 5.76 | Residential | Yes | Behind the Meter | Net-metered residential rooftop and canopy |  | None | EMT Renewables | AC Electric | Accepted | 2020-08-26 | 2020-08-28 | 2021-10-30 | Trina | 320-BLK | Solar Panels |  | 0.32 | 15 | 129 | 20 |  | Fixed | Roof
NJSTRE1545506352 |  | Transition Incentive Program | Red Bank | 7701 | 17 | 40.8 | Non Profit | No | Behind the Meter | Net-metered non-residential rooftop and canopy |  | None | Advanced Solar & Energy Solutions, LLC | JCP&L | Final As-Built Received | 2020-08-28 | 2020-08-28 | 2021-10-30 | Q PEAK LG | LG 3.5 - 400 | Solar Panels |  | 0.4 | 50 | 160 | 18 |  | Fixed | Roof
NJSTRE1545506419 |  | Transition Incentive Program | Hasbrouck Heights | 7604 | 7 | 9.1 | Residential | Yes | Behind the Meter | Net-metered residential rooftop and canopy |  | None | Vivint Solar Developer, LLC | PSE&G | Accepted | 2020-08-27 | 2020-08-28 | 2021-10-30 | JINKO SOLAR | JKM325M-60HBL | Solar Panels |  | 0.325 | 15 | 127 | 31 |  | Fixed | Roof
NJSTRE1545506441 |  | Transition Incentive Program | ERIAL | 8081 | 14 | 9.76 | Residential | Yes | Behind the Meter | Net-metered residential rooftop and canopy |  | None | Sunrun Installation Services, Inc. | AC Electric | Accepted | 2020-08-26 | 2020-08-28 | 2021-10-30 | LONGi Green Energy Technology Co Ltd | LR6-60HPB-305M | Solar Panels |  | 0.305 | 5 | 177 | 18 |  | Fixed | Roof
NJSTRE1545506487 |  | Transition Incentive Program | Westville | 8093 | 15 | 18.7 | Residential | Yes | Behind the Meter | Net-metered residential rooftop and canopy |  | None | Trinity Solar | PSE&G | Accepted | 2020-08-26 | 2020-08-28 | 2021-10-30 | HANWHA 340 (Q.PEAK DUO BLK-G6 340) | HANWHA 340 (Q.PEAK DUO BLK-G6 340) | Solar Panels |  | 0.34 | 22 | 31 | 21 |  | Fixed | Roof
NJSTRE1545506510 |  | Transition Incentive Program | Vineland | 8360 | 20 | 5.1 | Residential | Yes | Behind the Meter | Net-metered residential rooftop and canopy |  | None | Trinity Solar | Vineland Muni Electric | Accepted | 2020-08-26 | 2020-08-28 | 2021-10-30 | HANWHA 340 (Q.PEAK DUO BLK-G6 340) | HANWHA 340 (Q.PEAK DUO BLK-G6 340) | Solar Panels |  | 0.34 | 15 | 103 | 23 |  | Fixed | Roof
NJSTRE1545506906 |  | Transition Incentive Program | Ocean City | 8226 | 21 | 4.42 | Residential | No | Behind the Meter | Net-metered residential rooftop and canopy |  | None | Trinity Solar | AC Electric | Accepted | 2020-08-26 | 2020-08-31 | 2021-10-30 | HANWHA 340 (Q.PEAK DUO BLK-G6 340) | HANWHA 340 (Q.PEAK DUO BLK-G6 340) | Solar Panels |  | 0.34 | 4 | 228 | 29 |  | Fixed | Roof
NJSTRE1545506516 |  | Transition Incentive Program | SOMERSET | 8873 | 5 | 9.43 | Residential | Yes | Behind the Meter | Net-metered residential rooftop and canopy |  | None | Infinity Solar Systems | PSE&G | Accepted | 2020-08-26 | 2020-08-28 | 2021-10-30 | CANADIAN SOLAR | CS1H-325-MS | Solar Panels |  | 0.325 | 2 | 117 | 40 |  | Fixed | Roof
NJSTRE1545507110 | NJSRRE1544759108 | Transition Incentive Program | Roselle Park | 7204 | 10 | 12.09 | Residential | Yes | Behind the Meter | Behind the Meter |  | None | Sunrun Installation Services, Inc. | PSE&G | Eligible for TI Program | 2020-03-23 | 2020-03-26 | 2021-10-30 | REC Solar | REC310TP2M | Solar Panels |  | 0.31 | 14 | 334 | 39 |  | Fixed | Roof
NJSTRE1545507125 | NJSRRE1540333924 | Transition Incentive Program | Mullica Hill | 8062 | 15 | 29.88 | Residential | Yes | Behind the Meter | Net-metered residential rooftop and canopy |  | None | Vision Solar LLC | AC Electric | Final As-Built Received | 2019-02-05 | 2019-02-07 | 2021-10-30 | sunpower | spr-x22-360-d-ac | Solar Panels |  | 0.36 | 42 | 180 | 30 |  | Fixed | Ground
NJSTRE1545507138 | NJSRRE1540957668 | Transition Incentive Program | Union City | 7087 | 8 | 6.93 | Residential | Yes | Behind the Meter | Net-metered residential rooftop and canopy |  | None | Pro Custom Solar dba Momentum Solar | PSE&G | Accepted | 2019-05-03 | 2019-05-08 | 2021-10-30 | HANWHA | Q.PEAK DUO BLK-G5 315 | Solar Panels |  | 0.315 | 16 | 296 | 18 |  | Fixed | Roof
NJSTRE1545507141 | NJSRRE1541731556 | Transition Incentive Program | Teaneck | 7666 | 7 | 11.73 | Residential | Yes | Behind the Meter | Net-metered residential rooftop and canopy |  | None | Pro Custom Solar dba Momentum Solar | PSE&G | Accepted | 2019-08-02 | 2019-08-06 | 2021-10-30 | LG | LG 335N1C-V5 | Solar Panels |  | 0.335 | 12 | 293 | 31 |  | Fixed | Roof
NJSTRE1545506310 |  | Transition Incentive Program | Moonachie | 7074 | 7 | 6.18 | Residential | Yes | Behind the Meter | Net-metered residential rooftop and canopy |  | None | Vivint Solar Developer, LLC | PSE&G | Accepted | 2020-08-27 | 2020-08-28 | 2021-10-30 | JINKO SOLAR | JKM325M-60HBL | Solar Panels |  | 0.325 | 4 | 227 | 12 |  | Fixed | Roof
NJSTRE1545506337 |  | Transition Incentive Program | Parsippany | 7054 | 3 | 5.2 | Residential | Yes | Behind the Meter | Net-metered residential rooftop and canopy |  | None | Vivint Solar Developer, LLC | JCP&L | Accepted | 2020-08-27 | 2020-08-28 | 2021-10-30 | JINKO SOLAR | JKM325M-60HBL | Solar Panels |  | 0.325 | 16 | 189 | 20 |  | Fixed | Roof
NJSTRE1545506373 |  | Transition Incentive Program | Elizabeth | 7206 | 10 | 8.32 | Residential | No | Behind the Meter | Net-metered residential rooftop and canopy |  | None | New Jersey Suntech | PSE&G | Accepted | 2020-08-28 | 2020-08-28 | 2021-10-30 | Jinko | JKM320M | Solar Panels |  | 0.32 | 26 | 144 | 25 |  | Fixed | Roof
NJSTRE1545506417 |  | Transition Incentive Program | Trenton City | 8638 | 12 | 7.44 | Residential | Yes | Behind the Meter | Net-metered residential rooftop and canopy |  | None | Bright Planet Solar | PSE&G | Accepted | 2020-08-26 | 2020-08-28 | 2021-10-30 | LONGI | LR6-60HPB-310M | Solar Panels |  | 0.31 | 8 | 228 | 30 |  | Fixed | Roof
NJSTRE1545506429 |  | Transition Incentive Program | Egg Harbor Township | 8234 | 19 | 6.7 | Residential | Yes | Behind the Meter | Net-metered residential rooftop and canopy |  | None | Pro Custom Solar dba Momentum Solar | AC Electric | Final As-Built Received | 2020-08-26 | 2020-08-28 | 2021-10-30 | HANWHA | Q.PEAK DUO BLK G6+ 335 | Solar Panels |  | 0.335 | 9 | 291 | 27 |  | Fixed | Roof
NJSTRE1545506441 |  | Transition Incentive Program | ERIAL | 8081 | 14 | 9.76 | Residential | Yes | Behind the Meter | Net-metered residential rooftop and canopy |  | None | Sunrun Installation Services, Inc. | AC Electric | Accepted | 2020-08-26 | 2020-08-28 | 2021-10-30 | LONGi Green Energy Technology Co Ltd | LR6-60HPB-305M | Solar Panels |  | 0.305 | 8 | 357 | 30 |  | Fixed | Roof
NJSTRE1545506460 |  | Transition Incentive Program | Hackensack | 7601 | 7 | 10.2 | Residential | Yes | Behind the Meter | Net-metered residential rooftop and canopy |  | None | Trinity Solar | PSE&G | Accepted | 2020-08-26 | 2020-08-28 | 2021-10-30 | HANWHA 340 (Q.PEAK DUO BLK-G6 340) | HANWHA 340 (Q.PEAK DUO BLK-G6 340) | Solar Panels |  | 0.34 | 16 | 218 | 34 |  | Fixed | Roof
NJSTRE1545506453 |  | Transition Incentive Program | Old Bridge | 8857 | 11 | 8.4 | Residential | Yes | Behind the Meter | Net-metered residential rooftop and canopy |  | None | Pro Custom Solar dba Momentum Solar | JCP&L | Accepted | 2020-08-26 | 2020-08-28 | 2021-10-30 | LG | LG 350N1C-V5 | Solar Panels |  | 0.35 | 17 | 226 | 20 |  | Fixed | Roof
NJSTRE1545506450 |  | Transition Incentive Program | Jersey City | 7305 | 8 | 5.89 | Residential | Yes | Behind the Meter | Net-metered residential rooftop and canopy |  | None | Bright Planet Solar | PSE&G | Accepted | 2020-08-26 | 2020-08-28 | 2021-10-30 | LONGI | LR6-60HPB-310M | Solar Panels |  | 0.31 | 19 | 148 | 9 |  | Fixed | Roof
NJSTRE1545506492 |  | Transition Incentive Program | Cape May | 8204 | 21 | 7.68 | Residential | Yes | Behind the Meter | Net-metered residential rooftop and canopy |  | None | RCL Enterprises Inc. | AC Electric | Accepted | 2020-08-26 | 2020-08-28 | 2021-10-30 | Trina Solar | TSM-320DD06M | Solar Panels |  | 0.32 | 3 | 156 | 20 |  | Fixed | Roof
NJSTRE1545506477 |  | Transition Incentive Program | Southampton | 8088 | 13 | 23.36 | Residential | Yes | Behind the Meter | Net-metered residential rooftop and canopy |  | None | Trinity Solar | JCP&L | Accepted | 2020-08-26 | 2020-08-28 | 2021-10-30 | Hanwha | Q.PEAK DUO BLK-G5 320 | Solar Panels |  | 0.32 | 32 | 240 | 34 |  | Fixed | Roof
NJSTRE1545506999 |  | Transition Incentive Program | Mount Ephraim | 8059 | 14 | 6.3 | Residential | No | Behind the Meter | Net-metered residential rooftop and canopy |  | None | Advanced Renewable Solutions | PSE&G | Accepted | 2020-08-26 | 2020-08-28 | 2021-10-30 | CertainTeed | CT315M11-02 | Solar Panels |  | 0.315 | 10 | 159 | 20 |  | Fixed | Roof
NJSTRE1545506293 |  | Transition Incentive Program | Brick | 8723 | 18 | 5.03 | Residential | Yes | Behind the Meter | Net-metered residential rooftop and canopy |  | None | Vision Solar LLC | JCP&L | Accepted | 2020-08-26 | 2020-08-28 | 2021-10-30 | HANWHA Q-CELLS | Q.PEAK DUO-G6+ 335 | Solar Panels |  | 0.335 | 2 | 48 | 33 |  | Fixed | Roof
NJSTRE1545506330 |  | Transition Incentive Program | Pennsauken | 8109 | 14 | 5.78 | Residential | No | Behind the Meter | Net-metered residential rooftop and canopy |  | None | Vision Solar LLC | PSE&G | Accepted | 2020-08-26 | 2020-08-28 | 2021-10-30 | HANWHA Q-CELLS | Q.PEAK DUO-G6 340 | Solar Panels |  | 0.34 | 4 | 83 | 36 |  | Fixed | Roof
NJSTRE1545506330 |  | Transition Incentive Program | Pennsauken | 8109 | 14 | 5.78 | Residential | No | Behind the Meter | Net-metered residential rooftop and canopy |  | None | Vision Solar LLC | PSE&G | Accepted | 2020-08-26 | 2020-08-28 | 2021-10-30 | HANWHA Q-CELLS | Q.PEAK DUO-G6 340 | Solar Panels |  | 0.34 | 4 | 353 | 36 |  | Fixed | Roof
NJSTRE1545506385 |  | Transition Incentive Program | TOMS RIVER | 8757 | 18 | 4.88 | Residential | Yes | Behind the Meter | Net-metered residential rooftop and canopy |  | None | Vivint Solar Developer, LLC | JCP&L | Accepted | 2020-08-27 | 2020-08-28 | 2021-10-30 | JINKO SOLAR | JKM325M-60HBL | Solar Panels |  | 0.325 | 15 | 167 | 23 |  | Fixed | Roof
NJSTRE1545506400 |  | Transition Incentive Program | Point Pleasant | 8742 | 18 | 5.1 | Residential | Yes | Behind the Meter | Net-metered residential rooftop and canopy |  | None | Trinity Solar | JCP&L | Accepted | 2020-08-26 | 2020-08-28 | 2021-10-30 | Hanwha | Q.PEAK DUO BLK-G6 340 | Solar Panels |  | 0.34 | 15 | 167 | 30 |  | Fixed | Roof
NJSTRE1545506417 |  | Transition Incentive Program | Trenton City | 8638 | 12 | 7.44 | Residential | Yes | Behind the Meter | Net-metered residential rooftop and canopy |  | None | Bright Planet Solar | PSE&G | Accepted | 2020-08-26 | 2020-08-28 | 2021-10-30 | LONGI | LR6-60HPB-310M | Solar Panels |  | 0.31 | 11 | 48 | 9 |  | Fixed | Roof
NJSTRE1545506424 |  | Transition Incentive Program | SOMERSET | 8873 | 5 | 7.15 | Residential | No | Behind the Meter | Net-metered residential rooftop and canopy |  | None | Infinity Solar Systems | PSE&G | Accepted | 2020-08-26 | 2020-08-28 | 2021-10-30 | CANADIAN SOLAR | CS1H-325-MS | Solar Panels |  | 0.325 | 10 | 218 | 10 |  | Fixed | Roof
NJSTRE1545506487 |  | Transition Incentive Program | Westville | 8093 | 15 | 18.7 | Residential | Yes | Behind the Meter | Net-metered residential rooftop and canopy |  | None | Trinity Solar | PSE&G | Accepted | 2020-08-26 | 2020-08-28 | 2021-10-30 | HANWHA 340 (Q.PEAK DUO BLK-G6 340) | HANWHA 340 (Q.PEAK DUO BLK-G6 340) | Solar Panels |  | 0.34 | 33 | 211 | 21 |  | Fixed | Roof
NJSTRE1545506906 |  | Transition Incentive Program | Ocean City | 8226 | 21 | 4.42 | Residential | No | Behind the Meter | Net-metered residential rooftop and canopy |  | None | Trinity Solar | AC Electric | Accepted | 2020-08-26 | 2020-08-31 | 2021-10-30 | HANWHA 340 (Q.PEAK DUO BLK-G6 340) | HANWHA 340 (Q.PEAK DUO BLK-G6 340) | Solar Panels |  | 0.34 | 9 | 227 | 27 |  | Fixed | Roof
NJSTRE1545506941 |  | Transition Incentive Program | LITTLE SILVER | 7739 | 17 | 3.25 | Residential | Yes | Behind the Meter | Net-metered residential rooftop and canopy |  | None | Vivint Solar Developer, LLC | JCP&L | Accepted | 2020-08-27 | 2020-08-28 | 2021-10-30 | JINKO SOLAR | JKM325M-60HBL | Solar Panels |  | 0.325 | 10 | 12 | 17 |  | Fixed | Roof
NJSTRE1545507048 |  | Transition Incentive Program | Freehold | 7728 | 17 | 9.18 | Residential | No | Behind the Meter | Net-metered residential rooftop and canopy |  | None | Trinity Solar | JCP&L | Accepted | 2020-08-26 | 2020-08-28 | 2021-10-30 | HANWHA 340 (Q.PEAK DUO BLK-G6 340) | HANWHA 340 (Q.PEAK DUO BLK-G6 340) | Solar Panels |  | 0.34 | 22 | 204 | 34 |  | Fixed | Roof
NJSTRE1545507061 |  | Transition Incentive Program | Egg Harbor City | 8215 | 19 | 8.5 | Residential | Yes | Behind the Meter | Net-metered residential rooftop and canopy |  | None | Trinity Solar | AC Electric | Accepted | 2020-08-26 | 2020-08-28 | 2021-10-30 | HANWHA 340 (Q.PEAK DUO BLK-G6 340) | HANWHA 340 (Q.PEAK DUO BLK-G6 340) | Solar Panels |  | 0.34 | 6 | 43 | 27 |  | Fixed | Roof
NJSTRE1545507110 | NJSRRE1544759108 | Transition Incentive Program | Roselle Park | 7204 | 10 | 12.09 | Residential | Yes | Behind the Meter | Behind the Meter |  | None | Sunrun Installation Services, Inc. | PSE&G | Eligible for TI Program | 2020-03-23 | 2020-03-26 | 2021-10-30 | REC Solar | REC310TP2M | Solar Panels |  | 0.31 | 6 | 244 | 21 |  | Fixed | Roof
NJSTRE1545501909 |  | Transition Incentive Program | Ewing Twp | 8638 | 12 | 8 | Residential | No | Behind the Meter | Net-metered residential rooftop and canopy |  | None | Azimuth Renewable Energy | PSE&G | Accepted | 2020-08-25 | 2020-08-27 | 2021-10-30 | Hanwah | Qcell 320 | Solar Panels |  | 0.32 | 9 | 219 | 12 |  | Fixed | Roof
NJSTRE1545501977 |  | Transition Incentive Program | Vineland | 8360 | 20 | 3.06 | Residential | No | Behind the Meter | Net-metered residential rooftop and canopy |  | None | Impact Solar LLC | AC Electric | Accepted | 2020-08-25 | 2020-08-27 | 2021-10-30 | Hanwha | Q.PEAKDUO-G5340 | Solar Panels |  | 0.34 | 9 | 94 | 27 |  | Fixed | Roof
NJSTRE1545501989 |  | Transition Incentive Program | Vineland | 8360 | 20 | 21.08 | Residential | No | Behind the Meter | Net-metered residential rooftop and canopy |  | None | Impact Solar LLC | AC Electric | Accepted | 2020-08-25 | 2020-08-27 | 2021-10-30 | hanwha | Q.PEAKDUO-G5340 | Solar Panels |  | 0.34 | 9 | 184 | 27 |  | Fixed | Roof
NJSTRE1545502155 |  | Transition Incentive Program | WILLINGBORO | 8046 | 13 | 7.48 | Residential | Yes | Behind the Meter | Net-metered residential rooftop and canopy |  | None | Vivint Solar Developer, LLC | PSE&G | Accepted | 2020-08-26 | 2020-08-27 | 2021-10-30 | JINKO SOLAR | JKM325M-60HBL | Solar Panels |  | 0.325 | 23 | 183 | 27 |  | Fixed | Roof
NJSTRE1545502214 |  | Transition Incentive Program | Elmwood Park | 7407 | 7 | 4.2 | Residential | Yes | Behind the Meter | Net-metered residential rooftop and canopy |  | None | Pro Custom Solar dba Momentum Solar | PSE&G | Accepted | 2020-08-25 | 2020-08-27 | 2021-10-30 | LG ELECTRONICS | LG 350N1C-V5 | Solar Panels |  | 0.35 | 4 | 161 | 11 |  | Fixed | Roof
NJSTRE1545502248 |  | Transition Incentive Program | Jackson | 8527 | 18 | 5.95 | Residential | Yes | Behind the Meter | Net-metered residential rooftop and canopy |  | None | Pro Custom Solar dba Momentum Solar | JCP&L | Accepted | 2020-08-25 | 2020-08-27 | 2021-10-30 | LG ELECTRONICS | LG 350N1C-V5 | Solar Panels |  | 0.35 | 11 | 189 | 32 |  | Fixed | Roof
NJSTRE1545502306 |  | Transition Incentive Program | Somerset | 8873 | 5 | 12.25 | Residential | Yes | Behind the Meter | Net-metered residential rooftop and canopy |  | None | Pro Custom Solar dba Momentum Solar | PSE&G | Accepted | 2020-08-25 | 2020-08-27 | 2021-10-30 | LG ELECTRONICS | LG 350N1C-V5 | Solar Panels |  | 0.35 | 12 | 291 | 28 |  | Fixed | Roof
NJSTRE1545502694 |  | Transition Incentive Program | Albion | 8009 | 14 | 10.54 | Residential | Yes | Behind the Meter | Net-metered residential rooftop and canopy |  | None | Bright Planet Solar | AC Electric | Accepted | 2020-08-25 | 2020-08-27 | 2021-10-30 | LONGI | LR6-60HPB-310M | Solar Panels |  | 0.31 | 22 | 132 | 22 |  | Fixed | Roof
NJSTRE1545502702 |  | Transition Incentive Program | East Windsor | 8520 | 12 | 19.1 | Residential | No | Behind the Meter | Net-metered residential rooftop and canopy |  | None | Ad Energy | JCP&L | Accepted | 2020-08-25 | 2020-08-28 | 2021-10-30 | Sunpower | SPR-X21-335-BLK-E-AC | Solar Panels |  | 0.335 | 8 | 290 | 38 |  | Fixed | Roof
NJSTRE1545503301 |  | Transition Incentive Program | Morris Plains | 7950 | 3 | 12.24 | Residential | Yes | Behind the Meter | Net-metered residential rooftop and canopy |  | None | Tesla Energy Operations Inc. | JCP&L | Accepted | 2020-08-25 | 2020-08-28 | 2021-10-30 | Hanwha Q-CELLS | Q.Peak DUO BLK-G6+ 340 | Solar Panels |  | 0.34 | 8 | 187 | 23 |  | Fixed | Roof
NJSTRE1545503301 |  | Transition Incentive Program | Morris Plains | 7950 | 3 | 12.24 | Residential | Yes | Behind the Meter | Net-metered residential rooftop and canopy |  | None | Tesla Energy Operations Inc. | JCP&L | Accepted | 2020-08-25 | 2020-08-28 | 2021-10-30 | Hanwha Q-CELLS | Q.Peak DUO BLK-G6+ 340 | Solar Panels |  | 0.34 | 14 | 277 | 23 |  | Fixed | Roof
NJSTRE1545506234 |  | Transition Incentive Program | MILLVILLE | 8332 | 20 | 5.99 | Residential | No | Behind the Meter | Net-metered residential rooftop and canopy |  | None | Suntuity Solar LLC | AC Electric | Accepted | 2020-08-26 | 2020-08-28 | 2021-10-30 | Longi | LR6-60HPB-315M | Solar Panels |  | 0.315 | 19 | 138 | 26 |  | Fixed | Roof
NJSTRE1545506251 |  | Transition Incentive Program | Vineland | 8360 | 20 | 6.72 | Residential | No | Behind the Meter | Net-metered residential rooftop and canopy |  | None | RCL Enterprises Inc. | AC Electric | Accepted | 2020-08-26 | 2020-09-01 | 2021-10-30 | Canadian Solar | CS1H-320MS | Solar Panels |  | 0.32 | 5 | 274 | 18 |  | Fixed | Roof
NJSTRE1545502546 |  | Transition Incentive Program | Hamilton TWP MER | 8690 | 12 | 10.2 | Residential | Yes | Behind the Meter | Net-metered residential rooftop and canopy |  | None | Tesla Energy Operations Inc. | PSE&G | Accepted | 2020-08-25 | 2020-08-31 | 2021-10-30 | Hanwha Q-CELLS | Q.Peak DUO BLK-G6+ 340 | Solar Panels |  | 0.34 | 9 | 261 | 23 |  | Fixed | Roof
NJSTRE1545502587 |  | Transition Incentive Program | Cherry Hill | 8034 | 14 | 7.36 | Residential | No | Behind the Meter | Net-metered residential rooftop and canopy |  | None | EMT Renewables | PSE&G | Accepted | 2020-08-25 | 2020-08-27 | 2021-10-30 | Trina | 320-BLK | Solar Panels |  | 0.32 | 15 | 172 | 26 |  | Fixed | Roof
NJSTRE1545502675 |  | Transition Incentive Program | Ventnor City | 8406 | 19 | 8.68 | Residential | Yes | Behind the Meter | Net-metered residential rooftop and canopy |  | None | Bright Planet Solar | AC Electric | Accepted | 2020-08-25 | 2020-08-27 | 2021-10-30 | LONGI | LR6-60HPB-310M | Solar Panels |  | 0.31 | 3 | 238 | 18 |  | Fixed | Roof
NJSTRE1545502702 |  | Transition Incentive Program | East Windsor | 8520 | 12 | 19.1 | Residential | No | Behind the Meter | Net-metered residential rooftop and canopy |  | None | Ad Energy | JCP&L | Accepted | 2020-08-25 | 2020-08-28 | 2021-10-30 | Sunpower | SPR-X21-335-BLK-E-AC | Solar Panels |  | 0.335 | 6 | 110 | 38 |  | Fixed | Roof
NJSTRE1545503327 |  | Transition Incentive Program | Emerson Boro | 7630 | 7 | 14.88 | Residential | Yes | Behind the Meter | Net-metered residential rooftop and canopy |  | None | Bright Planet Solar | PSE&G | Accepted | 2020-08-26 | 2020-08-27 | 2021-10-30 | LONGI | LR6-60HPB-310M | Solar Panels |  | 0.31 | 9 | 2 | 9 |  | Fixed | Roof
NJSTRE1545506235 |  | Transition Incentive Program | Vineland | 8360 | 20 | 7.25 | Residential | No | Behind the Meter | Net-metered residential rooftop and canopy |  | None | Suntuity Solar LLC | Vineland Muni Electric | Accepted | 2020-08-26 | 2020-08-28 | 2021-10-30 | Longi | LR6-60HPB-315M | Solar Panels |  | 0.315 | 23 | 273 | 22 |  | Fixed | Roof
NJSTRE1545506243 |  | Transition Incentive Program | Villas | 8251 | 21 | 8.84 | Residential | Yes | Behind the Meter | Net-metered residential rooftop and canopy |  | None | Trinity Solar | AC Electric | Accepted | 2020-08-26 | 2020-08-28 | 2021-10-30 | Hanwha | Q.PEAK DUO BLK-G6 340 | Solar Panels |  | 0.34 | 8 | 114 | 27 |  | Fixed | Roof
NJSTRE1545506303 |  | Transition Incentive Program | Newark City | 7112 | 9 | 5.27 | Residential | Yes | Behind the Meter | Net-metered residential rooftop and canopy |  | None | Bright Planet Solar | PSE&G | Accepted | 2020-08-26 | 2020-08-28 | 2021-10-30 | LONGI | LR6-60HPB-310M | Solar Panels |  | 0.31 | 2 | 35 | 26 |  | Fixed | Roof
NJSTRE1545506336 |  | Transition Incentive Program | Sussex | 7461 | 1 | 22.4 | Residential | Yes | Behind the Meter | Net-metered residential rooftop and canopy |  | None | Ecological Systems LLC | JCP&L | Accepted | 2020-08-26 | 2020-09-08 | 2021-10-30 | VSUN | VS320-60M-BB | Solar Panels |  | 0.32 | 70 | 180 | 25 |  | Fixed | Roof
NJSTRE1545506319 |  | Transition Incentive Program | North Bergen Twp | 7047 | 8 | 3.72 | Residential | Yes | Behind the Meter | Net-metered residential rooftop and canopy |  | None | Bright Planet Solar | PSE&G | Accepted | 2020-08-26 | 2020-08-28 | 2021-10-30 | LONGI | LR6-60HPB-310M | Solar Panels |  | 0.31 | 12 | 121 | 9 |  | Fixed | Roof
NJSTRE1545506361 |  | Transition Incentive Program | Chesterfield | 8515 | 13 | 16.32 | Residential | No | Behind the Meter | Net-metered residential rooftop and canopy |  | None | Impact Solar LLC | PSE&G | Accepted | 2020-08-26 | 2020-08-28 | 2021-10-30 | hanwha | Q.PEAKDUO-G5340 | Solar Panels |  | 0.34 | 24 | 262 | 41 |  | Fixed | Roof
NJSTRE1545506352 |  | Transition Incentive Program | Red Bank | 7701 | 17 | 40.8 | Non Profit | No | Behind the Meter | Net-metered non-residential rooftop and canopy |  | None | Advanced Solar & Energy Solutions, LLC | JCP&L | Final As-Built Received | 2020-08-28 | 2020-08-28 | 2021-10-30 | Q Peak LG | LG 3.5 - 400 | Solar Panels |  | 0.4 | 52 | 160 | 18 |  | Fixed | Roof
NJSTRE1545506407 |  | Transition Incentive Program | PAULSBORO | 8066 | 15 | 8.16 | Residential | Yes | Behind the Meter | Net-metered residential rooftop and canopy |  | None | Vision Solar LLC | AC Electric | Accepted | 2020-08-26 | 2020-08-31 | 2021-10-30 | HANWHA Q-CELLS | Q.PEAK DUO-G6 340 | Solar Panels |  | 0.34 | 10 | 87 | 20 |  | Fixed | Roof
NJSTRE1545507110 | NJSRRE1544759108 | Transition Incentive Program | Roselle Park | 7204 | 10 | 12.09 | Residential | Yes | Behind the Meter | Behind the Meter |  | None | Sunrun Installation Services, Inc. | PSE&G | Eligible for TI Program | 2020-03-23 | 2020-03-26 | 2021-10-30 | REC Solar | REC310TP2M | Solar Panels |  | 0.31 | 6 | 154 | 39 |  | Fixed | Roof
NJSTRE1545507126 | NJSRRE1540474163 | Transition Incentive Program | Newfield | 8344 | 15 | 34.56 | Commercial | No | Behind the Meter | Behind the Meter |  | None | DC Solar Integrators LLC | AC Electric | Eligible for TI Program | 2019-03-11 | 2019-03-28 | 2021-10-30 | Axitec | AC-360M/156-72S | Solar Panels |  | 0.36 | 96 | 18 | 5 |  | Fixed | Roof
NJSTRE1545507141 | NJSRRE1541731556 | Transition Incentive Program | Teaneck | 7666 | 7 | 11.73 | Residential | Yes | Behind the Meter | Net-metered residential rooftop and canopy |  | None | Pro Custom Solar dba Momentum Solar | PSE&G | Accepted | 2019-08-02 | 2019-08-06 | 2021-10-30 | LG | LG 335N1C-V5 | Solar Panels |  | 0.335 | 4 | 203 | 29 |  | Fixed | Roof
NJSTRE1545507166 | NJSRRE1544419572 | Transition Incentive Program | Irvington | 7111 | 9 | 9.45 | Residential | Yes | Behind the Meter | Net-metered residential rooftop and canopy |  | None | Pro Custom Solar dba Momentum Solar | PSE&G | Accepted | 2020-02-07 | 2020-02-11 | 2021-10-30 | lg electronics | LG 350N1C-V5 | Solar Panels |  | 0.35 | 5 | 125 | 21 |  | Fixed | Roof
NJSTRE1545507201 |  | Transition Incentive Program | Linwood | 8221 | 19 | 8.18 | Residential | No | Behind the Meter | Net-metered residential rooftop and canopy |  | None | SunPower Capital, LLC | AC Electric | Accepted | 2020-08-26 | 2020-08-28 | 2021-10-30 | SunPower | SPR-E20-327-E-AC | Solar Panels |  | 0.327 | 25 | 207 | 20 |  | Fixed | Roof
NJSTRE1545507245 |  | Transition Incentive Program | Montville | 7045 | 3 | 13.12 | Residential | No | Behind the Meter | Net-metered residential rooftop and canopy |  | None | Sunrun Installation Services, Inc. | JCP&L | Accepted | 2020-08-26 | 2020-08-31 | 2021-10-30 | LONGi Green Energy Technology Co Ltd | LR6-60HPB-305M | Solar Panels |  | 0.305 | 8 | 124 | 23 |  | Fixed | Roof
NJSTRE1545507257 |  | Transition Incentive Program | Port Republic | 8241 | 19 | 18.48 | Residential | Yes | Behind the Meter | Net-metered residential rooftop and canopy |  | None | Sunrun Installation Services, Inc. | AC Electric | Accepted | 2020-08-26 | 2020-08-28 | 2021-10-30 | LG Electronics | LG330N1C-A5 | Solar Panels |  | 0.33 | 26 | 158 | 23 |  | Fixed | Roof
NJSTRE1545509463 |  | Transition Incentive Program | Union Township | 7088 | 10 | 9.05 | Residential | No | Behind the Meter | Net-metered residential rooftop and canopy |  | None | Green Power Energy | PSE&G | Accepted | 2020-08-26 | 2020-08-28 | 2021-10-30 | Hanwha | Q.PEAK DUO BLK-G6 335 | Solar Panels |  | 0.335 | 6 | 125 | 25 |  | Fixed | Roof
NJSTRE1545509470 |  | Transition Incentive Program | Union | 7083 | 10 | 4.9 | Residential | Yes | Behind the Meter | Net-metered residential rooftop and canopy |  | None | Pro Custom Solar dba Momentum Solar | PSE&G | Accepted | 2020-08-26 | 2020-08-28 | 2021-10-30 | LG | LG 350N1C-V5 | Solar Panels |  | 0.35 | 8 | 121 | 12 |  | Fixed | Roof
NJSTRE1545509531 |  | Transition Incentive Program | Glen Rock | 7452 | 7 | 12.6 | Residential | Yes | Behind the Meter | Net-metered residential rooftop and canopy |  | None | Pro Custom Solar dba Momentum Solar | PSE&G | Accepted | 2020-08-26 | 2020-08-28 | 2021-10-30 | LG | LG 350N1C-V5 | Solar Panels |  | 0.35 | 16 | 129 | 35 |  | Fixed | Roof
NJSTRE1545509571 |  | Transition Incentive Program | Norwood | 7648 | 7 | 4.08 | Residential | Yes | Behind the Meter | Net-metered residential rooftop and canopy |  | None | Tesla Energy Operations Inc. | Orange Rockland Electric | Accepted | 2020-08-26 | 2020-09-02 | 2021-10-30 | Hanwha Q-CELLS | Q.Peak DUO BLK-G6+ 340 | Solar Panels |  | 0.34 | 2 | 298 | 27 |  | Fixed | Roof
NJSTRE1545509571 |  | Transition Incentive Program | Norwood | 7648 | 7 | 4.08 | Residential | Yes | Behind the Meter | Net-metered residential rooftop and canopy |  | None | Tesla Energy Operations Inc. | Orange Rockland Electric | Accepted | 2020-08-26 | 2020-09-02 | 2021-10-30 | Hanwha Q-CELLS | Q.Peak DUO BLK-G6+ 340 | Solar Panels |  | 0.34 | 5 | 28 | 23 |  | Fixed | Roof
NJSTRE1545509589 |  | Transition Incentive Program | West Orange | 7052 | 9 | 10.37 | Residential | No | Behind the Meter | Net-metered residential rooftop and canopy |  | None | Sunrun Installation Services, Inc. | PSE&G | Accepted | 2020-08-26 | 2020-08-31 | 2021-10-30 | LONGi Green Energy Technology Co Ltd | LR6-60HPB-305M | Solar Panels |  | 0.305 | 9 | 308 | 34 |  | Fixed | Roof
NJSTRE1545506477 |  | Transition Incentive Program | Southampton | 8088 | 13 | 23.36 | Residential | Yes | Behind the Meter | Net-metered residential rooftop and canopy |  | None | Trinity Solar | JCP&L | Accepted | 2020-08-26 | 2020-08-28 | 2021-10-30 | Hanwha | Q.PEAK DUO BLK-G5 320 | Solar Panels |  | 0.32 | 30 | 180 | 30 |  | Fixed | Roof
NJSTRE1545507061 |  | Transition Incentive Program | Egg Harbor City | 8215 | 19 | 8.5 | Residential | Yes | Behind the Meter | Net-metered residential rooftop and canopy |  | None | Trinity Solar | AC Electric | Accepted | 2020-08-26 | 2020-08-28 | 2021-10-30 | HANWHA 340 (Q.PEAK DUO BLK-G6 340) | HANWHA 340 (Q.PEAK DUO BLK-G6 340) | Solar Panels |  | 0.34 | 7 | 223 | 27 |  | Fixed | Roof
NJSTRE1545507107 | NJSRRE1544630752 | Transition Incentive Program | Middletown | 7737 | 17 | 7.13 | Residential | Yes | Behind the Meter | Behind the Meter |  | None | Sunrun Installation Services, Inc. | JCP&L | Eligible for TI Program | 2020-03-12 | 2020-03-17 | 2021-10-30 | REC Solar | REC310TP2M | Solar Panels |  | 0.31 | 23 | 186 | 40 |  | Fixed | Roof
NJSTRE1545507108 | NJSRRE1544630757 | Transition Incentive Program | ELIZABETH CITY | 7206 | 10 | 4.96 | Residential | Yes | Behind the Meter | Behind the Meter |  | None | Sunrun Installation Services, Inc. | PSE&G | Eligible for TI Program | 2020-03-12 | 2020-03-17 | 2021-10-30 | REC Solar | REC310TP2M | Solar Panels |  | 0.31 | 16 | 324 | 24 |  | Fixed | Roof
NJSTRE1545507137 | NJSRRE1540303451 | Transition Incentive Program | Marlton | 8053 | 13 | 115.5 | Commercial | Yes | Behind the Meter | Net-metered non-residential rooftop and canopy |  | None | SolareAmerica | PSE&G | Accepted | 2019-01-31 | 2019-02-08 | 2021-10-30 | CSUN | CSUN385 | Solar Panels |  | 0.385 | 300 | 132 | 10 |  | Fixed | Roof
NJSTRE1545507138 | NJSRRE1540957668 | Transition Incentive Program | Union City | 7087 | 8 | 6.93 | Residential | Yes | Behind the Meter | Net-metered residential rooftop and canopy |  | None | Pro Custom Solar dba Momentum Solar | PSE&G | Accepted | 2019-05-03 | 2019-05-08 | 2021-10-30 | HANWHA | Q.PEAK DUO BLK-G5 315 | Solar Panels |  | 0.315 | 6 | 116 | 18 |  | Fixed | Roof
NJSTRE1545507160 | NJSRRE1544326230 | Transition Incentive Program | Clifton | 7012 | 6 | 12.25 | Residential | Yes | Behind the Meter | Net-metered residential rooftop and canopy |  | None | Pro Custom Solar dba Momentum Solar | PSE&G | Final As-Built Received | 2020-01-29 | 2020-01-31 | 2021-10-30 | lg electronics | LG 350N1C-V5 | Solar Panels |  | 0.35 | 9 | 276 | 12 |  | Fixed | Roof
NJSTRE1545507160 | NJSRRE1544326230 | Transition Incentive Program | Clifton | 7012 | 6 | 12.25 | Residential | Yes | Behind the Meter | Net-metered residential rooftop and canopy |  | None | Pro Custom Solar dba Momentum Solar | PSE&G | Final As-Built Received | 2020-01-29 | 2020-01-31 | 2021-10-30 | lg electronics | LG 350N1C-V5 | Solar Panels |  | 0.35 | 7 | 275 | 9 |  | Fixed | Roof
NJSTRE1545507165 | NJSRRE1544352932 | Transition Incentive Program | Maple Shade | 8052 | 13 | 8.4 | Residential | Yes | Behind the Meter | Net-metered residential rooftop and canopy |  | None | Pro Custom Solar dba Momentum Solar | PSE&G | Accepted | 2020-02-04 | 2020-02-07 | 2021-10-30 | lg electronics | LG 350N1C-V5 | Solar Panels |  | 0.35 | 15 | 41 | 10 |  | Fixed | Roof
NJSTRE1545507172 | NJSRRE1544519573 | Transition Incentive Program | Washington | 7882 | 2 | 8.75 | Residential | Yes | Behind the Meter | Net-metered residential rooftop and canopy |  | None | Pro Custom Solar dba Momentum Solar | JCP&L | Accepted | 2020-02-21 | 2020-02-25 | 2021-10-30 | LG ELECTRONICS | LG 350N1C-V5 | Solar Panels |  | 0.35 | 11 | 175 | 43 |  | Fixed | Roof
NJSTRE1545507232 |  | Transition Incentive Program | Woodbury | 8096 | 15 | 7.14 | Residential | Yes | Behind the Meter | Net-metered residential rooftop and canopy |  | None | Trinity Solar | PSE&G | Accepted | 2020-08-26 | 2020-08-28 | 2021-10-30 | Hanwha | Q.PEAK DUO BLK-G6 340 | Solar Panels |  | 0.34 | 5 | 128 | 23 |  | Fixed | Roof
NJSTRE1545507245 |  | Transition Incentive Program | Montville | 7045 | 3 | 13.12 | Residential | No | Behind the Meter | Net-metered residential rooftop and canopy |  | None | Sunrun Installation Services, Inc. | JCP&L | Accepted | 2020-08-26 | 2020-08-31 | 2021-10-30 | LONGi Green Energy Technology Co Ltd | LR6-60HPB-305M | Solar Panels |  | 0.305 | 9 | 211 | 23 |  | Fixed | Roof
NJSTRE1545506267 |  | Transition Incentive Program | Hackensack city | 7601 | 7 | 3.02 | Residential | Yes | Behind the Meter | Net-metered residential rooftop and canopy |  | None | Vision Solar LLC | PSE&G | Accepted | 2020-08-26 | 2020-08-28 | 2021-10-30 | HANWHA Q-CELLS | Q.PEAK DUO-G6 335 | Solar Panels |  | 0.335 | 4 | 203 | 20 |  | Fixed | Roof
NJSTRE1545506272 |  | Transition Incentive Program | Jackson | 8527 | 18 | 9.1 | Residential | Yes | Behind the Meter | Net-metered residential rooftop and canopy |  | None | Pro Custom Solar dba Momentum Solar | JCP&L | Accepted | 2020-08-26 | 2020-08-28 | 2021-10-30 | LG | LG 350N1C-V5 | Solar Panels |  | 0.35 | 26 | 144 | 30 |  | Fixed | Roof
NJSTRE1545506419 |  | Transition Incentive Program | Hasbrouck Heights | 7604 | 7 | 9.1 | Residential | Yes | Behind the Meter | Net-metered residential rooftop and canopy |  | None | Vivint Solar Developer, LLC | PSE&G | Accepted | 2020-08-27 | 2020-08-28 | 2021-10-30 | JINKO SOLAR | JKM325M-60HBL | Solar Panels |  | 0.325 | 13 | 307 | 31 |  | Fixed | Roof
NJSTRE1545506441 |  | Transition Incentive Program | ERIAL | 8081 | 14 | 9.76 | Residential | Yes | Behind the Meter | Net-metered residential rooftop and canopy |  | None | Sunrun Installation Services, Inc. | AC Electric | Accepted | 2020-08-26 | 2020-08-28 | 2021-10-30 | LONGi Green Energy Technology Co Ltd | LR6-60HPB-305M | Solar Panels |  | 0.305 | 11 | 357 | 30 |  | Fixed | Roof
NJSTRE1545506492 |  | Transition Incentive Program | Cape May | 8204 | 21 | 7.68 | Residential | Yes | Behind the Meter | Net-metered residential rooftop and canopy |  | None | RCL Enterprises Inc. | AC Electric | Accepted | 2020-08-26 | 2020-08-28 | 2021-10-30 | Trina Solar | TSM-320DD06M | Solar Panels |  | 0.32 | 21 | 20 | 156 |  | Fixed | Roof
NJSTRE1545506495 |  | Transition Incentive Program | Lincoln park | 7035 | 3 | 9.86 | Residential | No | Behind the Meter | Net-metered residential rooftop and canopy |  | PSEG | Vision Solar LLC | PSE&G | Accepted | 2020-08-26 | 2020-08-28 | 2021-10-30 | HANWHA Q-CELLS | Q.PEAK DUO-G6 340 | Solar Panels |  | 0.34 | 20 | 236 | 35 |  | Fixed | Roof
NJSTRE1545507139 | NJSRRE1541497171 | Transition Incentive Program | Riverside | 8075 | 13 | 12.32 | Residential | Yes | Behind the Meter | Net-metered residential rooftop and canopy |  | None | Pro Custom Solar dba Momentum Solar | PSE&G | Accepted | 2019-06-26 | 2019-07-01 | 2021-10-30 | HYUNDAI | HiS-S280RG | Solar Panels |  | 0.28 | 17 | 120 | 33 |  | Fixed | Roof
NJSTRE1545507139 | NJSRRE1541497171 | Transition Incentive Program | Riverside | 8075 | 13 | 12.32 | Residential | Yes | Behind the Meter | Net-metered residential rooftop and canopy |  | None | Pro Custom Solar dba Momentum Solar | PSE&G | Accepted | 2019-06-26 | 2019-07-01 | 2021-10-30 | HYUNDAI | HiS-S280RG | Solar Panels |  | 0.28 | 14 | 120 | 33 |  | Fixed | Roof
NJSTRE1545507144 | NJSRRE1542376958 | Transition Incentive Program | Pennsauken | 8110 | 14 | 6.03 | Residential | Yes | Behind the Meter | Net-metered residential rooftop and canopy |  | None | Pro Custom Solar dba Momentum Solar | PSE&G | Accepted | 2019-09-10 | 2019-09-12 | 2021-10-30 | LG ELECTRONICS | LG 335N1C-V5 | Solar Panels |  | 0.335 | 18 | 225 | 22 |  | Fixed | Roof
NJSTRE1545507199 | NJSRRE1544768946 | Transition Incentive Program | Belleville | 7109 | 9 | 8.71 | Residential | Yes | Behind the Meter | Net-metered residential rooftop and canopy |  | None | Pro Custom Solar dba Momentum Solar | PSE&G | Accepted | 2020-03-27 | 2020-04-01 | 2021-10-30 | Hanwha | Q.Peak DUO BLK-G6+ 335 | Solar Panels |  | 0.335 | 23 | 194 | 45 |  | Fixed | Roof
NJSTRE1545509475 |  | Transition Incentive Program | Union | 7083 | 10 | 5.25 | Residential | Yes | Behind the Meter | Net-metered residential rooftop and canopy |  | None | Pro Custom Solar dba Momentum Solar | PSE&G | Accepted | 2020-08-26 | 2020-08-31 | 2021-10-30 | LG | LG 350N1C-V5 | Solar Panels |  | 0.35 | 9 | 38 | 32 |  | Fixed | Roof
NJSTRE1545509496 |  | Transition Incentive Program | West Orange | 7052 | 9 | 4.29 | Residential | Yes | Behind the Meter | Net-metered residential rooftop and canopy |  | None | Sunrun Installation Services, Inc. | PSE&G | Accepted | 2020-08-26 | 2020-08-31 | 2021-10-30 | LG Electronics | LG330N1C-A5 | Solar Panels |  | 0.33 | 5 | 292 | 35 |  | Fixed | Roof
NJSTRE1545509571 |  | Transition Incentive Program | Norwood | 7648 | 7 | 4.08 | Residential | Yes | Behind the Meter | Net-metered residential rooftop and canopy |  | None | Tesla Energy Operations Inc. | Orange Rockland Electric | Accepted | 2020-08-26 | 2020-09-02 | 2021-10-30 | Hanwha Q-CELLS | Q.Peak DUO BLK-G6+ 340 | Solar Panels |  | 0.34 | 2 | 28 | 26 |  | Fixed | Roof
NJSTRE1545506477 |  | Transition Incentive Program | Southampton | 8088 | 13 | 23.36 | Residential | Yes | Behind the Meter | Net-metered residential rooftop and canopy |  | None | Trinity Solar | JCP&L | Accepted | 2020-08-26 | 2020-08-28 | 2021-10-30 | Hanwha | Q.PEAK DUO BLK-G5 320 | Solar Panels |  | 0.32 | 3 | 150 | 44 |  | Fixed | Roof
NJSTRE1545506899 |  | Transition Incentive Program | Hillsborough Township | 8844 | 5 | 9.9 | Residential | No | Behind the Meter | Net-metered residential rooftop and canopy |  | None | Green Power Energy | PSE&G | Accepted | 2020-08-26 | 2020-08-28 | 2021-10-30 | LG Electronics | LG330N1K-V5 | Solar Panels |  | 0.33 | 20 | 76 | 30 |  | Fixed | Roof
NJSTRE1545506516 |  | Transition Incentive Program | SOMERSET | 8873 | 5 | 9.43 | Residential | Yes | Behind the Meter | Net-metered residential rooftop and canopy |  | None | Infinity Solar Systems | PSE&G | Accepted | 2020-08-26 | 2020-08-28 | 2021-10-30 | CANADIAN SOLAR | CS1H-325-MS | Solar Panels |  | 0.325 | 5 | 207 | 25 |  | Fixed | Roof
NJSTRE1545507048 |  | Transition Incentive Program | Freehold | 7728 | 17 | 9.18 | Residential | No | Behind the Meter | Net-metered residential rooftop and canopy |  | None | Trinity Solar | JCP&L | Accepted | 2020-08-26 | 2020-08-28 | 2021-10-30 | HANWHA 340 (Q.PEAK DUO BLK-G6 340) | HANWHA 340 (Q.PEAK DUO BLK-G6 340) | Solar Panels |  | 0.34 | 5 | 294 | 21 |  | Fixed | Roof
NJSTRE1545507061 |  | Transition Incentive Program | Egg Harbor City | 8215 | 19 | 8.5 | Residential | Yes | Behind the Meter | Net-metered residential rooftop and canopy |  | None | Trinity Solar | AC Electric | Accepted | 2020-08-26 | 2020-08-28 | 2021-10-30 | HANWHA 340 (Q.PEAK DUO BLK-G6 340) | HANWHA 340 (Q.PEAK DUO BLK-G6 340) | Solar Panels |  | 0.34 | 12 | 223 | 27 |  | Fixed | Roof
NJSTRE1545507160 | NJSRRE1544326230 | Transition Incentive Program | Clifton | 7012 | 6 | 12.25 | Residential | Yes | Behind the Meter | Net-metered residential rooftop and canopy |  | None | Pro Custom Solar dba Momentum Solar | PSE&G | Final As-Built Received | 2020-01-29 | 2020-01-31 | 2021-10-30 | lg electronics | LG 350N1C-V5 | Solar Panels |  | 0.35 | 19 | 96 | 43 |  | Fixed | Roof
NJSTRE1545507178 | NJSRRE1544540656 | Transition Incentive Program | Cream Ridge | 8514 | 17 | 21 | Residential | Yes | Behind the Meter | Net-metered residential rooftop and canopy |  | None | Pro Custom Solar dba Momentum Solar | JCP&L | Accepted | 2020-02-26 | 2020-02-28 | 2021-10-30 | lg electronics | LG 350N1C-V5 | Solar Panels |  | 0.35 | 41 | 173 | 19 |  | Fixed | Roof
NJSTRE1545507909 |  | Transition Incentive Program | Allentown | 8501 | 17 | 16.32 | Residential | No | Behind the Meter | Net-metered residential rooftop and canopy |  | None | Tesla Energy Operations Inc. | JCP&L | Accepted | 2020-08-26 | 2020-08-28 | 2021-10-30 | Hanwha Q-CELLS | Q.Peak DUO BLK-G6+ 340 | Solar Panels |  | 0.34 | 11 | 156 | 20 |  | Fixed | Roof
NJSTRE1545509295 |  | Transition Incentive Program | Linwood | 8221 | 19 | 11.59 | Residential | Yes | Behind the Meter | Net-metered residential rooftop and canopy |  | None | Sunrun Installation Services, Inc. | AC Electric | Accepted | 2020-08-26 | 2020-08-28 | 2021-10-30 | LONGi Green Energy Technology Co Ltd | LR6-60HPB-305M | Solar Panels |  | 0.305 | 15 | 305 | 30 |  | Fixed | Roof
NJSTRE1545509295 |  | Transition Incentive Program | Linwood | 8221 | 19 | 11.59 | Residential | Yes | Behind the Meter | Net-metered residential rooftop and canopy |  | None | Sunrun Installation Services, Inc. | AC Electric | Accepted | 2020-08-26 | 2020-08-28 | 2021-10-30 | LONGi Green Energy Technology Co Ltd | LR6-60HPB-305M | Solar Panels |  | 0.305 | 23 | 125 | 30 |  | Fixed | Roof
NJSTRE1545509297 |  | Transition Incentive Program | Perth Amboy | 8861 | 11 | 4.9 | Residential | Yes | Behind the Meter | Net-metered residential rooftop and canopy |  | None | Pro Custom Solar | PSE&G | Accepted | 2020-08-26 | 2020-08-28 | 2021-10-30 | LG | LG 350N1C-V5 | Solar Panels |  | 0.35 | 14 | 206 | 5 |  | Fixed | Roof
NJSTRE1545509467 |  | Transition Incentive Program | Stockton | 8559 | 4 | 15.86 | Residential | Yes | Behind the Meter | Net-metered residential rooftop and canopy |  | None | Sunrun Installation Services, Inc. | JCP&L | Accepted | 2020-08-26 | 2020-08-28 | 2021-10-30 | LONGi Green Energy Technology Co Ltd | LR6-60HPB-305M | Solar Panels |  | 0.305 | 15 | 174 | 18 |  | Fixed | Roof
NJSTRE1545509467 |  | Transition Incentive Program | Stockton | 8559 | 4 | 15.86 | Residential | Yes | Behind the Meter | Net-metered residential rooftop and canopy |  | None | Sunrun Installation Services, Inc. | JCP&L | Accepted | 2020-08-26 | 2020-08-28 | 2021-10-30 | LONGi Green Energy Technology Co Ltd | LR6-60HPB-305M | Solar Panels |  | 0.305 | 12 | 354 | 18 |  | Fixed | Roof
NJSTRE1545509467 |  | Transition Incentive Program | Stockton | 8559 | 4 | 15.86 | Residential | Yes | Behind the Meter | Net-metered residential rooftop and canopy |  | None | Sunrun Installation Services, Inc. | JCP&L | Accepted | 2020-08-26 | 2020-08-28 | 2021-10-30 | LONGi Green Energy Technology Co Ltd | LR6-60HPB-305M | Solar Panels |  | 0.305 | 17 | 83 | 18 |  | Fixed | Roof
NJSTRE1545509470 |  | Transition Incentive Program | Union | 7083 | 10 | 4.9 | Residential | Yes | Behind the Meter | Net-metered residential rooftop and canopy |  | None | Pro Custom Solar dba Momentum Solar | PSE&G | Accepted | 2020-08-26 | 2020-08-28 | 2021-10-30 | LG | LG 350N1C-V5 | Solar Panels |  | 0.35 | 6 | 301 | 38 |  | Fixed | Roof
NJSTRE1545509526 |  | Transition Incentive Program | malaga | 8328 | 15 | 13.12 | Residential | Yes | Behind the Meter | Net-metered residential rooftop and canopy |  | None | Orbit Energy & Power, LLC | AC Electric | Final As-Built Received | 2020-08-26 | 2020-08-28 | 2021-10-30 | hanwha qcells | qpeak 320w | Solar Panels |  | 0.32 | 15 | 262 | 27 |  | Fixed | Roof
NJSTRE1545509531 |  | Transition Incentive Program | Glen Rock | 7452 | 7 | 12.6 | Residential | Yes | Behind the Meter | Net-metered residential rooftop and canopy |  | None | Pro Custom Solar dba Momentum Solar | PSE&G | Accepted | 2020-08-26 | 2020-08-28 | 2021-10-30 | LG | LG 350N1C-V5 | Solar Panels |  | 0.35 | 6 | 129 | 7 |  | Fixed | Roof
NJSTRE1545509574 |  | Transition Incentive Program | Hopatcong | 7843 | 1 | 6.65 | Residential | Yes | Behind the Meter | Net-metered residential rooftop and canopy |  | None | Pro Custom Solar dba Momentum Solar | JCP&L | Accepted | 2020-08-26 | 2020-08-31 | 2021-10-30 | LG | LG 350N1C-V5 | Solar Panels |  | 0.35 | 12 | 281 | 11 |  | Fixed | Roof
NJSTRE1545509574 |  | Transition Incentive Program | Hopatcong | 7843 | 1 | 6.65 | Residential | Yes | Behind the Meter | Net-metered residential rooftop and canopy |  | None | Pro Custom Solar dba Momentum Solar | JCP&L | Accepted | 2020-08-26 | 2020-08-31 | 2021-10-30 | LG | LG 350N1C-V5 | Solar Panels |  | 0.35 | 7 | 101 | 11 |  | Fixed | Roof
NJSTRE1545509589 |  | Transition Incentive Program | West Orange | 7052 | 9 | 10.37 | Residential | No | Behind the Meter | Net-metered residential rooftop and canopy |  | None | Sunrun Installation Services, Inc. | PSE&G | Accepted | 2020-08-26 | 2020-08-31 | 2021-10-30 | LONGi Green Energy Technology Co Ltd | LR6-60HPB-305M | Solar Panels |  | 0.305 | 10 | 308 | 34 |  | Fixed | Roof
NJSTRE1545509600 |  | Transition Incentive Program | EDISON TWP | 8817 | 11 | 7.93 | Residential | Yes | Behind the Meter | Net-metered residential rooftop and canopy |  | None | Sunrun Installation Services, Inc. | PSE&G | Accepted | 2020-08-26 | 2020-08-28 | 2021-10-30 | LONGi Green Energy Technology Co Ltd | LR6-60HPB-305M | Solar Panels |  | 0.305 | 16 | 239 | 22 |  | Fixed | Roof
NJSTRE1545509636 |  | Transition Incentive Program | Brigantine | 8203 | 19 | 21.42 | Residential | No | Behind the Meter | Net-metered residential rooftop and canopy |  | None | Advanced Renewable Solutions | AC Electric | Accepted | 2020-08-26 | 2020-08-28 | 2021-10-30 | CertainTeed | CT315M11-02 | Solar Panels |  | 0.315 | 6 | 144 | 30 |  | Fixed | Roof
NJSTRE1545510871 |  | Transition Incentive Program | Englewood Cliffs Boro | 7632 | 7 | 8.58 | Residential | Yes | Behind the Meter | Net-metered residential rooftop and canopy |  | None | Sunrun Installation Services, Inc. | PSE&G | Accepted | 2020-08-26 | 2020-08-31 | 2021-10-30 | LG Electronics | LG330N1C-A5 | Solar Panels |  | 0.33 | 14 | 307 | 18 |  | Fixed | Roof
NJSTRE1545510871 |  | Transition Incentive Program | Englewood Cliffs Boro | 7632 | 7 | 8.58 | Residential | Yes | Behind the Meter | Net-metered residential rooftop and canopy |  | None | Sunrun Installation Services, Inc. | PSE&G | Accepted | 2020-08-26 | 2020-08-31 | 2021-10-30 | LG Electronics | LG330N1C-A5 | Solar Panels |  | 0.33 | 3 | 126 | 18 |  | Fixed | Roof
NJSTRE1545506477 |  | Transition Incentive Program | Southampton | 8088 | 13 | 23.36 | Residential | Yes | Behind the Meter | Net-metered residential rooftop and canopy |  | None | Trinity Solar | JCP&L | Accepted | 2020-08-26 | 2020-08-28 | 2021-10-30 | Hanwha | Q.PEAK DUO BLK-G5 320 | Solar Panels |  | 0.32 | 8 | 150 | 45 |  | Fixed | Roof
NJSTRE1545506899 |  | Transition Incentive Program | Hillsborough Township | 8844 | 5 | 9.9 | Residential | No | Behind the Meter | Net-metered residential rooftop and canopy |  | None | Green Power Energy | PSE&G | Accepted | 2020-08-26 | 2020-08-28 | 2021-10-30 | LG Electronics | LG330N1K-V5 | Solar Panels |  | 0.33 | 2 | 76 | 30 |  | Fixed | Roof
NJSTRE1545506958 |  | Transition Incentive Program | Brigantine | 8203 | 19 | 6.3 | Residential | No | Behind the Meter | Net-metered residential rooftop and canopy |  | None | Advanced Renewable Solutions | AC Electric | Accepted | 2020-08-26 | 2020-08-28 | 2021-10-30 | CertainTeed | CT315M11-02 | Solar Panels |  | 0.315 | 20 | 138 | 25 |  | Fixed | Roof
NJSTRE1545507004 |  | Transition Incentive Program | Trenton | 8629 | 12 | 5.78 | Residential | Yes | Behind the Meter | Net-metered residential rooftop and canopy |  | None | Trinity Solar | PSE&G | Accepted | 2020-08-26 | 2020-08-28 | 2021-10-30 | HANWHA 340 (Q.PEAK DUO BLK-G6 340) | HANWHA 340 (Q.PEAK DUO BLK-G6 340) | Solar Panels |  | 0.34 | 8 | 71 | 14 |  | Fixed | Roof
NJSTRE1545507004 |  | Transition Incentive Program | Trenton | 8629 | 12 | 5.78 | Residential | Yes | Behind the Meter | Net-metered residential rooftop and canopy |  | None | Trinity Solar | PSE&G | Accepted | 2020-08-26 | 2020-08-28 | 2021-10-30 | HANWHA 340 (Q.PEAK DUO BLK-G6 340) | HANWHA 340 (Q.PEAK DUO BLK-G6 340) | Solar Panels |  | 0.34 | 9 | 251 | 14 |  | Fixed | Roof
NJSTRE1545507058 |  | Transition Incentive Program | Parsippany | 7054 | 3 | 12.24 | Residential | Yes | Behind the Meter | Net-metered residential rooftop and canopy |  | None | Tesla Energy Operations Inc. | JCP&L | Accepted | 2020-08-26 | 2020-08-28 | 2021-10-30 | Hanwha Q-CELLS | Q.Peak DUO BLK-G6+ 340 | Solar Panels |  | 0.34 | 36 | 198 | 20 |  | Fixed | Roof
NJSTRE1545507125 | NJSRRE1540333924 | Transition Incentive Program | Mullica Hill | 8062 | 15 | 29.88 | Residential | Yes | Behind the Meter | Net-metered residential rooftop and canopy |  | None | Vision Solar LLC | AC Electric | Final As-Built Received | 2019-02-05 | 2019-02-07 | 2021-10-30 | sunpower | spr-x22-360-d-ac | Solar Panels |  | 0.36 | 41 | 180 | 30 |  | Fixed | Ground
NJSTRE1545507141 | NJSRRE1541731556 | Transition Incentive Program | Teaneck | 7666 | 7 | 11.73 | Residential | Yes | Behind the Meter | Net-metered residential rooftop and canopy |  | None | Pro Custom Solar dba Momentum Solar | PSE&G | Accepted | 2019-08-02 | 2019-08-06 | 2021-10-30 | LG | LG 335N1C-V5 | Solar Panels |  | 0.335 | 5 | 23 | 29 |  | Fixed | Roof
NJSTRE1545507166 | NJSRRE1544419572 | Transition Incentive Program | Irvington | 7111 | 9 | 9.45 | Residential | Yes | Behind the Meter | Net-metered residential rooftop and canopy |  | None | Pro Custom Solar dba Momentum Solar | PSE&G | Accepted | 2020-02-07 | 2020-02-11 | 2021-10-30 | lg electronics | LG 350N1C-V5 | Solar Panels |  | 0.35 | 3 | 305 | 21 |  | Fixed | Roof
NJSTRE1545507178 | NJSRRE1544540656 | Transition Incentive Program | Cream Ridge | 8514 | 17 | 21 | Residential | Yes | Behind the Meter | Net-metered residential rooftop and canopy |  | None | Pro Custom Solar dba Momentum Solar | JCP&L | Accepted | 2020-02-26 | 2020-02-28 | 2021-10-30 | lg electronics | LG 350N1C-V5 | Solar Panels |  | 0.35 | 19 | 353 | 19 |  | Fixed | Roof
NJSTRE1545507190 | NJSRRE1544626861 | Transition Incentive Program | River Vale | 7675 | 7 | 9.05 | Residential | Yes | Behind the Meter | Net-metered residential rooftop and canopy |  | None | Pro Custom Solar dba Momentum Solar | PSE&G | Accepted | 2020-03-11 | 2020-03-17 | 2021-10-30 | Hanwha | Q.Peak DUO BLK-G6+ 335 | Solar Panels |  | 0.335 | 10 | 172 | 11 |  | Fixed | Roof
NJSTRE1545507190 | NJSRRE1544626861 | Transition Incentive Program | River Vale | 7675 | 7 | 9.05 | Residential | Yes | Behind the Meter | Net-metered residential rooftop and canopy |  | None | Pro Custom Solar dba Momentum Solar | PSE&G | Accepted | 2020-03-11 | 2020-03-17 | 2021-10-30 | Hanwha | Q.Peak DUO BLK-G6+ 335 | Solar Panels |  | 0.335 | 3 | 352 | 23 |  | Fixed | Roof
NJSTRE1545507199 | NJSRRE1544768946 | Transition Incentive Program | Belleville | 7109 | 9 | 8.71 | Residential | Yes | Behind the Meter | Net-metered residential rooftop and canopy |  | None | Pro Custom Solar dba Momentum Solar | PSE&G | Accepted | 2020-03-27 | 2020-04-01 | 2021-10-30 | Hanwha | Q.Peak DUO BLK-G6+ 335 | Solar Panels |  | 0.335 | 3 | 14 | 45 |  | Fixed | Roof
NJSTRE1545507154 |  | Transition Incentive Program | MANTUA | 8051 | 15 | 9.76 | Residential | No | Behind the Meter | Net-metered residential rooftop and canopy |  | None | Sunrun Installation Services, Inc. | AC Electric | Accepted | 2020-08-26 | 2020-08-28 | 2021-10-30 | LONGi Green Energy Technology Co Ltd | LR6-60HPB-305M | Solar Panels |  | 0.305 | 18 | 161 | 33 |  | Fixed | Roof
NJSTRE1545507245 |  | Transition Incentive Program | Montville | 7045 | 3 | 13.12 | Residential | No | Behind the Meter | Net-metered residential rooftop and canopy |  | None | Sunrun Installation Services, Inc. | JCP&L | Accepted | 2020-08-26 | 2020-08-31 | 2021-10-30 | LONGi Green Energy Technology Co Ltd | LR6-60HPB-305M | Solar Panels |  | 0.305 | 20 | 32 | 23 |  | Fixed | Roof
NJSTRE1545507257 |  | Transition Incentive Program | Port Republic | 8241 | 19 | 18.48 | Residential | Yes | Behind the Meter | Net-metered residential rooftop and canopy |  | None | Sunrun Installation Services, Inc. | AC Electric | Accepted | 2020-08-26 | 2020-08-28 | 2021-10-30 | LG Electronics | LG330N1C-A5 | Solar Panels |  | 0.33 | 30 | 338 | 23 |  | Fixed | Roof
NJSTRE1545507267 |  | Transition Incentive Program | West Windsor Twp | 8550 | 12 | 10.44 | Residential | No | Behind the Meter | Net-metered residential rooftop and canopy |  | None | Green Power Energy | PSE&G | Accepted | 2020-08-26 | 2020-08-28 | 2021-10-30 | LG Electronics | LG360Q1C-V5 | Solar Panels |  | 0.36 | 3 | 200 | 30 |  | Fixed | Roof
NJSTRE1545507909 |  | Transition Incentive Program | Allentown | 8501 | 17 | 16.32 | Residential | No | Behind the Meter | Net-metered residential rooftop and canopy |  | None | Tesla Energy Operations Inc. | JCP&L | Accepted | 2020-08-26 | 2020-08-28 | 2021-10-30 | Hanwha Q-CELLS | Q.Peak DUO BLK-G6+ 340 | Solar Panels |  | 0.34 | 18 | 156 | 18 |  | Fixed | Roof
NJSTRE1545507909 |  | Transition Incentive Program | Allentown | 8501 | 17 | 16.32 | Residential | No | Behind the Meter | Net-metered residential rooftop and canopy |  | None | Tesla Energy Operations Inc. | JCP&L | Accepted | 2020-08-26 | 2020-08-28 | 2021-10-30 | Hanwha Q-CELLS | Q.Peak DUO BLK-G6+ 340 | Solar Panels |  | 0.34 | 2 | 246 | 18 |  | Fixed | Roof
NJSTRE1545509496 |  | Transition Incentive Program | West Orange | 7052 | 9 | 4.29 | Residential | Yes | Behind the Meter | Net-metered residential rooftop and canopy |  | None | Sunrun Installation Services, Inc. | PSE&G | Accepted | 2020-08-26 | 2020-08-31 | 2021-10-30 | LG Electronics | LG330N1C-A5 | Solar Panels |  | 0.33 | 6 | 112 | 34 |  | Fixed | Roof
NJSTRE1545509636 |  | Transition Incentive Program | Brigantine | 8203 | 19 | 21.42 | Residential | No | Behind the Meter | Net-metered residential rooftop and canopy |  | None | Advanced Renewable Solutions | AC Electric | Accepted | 2020-08-26 | 2020-08-28 | 2021-10-30 | CertainTeed | CT315M11-02 | Solar Panels |  | 0.315 | 2 | 147 | 35 |  | Fixed | Roof
NJSTRE1545515018 |  | Transition Incentive Program | Franklin Township | 8873 | 5 | 14.81 | Residential | No | Behind the Meter | Net-metered residential rooftop and canopy |  | None | Suntuity Solar LLC | PSE&G | Accepted | 2020-08-27 | 2020-08-31 | 2021-10-30 | Longi | LR6-60HPB-315M | Solar Panels |  | 0.315 | 22 | 128 | 36 |  | Fixed | Roof
NJSTRE1545515030 |  | Transition Incentive Program | Clayton | 8312 | 15 | 6.8 | Residential | No | Behind the Meter | Net-metered residential rooftop and canopy |  | None | Impact Solar LLC | AC Electric | Accepted | 2020-08-27 | 2020-08-31 | 2021-10-30 | Hanwha | Q.PEAKDUO-G5340 | Solar Panels |  | 0.34 | 20 | 83 | 27 |  | Fixed | Roof
NJSTRE1545515062 |  | Transition Incentive Program | SICKLERVILLE | 8081 | 14 | 5.67 | Residential | Yes | Behind the Meter | Net-metered residential rooftop and canopy |  | None | Suntuity Solar LLC | AC Electric | Accepted | 2020-08-27 | 2020-08-31 | 2021-10-30 | Longi | LR6-60HPB-315M | Solar Panels |  | 0.315 | 10 | 61 | 22 |  | Fixed | Roof
NJSTRE1545506516 |  | Transition Incentive Program | SOMERSET | 8873 | 5 | 9.43 | Residential | Yes | Behind the Meter | Net-metered residential rooftop and canopy |  | None | Infinity Solar Systems | PSE&G | Accepted | 2020-08-26 | 2020-08-28 | 2021-10-30 | CANADIAN SOLAR | CS1H-325-MS | Solar Panels |  | 0.325 | 22 | 207 | 25 |  | Fixed | Roof
NJSTRE1545506999 |  | Transition Incentive Program | Mount Ephraim | 8059 | 14 | 6.3 | Residential | No | Behind the Meter | Net-metered residential rooftop and canopy |  | None | Advanced Renewable Solutions | PSE&G | Accepted | 2020-08-26 | 2020-08-28 | 2021-10-30 | CertainTeed | CT315M11-02 | Solar Panels |  | 0.315 | 10 | 158 | 35 |  | Fixed | Roof
NJSTRE1545507110 | NJSRRE1544759108 | Transition Incentive Program | Roselle Park | 7204 | 10 | 12.09 | Residential | Yes | Behind the Meter | Behind the Meter |  | None | Sunrun Installation Services, Inc. | PSE&G | Eligible for TI Program | 2020-03-23 | 2020-03-26 | 2021-10-30 | REC Solar | REC310TP2M | Solar Panels |  | 0.31 | 6 | 244 | 39 |  | Fixed | Roof
NJSTRE1545507110 | NJSRRE1544759108 | Transition Incentive Program | Roselle Park | 7204 | 10 | 12.09 | Residential | Yes | Behind the Meter | Behind the Meter |  | None | Sunrun Installation Services, Inc. | PSE&G | Eligible for TI Program | 2020-03-23 | 2020-03-26 | 2021-10-30 | REC Solar | REC310TP2M | Solar Panels |  | 0.31 | 7 | 154 | 35 |  | Fixed | Roof
NJSTRE1545507141 | NJSRRE1541731556 | Transition Incentive Program | Teaneck | 7666 | 7 | 11.73 | Residential | Yes | Behind the Meter | Net-metered residential rooftop and canopy |  | None | Pro Custom Solar dba Momentum Solar | PSE&G | Accepted | 2019-08-02 | 2019-08-06 | 2021-10-30 | LG | LG 335N1C-V5 | Solar Panels |  | 0.335 | 14 | 113 | 31 |  | Fixed | Roof
NJSTRE1545507152 | NJSRRE1544128099 | Transition Incentive Program | Union City | 7087 | 8 | 11.04 | Residential | Yes | Behind the Meter | Net-metered residential rooftop and canopy |  | None | Pro Custom Solar dba Momentum Solar | PSE&G | Accepted | 2020-01-07 | 2020-01-10 | 2021-10-30 | LG ELECTRONICS | LG 345N1C-V5 | Solar Panels |  | 0.345 | 32 | 31 | 1 |  | Fixed | Roof
NJSTRE1545507166 | NJSRRE1544419572 | Transition Incentive Program | Irvington | 7111 | 9 | 9.45 | Residential | Yes | Behind the Meter | Net-metered residential rooftop and canopy |  | None | Pro Custom Solar dba Momentum Solar | PSE&G | Accepted | 2020-02-07 | 2020-02-11 | 2021-10-30 | lg electronics | LG 350N1C-V5 | Solar Panels |  | 0.35 | 19 | 305 | 19 |  | Fixed | Roof
NJSTRE1545507267 |  | Transition Incentive Program | West Windsor Twp | 8550 | 12 | 10.44 | Residential | No | Behind the Meter | Net-metered residential rooftop and canopy |  | None | Green Power Energy | PSE&G | Accepted | 2020-08-26 | 2020-08-28 | 2021-10-30 | LG Electronics | LG360Q1C-V5 | Solar Panels |  | 0.36 | 11 | 110 | 22 |  | Fixed | Roof
NJSTRE1545507909 |  | Transition Incentive Program | Allentown | 8501 | 17 | 16.32 | Residential | No | Behind the Meter | Net-metered residential rooftop and canopy |  | None | Tesla Energy Operations Inc. | JCP&L | Accepted | 2020-08-26 | 2020-08-28 | 2021-10-30 | Hanwha Q-CELLS | Q.Peak DUO BLK-G6+ 340 | Solar Panels |  | 0.34 | 10 | 246 | 18 |  | Fixed | Roof
NJSTRE1545509499 |  | Transition Incentive Program | Sayreville | 8872 | 11 | 3.5 | Residential | Yes | Behind the Meter | Net-metered residential rooftop and canopy |  | None | Pro Custom Solar dba Momentum Solar | JCP&L | Accepted | 2020-08-26 | 2020-08-28 | 2021-10-30 | LG | LG 350N1C-V5 | Solar Panels |  | 0.35 | 6 | 87 | 41 |  | Fixed | Roof
NJSTRE1545509499 |  | Transition Incentive Program | Sayreville | 8872 | 11 | 3.5 | Residential | Yes | Behind the Meter | Net-metered residential rooftop and canopy |  | None | Pro Custom Solar dba Momentum Solar | JCP&L | Accepted | 2020-08-26 | 2020-08-28 | 2021-10-30 | LG | LG 350N1C-V5 | Solar Panels |  | 0.35 | 4 | 87 | 23 |  | Fixed | Roof
NJSTRE1545509526 |  | Transition Incentive Program | malaga | 8328 | 15 | 13.12 | Residential | Yes | Behind the Meter | Net-metered residential rooftop and canopy |  | None | Orbit Energy & Power, LLC | AC Electric | Final As-Built Received | 2020-08-26 | 2020-08-28 | 2021-10-30 | hanwha qcells | qpeal 320w | Solar Panels |  | 0.32 | 14 | 172 | 30 |  | Fixed | Roof
NJSTRE1545509571 |  | Transition Incentive Program | Norwood | 7648 | 7 | 4.08 | Residential | Yes | Behind the Meter | Net-metered residential rooftop and canopy |  | None | Tesla Energy Operations Inc. | Orange Rockland Electric | Accepted | 2020-08-26 | 2020-09-02 | 2021-10-30 | Hanwha Q-CELLS | Q.Peak DUO BLK-G6+ 340 | Solar Panels |  | 0.34 | 3 | 208 | 23 |  | Fixed | Roof
NJSTRE1545507139 | NJSRRE1541497171 | Transition Incentive Program | Riverside | 8075 | 13 | 12.32 | Residential | Yes | Behind the Meter | Net-metered residential rooftop and canopy |  | None | Pro Custom Solar dba Momentum Solar | PSE&G | Accepted | 2019-06-26 | 2019-07-01 | 2021-10-30 | HYUNDAI | HiS-S280RG | Solar Panels |  | 0.28 | 13 | 300 | 33 |  | Fixed | Roof
NJSTRE1545507172 | NJSRRE1544519573 | Transition Incentive Program | Washington | 7882 | 2 | 8.75 | Residential | Yes | Behind the Meter | Net-metered residential rooftop and canopy |  | None | Pro Custom Solar dba Momentum Solar | JCP&L | Accepted | 2020-02-21 | 2020-02-25 | 2021-10-30 | LG ELECTRONICS | LG 350N1C-V5 | Solar Panels |  | 0.35 | 14 | 86 | 14 |  | Fixed | Roof
NJSTRE1545507206 | NJSRRE1544802349 | Transition Incentive Program | Pennsauken | 8109 | 14 | 5.03 | Residential | Yes | Behind the Meter | Net-metered residential rooftop and canopy |  | None | Pro Custom Solar dba Momentum Solar | PSE&G | Accepted | 2020-04-06 | 2020-04-09 | 2021-10-30 | Hanwha | Q.Peak DUO BLK-G6+ 335 | Solar Panels |  | 0.335 | 9 | 219 | 23 |  | Fixed | Roof
NJSTRE1545507267 |  | Transition Incentive Program | West Windsor Twp | 8550 | 12 | 10.44 | Residential | No | Behind the Meter | Net-metered residential rooftop and canopy |  | None | Green Power Energy | PSE&G | Accepted | 2020-08-26 | 2020-08-28 | 2021-10-30 | LG Electronics | LG360Q1C-V5 | Solar Panels |  | 0.36 | 15 | 200 | 30 |  | Fixed | Roof
NJSTRE1545509467 |  | Transition Incentive Program | Stockton | 8559 | 4 | 15.86 | Residential | Yes | Behind the Meter | Net-metered residential rooftop and canopy |  | None | Sunrun Installation Services, Inc. | JCP&L | Accepted | 2020-08-26 | 2020-08-28 | 2021-10-30 | LONGi Green Energy Technology Co Ltd | LR6-60HPB-305M | Solar Panels |  | 0.305 | 8 | 263 | 17 |  | Fixed | Roof
NJSTRE1545509463 |  | Transition Incentive Program | Union Township | 7088 | 10 | 9.05 | Residential | No | Behind the Meter | Net-metered residential rooftop and canopy |  | None | Green Power Energy | PSE&G | Accepted | 2020-08-26 | 2020-08-28 | 2021-10-30 | Hanwha | Q.PEAK DUO BLK-G6 335 | Solar Panels |  | 0.335 | 12 | 35 | 25 |  | Fixed | Roof
NJSTRE1545509463 |  | Transition Incentive Program | Union Township | 7088 | 10 | 9.05 | Residential | No | Behind the Meter | Net-metered residential rooftop and canopy |  | None | Green Power Energy | PSE&G | Accepted | 2020-08-26 | 2020-08-28 | 2021-10-30 | Hanwha | Q.PEAK DUO BLK-G6 335 | Solar Panels |  | 0.335 | 9 | 215 | 25 |  | Fixed | Roof
NJSTRE1545509479 |  | Transition Incentive Program | BRUNSWICK | 8852 | 11 | 2.75 | Residential | No | Behind the Meter | Net-metered residential rooftop and canopy |  | None | Sunrun Installation Services, Inc. | PSE&G | Accepted | 2020-08-26 | 2020-08-28 | 2021-10-30 | LONGi Green Energy Technology Co Ltd | LR6-60HPB-305M | Solar Panels |  | 0.305 | 9 | 162 | 16 |  | Fixed | Roof
NJSTRE1545509496 |  | Transition Incentive Program | West Orange | 7052 | 9 | 4.29 | Residential | Yes | Behind the Meter | Net-metered residential rooftop and canopy |  | None | Sunrun Installation Services, Inc. | PSE&G | Accepted | 2020-08-26 | 2020-08-31 | 2021-10-30 | LG Electronics | LG330N1C-A5 | Solar Panels |  | 0.33 | 2 | 203 | 34 |  | Fixed | Roof
NJSTRE1545509521 |  | Transition Incentive Program | Linwood | 8221 | 19 | 6.08 | Residential | Yes | Behind the Meter | Net-metered residential rooftop and canopy |  | None | Castle Energy, LLC | AC Electric | Accepted | 2020-08-26 | 2020-08-28 | 2021-10-30 | Hanwha Q-Cells | Q.Peak DUO-G5 320 | Solar Panels |  | 0.32 | 19 | 212 | 20 |  | Fixed | Roof
NJSTRE1545509526 |  | Transition Incentive Program | malaga | 8328 | 15 | 13.12 | Residential | Yes | Behind the Meter | Net-metered residential rooftop and canopy |  | None | Orbit Energy & Power, LLC | AC Electric | Final As-Built Received | 2020-08-26 | 2020-08-28 | 2021-10-30 | hanwha qcells | qpeak 320w | Solar Panels |  | 0.32 | 12 | 352 | 12 |  | Fixed | Roof
NJSTRE1545509544 |  | Transition Incentive Program | Medford | 8055 | 13 | 25.28 | Commercial | Yes | Behind the Meter | Net-metered non-residential ground mount |  | None | Geoscape Solar | PSE&G | Accepted | 2020-08-26 | 2020-08-28 | 2021-10-30 | Sunpower | SPR-P19-395-COM | Solar Panels |  | 0.395 | 64 | 180 | 20 |  | Fixed | Ground
NJSTRE1545509589 |  | Transition Incentive Program | West Orange | 7052 | 9 | 10.37 | Residential | No | Behind the Meter | Net-metered residential rooftop and canopy |  | None | Sunrun Installation Services, Inc. | PSE&G | Accepted | 2020-08-26 | 2020-08-31 | 2021-10-30 | LONGi Green Energy Technology Co Ltd | LR6-60HPB-305M | Solar Panels |  | 0.305 | 8 | 127 | 34 |  | Fixed | Roof
NJSTRE1545509593 |  | Transition Incentive Program | Gibbstown | 8027 | 15 | 11.34 | Residential | Yes | Behind the Meter | Net-metered residential rooftop and canopy |  | None | Tesla Energy Operations Inc. | AC Electric | Accepted | 2020-08-26 | 2020-08-31 | 2021-10-30 | Hanwha Q-CELLS | Q.Peak DUO BLK-G6+ 340 | Solar Panels |  | 0.315 | 18 | 205 | 23 |  | Fixed | Roof
NJSTRE1545509636 |  | Transition Incentive Program | Brigantine | 8203 | 19 | 21.42 | Residential | No | Behind the Meter | Net-metered residential rooftop and canopy |  | None | Advanced Renewable Solutions | AC Electric | Accepted | 2020-08-26 | 2020-08-28 | 2021-10-30 | CertainTeed | CT315M11-02 | Solar Panels |  | 0.315 | 6 | 324 | 30 |  | Fixed | Roof
NJSTRE1545510871 |  | Transition Incentive Program | Englewood Cliffs Boro | 7632 | 7 | 8.58 | Residential | Yes | Behind the Meter | Net-metered residential rooftop and canopy |  | None | Sunrun Installation Services, Inc. | PSE&G | Accepted | 2020-08-26 | 2020-08-31 | 2021-10-30 | LG Electronics | LG330N1C-A5 | Solar Panels |  | 0.33 | 5 | 215 | 19 |  | Fixed | Roof
NJSTRE1545515016 |  | Transition Incentive Program | MARLTON | 8053 | 13 | 9.86 | Residential | Yes | Behind the Meter | Net-metered residential rooftop and canopy |  | None | Vision Solar LLC | PSE&G | Accepted | 2020-08-27 | 2020-08-31 | 2021-10-30 | HANWHA Q-CELLS | Q.PEAK DUO-G6 340 | Solar Panels |  | 0.34 | 24 | 118 | 32 |  | Fixed | Roof
NJSTRE1545515018 |  | Transition Incentive Program | Franklin Township | 8873 | 5 | 14.81 | Residential | No | Behind the Meter | Net-metered residential rooftop and canopy |  | None | Suntuity Solar LLC | PSE&G | Accepted | 2020-08-27 | 2020-08-31 | 2021-10-30 | Longi | LR6-60HPB-315M | Solar Panels |  | 0.315 | 9 | 308 | 36 |  | Fixed | Roof
NJSTRE1545515018 |  | Transition Incentive Program | Franklin Township | 8873 | 5 | 14.81 | Residential | No | Behind the Meter | Net-metered residential rooftop and canopy |  | None | Suntuity Solar LLC | PSE&G | Accepted | 2020-08-27 | 2020-08-31 | 2021-10-30 | Longi | LR6-60HPB-315M | Solar Panels |  | 0.315 | 2 | 38 | 42 |  | Fixed | Roof
NJSTRE1545515033 |  | Transition Incentive Program | Toms river | 8757 | 18 | 3.06 | Residential | Yes | Behind the Meter | Net-metered residential rooftop and canopy |  | None | Vision Solar LLC | JCP&L | Accepted | 2020-08-27 | 2020-08-31 | 2021-10-30 | HANWHA Q-CELLS | Q.PEAK DUO-G6+ 335 | Solar Panels |  | 0.34 | 9 | 211 | 19 |  | Fixed | Roof
NJSTRE1545515112 |  | Transition Incentive Program | Bellmawr | 8031 | 14 | 8.16 | Residential | No | Behind the Meter | Net-metered residential rooftop and canopy |  | None | Vision Solar LLC | PSE&G | Accepted | 2020-08-27 | 2020-08-31 | 2021-10-30 | HANWHA Q-CELLS | Q.PEAK DUO-G6 340 | Solar Panels |  | 0.34 | 6 | 161 | 10 |  | Fixed | Roof
NJSTRE1545515105 |  | Transition Incentive Program | WESTFIELD | 7090 | 10 | 5.78 | Residential | Yes | Behind the Meter | Net-metered residential rooftop and canopy |  | None | Trinity Solar | PSE&G | Accepted | 2020-08-27 | 2020-08-31 | 2021-10-30 | HANWHA | Q.PEAK DUO BLK-G6 340 | Solar Panels |  | 0.34 | 17 | 128 | 28 |  | Fixed | Roof
NJSTRE1545515170 |  | Transition Incentive Program | Monroe Township | 8831 | 11 | 18.36 | Residential | No | Behind the Meter | Net-metered residential rooftop and canopy |  | None | Green Power Energy | JCP&L | Accepted | 2020-08-27 | 2020-08-31 | 2021-10-30 | LG Electronics | LG360Q1C-V5 | Solar Panels |  | 0.36 | 21 | 290 | 37 |  | Fixed | Roof
NJSTRE1545515170 |  | Transition Incentive Program | Monroe Township | 8831 | 11 | 18.36 | Residential | No | Behind the Meter | Net-metered residential rooftop and canopy |  | None | Green Power Energy | JCP&L | Accepted | 2020-08-27 | 2020-08-31 | 2021-10-30 | LG Electronics | LG360Q1C-V5 | Solar Panels |  | 0.36 | 22 | 110 | 37 |  | Fixed | Roof
NJSTRE1545515210 |  | Transition Incentive Program | Freehold Township | 7728 | 17 | 8.85 | Residential | Yes | Behind the Meter | Net-metered residential rooftop and canopy |  | None | Sunrun Installation Services, Inc. | JCP&L | Accepted | 2020-08-27 | 2020-08-31 | 2021-10-30 | LONGi Green Energy Technology Co Ltd | LR6-60HPB-305M | Solar Panels |  | 0.305 | 21 | 298 | 18 |  | Fixed | Roof
NJSTRE1545509600 |  | Transition Incentive Program | EDISON TWP | 8817 | 11 | 7.93 | Residential | Yes | Behind the Meter | Net-metered residential rooftop and canopy |  | None | Sunrun Installation Services, Inc. | PSE&G | Accepted | 2020-08-26 | 2020-08-28 | 2021-10-30 | LONGi Green Energy Technology Co Ltd | LR6-60HPB-305M | Solar Panels |  | 0.305 | 10 | 59 | 22 |  | Fixed | Roof
NJSTRE1545509636 |  | Transition Incentive Program | Brigantine | 8203 | 19 | 21.42 | Residential | No | Behind the Meter | Net-metered residential rooftop and canopy |  | None | Advanced Renewable Solutions | AC Electric | Accepted | 2020-08-26 | 2020-08-28 | 2021-10-30 | CertainTeed | CT315M11-02 | Solar Panels |  | 0.315 | 20 | 54 | 30 |  | Fixed | Roof
NJSTRE1545509636 |  | Transition Incentive Program | Brigantine | 8203 | 19 | 21.42 | Residential | No | Behind the Meter | Net-metered residential rooftop and canopy |  | None | Advanced Renewable Solutions | AC Electric | Accepted | 2020-08-26 | 2020-08-28 | 2021-10-30 | CertainTeed | CT315M11-02 | Solar Panels |  | 0.315 | 24 | 234 | 30 |  | Fixed | Roof
NJSTRE1545509636 |  | Transition Incentive Program | Brigantine | 8203 | 19 | 21.42 | Residential | No | Behind the Meter | Net-metered residential rooftop and canopy |  | None | Advanced Renewable Solutions | AC Electric | Accepted | 2020-08-26 | 2020-08-28 | 2021-10-30 | CertainTeed | CT315M11-02 | Solar Panels |  | 0.315 | 2 | 54 | 30 |  | Fixed | Roof
NJSTRE1545510870 |  | Transition Incentive Program | Toms River | 8753 | 18 | 8.16 | Residential | Yes | Behind the Meter | Net-metered residential rooftop and canopy |  | None | Tesla Energy Operations Inc. | JCP&L | Accepted | 2020-08-26 | 2020-08-28 | 2021-10-30 | Hanwha Q-CELLS | Q.Peak DUO BLK-G6+ 340 | Solar Panels |  | 0.34 | 9 | 6 | 16 |  | Fixed | Roof
NJSTRE1545510871 |  | Transition Incentive Program | Englewood Cliffs Boro | 7632 | 7 | 8.58 | Residential | Yes | Behind the Meter | Net-metered residential rooftop and canopy |  | None | Sunrun Installation Services, Inc. | PSE&G | Accepted | 2020-08-26 | 2020-08-31 | 2021-10-30 | LG Electronics | LG330N1C-A5 | Solar Panels |  | 0.33 | 4 | 35 | 20 |  | Fixed | Roof
NJSTRE1545510884 |  | Transition Incentive Program | UNION BEACH | 7735 | 17 | 8.78 | Residential | Yes | Behind the Meter | Net-metered residential rooftop and canopy |  | None | Vivint Solar Developer, LLC | JCP&L | Accepted | 2020-08-27 | 2020-09-01 | 2021-10-30 | JINKO SOLAR | JKM325M-60HBL | Solar Panels |  | 0.325 | 11 | 287 | 33 |  | Fixed | Roof
NJSTRE1545510913 |  | Transition Incentive Program | Old Bridge Township | 8857 | 11 | 20.52 | Residential | Yes | Behind the Meter | Net-metered residential rooftop and canopy |  | None | SunPower Corporation, Systems | JCP&L | Accepted | 2020-08-26 | 2020-08-31 | 2021-10-30 | Sunpower | SPR-X22-360-C-AC | Solar Panels |  | 0.36 | 38 | 148 | 30 |  | Fixed | Roof
NJSTRE1545515029 |  | Transition Incentive Program | Roselle Park | 7204 | 10 | 8.82 | Residential | Yes | Behind the Meter | Net-metered residential rooftop and canopy |  | None | Suntuity Solar LLC | PSE&G | Accepted | 2020-08-27 | 2020-08-31 | 2021-10-30 | Longi | LR6-60HPB-315M | Solar Panels |  | 0.315 | 6 | 165 | 24 |  | Fixed | Roof
NJSTRE1545515049 |  | Transition Incentive Program | Evesham | 8053 | 13 | 13.98 | Residential | No | Behind the Meter | Net-metered residential rooftop and canopy |  | None | Whitman Construction, LLC | PSE&G | Accepted | 2020-08-27 | 2020-08-31 | 2021-10-30 | TRINA | TSM325 DEO6M | Solar Panels |  | 0.325 | 9 | 278 | 20 |  | Fixed | Roof
NJSTRE1545515049 |  | Transition Incentive Program | Evesham | 8053 | 13 | 13.98 | Residential | No | Behind the Meter | Net-metered residential rooftop and canopy |  | None | Whitman Construction, LLC | PSE&G | Accepted | 2020-08-27 | 2020-08-31 | 2021-10-30 | TRINA | TSM325 DEO6M | Solar Panels |  | 0.325 | 15 | 278 | 10 |  | Fixed | Roof
NJSTRE1545515083 |  | Transition Incentive Program | Swedesboro | 8085 | 15 | 7.25 | Residential | No | Behind the Meter | Net-metered residential rooftop and canopy |  | None | Suntuity Solar LLC | AC Electric | Accepted | 2020-08-27 | 2020-08-31 | 2021-10-30 | Longi | LR6-60HPB-315M | Solar Panels |  | 0.315 | 16 | 141 | 26 |  | Fixed | Roof
NJSTRE1545507165 | NJSRRE1544352932 | Transition Incentive Program | Maple Shade | 8052 | 13 | 8.4 | Residential | Yes | Behind the Meter | Net-metered residential rooftop and canopy |  | None | Pro Custom Solar dba Momentum Solar | PSE&G | Accepted | 2020-02-04 | 2020-02-07 | 2021-10-30 | lg electronics | LG 350N1C-V5 | Solar Panels |  | 0.35 | 9 | 221 | 3 |  | Fixed | Roof
NJSTRE1545507114 |  | Transition Incentive Program | Wood Ridge Boro | 7075 | 7 | 7.15 | Residential | No | Behind the Meter | Net-metered residential rooftop and canopy |  | None | Green Power Energy | PSE&G | Accepted | 2020-08-26 | 2020-08-28 | 2021-10-30 | Panasonic | VBHN325KA03 | Solar Panels |  | 0.325 | 22 | 215 | 20 |  | Fixed | Roof
NJSTRE1545507187 | NJSRRE1544624199 | Transition Incentive Program | Galloway | 8205 | 19 | 5.03 | Residential | Yes | Behind the Meter | Net-metered residential rooftop and canopy |  | None | Pro Custom Solar dba Momentum Solar | AC Electric | Final As-Built Received | 2020-03-10 | 2020-03-13 | 2021-10-30 | Hanwha | Q.Peak DUO BLK-G6+ 335 | Solar Panels |  | 0.335 | 15 | 222 | 28 |  | Fixed | Roof
NJSTRE1545507190 | NJSRRE1544626861 | Transition Incentive Program | River Vale | 7675 | 7 | 9.05 | Residential | Yes | Behind the Meter | Net-metered residential rooftop and canopy |  | None | Pro Custom Solar dba Momentum Solar | PSE&G | Accepted | 2020-03-11 | 2020-03-17 | 2021-10-30 | Hanwha | Q.Peak DUO BLK-G6+ 335 | Solar Panels |  | 0.335 | 14 | 172 | 21 |  | Fixed | Roof
NJSTRE1545507206 | NJSRRE1544802349 | Transition Incentive Program | Pennsauken | 8109 | 14 | 5.03 | Residential | Yes | Behind the Meter | Net-metered residential rooftop and canopy |  | None | Pro Custom Solar dba Momentum Solar | PSE&G | Accepted | 2020-04-06 | 2020-04-09 | 2021-10-30 | Hanwha | Q.Peak DUO BLK-G6+ 335 | Solar Panels |  | 0.335 | 6 | 218 | 24 |  | Fixed | Roof
NJSTRE1545507154 |  | Transition Incentive Program | MANTUA | 8051 | 15 | 9.76 | Residential | No | Behind the Meter | Net-metered residential rooftop and canopy |  | None | Sunrun Installation Services, Inc. | AC Electric | Accepted | 2020-08-26 | 2020-08-28 | 2021-10-30 | LONGi Green Energy Technology Co Ltd | LR6-60HPB-305M | Solar Panels |  | 0.305 | 14 | 251 | 36 |  | Fixed | Roof
NJSTRE1545507232 |  | Transition Incentive Program | Woodbury | 8096 | 15 | 7.14 | Residential | Yes | Behind the Meter | Net-metered residential rooftop and canopy |  | None | Trinity Solar | PSE&G | Accepted | 2020-08-26 | 2020-08-28 | 2021-10-30 | Hanwha | Q.PEAK DUO BLK-G6 340 | Solar Panels |  | 0.34 | 16 | 128 | 23 |  | Fixed | Roof
NJSTRE1545507245 |  | Transition Incentive Program | Montville | 7045 | 3 | 13.12 | Residential | No | Behind the Meter | Net-metered residential rooftop and canopy |  | None | Sunrun Installation Services, Inc. | JCP&L | Accepted | 2020-08-26 | 2020-08-31 | 2021-10-30 | LONGi Green Energy Technology Co Ltd | LR6-60HPB-305M | Solar Panels |  | 0.305 | 6 | 303 | 14 |  | Fixed | Roof
NJSTRE1545507909 |  | Transition Incentive Program | Allentown | 8501 | 17 | 16.32 | Residential | No | Behind the Meter | Net-metered residential rooftop and canopy |  | None | Tesla Energy Operations Inc. | JCP&L | Accepted | 2020-08-26 | 2020-08-28 | 2021-10-30 | Hanwha Q-CELLS | Q.Peak DUO BLK-G6+ 340 | Solar Panels |  | 0.34 | 7 | 336 | 20 |  | Fixed | Roof
NJSTRE1545509516 |  | Transition Incentive Program | Linden | 7036 | 10 | 6.3 | Residential | Yes | Behind the Meter | Net-metered residential rooftop and canopy |  | None | Pro Custom Solar dba Momentum Solar | PSE&G | Accepted | 2020-08-26 | 2020-08-28 | 2021-10-30 | LG | LG 350N1C-V5 | Solar Panels |  | 0.35 | 18 | 219 | 34 |  | Fixed | Roof
NJSTRE1545509531 |  | Transition Incentive Program | Glen Rock | 7452 | 7 | 12.6 | Residential | Yes | Behind the Meter | Net-metered residential rooftop and canopy |  | None | Pro Custom Solar dba Momentum Solar | PSE&G | Accepted | 2020-08-26 | 2020-08-28 | 2021-10-30 | LG | LG 350N1C-V5 | Solar Panels |  | 0.35 | 14 | 309 | 35 |  | Fixed | Roof
NJSTRE1545509615 |  | Transition Incentive Program | SADDLE BROOK | 7663 | 7 | 5.85 | Residential | Yes | Behind the Meter | Net-metered residential rooftop and canopy |  | None | Vivint Solar Developer, LLC | PSE&G | Accepted | 2020-08-27 | 2020-08-28 | 2021-10-30 | JINKO SOLAR | JKM325M-60HBL | Solar Panels |  | 0.325 | 18 | 161 | 28 |  | Fixed | Roof
NJSTRE1545509475 |  | Transition Incentive Program | Union | 7083 | 10 | 5.25 | Residential | Yes | Behind the Meter | Net-metered residential rooftop and canopy |  | None | Pro Custom Solar dba Momentum Solar | PSE&G | Accepted | 2020-08-26 | 2020-08-31 | 2021-10-30 | LG | LG 350N1C-V5 | Solar Panels |  | 0.35 | 6 | 38 | 11 |  | Fixed | Roof
NJSTRE1545509648 |  | Transition Incentive Program | Newark City | 7104 | 9 | 4.62 | Residential | Yes | Behind the Meter | Net-metered residential rooftop and canopy |  | None | Sunrun Installation Services, Inc. | PSE&G | Accepted | 2020-08-26 | 2020-08-28 | 2021-10-30 | LG Electronics | LG330N1C-A5 | Solar Panels |  | 0.33 | 14 | 113 | 3 |  | Fixed | Roof
NJSTRE1545510877 |  | Transition Incentive Program | Pompton Lakes | 7442 | 6 | 12.08 | Residential | Yes | Behind the Meter | Net-metered residential rooftop and canopy |  | None | Sunrun Installation Services, Inc. | JCP&L | Accepted | 2020-08-26 | 2020-08-28 | 2021-10-30 | LG Electronics | LG345N1C-V5 | Solar Panels |  | 0.345 | 22 | 261 | 22 |  | Fixed | Roof
NJSTRE1545510888 |  | Transition Incentive Program | BLOOMFIELD | 7003 | 9 | 6.83 | Residential | Yes | Behind the Meter | Net-metered residential rooftop and canopy |  | None | Vivint Solar Developer, LLC | PSE&G | Accepted | 2020-08-28 | 2020-09-02 | 2021-10-30 | JINKO SOLAR | JKM325M-60HBL | Solar Panels |  | 0.325 | 13 | 84 | 35 |  | Fixed | Roof
NJSTRE1545515062 |  | Transition Incentive Program | SICKLERVILLE | 8081 | 14 | 5.67 | Residential | Yes | Behind the Meter | Net-metered residential rooftop and canopy |  | None | Suntuity Solar LLC | AC Electric | Accepted | 2020-08-27 | 2020-08-31 | 2021-10-30 | Longi | LR6-60HPB-315M | Solar Panels |  | 0.315 | 8 | 241 | 22 |  | Fixed | Roof
NJSTRE1545515131 |  | Transition Incentive Program | Egg Harbor | 8234 | 19 | 7.04 | Residential | No | Behind the Meter | Net-metered residential rooftop and canopy |  | None | Whitman Construction, LLC | AC Electric | Accepted | 2020-09-16 | 2020-09-16 | 2021-10-30 | trina | TSM320DD05H.05 | Solar Panels |  | 0.32 | 22 | 201 | 34 |  | Fixed | Roof
NJSTRE1545515147 |  | Transition Incentive Program | Absecon | 8201 | 19 | 10.88 | Residential | Yes | Behind the Meter | Net-metered residential rooftop and canopy |  | None | Tesla Energy Operations Inc. | AC Electric | Accepted | 2020-08-27 | 2020-08-31 | 2021-10-30 | Hanwha Q-CELLS | Q.Peak DUO BLK-G6+ 340 | Solar Panels |  | 0.34 | 5 | 222 | 26 |  | Fixed | Roof
NJSTRE1545515147 |  | Transition Incentive Program | Absecon | 8201 | 19 | 10.88 | Residential | Yes | Behind the Meter | Net-metered residential rooftop and canopy |  | None | Tesla Energy Operations Inc. | AC Electric | Accepted | 2020-08-27 | 2020-08-31 | 2021-10-30 | Hanwha Q-CELLS | Q.Peak DUO BLK-G6+ 340 | Solar Panels |  | 0.34 | 9 | 131 | 45 |  | Fixed | Roof
NJSTRE1545515210 |  | Transition Incentive Program | Freehold Township | 7728 | 17 | 8.85 | Residential | Yes | Behind the Meter | Net-metered residential rooftop and canopy |  | None | Sunrun Installation Services, Inc. | JCP&L | Accepted | 2020-08-27 | 2020-08-31 | 2021-10-30 | LONGi Green Energy Technology Co Ltd | LR6-60HPB-305M | Solar Panels |  | 0.305 | 8 | 210 | 23 |  | Fixed | Roof
NJSTRE1545515228 |  | Transition Incentive Program | Glassboro | 8028 | 15 | 13.26 | Residential | Yes | Behind the Meter | Net-metered residential rooftop and canopy |  | None | Trinity Solar | AC Electric | Accepted | 2020-08-27 | 2020-08-31 | 2021-10-30 | HANWHA 340 (Q.PEAK DUO BLK-G6 340) | HANWHA 340 (Q.PEAK DUO BLK-G6 340) | Solar Panels |  | 0.34 | 9 | 112 | 18 |  | Fixed | Roof
NJSTRE1545515265 |  | Transition Incentive Program | Voorhees | 8043 | 14 | 12.92 | Residential | No | Behind the Meter | Net-metered residential rooftop and canopy |  | None | NJ Solar Power, LLC | PSE&G | Accepted | 2020-08-27 | 2020-08-31 | 2021-10-30 | panasonic | vbhn340sa17 | Solar Panels |  | 0.34 | 20 | 87 | 45 |  | Fixed | Roof
NJSTRE1545515273 |  | Transition Incentive Program | Beachwood | 8722 | 18 | 19.8 | Residential | No | Behind the Meter | Net-metered residential rooftop and canopy |  | None | Green Power Energy | JCP&L | Accepted | 2020-08-27 | 2020-08-31 | 2021-10-30 | LG Electronics | LG330N1K-V5 | Solar Panels |  | 0.33 | 45 | 214 | 40 |  | Fixed | Roof
NJSTRE1545515429 |  | Transition Incentive Program | WILDWOOD | 8260 | 21 | 3.74 | Residential | Yes | Behind the Meter | Net-metered residential rooftop and canopy |  | None | Trinity Solar | AC Electric | Accepted | 2020-08-27 | 2020-08-31 | 2021-10-30 | HANWHA | Q.PEAK DUO BLK-G6 340 | Solar Panels |  | 0.34 | 11 | 137 | 27 |  | Fixed | Roof
NJSTRE1545510877 |  | Transition Incentive Program | Pompton Lakes | 7442 | 6 | 12.08 | Residential | Yes | Behind the Meter | Net-metered residential rooftop and canopy |  | None | Sunrun Installation Services, Inc. | JCP&L | Accepted | 2020-08-26 | 2020-08-28 | 2021-10-30 | LG Electronics | LG345N1C-V5 | Solar Panels |  | 0.345 | 13 | 81 | 20 |  | Fixed | Roof
NJSTRE1545510888 |  | Transition Incentive Program | BLOOMFIELD | 7003 | 9 | 6.83 | Residential | Yes | Behind the Meter | Net-metered residential rooftop and canopy |  | None | Vivint Solar Developer, LLC | PSE&G | Accepted | 2020-08-28 | 2020-09-02 | 2021-10-30 | JINKO SOLAR | JKM325M-60HBL | Solar Panels |  | 0.325 | 8 | 264 | 35 |  | Fixed | Roof
NJSTRE1545515018 |  | Transition Incentive Program | Franklin Township | 8873 | 5 | 14.81 | Residential | No | Behind the Meter | Net-metered residential rooftop and canopy |  | None | Suntuity Solar LLC | PSE&G | Accepted | 2020-08-27 | 2020-08-31 | 2021-10-30 | Longi | LR6-60HPB-315M | Solar Panels |  | 0.315 | 3 | 38 | 46 |  | Fixed | Roof
NJSTRE1545515029 |  | Transition Incentive Program | Roselle Park | 7204 | 10 | 8.82 | Residential | Yes | Behind the Meter | Net-metered residential rooftop and canopy |  | None | Suntuity Solar LLC | PSE&G | Accepted | 2020-08-27 | 2020-08-31 | 2021-10-30 | Longi | LR6-60HPB-315M | Solar Panels |  | 0.315 | 6 | 165 | 28 |  | Fixed | Roof
NJSTRE1545515071 |  | Transition Incentive Program | BRIDGEWATER | 8807 | 5 | 6.72 | Residential | No | Behind the Meter | Net-metered residential rooftop and canopy |  | None | Vivint Solar Developer, LLC | PSE&G | Accepted | 2020-08-28 | 2020-08-31 | 2021-10-30 | HANWHA SOLAR | Q.PEAK DUO BLK-G5 320W | Solar Panels |  | 0.32 | 12 | 106 | 15 |  | Fixed | Roof
NJSTRE1545515083 |  | Transition Incentive Program | Swedesboro | 8085 | 15 | 7.25 | Residential | No | Behind the Meter | Net-metered residential rooftop and canopy |  | None | Suntuity Solar LLC | AC Electric | Accepted | 2020-08-27 | 2020-08-31 | 2021-10-30 | Longi | LR6-60HPB-315M | Solar Panels |  | 0.315 | 7 | 321 | 26 |  | Fixed | Roof
NJSTRE1545515121 |  | Transition Incentive Program | GLASSBORO | 8028 | 15 | 5.85 | Residential | Yes | Behind the Meter | Net-metered residential rooftop and canopy |  | None | Vivint Solar Developer, LLC | AC Electric | Accepted | 2020-08-28 | 2020-08-31 | 2021-10-30 | JINKO SOLAR | JKM325M-60HBL | Solar Panels |  | 0.325 | 18 | 153 | 30 |  | Fixed | Roof
NJSTRE1545515214 |  | Transition Incentive Program | Glassboro | 8028 | 15 | 3.06 | Residential | Yes | Behind the Meter | Net-metered residential rooftop and canopy |  | None | Trinity Solar | AC Electric | Accepted | 2020-08-27 | 2020-08-31 | 2021-10-30 | HANWHA 340 (Q.PEAK DUO BLK-G6 340) | HANWHA 340 (Q.PEAK DUO BLK-G6 340) | Solar Panels |  | 0.34 | 9 | 112 | 14 |  | Fixed | Roof
NJSTRE1545515239 |  | Transition Incentive Program | Edison TWP | 8820 | 11 | 3.78 | Residential | Yes | Behind the Meter | Net-metered residential rooftop and canopy |  | None | Tesla Energy Operations Inc | PSE&G | Accepted | 2020-08-27 | 2020-09-01 | 2021-10-30 | Hanwha Q Cells | Q.Peak DUO BLK-G6+ 340 | Solar Panels |  | 0.315 | 8 | 177 | 26 |  | Fixed | Roof
NJSTRE1545515264 |  | Transition Incentive Program | Plainfield | 7062 | 10 | 3.74 | Residential | Yes | Behind the Meter | Net-metered residential rooftop and canopy |  | None | Trinity Solar | PSE&G | Accepted | 2020-08-27 | 2020-08-31 | 2021-10-30 | Hanwha | Q.PEAK DUO BLK-G6 340 | Solar Panels |  | 0.34 | 11 | 215 | 18 |  | Fixed | Roof
NJSTRE1545515265 |  | Transition Incentive Program | Voorhees | 8043 | 14 | 12.92 | Residential | No | Behind the Meter | Net-metered residential rooftop and canopy |  | None | NJ Solar Power, LLC | PSE&G | Accepted | 2020-08-27 | 2020-08-31 | 2021-10-30 | panasonic | vbhn340sa17 | Solar Panels |  | 0.34 | 18 | 267 | 27 |  | Fixed | Roof
NJSTRE1545515502 |  | Transition Incentive Program | Burlington | 8016 | 13 | 4.23 | Residential | Yes | Behind the Meter | Net-metered residential rooftop and canopy |  | None | Vivint Solar Developer, LLC | PSE&G | Accepted | 2020-08-31 | 2020-08-31 | 2021-10-30 | JINKO SOLAR | JKM325M-60HBL | Solar Panels |  | 0.325 | 4 | 181 | 18 |  | Fixed | Roof
NJSTRE1545509589 |  | Transition Incentive Program | West Orange | 7052 | 9 | 10.37 | Residential | No | Behind the Meter | Net-metered residential rooftop and canopy |  | None | Sunrun Installation Services, Inc. | PSE&G | Accepted | 2020-08-26 | 2020-08-31 | 2021-10-30 | LONGi Green Energy Technology Co Ltd | LR6-60HPB-305M | Solar Panels |  | 0.305 | 7 | 127 | 34 |  | Fixed | Roof
NJSTRE1545509572 |  | Transition Incentive Program | Point Pleasant | 8742 | 18 | 7.48 | Residential | No | Behind the Meter | Net-metered residential rooftop and canopy |  | None | NJ Solar Power, LLC | JCP&L | Accepted | 2020-08-26 | 2020-08-31 | 2021-10-30 | panasonic | VBHN340SA17 | Solar Panels |  | 0.34 | 22 | 107 | 23 |  | Fixed | Roof
NJSTRE1545509593 |  | Transition Incentive Program | Gibbstown | 8027 | 15 | 11.34 | Residential | Yes | Behind the Meter | Net-metered residential rooftop and canopy |  | None | Tesla Energy Operations Inc. | AC Electric | Accepted | 2020-08-26 | 2020-08-31 | 2021-10-30 | Hanwha Q-CELLS | Q.Peak DUO BLK-G6+ 340 | Solar Panels |  | 0.315 | 18 | 25 | 23 |  | Fixed | Roof
NJSTRE1545509636 |  | Transition Incentive Program | Brigantine | 8203 | 19 | 21.42 | Residential | No | Behind the Meter | Net-metered residential rooftop and canopy |  | None | Advanced Renewable Solutions | AC Electric | Accepted | 2020-08-26 | 2020-08-28 | 2021-10-30 | CertainTeed | CT315M11-02 | Solar Panels |  | 0.315 | 8 | 144 | 40 |  | Fixed | Roof
NJSTRE1545510890 |  | Transition Incentive Program | Bloomfield | 7013 | 6 | 5.18 | Residential | No | Behind the Meter | Net-metered residential rooftop and canopy |  | None | Sunrun Installation Services, Inc. | PSE&G | Accepted | 2020-08-26 | 2020-09-01 | 2021-10-30 | LG Electronics | LG345N1C-V5 | Solar Panels |  | 0.345 | 15 | 305 | 30 |  | Fixed | Roof
NJSTRE1545515018 |  | Transition Incentive Program | Franklin Township | 8873 | 5 | 14.81 | Residential | No | Behind the Meter | Net-metered residential rooftop and canopy |  | None | Suntuity Solar LLC | PSE&G | Accepted | 2020-08-27 | 2020-08-31 | 2021-10-30 | Longi | LR6-60HPB-315M | Solar Panels |  | 0.315 | 2 | 218 | 42 |  | Fixed | Roof
NJSTRE1545515018 |  | Transition Incentive Program | Franklin Township | 8873 | 5 | 14.81 | Residential | No | Behind the Meter | Net-metered residential rooftop and canopy |  | None | Suntuity Solar LLC | PSE&G | Accepted | 2020-08-27 | 2020-08-31 | 2021-10-30 | Longi | LR6-60HPB-315M | Solar Panels |  | 0.315 | 6 | 308 | 36 |  | Fixed | Roof
NJSTRE1545515022 |  | Transition Incentive Program | Galloway | 8205 | 19 | 10.54 | Residential | No | Behind the Meter | Net-metered residential ground mount |  | None | Vision Solar LLC | AC Electric | Accepted | 2020-08-27 | 2020-08-31 | 2021-10-30 | HANWHA Q-CELLS | Q.PEAK DUO-G6 340 | Solar Panels |  | 0.34 | 31 | 180 | 30 |  | Fixed | Ground
NJSTRE1545515049 |  | Transition Incentive Program | Evesham | 8053 | 13 | 13.98 | Residential | No | Behind the Meter | Net-metered residential rooftop and canopy |  | None | Whitman Construction, LLC | PSE&G | Accepted | 2020-08-27 | 2020-08-31 | 2021-10-30 | Trina | TSM325 DEO6M | Solar Panels |  | 0.325 | 8 | 98 | 20 |  | Fixed | Roof
NJSTRE1545515071 |  | Transition Incentive Program | BRIDGEWATER | 8807 | 5 | 6.72 | Residential | No | Behind the Meter | Net-metered residential rooftop and canopy |  | None | Vivint Solar Developer, LLC | PSE&G | Accepted | 2020-08-28 | 2020-08-31 | 2021-10-30 | HANWHA SOLAR | Q.PEAK DUO BLK-G5 320W | Solar Panels |  | 0.32 | 5 | 106 | 19 |  | Fixed | Roof
NJSTRE1545515170 |  | Transition Incentive Program | Monroe Township | 8831 | 11 | 18.36 | Residential | No | Behind the Meter | Net-metered residential rooftop and canopy |  | None | Green Power Energy | JCP&L | Accepted | 2020-08-27 | 2020-08-31 | 2021-10-30 | LG Electronics | LG360Q1C-V5 | Solar Panels |  | 0.36 | 8 | 110 | 37 |  | Fixed | Roof
NJSTRE1545515137 |  | Transition Incentive Program | Flemington | 8822 | 4 | 14.08 | Residential | No | Behind the Meter | Net-metered residential rooftop and canopy |  | None | New Jersey Clean Energy Solutions | JCP&L | Final As-Built Received | 2020-08-31 | 2020-08-31 | 2021-10-30 | Jinko | JKM320M-60BHL | Solar Panels |  | 0.32 | 16 | 284 | 34 |  | Fixed | Roof
NJSTRE1545515186 |  | Transition Incentive Program | Maywood | 7607 | 7 | 3.9 | Residential | Yes | Behind the Meter | Net-metered residential rooftop and canopy |  | None | Vivint Solar Developer, LLC | PSE&G | Accepted | 2020-08-28 | 2020-08-31 | 2021-10-30 | JINKO SOLAR | JKM325M-60HBL | Solar Panels |  | 0.325 | 4 | 307 | 43 |  | Fixed | Roof
NJSTRE1545510870 |  | Transition Incentive Program | Toms River | 8753 | 18 | 8.16 | Residential | Yes | Behind the Meter | Net-metered residential rooftop and canopy |  | None | Tesla Energy Operations Inc. | JCP&L | Accepted | 2020-08-26 | 2020-08-28 | 2021-10-30 | Hanwha Q-CELLS | Q.Peak DUO BLK-G6+ 340 | Solar Panels |  | 0.34 | 15 | 186 | 16 |  | Fixed | Roof
NJSTRE1545510884 |  | Transition Incentive Program | UNION BEACH | 7735 | 17 | 8.78 | Residential | Yes | Behind the Meter | Net-metered residential rooftop and canopy |  | None | Vivint Solar Developer, LLC | JCP&L | Accepted | 2020-08-27 | 2020-09-01 | 2021-10-30 | JINKO SOLAR | JKM325M-60HBL | Solar Panels |  | 0.325 | 9 | 107 | 21 |  | Fixed | Roof
NJSTRE1545510913 |  | Transition Incentive Program | Old Bridge Township | 8857 | 11 | 20.52 | Residential | Yes | Behind the Meter | Net-metered residential rooftop and canopy |  | None | SunPower Corporation, Systems | JCP&L | Accepted | 2020-08-26 | 2020-08-31 | 2021-10-30 | Sunpower | SPR-X22-360-C-AC | Solar Panels |  | 0.36 | 19 | 238 | 30 |  | Fixed | Roof
NJSTRE1545515018 |  | Transition Incentive Program | Franklin Township | 8873 | 5 | 14.81 | Residential | No | Behind the Meter | Net-metered residential rooftop and canopy |  | None | Suntuity Solar LLC | PSE&G | Accepted | 2020-08-27 | 2020-08-31 | 2021-10-30 | Longi | LR6-60HPB-315M | Solar Panels |  | 0.315 | 3 | 218 | 46 |  | Fixed | Roof
NJSTRE1545515029 |  | Transition Incentive Program | Roselle Park | 7204 | 10 | 8.82 | Residential | Yes | Behind the Meter | Net-metered residential rooftop and canopy |  | None | Suntuity Solar LLC | PSE&G | Accepted | 2020-08-27 | 2020-08-31 | 2021-10-30 | Longi | LR6-60HPB-315M | Solar Panels |  | 0.315 | 10 | 255 | 25 |  | Fixed | Roof
NJSTRE1545515049 |  | Transition Incentive Program | Evesham | 8053 | 13 | 13.98 | Residential | No | Behind the Meter | Net-metered residential rooftop and canopy |  | None | Whitman Construction, LLC | PSE&G | Accepted | 2020-08-27 | 2020-08-31 | 2021-10-30 | TRINA | TSM325 DEO6M | Solar Panels |  | 0.325 | 11 | 98 | 20 |  | Fixed | Roof
NJSTRE1545515071 |  | Transition Incentive Program | BRIDGEWATER | 8807 | 5 | 6.72 | Residential | No | Behind the Meter | Net-metered residential rooftop and canopy |  | None | Vivint Solar Developer, LLC | PSE&G | Accepted | 2020-08-28 | 2020-08-31 | 2021-10-30 | HANWHA SOLAR | Q.PEAK DUO BLK-G5 320W | Solar Panels |  | 0.32 | 4 | 106 | 19 |  | Fixed | Roof
NJSTRE1545515146 |  | Transition Incentive Program | Wallington | 7057 | 7 | 8.16 | Residential | Yes | Behind the Meter | Net-metered residential rooftop and canopy |  | None | Trinity Solar | PSE&G | Accepted | 2020-08-27 | 2020-08-31 | 2021-10-30 | Hanwha | Q.PEAK DUO BLK-G6 340 | Solar Panels |  | 0.34 | 10 | 216 | 23 |  | Fixed | Roof
NJSTRE1545515155 |  | Transition Incentive Program | Brigantine | 8203 | 19 | 4.27 | Residential | Yes | Behind the Meter | Net-metered residential rooftop and canopy |  | None | Sunrun Installation Services, Inc. | AC Electric | Accepted | 2020-08-27 | 2020-08-31 | 2021-10-30 | LONGi Green Energy Technology Co Ltd | LR6-60HPB-305M | Solar Panels |  | 0.305 | 6 | 157 | 23 |  | Fixed | Roof
NJSTRE1545515137 |  | Transition Incentive Program | Flemington | 8822 | 4 | 14.08 | Residential | No | Behind the Meter | Net-metered residential rooftop and canopy |  | None | New Jersey Clean Energy Solutions | JCP&L | Final As-Built Received | 2020-08-31 | 2020-08-31 | 2021-10-30 | JInko | JKM320M-60HBL | Solar Panels |  | 0.32 | 5 | 103 | 34 |  | Fixed | Roof
NJSTRE1545515186 |  | Transition Incentive Program | Maywood | 7607 | 7 | 3.9 | Residential | Yes | Behind the Meter | Net-metered residential rooftop and canopy |  | None | Vivint Solar Developer, LLC | PSE&G | Accepted | 2020-08-28 | 2020-08-31 | 2021-10-30 | JINKO SOLAR | JKM325M-60HBL | Solar Panels |  | 0.325 | 5 | 127 | 43 |  | Fixed | Roof
NJSTRE1545515243 |  | Transition Incentive Program | Manahawkin | 8050 | 18 | 3.74 | Residential | Yes | Behind the Meter | Net-metered residential rooftop and canopy |  | None | Trinity Solar | AC Electric | Accepted | 2020-08-27 | 2020-09-14 | 2021-10-30 | Hanwha | Q.PEAK DUO BLK-G6 340 | Solar Panels |  | 0.34 | 11 | 176 | 23 |  | Fixed | Roof
NJSTRE1545515239 |  | Transition Incentive Program | Edison TWP | 8820 | 11 | 3.78 | Residential | Yes | Behind the Meter | Net-metered residential rooftop and canopy |  | None | Tesla Energy Operations Inc | PSE&G | Accepted | 2020-08-27 | 2020-09-01 | 2021-10-30 | Hanwha Q Cells | Q.Peak DUO BLK-G6+ 340 | Solar Panels |  | 0.315 | 4 | 177 | 27 |  | Fixed | Roof
NJSTRE1545515263 |  | Transition Incentive Program | NORTH PLAINFIELD | 7063 | 10 | 8.13 | Residential | Yes | Behind the Meter | Net-metered residential rooftop and canopy |  | None | Vivint Solar Developer, LLC | PSE&G | Accepted | 2020-08-28 | 2020-08-31 | 2021-10-30 | JINKO SOLAR | JKM325M-60HBL | Solar Panels |  | 0.325 | 13 | 147 | 39 |  | Fixed | Roof
NJSTRE1545515273 |  | Transition Incentive Program | Beachwood | 8722 | 18 | 19.8 | Residential | No | Behind the Meter | Net-metered residential rooftop and canopy |  | None | Green Power Energy | JCP&L | Accepted | 2020-08-27 | 2020-08-31 | 2021-10-30 | LG Electronics | LG330N1K-V5 | Solar Panels |  | 0.33 | 15 | 126 | 6 |  | Fixed | Roof
NJSTRE1545515507 |  | Transition Incentive Program | Montville | 7045 | 3 | 230.4 | School Public K-12 | Yes | Behind the Meter | Net-metered non-residential rooftop and canopy |  | None | Solar Landscape | JCP&L | Accepted | 2020-08-27 | 2020-08-31 | 2021-10-30 | Hanwha Q | Q. Peak L-G7.2 400W | Solar Panels |  | 0.4 | 576 | 218.451 | 5 |  | Fixed | Roof
NJSTRE1545515578 |  | Transition Incentive Program | NORTH ARLINGTON | 7031 | 7 | 4.76 | Residential | Yes | Behind the Meter | Net-metered residential rooftop and canopy |  | None | Trinity Solar | PSE&G | Accepted | 2020-08-27 | 2020-08-31 | 2021-10-30 | HANWHA | Q.PEAK DUO BLK-G6 340 | Solar Panels |  | 0.34 | 14 | 215 | 41 |  | Fixed | Roof
NJSTRE1545515671 |  | Transition Incentive Program | Yardville | 8620 | 12 | 3.74 | Residential | No | Behind the Meter | Net-metered residential rooftop and canopy |  | None | Vision Solar LLC | PSE&G | Accepted | 2020-08-27 | 2020-08-31 | 2021-10-30 | HANWHA Q-CELLS | Q.PEAK DUO-G6 340 | Solar Panels |  | 0.34 | 2 | 92 | 25 |  | Fixed | Roof
NJSTRE1545515661 |  | Transition Incentive Program | Saddle Brook | 7663 | 7 | 15.93 | Residential | Yes | Behind the Meter | Net-metered residential rooftop and canopy |  | None | Vivint Solar Developer, LLC | PSE&G | Accepted | 2020-09-02 | 2020-09-03 | 2021-10-30 | JINKO SOLAR | JKM325M-60HBL | Solar Panels |  | 0.325 | 9 | 316 | 28 |  | Fixed | Roof
NJSTRE1545515690 |  | Transition Incentive Program | Cherry Hill | 8003 | 14 | 11.39 | Residential | No | Behind the Meter | Net-metered residential rooftop and canopy |  | None | Sunrun Installation Services, Inc. | PSE&G | Accepted | 2020-08-27 | 2020-08-31 | 2021-10-30 | LG Electronics | LG345N1C-V5 | Solar Panels |  | 0.345 | 33 | 217 | 19 |  | Fixed | Roof
NJSTRE1545515695 |  | Transition Incentive Program | Wenonah | 8090 | 15 | 8.5 | Residential | No | Behind the Meter | Net-metered residential rooftop and canopy |  | None | EMT Renewables | PSE&G | Accepted | 2020-08-27 | 2020-09-01 | 2021-10-30 | QCELL | 340-BLK G6 | Solar Panels |  | 0.34 | 7 | 87 | 33 |  | Fixed | Roof
NJSTRE1545515713 |  | Transition Incentive Program | Sicklerville | 8081 | 14 | 13.94 | Residential | Yes | Behind the Meter | Net-metered residential rooftop and canopy |  | None | Vision Solar LLC | AC Electric | Accepted | 2020-08-27 | 2020-08-31 | 2021-10-30 | HANWHA Q-CELLS | Q.PEAK DUO-G6 340 | Solar Panels |  | 0.34 | 2 | 237 | 37 |  | Fixed | Roof
NJSTRE1545515732 |  | Transition Incentive Program | GLASSBORO | 8028 | 15 | 7.14 | Residential | Yes | Behind the Meter | Net-metered residential rooftop and canopy |  | None | Trinity Solar | AC Electric | Accepted | 2020-08-27 | 2020-09-01 | 2021-10-30 | HANWHA | Q.PEAK DUO BLK-G6 340 | Solar Panels |  | 0.34 | 21 | 214 | 40 |  | Fixed | Roof
NJSTRE1545515738 |  | Transition Incentive Program | New Brunswick | 8901 | 11 | 5.44 | Residential | No | Behind the Meter | Net-metered residential rooftop and canopy |  | None | Trinity Solar | PSE&G | Accepted | 2020-08-27 | 2020-08-31 | 2021-10-30 | Hanwha | Q.PEAK DUO BLK-G6 340 | Solar Panels |  | 0.34 | 2 | 208 | 34 |  | Fixed | Roof
NJSTRE1545515967 |  | Transition Incentive Program | ENGLEWOOD | 7631 | 7 | 8.78 | Residential | Yes | Behind the Meter | Net-metered residential rooftop and canopy |  | None | Vivint Solar Developer, LLC | PSE&G | Accepted | 2020-09-03 | 2020-09-03 | 2021-10-30 | JINKO SOLAR | JKM325M-60HBL | Solar Panels |  | 0.325 | 7 | 83 | 26 |  | Fixed | Roof
NJSTRE1545515973 |  | Transition Incentive Program | Hillsborough Township | 8844 | 5 | 25.9 | Residential | No | Behind the Meter | Net-metered residential rooftop and canopy |  | None | Green Power energy | PSE&G | Accepted | 2020-08-27 | 2020-08-31 | 2021-10-30 | Hanwha | Q.PEAK DUO BLK-G6 335 | Solar Panels |  | 0.37 | 10 | 110 | 35 |  | Fixed | Roof
NJSTRE1545510884 |  | Transition Incentive Program | UNION BEACH | 7735 | 17 | 8.78 | Residential | Yes | Behind the Meter | Net-metered residential rooftop and canopy |  | None | Vivint Solar Developer, LLC | JCP&L | Accepted | 2020-08-27 | 2020-09-01 | 2021-10-30 | JINKO SOLAR | JKM325M-60HBL | Solar Panels |  | 0.325 | 7 | 107 | 21 |  | Fixed | Roof
NJSTRE1545515016 |  | Transition Incentive Program | MARLTON | 8053 | 13 | 9.86 | Residential | Yes | Behind the Meter | Net-metered residential rooftop and canopy |  | None | Vision Solar LLC | PSE&G | Accepted | 2020-08-27 | 2020-08-31 | 2021-10-30 | HANWHA Q-CELLS | Q.PEAK DUO-G6 340 | Solar Panels |  | 0.34 | 5 | 298 | 32 |  | Fixed | Roof
NJSTRE1545515137 |  | Transition Incentive Program | Flemington | 8822 | 4 | 14.08 | Residential | No | Behind the Meter | Net-metered residential rooftop and canopy |  | None | New Jersey Clean Energy Solutions | JCP&L | Final As-Built Received | 2020-08-31 | 2020-08-31 | 2021-10-30 | Jinko | JKM320M-60HBL | Solar Panels |  | 0.32 | 23 | 194 | 34 |  | Fixed | Roof
NJSTRE1545515247 |  | Transition Incentive Program | Towaco | 7082 | 3 | 154.66 | School Public K-12 | Yes | Behind the Meter | Net-metered non-residential rooftop and canopy |  | None | Solar Landscape | JCP&L | Accepted | 2020-08-27 | 2020-08-31 | 2021-10-30 | Znshine Solar | ZXM6-72 Series 380W | Solar Panels |  | 0.38 | 407 | 181.668 | 5 |  | Fixed | Roof
NJSTRE1545515529 |  | Transition Incentive Program | Ringoes | 8551 | 4 | 5.18 | Residential | No | Behind the Meter | Net-metered residential rooftop and canopy |  | None | Sunrun Installation Services, Inc. | JCP&L | Accepted | 2020-08-27 | 2020-08-31 | 2021-10-30 | LG Electronics | LG345N1C-V5 | Solar Panels |  | 0.345 | 12 | 126 | 32 |  | Fixed | Roof
NJSTRE1545515579 |  | Transition Incentive Program | West Windsor | 8550 | 12 | 11.56 | Residential | Yes | Behind the Meter | Net-metered residential rooftop and canopy |  | None | Tesla Energy Operations Inc. | PSE&G | Accepted | 2020-08-27 | 2020-09-02 | 2021-10-30 | Hanwha Q-CELLS | Q.Peak DUO BLK-G6+ 340 | Solar Panels |  | 0.34 | 14 | 104 | 30 |  | Fixed | Roof
NJSTRE1545515589 |  | Transition Incentive Program | East Brunswick | 8816 | 11 | 5.78 | Residential | Yes | Behind the Meter | Net-metered residential rooftop and canopy |  | None | Trinity Solar | PSE&G | Accepted | 2020-08-27 | 2020-08-31 | 2021-10-30 | Hanwha | Q.PEAK DUO BLK-G6 340 | Solar Panels |  | 0.34 | 17 | 172 | 5 |  | Fixed | Roof
NJSTRE1545515575 |  | Transition Incentive Program | Montville | 7045 | 3 | 756.4 | School Public K-12 | No | Behind the Meter | Net-metered non-residential rooftop and canopy |  | None | Solar Landscape | JCP&L | Accepted | 2020-09-24 | 2020-09-25 | 2021-10-30 | Znshine Solar | ZXM6-400W | Solar Panels |  | 0.4 | 114 | 248.205 | 12 |  | Fixed | Roof
NJSTRE1545515620 |  | Transition Incentive Program | Bloomfield | 7003 | 9 | 3.8 | Residential | No | Behind the Meter | Net-metered residential rooftop and canopy |  | None | Sunrun Installation Services, Inc. | PSE&G | Accepted | 2020-08-27 | 2020-08-31 | 2021-10-30 | LG Electronics | LG345N1C-V5 | Solar Panels |  | 0.345 | 11 | 126 | 28 |  | Fixed | Roof
NJSTRE1545515628 |  | Transition Incentive Program | Brick | 8723 | 18 | 3.4 | Residential | No | Behind the Meter | Net-metered residential rooftop and canopy |  | None | Trinity Solar | JCP&L | Accepted | 2020-08-27 | 2020-08-31 | 2021-10-30 | Hanwha 340 | Q.PEAK DUO BLK-G6 340 | Solar Panels |  | 0.34 | 6 | 171 | 23 |  | Fixed | Roof
NJSTRE1545515653 |  | Transition Incentive Program | PENNS GROVE | 8069 | 16 | 6.12 | Residential | Yes | Behind the Meter | Net-metered residential rooftop and canopy |  | None | Trinity Solar | AC Electric | Accepted | 2020-08-27 | 2020-08-31 | 2021-10-30 | HANWHA | Q.PEAK DUO BLK-G6 340 | Solar Panels |  | 0.34 | 18 | 142 | 27 |  | Fixed | Roof
NJSTRE1545515671 |  | Transition Incentive Program | Yardville | 8620 | 12 | 3.74 | Residential | No | Behind the Meter | Net-metered residential rooftop and canopy |  | None | Vision Solar LLC | PSE&G | Accepted | 2020-08-27 | 2020-08-31 | 2021-10-30 | HANWHA Q-CELLS | Q.PEAK DUO-G6 340 | Solar Panels |  | 0.34 | 9 | 272 | 25 |  | Fixed | Roof
NJSTRE1545515673 |  | Transition Incentive Program | Orange City | 7050 | 9 | 9.86 | Residential | Yes | Behind the Meter | Net-metered residential rooftop and canopy |  | None | Tesla Energy Operations Inc. | PSE&G | Accepted | 2020-08-27 | 2020-08-31 | 2021-10-30 | Hanwha Q-CELLS | Q.Peak DUO BLK-G6+ 340 | Solar Panels |  | 0.34 | 16 | 117 | 35 |  | Fixed | Roof
NJSTRE1545515112 |  | Transition Incentive Program | Bellmawr | 8031 | 14 | 8.16 | Residential | No | Behind the Meter | Net-metered residential rooftop and canopy |  | None | Vision Solar LLC | PSE&G | Accepted | 2020-08-27 | 2020-08-31 | 2021-10-30 | HANWHA Q-CELLS | Q.PEAK DUO-G6 340 | Solar Panels |  | 0.34 | 18 | 161 | 25 |  | Fixed | Roof
NJSTRE1545515147 |  | Transition Incentive Program | Absecon | 8201 | 19 | 10.88 | Residential | Yes | Behind the Meter | Net-metered residential rooftop and canopy |  | None | Tesla Energy Operations Inc. | AC Electric | Accepted | 2020-08-27 | 2020-08-31 | 2021-10-30 | Hanwha Q-CELLS | Q.Peak DUO BLK-G6+ 340 | Solar Panels |  | 0.34 | 18 | 42 | 26 |  | Fixed | Roof
NJSTRE1545515237 |  | Transition Incentive Program | Hazlet | 7730 | 17 | 14.15 | Residential | Yes | Behind the Meter | Net-metered residential rooftop and canopy |  | None | Sunrun Installation Services, Inc. | JCP&L | Accepted | 2020-08-27 | 2020-09-15 | 2021-10-30 | LG Electronics | LG345N1C-V5 | Solar Panels |  | 0.345 | 20 | 73 | 23 |  | Fixed | Roof
NJSTRE1545515502 |  | Transition Incentive Program | Burlington | 8016 | 13 | 4.23 | Residential | Yes | Behind the Meter | Net-metered residential rooftop and canopy |  | None | Vivint Solar Developer, LLC | PSE&G | Accepted | 2020-08-31 | 2020-08-31 | 2021-10-30 | JINKO SOLAR | JKM325M-60HBL | Solar Panels |  | 0.325 | 9 | 181 | 22 |  | Fixed | Roof
NJSTRE1545515579 |  | Transition Incentive Program | West Windsor | 8550 | 12 | 11.56 | Residential | Yes | Behind the Meter | Net-metered residential rooftop and canopy |  | None | Tesla Energy Operations Inc. | PSE&G | Accepted | 2020-08-27 | 2020-09-02 | 2021-10-30 | Hanwha Q-CELLS | Q.Peak DUO BLK-G6+ 340 | Solar Panels |  | 0.34 | 16 | 104 | 30 |  | Fixed | Roof
NJSTRE1545515572 |  | Transition Incentive Program | BURLINGTON | 8016 | 13 | 6.83 | Residential | Yes | Behind the Meter | Net-metered residential rooftop and canopy |  | None | Vivint Solar Developer, LLC | PSE&G | Accepted | 2020-09-01 | 2020-09-02 | 2021-10-30 | JINKO SOLAR | JKM325M-60HBL | Solar Panels |  | 0.325 | 8 | 144 | 26 |  | Fixed | Roof
NJSTRE1545515575 |  | Transition Incentive Program | Montville | 7045 | 3 | 756.4 | School Public K-12 | No | Behind the Meter | Net-metered non-residential rooftop and canopy |  | None | Solar Landscape | JCP&L | Accepted | 2020-09-24 | 2020-09-25 | 2021-10-30 | Znshine Solar | ZXM6-400W | Solar Panels |  | 0.4 | 99 | 99.0726 | 12 |  | Fixed | Roof
NJSTRE1545515657 |  | Transition Incentive Program | Clifton | 7012 | 6 | 5.03 | Residential | Yes | Behind the Meter | Net-metered residential rooftop and canopy |  | None | Trinity Solar | PSE&G | Accepted | 2020-08-27 | 2020-08-31 | 2021-10-30 | Hanwha | Q.PEAK DUO BLK-G6 335 | Solar Panels |  | 0.335 | 15 | 94 | 40 |  | Fixed | Roof
NJSTRE1545515673 |  | Transition Incentive Program | Orange City | 7050 | 9 | 9.86 | Residential | Yes | Behind the Meter | Net-metered residential rooftop and canopy |  | None | Tesla Energy Operations Inc. | PSE&G | Accepted | 2020-08-27 | 2020-08-31 | 2021-10-30 | Hanwha Q-CELLS | Q.Peak DUO BLK-G6+ 340 | Solar Panels |  | 0.34 | 13 | 297 | 35 |  | Fixed | Roof
NJSTRE1545515661 |  | Transition Incentive Program | Saddle Brook | 7663 | 7 | 15.93 | Residential | Yes | Behind the Meter | Net-metered residential rooftop and canopy |  | None | Vivint Solar Developer, LLC | PSE&G | Accepted | 2020-09-02 | 2020-09-03 | 2021-10-30 | JINKO SOLAR | JKM325M-60HBL | Solar Panels |  | 0.325 | 14 | 226 | 27 |  | Fixed | Roof
NJSTRE1545515726 |  | Transition Incentive Program | Neptune | 7753 | 17 | 7.82 | Residential | Yes | Behind the Meter | Net-metered residential rooftop and canopy |  | None | Trinity Solar | JCP&L | Accepted | 2020-08-27 | 2020-08-31 | 2021-10-30 | Hanwha | Q.PEAK DUO BLK-G6 340 | Solar Panels |  | 0.34 | 7 | 243 | 21 |  | Fixed | Roof
NJSTRE1545515725 |  | Transition Incentive Program | Burlington | 8016 | 13 | 7.15 | Residential | Yes | Behind the Meter | Net-metered residential rooftop and canopy |  | None | Vivint Solar Developer, LLC | PSE&G | Accepted | 2020-09-03 | 2020-09-03 | 2021-10-30 | JINKO SOLAR | JKM325M-60HBL | Solar Panels |  | 0.325 | 6 | 252 | 15 |  | Fixed | Roof
NJSTRE1545515739 |  | Transition Incentive Program | Collingswood | 8108 | 14 | 7.82 | Residential | No | Behind the Meter | Net-metered residential rooftop and canopy |  | None | NJ Solar Power, LLC | PSE&G | Accepted | 2020-08-27 | 2020-08-31 | 2021-10-30 | panasonic | vbhn340sa17 | Solar Panels |  | 0.34 | 23 | 204 | 27 |  | Fixed | Roof
NJSTRE1545515534 |  | Transition Incentive Program | Audubon | 8106 | 14 | 6.12 | Residential | Yes | Behind the Meter | Net-metered residential rooftop and canopy |  | None | Trinity Solar | PSE&G | Accepted | 2020-08-27 | 2020-08-31 | 2021-10-30 | HANWHA 340 (Q.PEAK DUO BLK-G6 340) | HANWHA 340 (Q.PEAK DUO BLK-G6 340) | Solar Panels |  | 0.34 | 18 | 156 | 5 |  | Fixed | Roof
NJSTRE1545515522 |  | Transition Incentive Program | CAPE MAY POINT | 8212 | 21 | 6.12 | Residential | No | Behind the Meter | Net-metered residential rooftop and canopy |  | None | Trinity Solar | AC Electric | Accepted | 2020-08-27 | 2020-08-31 | 2021-10-30 | HANWHA | Q.PEAK DUO BLK-G6 340 | Solar Panels |  | 0.34 | 7 | 85 | 30 |  | Fixed | Roof
NJSTRE1545515522 |  | Transition Incentive Program | CAPE MAY POINT | 8212 | 21 | 6.12 | Residential | No | Behind the Meter | Net-metered residential rooftop and canopy |  | None | Trinity Solar | AC Electric | Accepted | 2020-08-27 | 2020-08-31 | 2021-10-30 | HANWHA | Q.PEAK DUO BLK-G6 340 | Solar Panels |  | 0.34 | 5 | 175 | 30 |  | Fixed | Roof
NJSTRE1545515572 |  | Transition Incentive Program | BURLINGTON | 8016 | 13 | 6.83 | Residential | Yes | Behind the Meter | Net-metered residential rooftop and canopy |  | None | Vivint Solar Developer, LLC | PSE&G | Accepted | 2020-09-01 | 2020-09-02 | 2021-10-30 | JINKO SOLAR | JKM325M-60HBL | Solar Panels |  | 0.325 | 6 | 324 | 26 |  | Fixed | Roof
NJSTRE1545515621 |  | Transition Incentive Program | Hammonton | 8037 | 19 | 9.86 | Residential | Yes | Behind the Meter | Net-metered residential rooftop and canopy |  | None | Castle Energy, LLC | AC Electric | Accepted | 2020-08-27 | 2020-08-31 | 2021-10-30 | Hanwha Q-Cells | Q.Peak DUO BLK-G6 340 | Solar Panels |  | 0.34 | 13 | 134 | 23 |  | Fixed | Roof
NJSTRE1545515661 |  | Transition Incentive Program | Saddle Brook | 7663 | 7 | 15.93 | Residential | Yes | Behind the Meter | Net-metered residential rooftop and canopy |  | None | Vivint Solar Developer, LLC | PSE&G | Accepted | 2020-09-02 | 2020-09-03 | 2021-10-30 | JINKO SOLAR | JKM325M-60HBL | Solar Panels |  | 0.325 | 6 | 136 | 28 |  | Fixed | Roof
NJSTRE1545515692 |  | Transition Incentive Program | Vineland | 8360 | 20 | 6.8 | Residential | Yes | Behind the Meter | Net-metered residential rooftop and canopy |  | None | Vision Solar LLC | Vineland Muni Electric | Accepted | 2020-08-27 | 2020-08-31 | 2021-10-30 | HANWHA Q-CELLS | Q.PEAK DUO-G6 340 | Solar Panels |  | 0.34 | 18 | 274 | 20 |  | Fixed | Roof
NJSTRE1545515695 |  | Transition Incentive Program | Wenonah | 8090 | 15 | 8.5 | Residential | No | Behind the Meter | Net-metered residential rooftop and canopy |  | None | EMT Renewables | PSE&G | Accepted | 2020-08-27 | 2020-09-01 | 2021-10-30 | QCELL | 340-BLK G6 | Solar Panels |  | 0.34 | 14 | 177 | 22 |  | Fixed | Roof
NJSTRE1545515720 |  | Transition Incentive Program | Cinnaminson | 8077 | 13 | 4.88 | Residential | Yes | Behind the Meter | Net-metered residential rooftop and canopy |  | None | Sunrun Installation Services, Inc. | PSE&G | Accepted | 2020-08-27 | 2020-09-15 | 2021-10-30 | LONGi Green Energy Technology Co Ltd | LR6-60HPB-305M | Solar Panels |  | 0.305 | 16 | 286 | 23 |  | Fixed | Roof
NJSTRE1545515713 |  | Transition Incentive Program | Sicklerville | 8081 | 14 | 13.94 | Residential | Yes | Behind the Meter | Net-metered residential rooftop and canopy |  | None | Vision Solar LLC | AC Electric | Accepted | 2020-08-27 | 2020-08-31 | 2021-10-30 | HANWHA Q-CELLS | Q.PEAK DUO-G6 340 | Solar Panels |  | 0.34 | 15 | 327 | 30 |  | Fixed | Roof
NJSTRE1545515738 |  | Transition Incentive Program | New Brunswick | 8901 | 11 | 5.44 | Residential | No | Behind the Meter | Net-metered residential rooftop and canopy |  | None | Trinity Solar | PSE&G | Accepted | 2020-08-27 | 2020-08-31 | 2021-10-30 | Hanwha | Q.PEAK DUO BLK-G6 340 | Solar Panels |  | 0.34 | 10 | 128 | 34 |  | Fixed | Roof
NJSTRE1545515965 |  | Transition Incentive Program | IRVINGTON | 7111 | 9 | 6.65 | Residential | Yes | Behind the Meter | Net-metered residential rooftop and canopy |  | None | Infinity Solar Systems | PSE&G | Accepted | 2020-08-27 | 2020-08-31 | 2021-10-30 | LG | LG350N1C-V5 | Solar Panels |  | 0.35 | 2 | 280 | 45 |  | Fixed | Roof
NJSTRE1545515967 |  | Transition Incentive Program | ENGLEWOOD | 7631 | 7 | 8.78 | Residential | Yes | Behind the Meter | Net-metered residential rooftop and canopy |  | None | Vivint Solar Developer, LLC | PSE&G | Accepted | 2020-09-03 | 2020-09-03 | 2021-10-30 | JINKO SOLAR | JKM325M-60HBL | Solar Panels |  | 0.325 | 20 | 263 | 26 |  | Fixed | Roof
NJSTRE1545515687 |  | Transition Incentive Program | VINELAND | 8360 | 20 | 5.78 | Residential | Yes | Behind the Meter | Net-metered residential rooftop and canopy |  | None | Trinity Solar | Vineland Muni Electric | Accepted | 2020-08-27 | 2020-08-31 | 2021-10-30 | HANWHA | Q.PEAK DUO BLK-G6 340 | Solar Panels |  | 0.34 | 12 | 91 | 34 |  | Fixed | Roof
NJSTRE1545515695 |  | Transition Incentive Program | Wenonah | 8090 | 15 | 8.5 | Residential | No | Behind the Meter | Net-metered residential rooftop and canopy |  | None | EMT Renewables | PSE&G | Accepted | 2020-08-27 | 2020-09-01 | 2021-10-30 | QCELL | 340-BLK-G6 | Solar Panels |  | 0.34 | 4 | 267 | 33 |  | Fixed | Roof
NJSTRE1545515697 |  | Transition Incentive Program | Ship Bottom | 8008 | 18 | 2.04 | Residential | Yes | Behind the Meter | Net-metered residential rooftop and canopy |  | None | Trinity Solar | AC Electric | Accepted | 2020-08-27 | 2020-08-31 | 2021-10-30 | Hanwha | Q.PEAK DUO BLK-G6 340 | Solar Panels |  | 0.34 | 6 | 212 | 37 |  | Fixed | Roof
NJSTRE1545515973 |  | Transition Incentive Program | Hillsborough Township | 8844 | 5 | 25.9 | Residential | No | Behind the Meter | Net-metered residential rooftop and canopy |  | None | Green Power energy | PSE&G | Accepted | 2020-08-27 | 2020-08-31 | 2021-10-30 | Hanwha | Q.PEAK DUO BLK-G6 335 | Solar Panels |  | 0.37 | 6 | 110 | 35 |  | Fixed | Roof
NJSTRE1545515973 |  | Transition Incentive Program | Hillsborough Township | 8844 | 5 | 25.9 | Residential | No | Behind the Meter | Net-metered residential rooftop and canopy |  | None | Green Power energy | PSE&G | Accepted | 2020-08-27 | 2020-08-31 | 2021-10-30 | Hanwha | Q.PEAK DUO BLK-G6 335 | Solar Panels |  | 0.37 | 5 | 290 | 35 |  | Fixed | Roof
NJSTRE1545515998 |  | Transition Incentive Program | Plainfield | 7062 | 10 | 7.14 | Residential | Yes | Behind the Meter | Net-metered residential rooftop and canopy |  | None | Vision Solar LLC | PSE&G | Accepted | 2020-08-27 | 2020-09-01 | 2021-10-30 | HANWHA Q-CELLS | Q.PEAK DUO-G6 340 | Solar Panels |  | 0.34 | 12 | 308 | 21 |  | Fixed | Roof
NJSTRE1545516028 |  | Transition Incentive Program | 18 mill street st | 8505 | 13 | 10.2 | Residential | No | Behind the Meter | Net-metered residential rooftop and canopy |  | None | Vision Solar LLC | PSE&G | Accepted | 2020-08-27 | 2020-09-01 | 2021-10-30 | HANWHA Q-CELLS | Q.PEAK DUO-G6 340 | Solar Panels |  | 0.34 | 11 | 331 | 24 |  | Fixed | Roof
NJSTRE1545516044 |  | Transition Incentive Program | NEWARK | 7106 | 9 | 3.9 | Residential | Yes | Behind the Meter | Net-metered residential rooftop and canopy |  | None | Vivint Solar Developer, LLC | PSE&G | Accepted | 2020-09-03 | 2020-09-03 | 2021-10-30 | JINKO SOLAR | JKM325M-60HBL | Solar Panels |  | 0.325 | 12 | 112 | 32 |  | Fixed | Roof
NJSTRE1545516124 |  | Transition Incentive Program | Lakehurst | 8733 | 18 | 4.88 | Residential | Yes | Behind the Meter | Net-metered residential rooftop and canopy |  | None | Vivint Solar Developer, LLC | JCP&L | Accepted | 2020-09-03 | 2020-09-03 | 2021-10-30 | JINKO SOLAR | JKM325M-60HBL | Solar Panels |  | 0.325 | 8 | 176 | 19 |  | Fixed | Roof
NJSTRE1545516216 | NJSRRE1540836145 | Transition Incentive Program | Phillipsburg | 8865 | 2 | 1759.87 | Commercial | Yes | Grid Supply | Grid Supply | r | None | Holocene Design Build, LLC | JCP&L | Eligible for TI Program | 2019-04-12 | 2019-04-18 | 2021-04-18 | Astronergy | CHSM6612P-310 | Solar Panels |  | 0.31 | 5677 | E-W | 10 |  | Single Axis | Roof
NJSTRE1545516220 | NJSRRE1542963254 | Transition Incentive Program | Monroe Township | 8831 | 11 | 12021.3 | Commercial | No | Grid Supply | Subsection (t): landfill, brownfield, areas of historic fill. | t | None | CS Energy, LLC | JCP&L | Accepted | 2019-11-05 | 2019-11-13 | 2021-11-13 | Boviet | BVM661M-370 | Solar Panels |  | 0.37 | 32490 | 180 | 15 |  | Fixed | Ground
NJSTRE1545517586 |  | Transition Incentive Program | VILLAS | 8251 | 21 | 5.04 | Residential | Yes | Behind the Meter | Net-metered residential rooftop and canopy |  | None | Suntuity Solar LLC | AC Electric | Accepted | 2020-08-28 | 2020-09-01 | 2021-10-30 | Longi | LR6-60HPB-315M | Solar Panels |  | 0.315 | 16 | 124 | 23 |  | Fixed | Roof
NJSTRE1545517588 |  | Transition Incentive Program | WEST DEPTFORD | 8096 | 15 | 5.67 | Residential | Yes | Behind the Meter | Net-metered residential rooftop and canopy |  | None | Suntuity Solar LLC | PSE&G | Accepted | 2020-08-28 | 2020-09-01 | 2021-10-30 | Longi | LR6-60HPB-315M | Solar Panels |  | 0.315 | 4 | 322 | 22 |  | Fixed | Roof
NJSTRE1545515146 |  | Transition Incentive Program | Wallington | 7057 | 7 | 8.16 | Residential | Yes | Behind the Meter | Net-metered residential rooftop and canopy |  | None | Trinity Solar | PSE&G | Accepted | 2020-08-27 | 2020-08-31 | 2021-10-30 | Hanwha | Q.PEAK DUO BLK-G6 340 | Solar Panels |  | 0.34 | 14 | 216 | 23 |  | Fixed | Roof
NJSTRE1545515148 |  | Transition Incentive Program | PLAINFIELD | 7060 | 10 | 5.12 | Residential | No | Behind the Meter | Net-metered residential rooftop and canopy |  | None | Vivint Solar Developer, LLC | PSE&G | Accepted | 2020-09-07 | 2020-09-08 | 2021-10-30 | HANWHA SOLAR | Q.PEAK DUO BLK-G5 | Solar Panels |  | 0.32 | 16 | 102 | 31 |  | Fixed | Roof
NJSTRE1545515155 |  | Transition Incentive Program | Brigantine | 8203 | 19 | 4.27 | Residential | Yes | Behind the Meter | Net-metered residential rooftop and canopy |  | None | Sunrun Installation Services, Inc. | AC Electric | Accepted | 2020-08-27 | 2020-08-31 | 2021-10-30 | LONGi Green Energy Technology Co Ltd | LR6-60HPB-305M | Solar Panels |  | 0.305 | 8 | 248 | 23 |  | Fixed | Roof
NJSTRE1545515186 |  | Transition Incentive Program | Maywood | 7607 | 7 | 3.9 | Residential | Yes | Behind the Meter | Net-metered residential rooftop and canopy |  | None | Vivint Solar Developer, LLC | PSE&G | Accepted | 2020-08-28 | 2020-08-31 | 2021-10-30 | JINKO SOLAR | JKM325M-60HBL | Solar Panels |  | 0.325 | 3 | 37 | 9 |  | Fixed | Roof
NJSTRE1545515228 |  | Transition Incentive Program | Glassboro | 8028 | 15 | 13.26 | Residential | Yes | Behind the Meter | Net-metered residential rooftop and canopy |  | None | Trinity Solar | AC Electric | Accepted | 2020-08-27 | 2020-08-31 | 2021-10-30 | HANWHA 340 (Q.PEAK DUO BLK-G6 340) | HANWHA 340 (Q.PEAK DUO BLK-G6 340) | Solar Panels |  | 0.34 | 6 | 202 | 14 |  | Fixed | Roof
NJSTRE1545515237 |  | Transition Incentive Program | Hazlet | 7730 | 17 | 14.15 | Residential | Yes | Behind the Meter | Net-metered residential rooftop and canopy |  | None | Sunrun Installation Services, Inc. | JCP&L | Accepted | 2020-08-27 | 2020-09-15 | 2021-10-30 | LG Electronics | LG345N1C-V5 | Solar Panels |  | 0.345 | 21 | 253 | 23 |  | Fixed | Roof
NJSTRE1545515579 |  | Transition Incentive Program | West Windsor | 8550 | 12 | 11.56 | Residential | Yes | Behind the Meter | Net-metered residential rooftop and canopy |  | None | Tesla Energy Operations Inc. | PSE&G | Accepted | 2020-08-27 | 2020-09-02 | 2021-10-30 | Hanwha Q-CELLS | Q.Peak DUO BLK-G6+ 340 | Solar Panels |  | 0.34 | 4 | 104 | 30 |  | Fixed | Roof
NJSTRE1545515572 |  | Transition Incentive Program | BURLINGTON | 8016 | 13 | 6.83 | Residential | Yes | Behind the Meter | Net-metered residential rooftop and canopy |  | None | Vivint Solar Developer, LLC | PSE&G | Accepted | 2020-09-01 | 2020-09-02 | 2021-10-30 | JINKO SOLAR | JKM325M-60HBL | Solar Panels |  | 0.325 | 7 | 144 | 26 |  | Fixed | Roof
NJSTRE1545515575 |  | Transition Incentive Program | Montville | 7045 | 3 | 756.4 | School Public K-12 | No | Behind the Meter | Net-metered non-residential rooftop and canopy |  | None | Solar Landscape | JCP&L | Accepted | 2020-09-24 | 2020-09-25 | 2021-10-30 | Znshine Solar | ZXM6-400W | Solar Panels |  | 0.4 | 81 | 354.325 | 15 |  | Fixed | Roof
NJSTRE1545515684 |  | Transition Incentive Program | Collingswood | 8108 | 14 | 8.5 | Residential | No | Behind the Meter | Net-metered residential rooftop and canopy |  | None | NJ Solar Power, LLC | PSE&G | Accepted | 2020-08-27 | 2020-08-31 | 2021-10-30 | panasonic | vbhn340sa17 | Solar Panels |  | 0.34 | 25 | 200 | 20 |  | Fixed | Roof
NJSTRE1545515726 |  | Transition Incentive Program | Neptune | 7753 | 17 | 7.82 | Residential | Yes | Behind the Meter | Net-metered residential rooftop and canopy |  | None | Trinity Solar | JCP&L | Accepted | 2020-08-27 | 2020-08-31 | 2021-10-30 | Hanwha | Q.PEAK DUO BLK-G6 340 | Solar Panels |  | 0.34 | 9 | 243 | 21 |  | Fixed | Roof
NJSTRE1545515951 |  | Transition Incentive Program | Emerson | 7630 | 7 | 15.81 | Residential | Yes | Behind the Meter | Net-metered residential rooftop and canopy |  | None | Sunrun Installation Services, Inc. | PSE&G | Accepted | 2020-08-27 | 2020-08-31 | 2021-10-30 | LONGi Green Energy Technology Co Ltd | LR6-60HPB-310M | Solar Panels |  | 0.31 | 19 | 198 | 45 |  | Fixed | Roof
NJSTRE1545515977 |  | Transition Incentive Program | Sewell | 8080 | 15 | 9.25 | Residential | No | Behind the Meter | Net-metered residential rooftop and canopy |  | None | Kaitanna Solar, LLC | AC Electric | Accepted | 2020-08-27 | 2020-08-31 | 2021-10-30 | Solaria | 370 | Solar Panels |  | 0.37 | 6 | 168 | 20 |  | Fixed | Roof
NJSTRE1545515228 |  | Transition Incentive Program | Glassboro | 8028 | 15 | 13.26 | Residential | Yes | Behind the Meter | Net-metered residential rooftop and canopy |  | None | Trinity Solar | AC Electric | Accepted | 2020-08-27 | 2020-08-31 | 2021-10-30 | HANWHA 340 (Q.PEAK DUO BLK-G6 340) | HANWHA 340 (Q.PEAK DUO BLK-G6 340) | Solar Panels |  | 0.34 | 18 | 292 | 18 |  | Fixed | Roof
NJSTRE1545515281 |  | Transition Incentive Program | Bloomfield | 7003 | 9 | 2.38 | Residential | Yes | Behind the Meter | Net-metered residential rooftop and canopy |  | None | Trinity Solar | PSE&G | Accepted | 2020-08-27 | 2020-08-31 | 2021-10-30 | HANWHA 340 (Q.PEAK DUO BLK-G6 340) | HANWHA 340 (Q.PEAK DUO BLK-G6 340) | Solar Panels |  | 0.34 | 7 | 217 | 18 |  | Fixed | Roof
NJSTRE1545515461 |  | Transition Incentive Program | Egg Harbor Township | 8234 | 19 | 11.88 | Residential | No | Behind the Meter | Net-metered residential rooftop and canopy |  | None | Green Power Energy | AC Electric | Accepted | 2020-08-27 | 2020-08-31 | 2021-10-30 | LG Electronics | LG360Q1K-V5 | Solar Panels |  | 0.36 | 11 | 111 | 37 |  | Fixed | Roof
NJSTRE1545515581 |  | Transition Incentive Program | Clementon | 8021 | 14 | 6.83 | Residential | Yes | Behind the Meter | Net-metered residential rooftop and canopy |  | None | SunnyMac LLC | AC Electric | Accepted | 2020-08-27 | 2020-09-04 | 2021-10-30 | REC | REC 325 TwinPeak 2 Mono | Solar Panels |  | 0.325 | 18 | 67 | 30 |  | Fixed | Roof
NJSTRE1545515575 |  | Transition Incentive Program | Montville | 7045 | 3 | 756.4 | School Public K-12 | No | Behind the Meter | Net-metered non-residential rooftop and canopy |  | None | Solar Landscape | JCP&L | Accepted | 2020-09-24 | 2020-09-25 | 2021-10-30 | ZNshine | ZXM6-400W | Solar Panels |  | 0.4 | 1513 | 174 | 5 |  | Fixed | Roof
NJSTRE1545515595 |  | Transition Incentive Program | Marlboro Township | 7751 | 17 | 7.48 | Residential | Yes | Behind the Meter | Net-metered residential rooftop and canopy |  | None | Tesla Energy Operations Inc | JCP&L | Accepted | 2020-08-27 | 2020-08-31 | 2021-10-30 | Hanwha Q Cells | Q.Peak DUO BLK-G6+ 340 | Solar Panels |  | 0.34 | 22 | 231 | 34 |  | Fixed | Roof
NJSTRE1545515661 |  | Transition Incentive Program | Saddle Brook | 7663 | 7 | 15.93 | Residential | Yes | Behind the Meter | Net-metered residential rooftop and canopy |  | None | Vivint Solar Developer, LLC | PSE&G | Accepted | 2020-09-02 | 2020-09-03 | 2021-10-30 | JINKO SOLAR | JKM325M-60HBL | Solar Panels |  | 0.325 | 20 | 46 | 27 |  | Fixed | Roof
NJSTRE1545515687 |  | Transition Incentive Program | VINELAND | 8360 | 20 | 5.78 | Residential | Yes | Behind the Meter | Net-metered residential rooftop and canopy |  | None | Trinity Solar | Vineland Muni Electric | Accepted | 2020-08-27 | 2020-08-31 | 2021-10-30 | HANWHA | Q.PEAK DUO BLK-G6 340 | Solar Panels |  | 0.34 | 5 | 271 | 34 |  | Fixed | Roof
NJSTRE1545515726 |  | Transition Incentive Program | Neptune | 7753 | 17 | 7.82 | Residential | Yes | Behind the Meter | Net-metered residential rooftop and canopy |  | None | Trinity Solar | JCP&L | Accepted | 2020-08-27 | 2020-08-31 | 2021-10-30 | Hanwha | Q.PEAK DUO BLK-G6 340 | Solar Panels |  | 0.34 | 7 | 63 | 21 |  | Fixed | Roof
NJSTRE1545515738 |  | Transition Incentive Program | New Brunswick | 8901 | 11 | 5.44 | Residential | No | Behind the Meter | Net-metered residential rooftop and canopy |  | None | Trinity Solar | PSE&G | Accepted | 2020-08-27 | 2020-08-31 | 2021-10-30 | Hanwha | Q.PEAK DUO BLK-G6 340 | Solar Panels |  | 0.34 | 4 | 218 | 34 |  | Fixed | Roof
NJSTRE1545515965 |  | Transition Incentive Program | IRVINGTON | 7111 | 9 | 6.65 | Residential | Yes | Behind the Meter | Net-metered residential rooftop and canopy |  | None | Infinity Solar Systems | PSE&G | Accepted | 2020-08-27 | 2020-08-31 | 2021-10-30 | LG | LG350N1C-V5 | Solar Panels |  | 0.35 | 17 | 100 | 45 |  | Fixed | Roof
NJSTRE1545515988 |  | Transition Incentive Program | HAINESPORT | 8036 | 13 | 6.8 | Residential | Yes | Behind the Meter | Net-metered residential rooftop and canopy |  | None | Trinity Solar | PSE&G | Accepted | 2020-08-27 | 2020-08-31 | 2021-10-30 | HANWHA | Q.PEAK DUO BLK-G6 340 | Solar Panels |  | 0.34 | 5 | 262 | 18 |  | Fixed | Roof
NJSTRE1545516178 |  | Transition Incentive Program | Bordentown Twp | 8505 | 13 | 5.19 | Residential | Yes | Behind the Meter | Net-metered residential rooftop and canopy |  | None | Sunrun Installation Services, Inc. | PSE&G | Accepted | 2020-08-27 | 2020-09-01 | 2021-10-30 | LONGi Green Energy Technology Co Ltd | LR6-60HPB-305M | Solar Panels |  | 0.305 | 17 | 170 | 24 |  | Fixed | Roof
NJSTRE1545515973 |  | Transition Incentive Program | Hillsborough Township | 8844 | 5 | 25.9 | Residential | No | Behind the Meter | Net-metered residential rooftop and canopy |  | None | Green Power energy | PSE&G | Accepted | 2020-08-27 | 2020-08-31 | 2021-10-30 | Hanwha | Q.PEAK DUO BLK-G6 335 | Solar Panels |  | 0.37 | 7 | 200 | 35 |  | Fixed | Roof
NJSTRE1545515988 |  | Transition Incentive Program | HAINESPORT | 8036 | 13 | 6.8 | Residential | Yes | Behind the Meter | Net-metered residential rooftop and canopy |  | None | Trinity Solar | PSE&G | Accepted | 2020-08-27 | 2020-08-31 | 2021-10-30 | HANWHA | Q.PEAK DUO BLK-G6 340 | Solar Panels |  | 0.34 | 11 | 82 | 18 |  | Fixed | Roof
NJSTRE1545516002 |  | Transition Incentive Program | northfield | 8225 | 19 | 11.84 | Residential | No | Behind the Meter | Net-metered residential rooftop and canopy |  | None | Orbit Energy & Power, LLC | AC Electric | Accepted | 2020-08-27 | 2020-09-01 | 2021-10-30 | hanwha qcells | qpeak 320w | Solar Panels |  | 0.32 | 18 | 313 | 31 |  | Fixed | Roof
NJSTRE1545516180 |  | Transition Incentive Program | Howell | 7731 | 17 | 7.8 | Residential | Yes | Behind the Meter | Net-metered residential rooftop and canopy |  | None | Vivint Solar Developer, LLC | JCP&L | Accepted | 2020-09-03 | 2020-09-03 | 2021-10-30 | JINKO SOLAR | JKM325M-60HBL | Solar Panels |  | 0.325 | 6 | 70 | 20 |  | Fixed | Roof
NJSTRE1545516219 | NJSRRE1540835426 | Transition Incentive Program | Burlington | 8016 | 13 | 11084.7 | Commercial | Yes | Grid Supply | Grid Supply | r | None | Holocene Design Build, LLC | PSE&G | Eligible for TI Program | 2019-04-12 | 2019-04-18 | 2021-04-18 | Jinko | JKM330PP-72-V | Solar Panels |  | 0.33 | 33590 | E-W | 10 |  | Fixed | Roof | Ground
NJSTRE1545517589 |  | Transition Incentive Program | ELMER | 8318 | 16 | 15.75 | Residential | No | Behind the Meter | Net-metered residential rooftop and canopy |  | None | Suntuity Solar LLC | AC Electric | Accepted | 2020-08-28 | 2020-09-01 | 2021-10-30 | Longi | LR6-60HPB-315M | Solar Panels |  | 0.315 | 8 | 252 | 30 |  | Fixed | Roof
NJSTRE1545517589 |  | Transition Incentive Program | ELMER | 8318 | 16 | 15.75 | Residential | No | Behind the Meter | Net-metered residential rooftop and canopy |  | None | Suntuity Solar LLC | AC Electric | Accepted | 2020-08-28 | 2020-09-01 | 2021-10-30 | Longi | LR6-60HPB-315M | Solar Panels |  | 0.315 | 19 | 72 | 30 |  | Fixed | Roof
NJSTRE1545517593 |  | Transition Incentive Program | Bordentown | 8505 | 13 | 7.56 | Residential | Yes | Behind the Meter | Net-metered residential rooftop and canopy |  | None | Suntuity Solar LLC | PSE&G | Accepted | 2020-08-28 | 2020-09-01 | 2021-10-30 | Longi | LR6-60HPB-315M | Solar Panels |  | 0.315 | 5 | 274 | 12 |  | Fixed | Roof
NJSTRE1545517598 |  | Transition Incentive Program | MANAHAWKIN | 8050 | 18 | 8.82 | Residential | No | Behind the Meter | Net-metered residential rooftop and canopy |  | None | Suntuity Solar LLC | AC Electric | Accepted | 2020-08-28 | 2020-09-01 | 2021-10-30 | Longi | LR6-60HPB-315M | Solar Panels |  | 0.315 | 6 | 284 | 15 |  | Fixed | Roof
NJSTRE1545517613 |  | Transition Incentive Program | Mullica Hill | 8062 | 15 | 18.36 | Residential | No | Behind the Meter | Net-metered residential rooftop and canopy |  | None | Trinity Solar | AC Electric | Accepted | 2020-08-28 | 2020-09-01 | 2021-10-30 | Hanwha | Q.PEAK DUO BLK-G6 340 | Solar Panels |  | 0.34 | 42 | 243 | 32 |  | Fixed | Roof
NJSTRE1545517644 |  | Transition Incentive Program | Ogdensburg | 7439 | 1 | 6.62 | Residential | No | Behind the Meter | Net-metered residential rooftop and canopy |  | None | Suntuity Solar LLC | JCP&L | Accepted | 2020-08-28 | 2020-09-01 | 2021-10-30 | Longi | LR6-60HPB-315M | Solar Panels |  | 0.315 | 21 | 90 | 37 |  | Fixed | Roof
NJSTRE1545517682 |  | Transition Incentive Program | WESTVILLE | 8093 | 15 | 3.4 | Residential | Yes | Behind the Meter | Net-metered residential rooftop and canopy |  | None | Trinity Solar | PSE&G | Accepted | 2020-08-28 | 2020-09-01 | 2021-10-30 | HANWHA | Q.PEAK DUO BLK-G6 340 | Solar Panels |  | 0.34 | 5 | 271 | 40 |  | Fixed | Roof
NJSTRE1545517742 | NJSRRE1544428559 | Transition Incentive Program | Hopatcong | 7843 | 1 | 12.71 | Residential | Yes | Behind the Meter | Net-metered residential rooftop and canopy |  | None | Sunrun Installation Services, Inc. | JCP&L | Final As-Built Received | 2020-02-10 | 2020-02-13 | 2021-10-30 | REC Solar | REC310TP2M | Solar Panels |  | 0.31 | 23 | 223 | 22 |  | Fixed | Roof
NJSTRE1545515461 |  | Transition Incentive Program | Egg Harbor Township | 8234 | 19 | 11.88 | Residential | No | Behind the Meter | Net-metered residential rooftop and canopy |  | None | Green Power Energy | AC Electric | Accepted | 2020-08-27 | 2020-08-31 | 2021-10-30 | LG Electronics | LG360Q1K-V5 | Solar Panels |  | 0.36 | 22 | 111 | 37 |  | Fixed | Roof
NJSTRE1545515517 |  | Transition Incentive Program | Montville | 7045 | 3 | 486 | School Public K-12 | No | Behind the Meter | Net-metered non-residential rooftop and canopy |  | None | Solar Landscape | JCP&L | Accepted | 2020-09-24 | 2020-09-25 | 2021-10-30 | Znshine Solar | ZXm6-400W | Solar Panels |  | 0.4 | 1215 | 200.074 | 5 |  | Fixed | Roof
NJSTRE1545515529 |  | Transition Incentive Program | Ringoes | 8551 | 4 | 5.18 | Residential | No | Behind the Meter | Net-metered residential rooftop and canopy |  | None | Sunrun Installation Services, Inc. | JCP&L | Accepted | 2020-08-27 | 2020-08-31 | 2021-10-30 | LG Electronics | LG345N1C-V5 | Solar Panels |  | 0.345 | 3 | 215 | 34 |  | Fixed | Roof
NJSTRE1545515522 |  | Transition Incentive Program | CAPE MAY POINT | 8212 | 21 | 6.12 | Residential | No | Behind the Meter | Net-metered residential rooftop and canopy |  | None | Trinity Solar | AC Electric | Accepted | 2020-08-27 | 2020-08-31 | 2021-10-30 | HANWHA | Q.PEAK DUO BLK-G6 340 | Solar Panels |  | 0.34 | 6 | 265 | 30 |  | Fixed | Roof
NJSTRE1545515559 |  | Transition Incentive Program | Montville | 7045 | 3 | 143.64 | School Public K-12 | Yes | Behind the Meter | Net-metered non-residential rooftop and canopy |  | None | Solar Landscape | JCP&L | Accepted | 2020-08-27 | 2020-08-31 | 2021-10-30 | Znshine Solar | ZXM6-72 380W | Solar Panels |  | 0.38 | 378 | 143.6 | 5 |  | Fixed | Roof
NJSTRE1545515581 |  | Transition Incentive Program | Clementon | 8021 | 14 | 6.83 | Residential | Yes | Behind the Meter | Net-metered residential rooftop and canopy |  | None | SunnyMac LLC | AC Electric | Accepted | 2020-08-27 | 2020-09-04 | 2021-10-30 | REC | REC 325 TwinPeak 2 Mono | Solar Panels |  | 0.325 | 3 | 247 | 16 |  | Fixed | Roof
NJSTRE1545515621 |  | Transition Incentive Program | Hammonton | 8037 | 19 | 9.86 | Residential | Yes | Behind the Meter | Net-metered residential rooftop and canopy |  | None | Castle Energy, LLC | AC Electric | Accepted | 2020-08-27 | 2020-08-31 | 2021-10-30 | Hanwha Q-Cells | Q.Peak DUO BLK-G6 340 | Solar Panels |  | 0.34 | 16 | 134 | 23 |  | Fixed | Roof
NJSTRE1545515628 |  | Transition Incentive Program | Brick | 8723 | 18 | 3.4 | Residential | No | Behind the Meter | Net-metered residential rooftop and canopy |  | None | Trinity Solar | JCP&L | Accepted | 2020-08-27 | 2020-08-31 | 2021-10-30 | Hanwha 340 | Q.PEAK DUO BLK-G6 340 | Solar Panels |  | 0.34 | 4 | 171 | 23 |  | Fixed | Roof
NJSTRE1545515641 |  | Transition Incentive Program | FAIR LAWN | 7410 | 7 | 7.8 | Residential | Yes | Behind the Meter | Net-metered residential rooftop and canopy |  | None | Infinity Solar Systems | PSE&G | Accepted | 2020-08-27 | 2020-08-31 | 2021-10-30 | CANADIAN SOLAR | CS1H-325-MS | Solar Panels |  | 0.325 | 24 | 159 | 20 |  | Single Axis | Roof
NJSTRE1545515692 |  | Transition Incentive Program | Vineland | 8360 | 20 | 6.8 | Residential | Yes | Behind the Meter | Net-metered residential rooftop and canopy |  | None | Vision Solar LLC | Vineland Muni Electric | Accepted | 2020-08-27 | 2020-08-31 | 2021-10-30 | HANWHA Q-CELLS | Q.PEAK DUO-G6 340 | Solar Panels |  | 0.34 | 2 | 94 | 20 |  | Fixed | Roof
NJSTRE1545515725 |  | Transition Incentive Program | Burlington | 8016 | 13 | 7.15 | Residential | Yes | Behind the Meter | Net-metered residential rooftop and canopy |  | None | Vivint Solar Developer, LLC | PSE&G | Accepted | 2020-09-03 | 2020-09-03 | 2021-10-30 | JINKO SOLAR | JKM325M-60HBL | Solar Panels |  | 0.325 | 16 | 252 | 16 |  | Fixed | Roof
NJSTRE1545515973 |  | Transition Incentive Program | Hillsborough Township | 8844 | 5 | 25.9 | Residential | No | Behind the Meter | Net-metered residential rooftop and canopy |  | None | Green Power energy | PSE&G | Accepted | 2020-08-27 | 2020-08-31 | 2021-10-30 | Hanwha | Q.PEAK DUO BLK-G6 335 | Solar Panels |  | 0.37 | 8 | 200 | 35 |  | Fixed | Roof
NJSTRE1545515973 |  | Transition Incentive Program | Hillsborough Township | 8844 | 5 | 25.9 | Residential | No | Behind the Meter | Net-metered residential rooftop and canopy |  | None | Green Power energy | PSE&G | Accepted | 2020-08-27 | 2020-08-31 | 2021-10-30 | Hanwha | Q.PEAK DUO BLK-G6 335 | Solar Panels |  | 0.37 | 7 | 290 | 35 |  | Fixed | Roof
NJSTRE1545516017 |  | Transition Incentive Program | East Brunswick | 8816 | 11 | 12.24 | Residential | Yes | Behind the Meter | Net-metered residential rooftop and canopy |  | None | Tesla Energy Operations Inc. | PSE&G | Final As-Built Received | 2020-08-27 | 2020-09-01 | 2021-10-30 | Hanwha Q-CELLS | Q.Peak DUO BLK-G6+ 340 | Solar Panels |  | 0.34 | 12 | 90 | 18 |  | Fixed | Roof
NJSTRE1545516016 |  | Transition Incentive Program | BELLEVILLE | 7109 | 9 | 3.9 | Residential | Yes | Behind the Meter | Net-metered residential rooftop and canopy |  | None | Vivint Solar Developer, LLC | PSE&G | Accepted | 2020-09-03 | 2020-09-04 | 2021-10-30 | JINKO SOLAR | JKM325M-60HBL | Solar Panels |  | 0.325 | 5 | 206 | 32 |  | Fixed | Roof
NJSTRE1545516053 |  | Transition Incentive Program | SOUTH BRUNSWICK TWP | 8824 | 11 | 7.63 | Residential | Yes | Behind the Meter | Net-metered residential rooftop and canopy |  | None | Sunrun Installation Services, Inc. | PSE&G | Accepted | 2020-08-27 | 2020-09-01 | 2021-10-30 | LONGi Green Energy Technology Co Ltd | LR6-60HPB-305M | Solar Panels |  | 0.305 | 17 | 161 | 18 |  | Fixed | Roof
NJSTRE1545516133 |  | Transition Incentive Program | Egg Harbor Township | 8234 | 19 | 11.9 | Residential | No | Behind the Meter | Net-metered residential rooftop and canopy |  | None | Sunrun Installation Services, Inc. | AC Electric | Accepted | 2020-08-27 | 2020-09-01 | 2021-10-30 | LONGi Green Energy Technology Co Ltd | LR6-60HPB-305M | Solar Panels |  | 0.305 | 29 | 112 | 30 |  | Fixed | Roof
NJSTRE1545517590 |  | Transition Incentive Program | CHERRY HILL | 8002 | 14 | 16.7 | Residential | No | Behind the Meter | Net-metered residential rooftop and canopy |  | None | Suntuity Solar LLC | PSE&G | Accepted | 2020-08-28 | 2020-09-01 | 2021-10-30 | Longi | LR6-60HPB-315M | Solar Panels |  | 0.315 | 10 | 220 | 43 |  | Fixed | Roof
NJSTRE1545517598 |  | Transition Incentive Program | MANAHAWKIN | 8050 | 18 | 8.82 | Residential | No | Behind the Meter | Net-metered residential rooftop and canopy |  | None | Suntuity Solar LLC | AC Electric | Accepted | 2020-08-28 | 2020-09-01 | 2021-10-30 | Longi | LR6-60HPB-315M | Solar Panels |  | 0.315 | 12 | 104 | 15 |  | Fixed | Roof
NJSTRE1545517603 |  | Transition Incentive Program | PLEASANTVILLE | 8232 | 19 | 5.67 | Residential | Yes | Behind the Meter | Net-metered residential rooftop and canopy |  | None | Suntuity Solar LLC | AC Electric | Accepted | 2020-08-28 | 2020-09-01 | 2021-10-30 | Longi | LR6-60HPB-315M | Solar Panels |  | 0.315 | 7 | 28 | 40 |  | Fixed | Roof
NJSTRE1545517608 |  | Transition Incentive Program | EGG HARBOR TOWNSHIP | 8234 | 19 | 8.16 | Residential | Yes | Behind the Meter | Net-metered residential rooftop and canopy |  | None | Trinity Solar | AC Electric | Accepted | 2020-08-28 | 2020-09-01 | 2021-10-30 | HANWHA | Q.PEAK DUO BLK-G6 340 | Solar Panels |  | 0.34 | 3 | 111 | 34 |  | Fixed | Roof
NJSTRE1545517659 |  | Transition Incentive Program | CLIFTON | 7013 | 6 | 6.62 | Residential | No | Behind the Meter | Net-metered residential rooftop and canopy |  | None | Suntuity Solar LLC | PSE&G | Accepted | 2020-08-28 | 2020-09-01 | 2021-10-30 | Longi | LR6-60HPB-315M | Solar Panels |  | 0.315 | 18 | 131 | 20 |  | Fixed | Roof
NJSTRE1545517677 |  | Transition Incentive Program | Linden | 7036 | 10 | 6.4 | Residential | No | Behind the Meter | Net-metered residential rooftop and canopy |  | None | New Jersey Suntech | PSE&G | Accepted | 2020-08-28 | 2020-09-01 | 2021-10-30 | Jinko | JKM320M | Solar Panels |  | 0.32 | 20 | 129 | 40 |  | Fixed | Roof
NJSTRE1545517740 | NJSRRE1542570912 | Transition Incentive Program | Pleasantville | 8232 | 19 | 8.12 | Residential | Yes | Behind the Meter | Net-metered residential rooftop and canopy |  | None | Sunrun Installation Services, Inc. | AC Electric | Final As-Built Received | 2019-10-21 | 2019-10-23 | 2021-10-30 | REC Solar | REC290TP2 BLK | Solar Panels |  | 0.29 | 10 | 267 | 22 |  | Fixed | Roof
NJSTRE1545517746 | NJSRRE1544441052 | Transition Incentive Program | Hopatcong | 7843 | 1 | 13.64 | Residential | Yes | Behind the Meter | Net-metered residential rooftop and canopy |  | None | Sunrun Installation Services, Inc. | JCP&L | Final As-Built Received | 2020-02-12 | 2020-02-17 | 2021-10-30 | REC Solar | REC310TP2M | Solar Panels |  | 0.31 | 7 | 33 | 24 |  | Fixed | Roof
NJSTRE1545515216 |  | Transition Incentive Program | Maywood Boro | 7607 | 7 | 5.03 | Residential | No | Behind the Meter | Net-metered residential rooftop and canopy |  | None | Green Power Energy | PSE&G | Accepted | 2020-08-27 | 2020-08-31 | 2021-10-30 | LG Electronics | LG335N1K-V5 | Solar Panels |  | 0.335 | 15 | 125 | 18 |  | Fixed | Roof
NJSTRE1545515228 |  | Transition Incentive Program | Glassboro | 8028 | 15 | 13.26 | Residential | Yes | Behind the Meter | Net-metered residential rooftop and canopy |  | None | Trinity Solar | AC Electric | Accepted | 2020-08-27 | 2020-08-31 | 2021-10-30 | HANWHA 340 (Q.PEAK DUO BLK-G6 340) | HANWHA 340 (Q.PEAK DUO BLK-G6 340) | Solar Panels |  | 0.34 | 6 | 202 | 37 |  | Fixed | Roof
NJSTRE1545515263 |  | Transition Incentive Program | NORTH PLAINFIELD | 7063 | 10 | 8.13 | Residential | Yes | Behind the Meter | Net-metered residential rooftop and canopy |  | None | Vivint Solar Developer, LLC | PSE&G | Accepted | 2020-08-28 | 2020-08-31 | 2021-10-30 | JINKO SOLAR | JKM325M-60HBL | Solar Panels |  | 0.325 | 12 | 147 | 28 |  | Fixed | Roof
NJSTRE1545515575 |  | Transition Incentive Program | Montville | 7045 | 3 | 756.4 | School Public K-12 | No | Behind the Meter | Net-metered non-residential rooftop and canopy |  | None | Solar Landscape | JCP&L | Accepted | 2020-09-24 | 2020-09-25 | 2021-10-30 | Znshine Solar | ZXM6-400W | Solar Panels |  | 0.4 | 84 | 174.001 | 15 |  | Fixed | Roof
NJSTRE1545515650 |  | Transition Incentive Program | Clayton | 8312 | 15 | 9.75 | Residential | No | Behind the Meter | Net-metered residential rooftop and canopy |  | None | SunnyMac LLC | AC Electric | Accepted | 2020-08-27 | 2020-08-31 | 2021-10-30 | REC | REC 325 TwinPeak 2 Mono | Solar Panels |  | 0.325 | 30 | 173 | 27 |  | Fixed | Roof
NJSTRE1545515703 |  | Transition Incentive Program | BELLEVILLE | 7109 | 9 | 4.55 | Residential | Yes | Behind the Meter | Net-metered residential rooftop and canopy |  | None | Infinity Solar Systems | PSE&G | Accepted | 2020-08-27 | 2020-08-31 | 2021-10-30 | CANADIAN SOLAR | CS1H-325-MS | Solar Panels |  | 0.325 | 14 | 323 | 5 |  | Fixed | Roof
NJSTRE1545515713 |  | Transition Incentive Program | Sicklerville | 8081 | 14 | 13.94 | Residential | Yes | Behind the Meter | Net-metered residential rooftop and canopy |  | None | Vision Solar LLC | AC Electric | Accepted | 2020-08-27 | 2020-08-31 | 2021-10-30 | HANWHA Q-CELLS | Q.PEAK DUO-G6 340 | Solar Panels |  | 0.34 | 24 | 147 | 30 |  | Fixed | Roof
NJSTRE1545515776 |  | Transition Incentive Program | NEWARK | 7105 | 9 | 6.18 | Residential | Yes | Behind the Meter | Net-metered residential rooftop and canopy |  | None | Infinity Solar Systems | PSE&G | Accepted | 2020-08-27 | 2020-08-31 | 2021-10-30 | CANADIAN SOLAR | CS1H-325-MS | Solar Panels |  | 0.325 | 19 | 242 | 5 |  | Fixed | Roof
NJSTRE1545515951 |  | Transition Incentive Program | Emerson | 7630 | 7 | 15.81 | Residential | Yes | Behind the Meter | Net-metered residential rooftop and canopy |  | None | Sunrun Installation Services, Inc. | PSE&G | Accepted | 2020-08-27 | 2020-08-31 | 2021-10-30 | LONGi Green Energy Technology Co Ltd | LR6-60HPB-310M | Solar Panels |  | 0.31 | 32 | 288 | 38 |  | Fixed | Roof
NJSTRE1545515973 |  | Transition Incentive Program | Hillsborough Township | 8844 | 5 | 25.9 | Residential | No | Behind the Meter | Net-metered residential rooftop and canopy |  | None | Green Power energy | PSE&G | Accepted | 2020-08-27 | 2020-08-31 | 2021-10-30 | Hanwha | Q.PEAK DUO BLK-G6 335 | Solar Panels |  | 0.37 | 19 | 200 | 35 |  | Fixed | Roof
NJSTRE1545516133 |  | Transition Incentive Program | Egg Harbor Township | 8234 | 19 | 11.9 | Residential | No | Behind the Meter | Net-metered residential rooftop and canopy |  | None | Sunrun Installation Services, Inc. | AC Electric | Accepted | 2020-08-27 | 2020-09-01 | 2021-10-30 | LONGi Green Energy Technology Co Ltd | LR6-60HPB-305M | Solar Panels |  | 0.305 | 10 | 292 | 30 |  | Fixed | Roof
NJSTRE1545516190 |  | Transition Incentive Program | Hillside | 7205 | 10 | 9.46 | Residential | Yes | Behind the Meter | Net-metered residential rooftop and canopy |  | None | Sunrun Installation Services, Inc. | PSE&G | Accepted | 2020-08-27 | 2020-09-01 | 2021-10-30 | LONGi Green Energy Technology Co Ltd | LR6-60HPB-305M | Solar Panels |  | 0.305 | 16 | 231 | 30 |  | Fixed | Roof
NJSTRE1545516221 | NJSRRE1540122528 | Transition Incentive Program | Hopatcong | 7843 | 1 | 3750.33 | Municipality | No | Grid Supply | Subsection (t): landfill, brownfield, areas of historic fill. | t | None | AC Power 5, LLC | JCP&L | Accepted | 2018-12-21 | 2019-02-18 | 2021-10-30 | Canadian Solar | CS6U-335P | Solar Panels |  | 0.335 | 11195 | Due South | 25 |  | Fixed | Ground
NJSTRE1545516028 |  | Transition Incentive Program | 18 mill street st | 8505 | 13 | 10.2 | Residential | No | Behind the Meter | Net-metered residential rooftop and canopy |  | None | Vision Solar LLC | PSE&G | Accepted | 2020-08-27 | 2020-09-01 | 2021-10-30 | HANWHA Q-CELLS | Q.PEAK DUO-G6 340 | Solar Panels |  | 0.34 | 19 | 151 | 24 |  | Fixed | Roof
NJSTRE1545516101 |  | Transition Incentive Program | West Windsor Township | 8550 | 12 | 7.26 | Residential | No | Behind the Meter | Net-metered residential rooftop and canopy |  | None | Sunrun Installation Services, Inc. | PSE&G | Accepted | 2020-08-27 | 2020-09-01 | 2021-10-30 | LG Electronics | LG330N1C-A5 | Solar Panels |  | 0.33 | 22 | 186 | 34 |  | Fixed | Roof
NJSTRE1545516180 |  | Transition Incentive Program | Howell | 7731 | 17 | 7.8 | Residential | Yes | Behind the Meter | Net-metered residential rooftop and canopy |  | None | Vivint Solar Developer, LLC | JCP&L | Accepted | 2020-09-03 | 2020-09-03 | 2021-10-30 | JINKO SOLAR | JKM325M-60HBL | Solar Panels |  | 0.325 | 18 | 160 | 20 |  | Fixed | Roof
NJSTRE1545517590 |  | Transition Incentive Program | CHERRY HILL | 8002 | 14 | 16.7 | Residential | No | Behind the Meter | Net-metered residential rooftop and canopy |  | None | Suntuity Solar LLC | PSE&G | Accepted | 2020-08-28 | 2020-09-01 | 2021-10-30 | Longi | LR6-60HPB-315M | Solar Panels |  | 0.315 | 17 | 130 | 35 |  | Fixed | Roof
NJSTRE1545517590 |  | Transition Incentive Program | CHERRY HILL | 8002 | 14 | 16.7 | Residential | No | Behind the Meter | Net-metered residential rooftop and canopy |  | None | Suntuity Solar LLC | PSE&G | Accepted | 2020-08-28 | 2020-09-01 | 2021-10-30 | Longi | LR6-60HPB-315M | Solar Panels |  | 0.315 | 10 | 40 | 43 |  | Fixed | Roof
NJSTRE1545517591 |  | Transition Incentive Program | WEST DEPTFORD | 8096 | 15 | 10.4 | Residential | Yes | Behind the Meter | Net-metered residential rooftop and canopy |  | None | Suntuity Solar LLC | PSE&G | Accepted | 2020-08-28 | 2020-09-01 | 2021-10-30 | Longi | LR6-60HPB-315M | Solar Panels |  | 0.315 | 13 | 335 | 22 |  | Fixed | Roof
NJSTRE1545517592 |  | Transition Incentive Program | NEWTON | 7860 | 1 | 12.92 | Residential | Yes | Behind the Meter | Net-metered residential rooftop and canopy |  | None | Suntuity Solar LLC | JCP&L | Accepted | 2020-08-28 | 2020-09-01 | 2021-10-30 | Longi | LR6-60HPB-315M | Solar Panels |  | 0.315 | 22 | 105 | 22 |  | Fixed | Roof
NJSTRE1545517592 |  | Transition Incentive Program | NEWTON | 7860 | 1 | 12.92 | Residential | Yes | Behind the Meter | Net-metered residential rooftop and canopy |  | None | Suntuity Solar LLC | JCP&L | Accepted | 2020-08-28 | 2020-09-01 | 2021-10-30 | Longi | LR6-60HPB-315M | Solar Panels |  | 0.315 | 11 | 285 | 22 |  | Fixed | Roof
NJSTRE1545517603 |  | Transition Incentive Program | PLEASANTVILLE | 8232 | 19 | 5.67 | Residential | Yes | Behind the Meter | Net-metered residential rooftop and canopy |  | None | Suntuity Solar LLC | AC Electric | Accepted | 2020-08-28 | 2020-09-01 | 2021-10-30 | Longi | LR6-60HPB-315M | Solar Panels |  | 0.315 | 11 | 208 | 17 |  | Fixed | Roof
NJSTRE1545517608 |  | Transition Incentive Program | EGG HARBOR TOWNSHIP | 8234 | 19 | 8.16 | Residential | Yes | Behind the Meter | Net-metered residential rooftop and canopy |  | None | Trinity Solar | AC Electric | Accepted | 2020-08-28 | 2020-09-01 | 2021-10-30 | HANWHA | Q.PEAK DUO BLK-G6 340 | Solar Panels |  | 0.34 | 18 | 291 | 34 |  | Fixed | Roof
NJSTRE1545517649 |  | Transition Incentive Program | West Windsor Twp | 8550 | 12 | 9.72 | Residential | No | Behind the Meter | Net-metered residential rooftop and canopy |  | None | Green Power Energy | PSE&G | Accepted | 2020-08-28 | 2020-09-01 | 2021-10-30 | LG Electronics | LG335N1K-V5 | Solar Panels |  | 0.335 | 10 | 190 | 17 |  | Fixed | Roof
NJSTRE1545517697 |  | Transition Incentive Program | North Brunswick | 8902 | 11 | 5.85 | Residential | No | Behind the Meter | Net-metered residential rooftop and canopy |  | None | SunnyMac LLC | PSE&G | Accepted | 2020-08-28 | 2020-09-01 | 2021-10-30 | REC | 325 TwinPeak 2 Mono | Solar Panels |  | 0.325 | 4 | 130 | 30 |  | Fixed | Roof
NJSTRE1545517717 |  | Transition Incentive Program | Franklin Park | 8823 | 5 | 6.83 | Residential | No | Behind the Meter | Net-metered residential rooftop and canopy |  | None | Whitman Construction, LLC | PSE&G | Accepted | 2020-09-01 | 2020-09-01 | 2021-10-30 | trina | TSM 325 DE06M | Solar Panels |  | 0.325 | 2 | 149 | 32 |  | Fixed | Roof
NJSTRE1545515988 |  | Transition Incentive Program | HAINESPORT | 8036 | 13 | 6.8 | Residential | Yes | Behind the Meter | Net-metered residential rooftop and canopy |  | None | Trinity Solar | PSE&G | Accepted | 2020-08-27 | 2020-08-31 | 2021-10-30 | HANWHA | Q.PEAK DUO BLK-G6 340 | Solar Panels |  | 0.34 | 4 | 172 | 18 |  | Fixed | Roof
NJSTRE1545515998 |  | Transition Incentive Program | Plainfield | 7062 | 10 | 7.14 | Residential | Yes | Behind the Meter | Net-metered residential rooftop and canopy |  | None | Vision Solar LLC | PSE&G | Accepted | 2020-08-27 | 2020-09-01 | 2021-10-30 | HANWHA Q-CELLS | Q.PEAK DUO-G6 340 | Solar Panels |  | 0.34 | 9 | 128 | 21 |  | Fixed | Roof
NJSTRE1545516017 |  | Transition Incentive Program | East Brunswick | 8816 | 11 | 12.24 | Residential | Yes | Behind the Meter | Net-metered residential rooftop and canopy |  | None | Tesla Energy Operations Inc. | PSE&G | Final As-Built Received | 2020-08-27 | 2020-09-01 | 2021-10-30 | Hanwha Q-CELLS | Q.Peak DUO BLK-G6+ 340 | Solar Panels |  | 0.34 | 12 | 270 | 18 |  | Fixed | Roof
NJSTRE1545516016 |  | Transition Incentive Program | BELLEVILLE | 7109 | 9 | 3.9 | Residential | Yes | Behind the Meter | Net-metered residential rooftop and canopy |  | None | Vivint Solar Developer, LLC | PSE&G | Accepted | 2020-09-03 | 2020-09-04 | 2021-10-30 | JINKO SOLAR | JKM325M-60HBL | Solar Panels |  | 0.325 | 7 | 26 | 32 |  | Fixed | Roof
NJSTRE1545516053 |  | Transition Incentive Program | SOUTH BRUNSWICK TWP | 8824 | 11 | 7.63 | Residential | Yes | Behind the Meter | Net-metered residential rooftop and canopy |  | None | Sunrun Installation Services, Inc. | PSE&G | Accepted | 2020-08-27 | 2020-09-01 | 2021-10-30 | LONGi Green Energy Technology Co Ltd | LR6-60HPB-305M | Solar Panels |  | 0.305 | 8 | 161 | 27 |  | Fixed | Roof
NJSTRE1545517589 |  | Transition Incentive Program | ELMER | 8318 | 16 | 15.75 | Residential | No | Behind the Meter | Net-metered residential rooftop and canopy |  | None | Suntuity Solar LLC | AC Electric | Accepted | 2020-08-28 | 2020-09-01 | 2021-10-30 | Longi | LR6-60HPB-315M | Solar Panels |  | 0.315 | 4 | 162 | 30 |  | Fixed | Roof
NJSTRE1545517589 |  | Transition Incentive Program | ELMER | 8318 | 16 | 15.75 | Residential | No | Behind the Meter | Net-metered residential rooftop and canopy |  | None | Suntuity Solar LLC | AC Electric | Accepted | 2020-08-28 | 2020-09-01 | 2021-10-30 | Longi | LR6-60HPB-315M | Solar Panels |  | 0.315 | 19 | 252 | 30 |  | Fixed | Roof
NJSTRE1545517593 |  | Transition Incentive Program | Bordentown | 8505 | 13 | 7.56 | Residential | Yes | Behind the Meter | Net-metered residential rooftop and canopy |  | None | Suntuity Solar LLC | PSE&G | Accepted | 2020-08-28 | 2020-09-01 | 2021-10-30 | Longi | LR6-60HPB-315M | Solar Panels |  | 0.315 | 15 | 94 | 37 |  | Fixed | Roof
NJSTRE1545517598 |  | Transition Incentive Program | MANAHAWKIN | 8050 | 18 | 8.82 | Residential | No | Behind the Meter | Net-metered residential rooftop and canopy |  | None | Suntuity Solar LLC | AC Electric | Accepted | 2020-08-28 | 2020-09-01 | 2021-10-30 | Longi | LR6-60HPB-315M | Solar Panels |  | 0.315 | 5 | 14 | 15 |  | Fixed | Roof
NJSTRE1545517613 |  | Transition Incentive Program | Mullica Hill | 8062 | 15 | 18.36 | Residential | No | Behind the Meter | Net-metered residential rooftop and canopy |  | None | Trinity Solar | AC Electric | Accepted | 2020-08-28 | 2020-09-01 | 2021-10-30 | Hanwha | Q.PEAK DUO BLK-G6 340 | Solar Panels |  | 0.34 | 6 | 153 | 40 |  | Fixed | Roof
NJSTRE1545517743 | NJSRRE1544559935 | Transition Incentive Program | Wharton | 7885 | 3 | 6.82 | Residential | Yes | Behind the Meter | Net-metered residential rooftop and canopy |  | None | Sunrun Installation Services, Inc. | JCP&L | Final As-Built Received | 2020-03-01 | 2020-03-04 | 2021-10-30 | REC Solar | REC310TP2M | Solar Panels |  | 0.31 | 9 | 211 | 18 |  | Fixed | Roof
NJSTRE1545517746 | NJSRRE1544441052 | Transition Incentive Program | Hopatcong | 7843 | 1 | 13.64 | Residential | Yes | Behind the Meter | Net-metered residential rooftop and canopy |  | None | Sunrun Installation Services, Inc. | JCP&L | Final As-Built Received | 2020-02-12 | 2020-02-17 | 2021-10-30 | REC Solar | REC310TP2M | Solar Panels |  | 0.31 | 14 | 33 | 24 |  | Fixed | Roof
NJSTRE1545517746 | NJSRRE1544441052 | Transition Incentive Program | Hopatcong | 7843 | 1 | 13.64 | Residential | Yes | Behind the Meter | Net-metered residential rooftop and canopy |  | None | Sunrun Installation Services, Inc. | JCP&L | Final As-Built Received | 2020-02-12 | 2020-02-17 | 2021-10-30 | REC Solar | REC310TP2M | Solar Panels |  | 0.31 | 13 | 213 | 24 |  | Fixed | Roof
NJSTRE1545517752 | NJSRRE1544759081 | Transition Incentive Program | South Amboy | 8879 | 11 | 10.23 | Residential | Yes | Behind the Meter | Net-metered residential rooftop and canopy |  | None | Sunrun Installation Services, Inc. | JCP&L | Final As-Built Received | 2020-03-23 | 2020-03-26 | 2021-10-30 | REC Solar | REC310TP2M | Solar Panels |  | 0.31 | 8 | 239 | 24 |  | Fixed | Roof
NJSTRE1545517754 | NJSRRE1544317213 | Transition Incentive Program | Newton | 7860 | 1 | 14.57 | Residential | Yes | Behind the Meter | Net-metered residential rooftop and canopy |  | None | Sunrun Installation Services, Inc. | JCP&L | Final As-Built Received | 2020-01-28 | 2020-01-31 | 2021-10-30 | REC Solar | REC310TP2M | Solar Panels |  | 0.31 | 15 | 266 | 26 |  | Fixed | Roof
NJSTRE1545517763 | NJSRRE1543426061 | Transition Incentive Program | Bound Brook | 8805 | 5 | 2.61 | Residential | Yes | Behind the Meter | Net-metered residential rooftop and canopy |  | None | Sunrun Installation Services, Inc. | PSE&G | Final As-Built Received | 2019-11-20 | 2019-11-25 | 2021-10-30 | REC Solar | REC290TP2 BLK | Solar Panels |  | 0.29 | 9 | 169 | 19 |  | Fixed | Roof
NJSTRE1545517764 | NJSRRE1543434349 | Transition Incentive Program | Bound Brook | 8805 | 5 | 4.93 | Residential | Yes | Behind the Meter | Net-metered residential rooftop and canopy |  | None | Sunrun Installation Services, Inc. | PSE&G | Final As-Built Received | 2019-11-21 | 2019-11-26 | 2021-10-30 | REC Solar | REC290TP2 BLK | Solar Panels |  | 0.29 | 17 | 348 | 18 |  | Fixed | Roof
NJSTRE1545517766 | NJSRRE1542851464 | Transition Incentive Program | West Windsor Township | 8550 | 12 | 8.41 | Residential | Yes | Behind the Meter | Net-metered residential rooftop and canopy |  | None | Sunrun Installation Services, Inc. | PSE&G | Final As-Built Received | 2019-10-31 | 2019-11-04 | 2021-10-30 | REC Solar | REC290TP2 BLK | Solar Panels |  | 0.29 | 8 | 131 | 31 |  | Fixed | Roof
NJSTRE1545517767 | NJSRRE1543848721 | Transition Incentive Program | Roselle | 7203 | 10 | 5.76 | Residential | Yes | Behind the Meter | Net-metered residential rooftop and canopy |  | None | Sunrun Installation Services, Inc. | PSE&G | Final As-Built Received | 2019-12-31 | 2020-01-06 | 2021-10-30 | Hanwha Q-Cells | Q.PEAK DUO-G7 320 | Solar Panels |  | 0.32 | 12 | 80 | 30 |  | Fixed | Roof
NJSTRE1545517773 | NJSRRE1544326220 | Transition Incentive Program | Hamilton Township | 8610 | 12 | 13.95 | Residential | Yes | Behind the Meter | Net-metered residential rooftop and canopy |  | None | Sunrun Installation Services, Inc. | PSE&G | Final As-Built Received | 2020-01-29 | 2020-01-31 | 2021-10-30 | REC Solar | REC310TP2M | Solar Panels |  | 0.31 | 25 | 291 | 23 |  | Fixed | Roof
NJSTRE1545517777 | NJSRRE1544719761 | Transition Incentive Program | Fair Lawn | 7410 | 7 | 6.51 | Residential | Yes | Behind the Meter | Net-metered residential rooftop and canopy |  | None | Sunrun Installation Services, Inc. | PSE&G | Final As-Built Received | 2020-03-18 | 2020-03-23 | 2021-10-30 | REC Solar | REC310TP2M | Solar Panels |  | 0.31 | 12 | 250 | 39 |  | Fixed | Roof
NJSTRE1545517784 | NJSRRE1544317168 | Transition Incentive Program | Emerson | 7630 | 7 | 15.19 | Residential | No | Behind the Meter | Net-metered residential rooftop and canopy |  | None | Sunrun Installation Services, Inc. | PSE&G | Final As-Built Received | 2020-01-28 | 2020-01-31 | 2021-10-30 | REC Solar | REC310TP2M | Solar Panels |  | 0.31 | 18 | 285 | 32 |  | Fixed | Roof
NJSTRE1545517587 |  | Transition Incentive Program | Blackwood | 8012 | 14 | 5.67 | Residential | No | Behind the Meter | Net-metered residential rooftop and canopy |  | None | Suntuity Solar LLC | PSE&G | Accepted | 2020-08-28 | 2020-09-01 | 2021-10-30 | Longi | LR6-60HPB-315M | Solar Panels |  | 0.315 | 9 | 260 | 30 |  | Fixed | Roof
NJSTRE1545517590 |  | Transition Incentive Program | CHERRY HILL | 8002 | 14 | 16.7 | Residential | No | Behind the Meter | Net-metered residential rooftop and canopy |  | None | Suntuity Solar LLC | PSE&G | Accepted | 2020-08-28 | 2020-09-01 | 2021-10-30 | Longi | LR6-60HPB-315M | Solar Panels |  | 0.315 | 9 | 310 | 35 |  | Fixed | Roof
NJSTRE1545517591 |  | Transition Incentive Program | WEST DEPTFORD | 8096 | 15 | 10.4 | Residential | Yes | Behind the Meter | Net-metered residential rooftop and canopy |  | None | Suntuity Solar LLC | PSE&G | Accepted | 2020-08-28 | 2020-09-01 | 2021-10-30 | Longi | LR6-60HPB-315M | Solar Panels |  | 0.315 | 20 | 155 | 22 |  | Fixed | Roof
NJSTRE1545517596 |  | Transition Incentive Program | MARLTON | 8053 | 13 | 9.45 | Residential | Yes | Behind the Meter | Net-metered residential rooftop and canopy |  | None | Suntuity Solar LLC | PSE&G | Accepted | 2020-08-28 | 2020-09-01 | 2021-10-30 | Longi | LR6-60HPB-315M | Solar Panels |  | 0.315 | 26 | 164 | 29 |  | Fixed | Roof
NJSTRE1545517596 |  | Transition Incentive Program | MARLTON | 8053 | 13 | 9.45 | Residential | Yes | Behind the Meter | Net-metered residential rooftop and canopy |  | None | Suntuity Solar LLC | PSE&G | Accepted | 2020-08-28 | 2020-09-01 | 2021-10-30 | Longi | LR6-60HPB-315M | Solar Panels |  | 0.315 | 4 | 254 | 27 |  | Fixed | Roof
NJSTRE1545517649 |  | Transition Incentive Program | West Windsor Twp | 8550 | 12 | 9.72 | Residential | No | Behind the Meter | Net-metered residential rooftop and canopy |  | None | Green Power Energy | PSE&G | Accepted | 2020-08-28 | 2020-09-01 | 2021-10-30 | LG Electronics | LG335N1K-V5 | Solar Panels |  | 0.335 | 19 | 190 | 17 |  | Fixed | Roof
NJSTRE1545517697 |  | Transition Incentive Program | North Brunswick | 8902 | 11 | 5.85 | Residential | No | Behind the Meter | Net-metered residential rooftop and canopy |  | None | SunnyMac LLC | PSE&G | Accepted | 2020-08-28 | 2020-09-01 | 2021-10-30 | REC | 325 TwinPeak 2 Mono | Solar Panels |  | 0.325 | 14 | 220 | 30 |  | Fixed | Roof
NJSTRE1545517713 |  | Transition Incentive Program | LODI | 7644 | 7 | 6.46 | Residential | Yes | Behind the Meter | Net-metered residential rooftop and canopy |  | None | Trinity Solar | PSE&G | Accepted | 2020-08-28 | 2020-09-01 | 2021-10-30 | HANWHA | Q.PEAK DUO BLK-G6 340 | Solar Panels |  | 0.34 | 19 | 218 | 45 |  | Fixed | Roof
NJSTRE1545517739 | NJSRRE1541790825 | Transition Incentive Program | Clementon | 8021 | 14 | 7.32 | Residential | Yes | Behind the Meter | Net-metered residential rooftop and canopy |  | None | Sunrun Installation Services, Inc. | AC Electric | Final As-Built Received | 2019-08-06 | 2019-08-09 | 2021-10-30 | REC Solar | REC290TP2 BLK | Solar Panels |  | 0.29 | 15 | 26 | 25 |  | Fixed | Roof
NJSTRE1545517744 | NJSRRE1544185756 | Transition Incentive Program | Toms River | 8753 | 18 | 6.82 | Residential | Yes | Behind the Meter | Net-metered residential rooftop and canopy |  | None | Sunrun Installation Services, Inc. | JCP&L | Final As-Built Received | 2020-01-16 | 2020-01-22 | 2021-10-30 | REC Solar | REC310TP2M | Solar Panels |  | 0.31 | 22 | 184 | 18 |  | Fixed | Roof
NJSTRE1545517749 | NJSRRE1543421455 | Transition Incentive Program | Warren | 7059 | 5 | 8.91 | Residential | No | Behind the Meter | Net-metered residential rooftop and canopy |  | None | Sunrun Installation Services, Inc. | JCP&L | Final As-Built Received | 2019-11-19 | 2019-11-21 | 2021-10-30 | LG Electronics | LG330N1C-A5 | Solar Panels |  | 0.33 | 23 | 193 | 37 |  | Fixed | Roof
NJSTRE1545517753 | NJSRRE1544456599 | Transition Incentive Program | Neshanic Station | 8853 | 5 | 4.65 | Residential | No | Behind the Meter | Net-metered residential rooftop and canopy |  | None | Sunrun Installation Services, Inc. | JCP&L | Final As-Built Received | 2020-02-14 | 2020-02-19 | 2021-10-30 | REC Solar | REC310TP2M | Solar Panels |  | 0.31 | 15 | 151 | 34 |  | Fixed | Roof
NJSTRE1545516190 |  | Transition Incentive Program | Hillside | 7205 | 10 | 9.46 | Residential | Yes | Behind the Meter | Net-metered residential rooftop and canopy |  | None | Sunrun Installation Services, Inc. | PSE&G | Accepted | 2020-08-27 | 2020-09-01 | 2021-10-30 | LONGi Green Energy Technology Co Ltd | LR6-60HPB-305M | Solar Panels |  | 0.305 | 15 | 51 | 30 |  | Fixed | Roof
NJSTRE1545516223 | NJSRRE1542956728 | Transition Incentive Program | Monroe Township | 8831 | 11 | 2677.32 | Commercial | No | Grid Supply | Subsection (t): landfill, brownfield, areas of historic fill. | t | None | CS Energy, LLC | JCP&L | Accepted | 2019-11-05 | 2019-11-13 | 2021-11-13 | Boviet | BVM661M-370 | Solar Panels |  | 0.37 | 7236 | 180 | 15 |  | Fixed | Ground | Outdoor
NJSTRE1545517587 |  | Transition Incentive Program | Blackwood | 8012 | 14 | 5.67 | Residential | No | Behind the Meter | Net-metered residential rooftop and canopy |  | None | Suntuity Solar LLC | PSE&G | Accepted | 2020-08-28 | 2020-09-01 | 2021-10-30 | Longi | LR6-60HPB-315M | Solar Panels |  | 0.315 | 9 | 80 | 30 |  | Fixed | Roof
NJSTRE1545517588 |  | Transition Incentive Program | WEST DEPTFORD | 8096 | 15 | 5.67 | Residential | Yes | Behind the Meter | Net-metered residential rooftop and canopy |  | None | Suntuity Solar LLC | PSE&G | Accepted | 2020-08-28 | 2020-09-01 | 2021-10-30 | Longi | LR6-60HPB-315M | Solar Panels |  | 0.315 | 7 | 232 | 22 |  | Fixed | Roof
NJSTRE1545517590 |  | Transition Incentive Program | CHERRY HILL | 8002 | 14 | 16.7 | Residential | No | Behind the Meter | Net-metered residential rooftop and canopy |  | None | Suntuity Solar LLC | PSE&G | Accepted | 2020-08-28 | 2020-09-01 | 2021-10-30 | Longi | LR6-60HPB-315M | Solar Panels |  | 0.315 | 7 | 40 | 37 |  | Fixed | Roof
NJSTRE1545517595 |  | Transition Incentive Program | BLACKWOOD | 8012 | 14 | 6.3 | Residential | Yes | Behind the Meter | Net-metered residential rooftop and canopy |  | None | Suntuity Solar LLC | PSE&G | Accepted | 2020-08-28 | 2020-09-01 | 2021-10-30 | Longi | LR6-60HPB-315M | Solar Panels |  | 0.315 | 20 | 115 | 27 |  | Fixed | Roof
NJSTRE1545517614 |  | Transition Incentive Program | Piscataway | 8854 | 11 | 7.56 | Residential | Yes | Behind the Meter | Net-metered residential rooftop and canopy |  | None | Suntuity Solar LLC | PSE&G | Accepted | 2020-08-28 | 2020-09-01 | 2021-10-30 | Longi | LR6-60HPB-315M | Solar Panels |  | 0.315 | 24 | 262 | 24 |  | Fixed | Roof
NJSTRE1545517739 | NJSRRE1541790825 | Transition Incentive Program | Clementon | 8021 | 14 | 7.32 | Residential | Yes | Behind the Meter | Net-metered residential rooftop and canopy |  | None | Sunrun Installation Services, Inc. | AC Electric | Final As-Built Received | 2019-08-06 | 2019-08-09 | 2021-10-30 | REC Solar | REC290TP2 BLK | Solar Panels |  | 0.33 | 9 | 206 | 27 |  | Fixed | Roof
NJSTRE1545517745 | NJSRRE1543452900 | Transition Incentive Program | Hopatcong | 7843 | 1 | 18.56 | Residential | Yes | Behind the Meter | Net-metered residential rooftop and canopy |  | None | Sunrun Installation Services, Inc. | JCP&L | Final As-Built Received | 2019-11-27 | 2019-12-03 | 2021-10-30 | REC Solar | REC290TP2 BLK | Solar Panels |  | 0.29 | 32 | 127 | 27 |  | Fixed | Roof
NJSTRE1545517745 | NJSRRE1543452900 | Transition Incentive Program | Hopatcong | 7843 | 1 | 18.56 | Residential | Yes | Behind the Meter | Net-metered residential rooftop and canopy |  | None | Sunrun Installation Services, Inc. | JCP&L | Final As-Built Received | 2019-11-27 | 2019-12-03 | 2021-10-30 | REC Solar | REC290TP2 BLK | Solar Panels |  | 0.29 | 32 | 307 | 27 |  | Fixed | Roof
NJSTRE1545517748 | NJSRRE1544546831 | Transition Incentive Program | Brick Township | 8724 | 18 | 13.64 | Residential | Yes | Behind the Meter | Behind the Meter |  | None | Sunrun Installation Services, Inc. | JCP&L | Eligible for TI Program | 2020-02-27 | 2020-03-03 | 2021-10-30 | REC Solar | REC310TP2M | Solar Panels |  | 0.31 | 24 | 258 | 30 |  | Fixed | Roof
NJSTRE1545517752 | NJSRRE1544759081 | Transition Incentive Program | South Amboy | 8879 | 11 | 10.23 | Residential | Yes | Behind the Meter | Net-metered residential rooftop and canopy |  | None | Sunrun Installation Services, Inc. | JCP&L | Final As-Built Received | 2020-03-23 | 2020-03-26 | 2021-10-30 | REC Solar | REC310TP2M | Solar Panels |  | 0.31 | 4 | 329 | 24 |  | Fixed | Roof
NJSTRE1545517742 | NJSRRE1544428559 | Transition Incentive Program | Hopatcong | 7843 | 1 | 12.71 | Residential | Yes | Behind the Meter | Net-metered residential rooftop and canopy |  | None | Sunrun Installation Services, Inc. | JCP&L | Final As-Built Received | 2020-02-10 | 2020-02-13 | 2021-10-30 | REC Solar | REC310TP2M | Solar Panels |  | 0.31 | 18 | 43 | 22 |  | Fixed | Roof | 43
NJSTRE1545517717 |  | Transition Incentive Program | Franklin Park | 8823 | 5 | 6.83 | Residential | No | Behind the Meter | Net-metered residential rooftop and canopy |  | None | Whitman Construction, LLC | PSE&G | Accepted | 2020-09-01 | 2020-09-01 | 2021-10-30 | TRINA | TSM 325 DE06M | Solar Panels |  | 0.325 | 2 | 241 | 20 |  | Fixed | Roof
NJSTRE1545517746 | NJSRRE1544441052 | Transition Incentive Program | Hopatcong | 7843 | 1 | 13.64 | Residential | Yes | Behind the Meter | Net-metered residential rooftop and canopy |  | None | Sunrun Installation Services, Inc. | JCP&L | Final As-Built Received | 2020-02-12 | 2020-02-17 | 2021-10-30 | REC Solar | REC310TP2M | Solar Panels |  | 0.31 | 10 | 213 | 24 |  | Fixed | Roof
NJSTRE1545517747 | NJSRRE1544498167 | Transition Incentive Program | Randolph | 7869 | 3 | 12.71 | Residential | Yes | Behind the Meter | Net-metered residential rooftop and canopy |  | None | Sunrun Installation Services, Inc. | JCP&L | Final As-Built Received | 2020-02-19 | 2020-02-24 | 2021-10-30 | REC Solar | REC310TP2M | Solar Panels |  | 0.31 | 8 | 48 | 19 |  | Fixed | Roof
NJSTRE1545517747 | NJSRRE1544498167 | Transition Incentive Program | Randolph | 7869 | 3 | 12.71 | Residential | Yes | Behind the Meter | Net-metered residential rooftop and canopy |  | None | Sunrun Installation Services, Inc. | JCP&L | Final As-Built Received | 2020-02-19 | 2020-02-24 | 2021-10-30 | REC Solar | REC310TP2M | Solar Panels |  | 0.31 | 9 | 317 | 18 |  | Fixed | Roof
NJSTRE1545517751 | NJSRRE1544565305 | Transition Incentive Program | Stillwater | 7860 | 1 | 5.89 | Residential | Yes | Behind the Meter | Net-metered residential rooftop and canopy |  | None | Sunrun Installation Services, Inc. | JCP&L | Final As-Built Received | 2020-03-02 | 2020-03-05 | 2021-10-30 | REC Solar | REC310TP2M | Solar Panels |  | 0.31 | 19 | 321 | 22 |  | Fixed | Roof
NJSTRE1545517755 | NJSRRE1541880798 | Transition Incentive Program | Newark City | 7112 | 9 | 6.67 | Residential | No | Behind the Meter | Net-metered residential rooftop and canopy |  | None | Sunrun Installation Services, Inc. | PSE&G | Final As-Built Received | 2019-08-23 | 2019-08-27 | 2021-10-30 | REC Solar | REC290TP2 BLK | Solar Panels |  | 0.29 | 23 | 220 | 27 |  | Fixed | Roof
NJSTRE1545517756 | NJSRRE1544501284 | Transition Incentive Program | Clifton | 7011 | 6 | 5.19 | Residential | Yes | Behind the Meter | Net-metered residential rooftop and canopy |  | None | Sunrun Installation Services, Inc. | PSE&G | Final As-Built Received | 2020-02-19 | 2020-02-24 | 2021-10-30 | LONGi Green Energy Technology Co Ltd | LR6-60HPB-305M | Solar Panels |  | 0.305 | 17 | 121 | 36 |  | Fixed | Roof
NJSTRE1545517762 | NJSRRE1543827308 | Transition Incentive Program | Plainfield City | 7060 | 10 | 5.76 | Residential | Yes | Behind the Meter | Net-metered residential rooftop and canopy |  | None | Sunrun Installation Services, Inc. | PSE&G | Final As-Built Received | 2019-12-30 | 2020-01-03 | 2021-10-30 | Hanwha Q-Cells | Q.PEAK DUO-G7 320 | Solar Panels |  | 0.32 | 18 | 167 | 23 |  | Fixed | Roof
NJSTRE1545517772 | NJSRRE1543823897 | Transition Incentive Program | Linden City | 7036 | 10 | 7.54 | Residential | Yes | Behind the Meter | Net-metered residential rooftop and canopy |  | None | Sunrun Installation Services, Inc. | PSE&G | Final As-Built Received | 2019-12-27 | 2020-01-02 | 2021-10-30 | REC Solar | REC290TP2 BLK | Solar Panels |  | 0.29 | 7 | 38 | 19 |  | Fixed | Roof
NJSTRE1545517774 | NJSRRE1544708888 | Transition Incentive Program | Wallington | 7057 | 7 | 4.03 | Residential | Yes | Behind the Meter | Net-metered residential rooftop and canopy |  | None | Sunrun Installation Services, Inc. | PSE&G | Final As-Built Received | 2020-03-17 | 2020-03-20 | 2021-10-30 | REC Solar | REC310TP2M | Solar Panels |  | 0.31 | 7 | 258 | 40 |  | Fixed | Roof
NJSTRE1545517778 | NJSRRE1544802368 | Transition Incentive Program | Pennsauken Township | 8109 | 14 | 5.52 | Residential | Yes | Behind the Meter | Net-metered residential rooftop and canopy |  | None | Sunrun Installation Services, Inc. | PSE&G | Final As-Built Received | 2020-04-06 | 2020-04-10 | 2021-10-30 | LG Electronics | LG345N1C-V5 | Solar Panels |  | 0.345 | 8 | 56 | 27 |  | Fixed | Roof
NJSTRE1545517759 | NJSRRE1543547859 | Transition Incentive Program | Cedar Grove | 7009 | 9 | 4.34 | Residential | Yes | Behind the Meter | Net-metered residential rooftop and canopy |  | None | Sunrun Installation Services, Inc. | PSE&G | Final As-Built Received | 2019-12-13 | 2019-12-18 | 2021-10-30 | REC Solar | REC310TP2M | Solar Panels |  | 0.31 | 3 | 17 | 37 |  | Fixed | Roof
NJSTRE1545517765 | NJSRRE1544626819 | Transition Incentive Program | Elizabeth | 7208 | 10 | 4.03 | Residential | Yes | Behind the Meter | Net-metered residential rooftop and canopy |  | None | Sunrun Installation Services, Inc. | PSE&G | Final As-Built Received | 2020-03-11 | 2020-03-16 | 2021-10-30 | REC Solar | REC310TP2M | Solar Panels |  | 0.31 | 13 | 116 | 31 |  | Fixed | Roof | 116
NJSTRE1545517766 | NJSRRE1542851464 | Transition Incentive Program | West Windsor Township | 8550 | 12 | 8.41 | Residential | Yes | Behind the Meter | Net-metered residential rooftop and canopy |  | None | Sunrun Installation Services, Inc. | PSE&G | Final As-Built Received | 2019-10-31 | 2019-11-04 | 2021-10-30 | REC Solar | REC290TP2 BLK | Solar Panels |  | 0.29 | 15 | 220 | 30 |  | Fixed | Roof
NJSTRE1545517776 | NJSRRE1544537802 | Transition Incentive Program | Bergenfield | 7621 | 7 | 4.03 | Residential | Yes | Behind the Meter | Net-metered residential rooftop and canopy |  | None | Sunrun Installation Services, Inc. | PSE&G | Final As-Built Received | 2020-02-25 | 2020-02-27 | 2021-10-30 | REC Solar | REC310TP2M | Solar Panels |  | 0.31 | 3 | 177 | 14 |  | Fixed | Roof
NJSTRE1545517776 | NJSRRE1544537802 | Transition Incentive Program | Bergenfield | 7621 | 7 | 4.03 | Residential | Yes | Behind the Meter | Net-metered residential rooftop and canopy |  | None | Sunrun Installation Services, Inc. | PSE&G | Final As-Built Received | 2020-02-25 | 2020-02-27 | 2021-10-30 | REC Solar | REC310TP2M | Solar Panels |  | 0.31 | 6 | 358 | 9 |  | Fixed | Roof
NJSTRE1545517777 | NJSRRE1544719761 | Transition Incentive Program | Fair Lawn | 7410 | 7 | 6.51 | Residential | Yes | Behind the Meter | Net-metered residential rooftop and canopy |  | None | Sunrun Installation Services, Inc. | PSE&G | Final As-Built Received | 2020-03-18 | 2020-03-23 | 2021-10-30 | REC Solar | REC310TP2M | Solar Panels |  | 0.31 | 2 | 70 | 37 |  | Fixed | Roof
NJSTRE1545517780 | NJSRRE1544565290 | Transition Incentive Program | Bloomfield | 7003 | 9 | 5.27 | Residential | Yes | Behind the Meter | Net-metered residential rooftop and canopy |  | None | Sunrun Installation Services, Inc. | PSE&G | Final As-Built Received | 2020-03-02 | 2020-03-05 | 2021-10-30 | REC Solar | REC310TP2M | Solar Panels |  | 0.31 | 10 | 44 | 10 |  | Fixed | Roof
NJSTRE1545517781 | NJSRRE1544309438 | Transition Incentive Program | Little Ferry | 7643 | 7 | 4.34 | Residential | No | Behind the Meter | Net-metered residential rooftop and canopy |  | None | Sunrun Installation Services, Inc. | PSE&G | Final As-Built Received | 2020-01-27 | 2020-01-30 | 2021-10-30 | REC Solar | REC310TP2M | Solar Panels |  | 0.31 | 14 | 181 | 24 |  | Fixed | Roof
NJSTRE1545517784 | NJSRRE1544317168 | Transition Incentive Program | Emerson | 7630 | 7 | 15.19 | Residential | No | Behind the Meter | Net-metered residential rooftop and canopy |  | None | Sunrun Installation Services, Inc. | PSE&G | Final As-Built Received | 2020-01-28 | 2020-01-31 | 2021-10-30 | REC Solar | REC310TP2M | Solar Panels |  | 0.31 | 4 | 15 | 30 |  | Fixed | Roof
NJSTRE1545517784 | NJSRRE1544317168 | Transition Incentive Program | Emerson | 7630 | 7 | 15.19 | Residential | No | Behind the Meter | Net-metered residential rooftop and canopy |  | None | Sunrun Installation Services, Inc. | PSE&G | Final As-Built Received | 2020-01-28 | 2020-01-31 | 2021-10-30 | REC Solar | REC310TP2M | Solar Panels |  | 0.31 | 2 | 105 | 18 |  | Fixed | Roof
NJSTRE1545517784 | NJSRRE1544317168 | Transition Incentive Program | Emerson | 7630 | 7 | 15.19 | Residential | No | Behind the Meter | Net-metered residential rooftop and canopy |  | None | Sunrun Installation Services, Inc. | PSE&G | Final As-Built Received | 2020-01-28 | 2020-01-31 | 2021-10-30 | REC Solar | REC310TP2M | Solar Panels |  | 0.31 | 2 | 285 | 18 |  | Fixed | Roof
NJSTRE1545517826 |  | Transition Incentive Program | Wanaque | 7465 | 6 | 16.32 | Residential | Yes | Behind the Meter | Net-metered residential rooftop and canopy |  | None | Tesla Energy Operations Inc. | JCP&L | Accepted | 2020-08-28 | 2020-09-01 | 2021-10-30 | Hanwha Q-CELLS | Q.Peak DUO BLK-G6+ 340 | Solar Panels |  | 0.34 | 28 | 141 | 23 |  | Fixed | Roof
NJSTRE1545517592 |  | Transition Incentive Program | NEWTON | 7860 | 1 | 12.92 | Residential | Yes | Behind the Meter | Net-metered residential rooftop and canopy |  | None | Suntuity Solar LLC | JCP&L | Accepted | 2020-08-28 | 2020-09-01 | 2021-10-30 | Longi | LR6-60HPB-315M | Solar Panels |  | 0.315 | 8 | 105 | 22 |  | Fixed | Roof
NJSTRE1545517613 |  | Transition Incentive Program | Mullica Hill | 8062 | 15 | 18.36 | Residential | No | Behind the Meter | Net-metered residential rooftop and canopy |  | None | Trinity Solar | AC Electric | Accepted | 2020-08-28 | 2020-09-01 | 2021-10-30 | Hanwha | Q.PEAK DUO BLK-G6 340 | Solar Panels |  | 0.34 | 3 | 243 | 34 |  | Fixed | Roof
NJSTRE1545517624 |  | Transition Incentive Program | Woodbridge Twp | 8830 | 11 | 5.36 | Residential | Yes | Behind the Meter | Net-metered residential rooftop and canopy |  | None | Suntuity Solar LLC | PSE&G | Accepted | 2020-08-28 | 2020-09-01 | 2021-10-30 | Longi | LR6-60HPB-315M | Solar Panels |  | 0.315 | 8 | 261 | 20 |  | Fixed | Roof
NJSTRE1545517659 |  | Transition Incentive Program | CLIFTON | 7013 | 6 | 6.62 | Residential | No | Behind the Meter | Net-metered residential rooftop and canopy |  | None | Suntuity Solar LLC | PSE&G | Accepted | 2020-08-28 | 2020-09-01 | 2021-10-30 | Longi | LR6-60HPB-315M | Solar Panels |  | 0.315 | 3 | 311 | 20 |  | Fixed | Roof
NJSTRE1545517673 |  | Transition Incentive Program | Bergenfield | 7621 | 7 | 5.04 | Residential | No | Behind the Meter | Net-metered residential rooftop and canopy |  | None | Suntuity Solar LLC | PSE&G | Accepted | 2020-08-28 | 2020-09-01 | 2021-10-30 | Longi | LR6-60HPB-315M | Solar Panels |  | 0.315 | 16 | 178 | 32 |  | Fixed | Roof
NJSTRE1545517678 |  | Transition Incentive Program | River Edge Boro | 7661 | 7 | 11.16 | Residential | No | Behind the Meter | Net-metered residential rooftop and canopy |  | None | Green Power Energy | PSE&G | Accepted | 2020-08-28 | 2020-09-01 | 2021-10-30 | LG Electronics | LG360Q1C-V5 | Solar Panels |  | 0.36 | 31 | 200 | 30 |  | Fixed | Roof
NJSTRE1545517741 | NJSRRE1544184537 | Transition Incentive Program | Egg Harbor Township | 8234 | 19 | 4.29 | Residential | No | Behind the Meter | Net-metered residential rooftop and canopy |  | None | Sunrun Installation Services, Inc. | AC Electric | Final As-Built Received | 2020-01-16 | 2020-01-21 | 2021-10-30 | LG Electronics | LG330N1C-A5 | Solar Panels |  | 0.33 | 13 | 162 | 33 |  | Fixed | Roof
NJSTRE1545517717 |  | Transition Incentive Program | Franklin Park | 8823 | 5 | 6.83 | Residential | No | Behind the Meter | Net-metered residential rooftop and canopy |  | None | Whitman Construction, LLC | PSE&G | Accepted | 2020-09-01 | 2020-09-01 | 2021-10-30 | TRINA | TSM 325 DE06M | Solar Panels |  | 0.325 | 2 | 61 | 20 |  | Fixed | Roof
NJSTRE1545517743 | NJSRRE1544559935 | Transition Incentive Program | Wharton | 7885 | 3 | 6.82 | Residential | Yes | Behind the Meter | Net-metered residential rooftop and canopy |  | None | Sunrun Installation Services, Inc. | JCP&L | Final As-Built Received | 2020-03-01 | 2020-03-04 | 2021-10-30 | REC Solar | REC310TP2M | Solar Panels |  | 0.31 | 13 | 31 | 18 |  | Fixed | Roof
NJSTRE1545517748 | NJSRRE1544546831 | Transition Incentive Program | Brick Township | 8724 | 18 | 13.64 | Residential | Yes | Behind the Meter | Behind the Meter |  | None | Sunrun Installation Services, Inc. | JCP&L | Eligible for TI Program | 2020-02-27 | 2020-03-03 | 2021-10-30 | REC Solar | REC310TP2M | Solar Panels |  | 0.31 | 20 | 78 | 30 |  | Fixed | Roof
NJSTRE1545517752 | NJSRRE1544759081 | Transition Incentive Program | South Amboy | 8879 | 11 | 10.23 | Residential | Yes | Behind the Meter | Net-metered residential rooftop and canopy |  | None | Sunrun Installation Services, Inc. | JCP&L | Final As-Built Received | 2020-03-23 | 2020-03-26 | 2021-10-30 | REC Solar | REC310TP2M | Solar Panels |  | 0.31 | 17 | 59 | 24 |  | Fixed | Roof
NJSTRE1545517760 | NJSRRE1544185796 | Transition Incentive Program | Cranford | 7016 | 10 | 7.44 | Residential | Yes | Behind the Meter | Net-metered residential rooftop and canopy |  | None | Sunrun Installation Services, Inc. | PSE&G | Final As-Built Received | 2020-01-16 | 2020-01-21 | 2021-10-30 | REC Solar | REC310TP2M | Solar Panels |  | 0.31 | 24 | 167 | 22 |  | Fixed | Roof
NJSTRE1545517749 | NJSRRE1543421455 | Transition Incentive Program | Warren | 7059 | 5 | 8.91 | Residential | No | Behind the Meter | Net-metered residential rooftop and canopy |  | None | Sunrun Installation Services, Inc. | JCP&L | Final As-Built Received | 2019-11-19 | 2019-11-21 | 2021-10-30 | LG Electronics | LG330N1C-A5 | Solar Panels |  | 0.33 | 4 | 103 | 37 |  | Fixed | Roof
NJSTRE1545517752 | NJSRRE1544759081 | Transition Incentive Program | South Amboy | 8879 | 11 | 10.23 | Residential | Yes | Behind the Meter | Net-metered residential rooftop and canopy |  | None | Sunrun Installation Services, Inc. | JCP&L | Final As-Built Received | 2020-03-23 | 2020-03-26 | 2021-10-30 | REC Solar | REC310TP2M | Solar Panels |  | 0.31 | 4 | 148 | 24 |  | Fixed | Roof
NJSTRE1545517754 | NJSRRE1544317213 | Transition Incentive Program | Newton | 7860 | 1 | 14.57 | Residential | Yes | Behind the Meter | Net-metered residential rooftop and canopy |  | None | Sunrun Installation Services, Inc. | JCP&L | Final As-Built Received | 2020-01-28 | 2020-01-31 | 2021-10-30 | REC Solar | REC310TP2M | Solar Panels |  | 0.31 | 32 | 176 | 26 |  | Fixed | Roof
NJSTRE1545517757 | NJSRRE1543827053 | Transition Incentive Program | Piscataway | 8854 | 11 | 16.82 | Residential | Yes | Behind the Meter | Net-metered residential rooftop and canopy |  | None | Sunrun Installation Services, Inc. | PSE&G | Final As-Built Received | 2019-12-30 | 2020-01-03 | 2021-10-30 | REC Solar | REC290TP2 BLK | Solar Panels |  | 0.29 | 32 | 87 | 23 |  | Fixed | Roof
NJSTRE1545517758 | NJSRRE1544185811 | Transition Incentive Program | Carteret | 7008 | 11 | 4.34 | Residential | Yes | Behind the Meter | Net-metered residential rooftop and canopy |  | None | Sunrun Installation Services, Inc. | PSE&G | Final As-Built Received | 2020-01-16 | 2020-01-22 | 2021-10-30 | REC Solar | REC310TP2M | Solar Panels |  | 0.31 | 5 | 305 | 44 |  | Fixed | Roof
NJSTRE1545517761 | NJSRRE1544348693 | Transition Incentive Program | Bloomfield | 7003 | 9 | 4.65 | Residential | Yes | Behind the Meter | Net-metered residential rooftop and canopy |  | None | Sunrun Installation Services, Inc. | PSE&G | Final As-Built Received | 2020-02-03 | 2020-02-06 | 2021-10-30 | REC Solar | REC310TP2M | Solar Panels |  | 0.31 | 12 | 68 | 40 |  | Fixed | Roof
NJSTRE1545517767 | NJSRRE1543848721 | Transition Incentive Program | Roselle | 7203 | 10 | 5.76 | Residential | Yes | Behind the Meter | Net-metered residential rooftop and canopy |  | None | Sunrun Installation Services, Inc. | PSE&G | Final As-Built Received | 2019-12-31 | 2020-01-06 | 2021-10-30 | Hanwha Q-Cells | Q.PEAK DUO-G7 320 | Solar Panels |  | 0.32 | 6 | 260 | 30 |  | Fixed | Roof
NJSTRE1545517769 | NJSRRE1544535912 | Transition Incentive Program | Bordentown | 8505 | 13 | 13.8 | Residential | No | Behind the Meter | Net-metered residential rooftop and canopy |  | None | Sunrun Installation Services, Inc. | PSE&G | Final As-Built Received | 2020-02-25 | 2020-02-27 | 2021-10-30 | LG Electronics | LG345N1C-V5 | Solar Panels |  | 0.345 | 9 | 73 | 32 |  | Fixed | Roof
NJSTRE1545517770 | NJSRRE1543848859 | Transition Incentive Program | Bound Brook | 8805 | 5 | 10.23 | Residential | Yes | Behind the Meter | Net-metered residential rooftop and canopy |  | None | Sunrun Installation Services, Inc. | PSE&G | Final As-Built Received | 2019-12-31 | 2020-01-06 | 2021-10-30 | REC Solar | REC310TP2M | Solar Panels |  | 0.31 | 16 | 258 | 30 |  | Fixed | Roof
NJSTRE1545517774 | NJSRRE1544708888 | Transition Incentive Program | Wallington | 7057 | 7 | 4.03 | Residential | Yes | Behind the Meter | Net-metered residential rooftop and canopy |  | None | Sunrun Installation Services, Inc. | PSE&G | Final As-Built Received | 2020-03-17 | 2020-03-20 | 2021-10-30 | REC Solar | REC310TP2M | Solar Panels |  | 0.31 | 3 | 78 | 40 |  | Fixed | Roof
NJSTRE1545517777 | NJSRRE1544719761 | Transition Incentive Program | Fair Lawn | 7410 | 7 | 6.51 | Residential | Yes | Behind the Meter | Net-metered residential rooftop and canopy |  | None | Sunrun Installation Services, Inc. | PSE&G | Final As-Built Received | 2020-03-18 | 2020-03-23 | 2021-10-30 | REC Solar | REC310TP2M | Solar Panels |  | 0.31 | 4 | 159 | 20 |  | Fixed | Roof
NJSTRE1545517782 | NJSRRE1544512273 | Transition Incentive Program | Hamilton Township | 8610 | 12 | 6.2 | Residential | Yes | Behind the Meter | Net-metered residential rooftop and canopy |  | None | Sunrun Installation Services, Inc. | PSE&G | Final As-Built Received | 2020-02-20 | 2020-02-24 | 2021-10-30 | REC Solar | REC310TP2M | Solar Panels |  | 0.31 | 8 | 112 | 18 |  | Fixed | Roof
NJSTRE1545515977 |  | Transition Incentive Program | Sewell | 8080 | 15 | 9.25 | Residential | No | Behind the Meter | Net-metered residential rooftop and canopy |  | None | Kaitanna Solar, LLC | AC Electric | Accepted | 2020-08-27 | 2020-08-31 | 2021-10-30 | Solaria | 370 | Solar Panels |  | 0.37 | 19 | 168 | 22 |  | Fixed | Roof
NJSTRE1545515973 |  | Transition Incentive Program | Hillsborough Township | 8844 | 5 | 25.9 | Residential | No | Behind the Meter | Net-metered residential rooftop and canopy |  | None | Green Power energy | PSE&G | Accepted | 2020-08-27 | 2020-08-31 | 2021-10-30 | Hanwha | Q.PEAK DUO BLK-G6 335 | Solar Panels |  | 0.37 | 4 | 110 | 35 |  | Fixed | Roof
NJSTRE1545515973 |  | Transition Incentive Program | Hillsborough Township | 8844 | 5 | 25.9 | Residential | No | Behind the Meter | Net-metered residential rooftop and canopy |  | None | Green Power energy | PSE&G | Accepted | 2020-08-27 | 2020-08-31 | 2021-10-30 | Hanwha | Q.PEAK DUO BLK-G6 335 | Solar Panels |  | 0.37 | 4 | 290 | 35 |  | Fixed | Roof
NJSTRE1545516002 |  | Transition Incentive Program | northfield | 8225 | 19 | 11.84 | Residential | No | Behind the Meter | Net-metered residential rooftop and canopy |  | None | Orbit Energy & Power, LLC | AC Electric | Accepted | 2020-08-27 | 2020-09-01 | 2021-10-30 | hanwha qcells | qpeak 320w | Solar Panels |  | 0.32 | 19 | 133 | 31 |  | Fixed | Roof
NJSTRE1545516080 |  | Transition Incentive Program | SAYREVILLE | 8872 | 11 | 5.2 | Residential | Yes | Behind the Meter | Net-metered residential rooftop and canopy |  | None | Vivint Solar Developer, LLC | JCP&L | Accepted | 2020-09-03 | 2020-09-03 | 2021-10-30 | JINKO SOLAR | JKM325M-60HBL | Solar Panels |  | 0.325 | 16 | 169 | 38 |  | Fixed | Roof
NJSTRE1545516124 |  | Transition Incentive Program | Lakehurst | 8733 | 18 | 4.88 | Residential | Yes | Behind the Meter | Net-metered residential rooftop and canopy |  | None | Vivint Solar Developer, LLC | JCP&L | Accepted | 2020-09-03 | 2020-09-03 | 2021-10-30 | JINKO SOLAR | JKM325M-60HBL | Solar Panels |  | 0.325 | 7 | 356 | 19 |  | Fixed | Roof
NJSTRE1545517588 |  | Transition Incentive Program | WEST DEPTFORD | 8096 | 15 | 5.67 | Residential | Yes | Behind the Meter | Net-metered residential rooftop and canopy |  | None | Suntuity Solar LLC | PSE&G | Accepted | 2020-08-28 | 2020-09-01 | 2021-10-30 | Longi | LR6-60HPB-315M | Solar Panels |  | 0.315 | 3 | 322 | 22 |  | Fixed | Roof
NJSTRE1545517588 |  | Transition Incentive Program | WEST DEPTFORD | 8096 | 15 | 5.67 | Residential | Yes | Behind the Meter | Net-metered residential rooftop and canopy |  | None | Suntuity Solar LLC | PSE&G | Accepted | 2020-08-28 | 2020-09-01 | 2021-10-30 | Longi | LR6-60HPB-315M | Solar Panels |  | 0.315 | 4 | 232 | 22 |  | Fixed | Roof
NJSTRE1545517593 |  | Transition Incentive Program | Bordentown | 8505 | 13 | 7.56 | Residential | Yes | Behind the Meter | Net-metered residential rooftop and canopy |  | None | Suntuity Solar LLC | PSE&G | Accepted | 2020-08-28 | 2020-09-01 | 2021-10-30 | Longi | LR6-60HPB-315M | Solar Panels |  | 0.315 | 4 | 274 | 14 |  | Fixed | Roof
NJSTRE1545517598 |  | Transition Incentive Program | MANAHAWKIN | 8050 | 18 | 8.82 | Residential | No | Behind the Meter | Net-metered residential rooftop and canopy |  | None | Suntuity Solar LLC | AC Electric | Accepted | 2020-08-28 | 2020-09-01 | 2021-10-30 | Longi | LR6-60HPB-315M | Solar Panels |  | 0.315 | 5 | 194 | 15 |  | Fixed | Roof
NJSTRE1545517613 |  | Transition Incentive Program | Mullica Hill | 8062 | 15 | 18.36 | Residential | No | Behind the Meter | Net-metered residential rooftop and canopy |  | None | Trinity Solar | AC Electric | Accepted | 2020-08-28 | 2020-09-01 | 2021-10-30 | Hanwha | Q.PEAK DUO BLK-G6 340 | Solar Panels |  | 0.34 | 3 | 153 | 34 |  | Fixed | Roof
NJSTRE1545517627 |  | Transition Incentive Program | tuckerton | 8087 | 18 | 3.2 | Residential | Yes | Behind the Meter | Net-metered residential rooftop and canopy |  | None | Orbit Energy & Power, LLC | AC Electric | Accepted | 2020-09-09 | 2020-09-10 | 2021-10-30 | hanwha qcells | qpeak 320w | Solar Panels |  | 0.32 | 10 | 126 | 38 |  | Fixed | Roof
NJSTRE1545517740 | NJSRRE1542570912 | Transition Incentive Program | Pleasantville | 8232 | 19 | 8.12 | Residential | Yes | Behind the Meter | Net-metered residential rooftop and canopy |  | None | Sunrun Installation Services, Inc. | AC Electric | Final As-Built Received | 2019-10-21 | 2019-10-23 | 2021-10-30 | REC Solar | REC290TP2 BLK | Solar Panels |  | 0.29 | 18 | 87 | 22 |  | Fixed | Roof
NJSTRE1545517717 |  | Transition Incentive Program | Franklin Park | 8823 | 5 | 6.83 | Residential | No | Behind the Meter | Net-metered residential rooftop and canopy |  | None | Whitman Construction, LLC | PSE&G | Accepted | 2020-09-01 | 2020-09-01 | 2021-10-30 | TRINA | TSM 325 DE06M | Solar Panels |  | 0.325 | 15 | 150 | 32 |  | Fixed | Roof
NJSTRE1545517747 | NJSRRE1544498167 | Transition Incentive Program | Randolph | 7869 | 3 | 12.71 | Residential | Yes | Behind the Meter | Net-metered residential rooftop and canopy |  | None | Sunrun Installation Services, Inc. | JCP&L | Final As-Built Received | 2020-02-19 | 2020-02-24 | 2021-10-30 | REC Solar | REC310TP2M | Solar Panels |  | 0.31 | 8 | 137 | 18 |  | Fixed | Roof
NJSTRE1545517750 | NJSRRE1544469337 | Transition Incentive Program | Old Bridge Township | 8857 | 11 | 5.27 | Residential | No | Behind the Meter | Net-metered residential rooftop and canopy |  | None | Sunrun Installation Services, Inc. | JCP&L | Final As-Built Received | 2020-02-18 | 2020-02-20 | 2021-10-30 | REC Solar | REC310TP2M | Solar Panels |  | 0.31 | 17 | 156 | 32 |  | Fixed | Roof
NJSTRE1545517757 | NJSRRE1543827053 | Transition Incentive Program | Piscataway | 8854 | 11 | 16.82 | Residential | Yes | Behind the Meter | Net-metered residential rooftop and canopy |  | None | Sunrun Installation Services, Inc. | PSE&G | Final As-Built Received | 2019-12-30 | 2020-01-03 | 2021-10-30 | REC Solar | REC290TP2 BLK | Solar Panels |  | 0.29 | 26 | 267 | 23 |  | Fixed | Roof
NJSTRE1545517758 | NJSRRE1544185811 | Transition Incentive Program | Carteret | 7008 | 11 | 4.34 | Residential | Yes | Behind the Meter | Net-metered residential rooftop and canopy |  | None | Sunrun Installation Services, Inc. | PSE&G | Final As-Built Received | 2020-01-16 | 2020-01-22 | 2021-10-30 | REC Solar | REC310TP2M | Solar Panels |  | 0.31 | 9 | 125 | 44 |  | Fixed | Roof
NJSTRE1545517761 | NJSRRE1544348693 | Transition Incentive Program | Bloomfield | 7003 | 9 | 4.65 | Residential | Yes | Behind the Meter | Net-metered residential rooftop and canopy |  | None | Sunrun Installation Services, Inc. | PSE&G | Final As-Built Received | 2020-02-03 | 2020-02-06 | 2021-10-30 | REC Solar | REC310TP2M | Solar Panels |  | 0.31 | 3 | 248 | 40 |  | Fixed | Roof
NJSTRE1545517769 | NJSRRE1544535912 | Transition Incentive Program | Bordentown | 8505 | 13 | 13.8 | Residential | No | Behind the Meter | Net-metered residential rooftop and canopy |  | None | Sunrun Installation Services, Inc. | PSE&G | Final As-Built Received | 2020-02-25 | 2020-02-27 | 2021-10-30 | LG Electronics | LG345N1C-V5 | Solar Panels |  | 0.345 | 20 | 253 | 32 |  | Fixed | Roof
NJSTRE1545517769 | NJSRRE1544535912 | Transition Incentive Program | Bordentown | 8505 | 13 | 13.8 | Residential | No | Behind the Meter | Net-metered residential rooftop and canopy |  | None | Sunrun Installation Services, Inc. | PSE&G | Final As-Built Received | 2020-02-25 | 2020-02-27 | 2021-10-30 | LG Electronics | LG345N1C-V5 | Solar Panels |  | 0.345 | 11 | 73 | 32 |  | Fixed | Roof
NJSTRE1545517770 | NJSRRE1543848859 | Transition Incentive Program | Bound Brook | 8805 | 5 | 10.23 | Residential | Yes | Behind the Meter | Net-metered residential rooftop and canopy |  | None | Sunrun Installation Services, Inc. | PSE&G | Final As-Built Received | 2019-12-31 | 2020-01-06 | 2021-10-30 | REC Solar | REC310TP2M | Solar Panels |  | 0.31 | 17 | 78 | 30 |  | Fixed | Roof
NJSTRE1545517777 | NJSRRE1544719761 | Transition Incentive Program | Fair Lawn | 7410 | 7 | 6.51 | Residential | Yes | Behind the Meter | Net-metered residential rooftop and canopy |  | None | Sunrun Installation Services, Inc. | PSE&G | Final As-Built Received | 2020-03-18 | 2020-03-23 | 2021-10-30 | REC Solar | REC310TP2M | Solar Panels |  | 0.31 | 3 | 339 | 20 |  | Fixed | Roof
NJSTRE1545517865 |  | Transition Incentive Program | West Deptford | 8086 | 15 | 12.24 | Residential | Yes | Behind the Meter | Net-metered residential rooftop and canopy |  | None | Tesla Energy Operations Inc. | PSE&G | Accepted | 2020-08-28 | 2020-09-02 | 2021-10-30 | Hanwha Q-CELLS | Q.Peak DUO BLK-G6+ 340 | Solar Panels |  | 0.34 | 24 | 227 | 36 |  | Fixed | Roof
NJSTRE1545517865 |  | Transition Incentive Program | West Deptford | 8086 | 15 | 12.24 | Residential | Yes | Behind the Meter | Net-metered residential rooftop and canopy |  | None | Tesla Energy Operations Inc. | PSE&G | Accepted | 2020-08-28 | 2020-09-02 | 2021-10-30 | Hanwha Q-CELLS | Q.Peak DUO BLK-G6+ 340 | Solar Panels |  | 0.34 | 12 | 47 | 36 |  | Fixed | Roof
NJSTRE1545517759 | NJSRRE1543547859 | Transition Incentive Program | Cedar Grove | 7009 | 9 | 4.34 | Residential | Yes | Behind the Meter | Net-metered residential rooftop and canopy |  | None | Sunrun Installation Services, Inc. | PSE&G | Final As-Built Received | 2019-12-13 | 2019-12-18 | 2021-10-30 | REC Solar | REC310TP2M | Solar Panels |  | 0.31 | 11 | 197 | 37 |  | Fixed | Roof
NJSTRE1545517776 | NJSRRE1544537802 | Transition Incentive Program | Bergenfield | 7621 | 7 | 4.03 | Residential | Yes | Behind the Meter | Net-metered residential rooftop and canopy |  | None | Sunrun Installation Services, Inc. | PSE&G | Final As-Built Received | 2020-02-25 | 2020-02-27 | 2021-10-30 | REC Solar | REC310TP2M | Solar Panels |  | 0.31 | 4 | 357 | 30 |  | Fixed | Roof
NJSTRE1545517780 | NJSRRE1544565290 | Transition Incentive Program | Bloomfield | 7003 | 9 | 5.27 | Residential | Yes | Behind the Meter | Net-metered residential rooftop and canopy |  | None | Sunrun Installation Services, Inc. | PSE&G | Final As-Built Received | 2020-03-02 | 2020-03-05 | 2021-10-30 | REC Solar | REC310TP2M | Solar Panels |  | 0.31 | 7 | 224 | 10 |  | Fixed | Roof
NJSTRE1545517784 | NJSRRE1544317168 | Transition Incentive Program | Emerson | 7630 | 7 | 15.19 | Residential | No | Behind the Meter | Net-metered residential rooftop and canopy |  | None | Sunrun Installation Services, Inc. | PSE&G | Final As-Built Received | 2020-01-28 | 2020-01-31 | 2021-10-30 | REC Solar | REC310TP2M | Solar Panels |  | 0.31 | 23 | 105 | 32 |  | Fixed | Roof
NJSTRE1545517836 |  | Transition Incentive Program | Linden | 7036 | 10 | 6.3 | Residential | Yes | Behind the Meter | Net-metered residential rooftop and canopy |  | None | Pro Custom Solar dba Momentum Solar | PSE&G | Accepted | 2020-08-28 | 2020-09-01 | 2021-10-30 | LG ELECTRONICS | LG 350N1C-V5 | Solar Panels |  | 0.35 | 6 | 43 | 25 |  | Fixed | Roof
NJSTRE1545517889 |  | Transition Incentive Program | Williamstown | 8094 | 15 | 8.24 | Residential | No | Behind the Meter | Net-metered residential rooftop and canopy |  | None | Sunrun Installation Services, Inc. | AC Electric | Accepted | 2020-08-28 | 2020-09-15 | 2021-10-30 | LONGi Green Energy Technology Co Ltd | LR6-60HPB-305M | Solar Panels |  | 0.305 | 27 | 179 | 37 |  | Fixed | Roof
NJSTRE1545517868 |  | Transition Incentive Program | Monroe | 8831 | 11 | 11.9 | Residential | No | Behind the Meter | Net-metered residential rooftop and canopy |  | None | NJ Solar Power, LLC | JCP&L | Accepted | 2020-08-28 | 2020-09-02 | 2021-10-30 | panasonic | VBHN340SA17 | Solar Panels |  | 0.34 | 11 | 87 | 40 |  | Fixed | Roof
NJSTRE1545517904 |  | Transition Incentive Program | Haddon Heights | 8035 | 14 | 8.5 | Residential | Yes | Behind the Meter | Net-metered residential rooftop and canopy |  | None | Trinity Solar | PSE&G | Accepted | 2020-08-28 | 2020-09-01 | 2021-10-30 | Hanwha | Q.PEAK DUO BLK-G6 340 | Solar Panels |  | 0.34 | 3 | 5 | 18 |  | Fixed | Roof
NJSTRE1545517907 |  | Transition Incentive Program | Freehold | 7728 | 17 | 13.65 | Residential | No | Behind the Meter | Net-metered residential rooftop and canopy |  | None | Kopp Electric Company | JCP&L | Accepted | 2020-08-28 | 2020-09-01 | 2021-10-30 | CertainTeed | CT325HC11-04 | Solar Panels |  | 0.325 | 11 | 97 | 20 |  | Fixed | Roof
NJSTRE1545519650 |  | Transition Incentive Program | TOMS RIVER | 8753 | 18 | 11.29 | Residential | Yes | Behind the Meter | Net-metered residential rooftop and canopy |  | None | Sunrun Installation Services, Inc. | JCP&L | Accepted | 2020-08-28 | 2020-09-01 | 2021-10-30 | LONGi Green Energy Technology Co Ltd | LR6-60HPB-305M | Solar Panels |  | 0.305 | 26 | 280 | 40 |  | Fixed | Roof
NJSTRE1545519667 |  | Transition Incentive Program | Garfield | 7026 | 7 | 7.54 | Residential | Yes | Behind the Meter | Net-metered residential rooftop and canopy |  | None | Sunrun Installation Services, Inc. | PSE&G | Accepted | 2020-08-28 | 2020-09-01 | 2021-10-30 | REC Solar | REC290TP2 BLK | Solar Panels |  | 0.29 | 8 | 122 | 23 |  | Fixed | Roof
NJSTRE1545519671 |  | Transition Incentive Program | Pleasantville | 8232 | 19 | 3.6 | Residential | Yes | Behind the Meter | Net-metered residential rooftop and canopy |  | None | Castle Energy, LLC | AC Electric | Accepted | 2020-08-31 | 2020-09-01 | 2021-10-30 | SunPower | SPR-E20-327-E-AC | Solar Panels |  | 0.327 | 11 | 120 | 20 |  | Fixed | Roof
NJSTRE1545517796 |  | Transition Incentive Program | Wallington | 7057 | 7 | 6.5 | Residential | No | Behind the Meter | Net-metered residential rooftop and canopy |  | None | Premier Solar Solutions | PSE&G | Accepted | 2020-08-28 | 2020-09-01 | 2021-10-30 | Trina Solar | TSM-DD06H | Solar Panels |  | 0.325 | 20 | 142 | 40 |  | Fixed | Roof
NJSTRE1545517863 |  | Transition Incentive Program | Freehold | 7728 | 17 | 16.32 | Residential | No | Behind the Meter | Net-metered residential rooftop and canopy |  | None | Whitman Construction, LLC | JCP&L | Accepted | 2020-08-28 | 2020-09-01 | 2021-10-30 | trina | tsm320DD05h.05 | Solar Panels |  | 0.32 | 24 | 139 | 20 |  | Fixed | Roof
NJSTRE1545517868 |  | Transition Incentive Program | Monroe | 8831 | 11 | 11.9 | Residential | No | Behind the Meter | Net-metered residential rooftop and canopy |  | None | NJ Solar Power, LLC | JCP&L | Accepted | 2020-08-28 | 2020-09-02 | 2021-10-30 | panasonic | VBHN340SA17 | Solar Panels |  | 0.34 | 11 | 267 | 40 |  | Fixed | Roof
NJSTRE1545517904 |  | Transition Incentive Program | Haddon Heights | 8035 | 14 | 8.5 | Residential | Yes | Behind the Meter | Net-metered residential rooftop and canopy |  | None | Trinity Solar | PSE&G | Accepted | 2020-08-28 | 2020-09-01 | 2021-10-30 | Hanwha | Q.PEAK DUO BLK-G6 340 | Solar Panels |  | 0.34 | 22 | 185 | 18 |  | Fixed | Roof
NJSTRE1545519674 |  | Transition Incentive Program | Hopatcong | 7843 | 1 | 8.68 | Residential | No | Behind the Meter | Net-metered residential rooftop and canopy |  | None | Bright Planet Solar | JCP&L | Accepted | 2020-08-28 | 2020-09-01 | 2021-10-30 | LONGI | LR6-60HPB-310M | Solar Panels |  | 0.31 | 18 | 128 | 22 |  | Fixed | Roof
NJSTRE1545519703 |  | Transition Incentive Program | Wharton | 7885 | 3 | 5.25 | Residential | Yes | Behind the Meter | Net-metered residential rooftop and canopy |  | None | Pro Custom Solar dba Momentum Solar | JCP&L | Accepted | 2020-08-28 | 2020-09-02 | 2021-10-30 | LG ELECTRONICS | LG 350N1C-V5 | Solar Panels |  | 0.35 | 7 | 152 | 37 |  | Fixed | Roof
NJSTRE1545519718 |  | Transition Incentive Program | Hillsborough Township | 8844 | 5 | 11.88 | Residential | No | Behind the Meter | Net-metered residential rooftop and canopy |  | None | Green Power Energy | PSE&G | Accepted | 2020-08-28 | 2020-09-01 | 2021-10-30 | LG Electronics | LG360Q1C-V5 | Solar Panels |  | 0.36 | 33 | 198 | 35 |  | Fixed | Roof
NJSTRE1545519728 |  | Transition Incentive Program | Kendall Park | 8824 | 11 | 5.12 | Residential | Yes | Behind the Meter | Net-metered residential rooftop and canopy |  | None |  | PSE&G | Accepted | 2020-08-28 | 2020-09-02 | 2021-10-30 | Silfab | SLA320BL | Solar Panels |  | 0.32 | 16 | 159 | 26 |  | Fixed | Roof
NJSTRE1545519726 |  | Transition Incentive Program | Bay Head | 8742 | 18 | 8.5 | Residential | Yes | Behind the Meter | Net-metered residential rooftop and canopy |  | None | Trinity Solar | JCP&L | Accepted | 2020-08-28 | 2020-09-01 | 2021-10-30 | HANWHA 340 (Q.PEAK DUO BLK-G6 340) | HANWHA 340 (Q.PEAK DUO BLK-G6 340) | Solar Panels |  | 0.34 | 3 | 11 | 6 |  | Fixed | Roof
NJSTRE1545519721 |  | Transition Incentive Program | Springfield | 7081 | 10 | 8.16 | Residential | Yes | Behind the Meter | Net-metered residential rooftop and canopy |  | None | Trinity Solar | JCP&L | Accepted | 2020-08-28 | 2020-09-01 | 2021-10-30 | Hanwha | Q.PEAK DUO BLK-G6 340 | Solar Panels |  | 0.34 | 14 | 209 | 26 |  | Fixed | Roof
NJSTRE1545519752 |  | Transition Incentive Program | Pennsauken | 8110 | 14 | 3.84 | Residential | Yes | Behind the Meter | Net-metered residential rooftop and canopy |  | None | Posigen NJ LLC | PSE&G | Accepted | 2020-08-28 | 2020-09-02 | 2021-10-30 | Silfab | SLA320BL | Solar Panels |  | 0.32 | 12 | 128308 | 25 |  | Fixed | Roof
NJSTRE1545519760 |  | Transition Incentive Program | Pleasantville | 8232 | 19 | 11.16 | Residential | Yes | Behind the Meter | Net-metered residential rooftop and canopy |  | None | Bright Planet Solar | AC Electric | Accepted | 2020-08-28 | 2020-09-02 | 2021-10-30 | LONGI | LR6-60HPB-310M | Solar Panels |  | 0.31 | 14 | 295 | 22 |  | Fixed | Roof
NJSTRE1545519781 |  | Transition Incentive Program | Browns Mills | 8015 | 13 | 16.65 | Residential | No | Behind the Meter | Net-metered residential rooftop and canopy |  | None | Green Power Energy | JCP&L | Accepted | 2020-08-28 | 2020-09-02 | 2021-10-30 | Solaria | PowerXT-370R-PD | Solar Panels |  | 0.37 | 1 | 156 | 2 |  | Fixed | Roof
NJSTRE1545517783 | NJSRRE1544226330 | Transition Incentive Program | Hamilton Township | 8610 | 12 | 11.78 | Residential | Yes | Behind the Meter | Net-metered residential rooftop and canopy |  | None | Sunrun Installation Services, Inc. | PSE&G | Final As-Built Received | 2020-01-24 | 2020-01-29 | 2021-10-30 | REC Solar | REC310TP2M | Solar Panels |  | 0.31 | 20 | 113 | 20 |  | Fixed | Roof
NJSTRE1545517794 |  | Transition Incentive Program | Bridgewater Township | 8807 | 5 | 11.06 | Residential | No | Behind the Meter | Net-metered residential rooftop and canopy |  | None | Green Power Energy | PSE&G | Accepted | 2020-08-28 | 2020-09-01 | 2021-10-30 | LG Electronics | LG335N1K-V5 | Solar Panels |  | 0.335 | 7 | 265 | 33 |  | Fixed | Roof
NJSTRE1545517840 |  | Transition Incentive Program | Wildwood | 8260 | 21 | 9.6 | Residential | Yes | Behind the Meter | Net-metered residential rooftop and canopy |  | None | Posigen NJ LLC | AC Electric | Accepted | 2020-08-28 | 2020-09-01 | 2021-10-30 | Hanwha Q-Cells | Q.PEAK DUO-G5 320 | Solar Panels |  | 0.32 | 30 | 133 | 26 |  | Fixed | Roof
NJSTRE1545517849 |  | Transition Incentive Program | PATERSON | 7524 | 6 | 7.48 | Residential | Yes | Behind the Meter | Net-metered residential rooftop and canopy |  | None | Trinity Solar | PSE&G | Accepted | 2020-08-28 | 2020-09-02 | 2021-10-30 | HANWHA | Q.PEAK DUO BLK-G6 340 | Solar Panels |  | 0.34 | 3 | 193 | 14 |  | Fixed | Roof
NJSTRE1545517849 |  | Transition Incentive Program | PATERSON | 7524 | 6 | 7.48 | Residential | Yes | Behind the Meter | Net-metered residential rooftop and canopy |  | None | Trinity Solar | PSE&G | Accepted | 2020-08-28 | 2020-09-02 | 2021-10-30 | HANWHA | Q.PEAK DUO BLK-G6 340 | Solar Panels |  | 0.34 | 19 | 193 | 40 |  | Fixed | Roof
NJSTRE1545517871 |  | Transition Incentive Program | Colonia | 7067 | 10 | 3.85 | Residential | Yes | Behind the Meter | Net-metered residential rooftop and canopy |  | None | Pro Custom Solar dba Momentum Solar | PSE&G | Accepted | 2020-08-28 | 2020-09-01 | 2021-10-30 | LG ELECTRONICS | LG 350N1C-V5 | Solar Panels |  | 0.35 | 6 | 197 | 39 |  | Fixed | Roof
NJSTRE1545517871 |  | Transition Incentive Program | Colonia | 7067 | 10 | 3.85 | Residential | Yes | Behind the Meter | Net-metered residential rooftop and canopy |  | None | Pro Custom Solar dba Momentum Solar | PSE&G | Accepted | 2020-08-28 | 2020-09-01 | 2021-10-30 | LG ELECTRONICS | LG 350N1C-V5 | Solar Panels |  | 0.35 | 5 | 288 | 38 |  | Fixed | Roof
NJSTRE1545517868 |  | Transition Incentive Program | Monroe | 8831 | 11 | 11.9 | Residential | No | Behind the Meter | Net-metered residential rooftop and canopy |  | None | NJ Solar Power, LLC | JCP&L | Accepted | 2020-08-28 | 2020-09-02 | 2021-10-30 | panasonic | VBN340SA17 | Solar Panels |  | 0.34 | 4 | 177 | 34 |  | Fixed | Roof
NJSTRE1545517907 |  | Transition Incentive Program | Freehold | 7728 | 17 | 13.65 | Residential | No | Behind the Meter | Net-metered residential rooftop and canopy |  | None | Kopp Electric Company | JCP&L | Accepted | 2020-08-28 | 2020-09-01 | 2021-10-30 | CertainTeed | CT325HC11-04 | Solar Panels |  | 0.325 | 15 | 187 | 20 |  | Fixed | Roof
NJSTRE1545517915 |  | Transition Incentive Program | Roselle | 7203 | 10 | 9.8 | Residential | Yes | Behind the Meter | Net-metered residential rooftop and canopy |  | None | Pro Custom Solar dba Momentum Solar | PSE&G | Accepted | 2020-08-28 | 2020-09-01 | 2021-10-30 | LG ELECTRONICS | LG 350N1C-V5 | Solar Panels |  | 0.35 | 16 | 81 | 42 |  | Fixed | Roof
NJSTRE1545517913 |  | Transition Incentive Program | Newton | 7860 | 1 | 15.84 | Residential | Yes | Behind the Meter | Net-metered residential rooftop and canopy |  | None | Sunrun Installation Services, Inc. | JCP&L | Accepted | 2020-08-28 | 2020-09-14 | 2021-10-30 | LG Electronics | LG330N1C-A5 | Solar Panels |  | 0.33 | 30 | 133 | 23 |  | Fixed | Roof
NJSTRE1545519652 |  | Transition Incentive Program | Southampton | 8088 | 13 | 25.92 | Residential | No | Behind the Meter | Net-metered residential rooftop and canopy |  | None | GreenPower Energy | PSE&G | Accepted | 2020-08-28 | 2020-09-01 | 2021-10-30 | LG Electronics | LG360Q1C-V5 | Solar Panels |  | 0.36 | 30 | 265 | 18 |  | Fixed | Roof
NJSTRE1545519658 |  | Transition Incentive Program | Villas | 8251 | 21 | 4.9 | Residential | Yes | Behind the Meter | Net-metered residential rooftop and canopy |  | None | Pro Custom Solar dba Momentum Solar | AC Electric | Accepted | 2020-08-28 | 2020-09-01 | 2021-10-30 | LG ELECTRONICS | LG 350N1C-V5 | Solar Panels |  | 0.35 | 2 | 300 | 22 |  | Fixed | Roof
NJSTRE1545517794 |  | Transition Incentive Program | Bridgewater Township | 8807 | 5 | 11.06 | Residential | No | Behind the Meter | Net-metered residential rooftop and canopy |  | None | Green Power Energy | PSE&G | Accepted | 2020-08-28 | 2020-09-01 | 2021-10-30 | LG Electronics | LG335N1K-V5 | Solar Panels |  | 0.335 | 3 | 265 | 35 |  | Fixed | Roof
NJSTRE1545517794 |  | Transition Incentive Program | Bridgewater Township | 8807 | 5 | 11.06 | Residential | No | Behind the Meter | Net-metered residential rooftop and canopy |  | None | Green Power Energy | PSE&G | Accepted | 2020-08-28 | 2020-09-01 | 2021-10-30 | LG Electronics | LG335N1K-V5 | Solar Panels |  | 0.335 | 6 | 85 | 33 |  | Fixed | Roof
NJSTRE1545517841 |  | Transition Incentive Program | magnolia | 8049 | 14 | 7.68 | Residential | Yes | Behind the Meter | Net-metered residential rooftop and canopy |  | None | Orbit Energy & Power, LLC | PSE&G | Accepted | 2020-08-28 | 2020-09-02 | 2021-10-30 | hanwha qcells | qpeak 320 | Solar Panels |  | 0.32 | 12 | 252 | 26 |  | Fixed | Roof
NJSTRE1545517892 |  | Transition Incentive Program | Keensburg | 7734 | 17 | 9.6 | Residential | Yes | Behind the Meter | Net-metered residential rooftop and canopy |  | None | Posigen NJ LLC | JCP&L | Accepted | 2020-08-28 | 2020-09-02 | 2021-10-30 | Silfab | SLA320M | Solar Panels |  | 0.32 | 30 | 100280 | 20 |  | Fixed | Roof
NJSTRE1545517868 |  | Transition Incentive Program | Monroe | 8831 | 11 | 11.9 | Residential | No | Behind the Meter | Net-metered residential rooftop and canopy |  | None | NJ Solar Power, LLC | JCP&L | Accepted | 2020-08-28 | 2020-09-02 | 2021-10-30 | panasonic | VBHN340SA17 | Solar Panels |  | 0.34 | 9 | 177 | 34 |  | Fixed | Roof
NJSTRE1545519667 |  | Transition Incentive Program | Garfield | 7026 | 7 | 7.54 | Residential | Yes | Behind the Meter | Net-metered residential rooftop and canopy |  | None | Sunrun Installation Services, Inc. | PSE&G | Accepted | 2020-08-28 | 2020-09-01 | 2021-10-30 | REC Solar | REC290TP2 BLK | Solar Panels |  | 0.29 | 9 | 302 | 23 |  | Fixed | Roof
NJSTRE1545519781 |  | Transition Incentive Program | Browns Mills | 8015 | 13 | 16.65 | Residential | No | Behind the Meter | Net-metered residential rooftop and canopy |  | None | Green Power Energy | JCP&L | Accepted | 2020-08-28 | 2020-09-02 | 2021-10-30 | Solaria | PowerXT-370R-PD | Solar Panels |  | 0.37 | 6 | 156 | 2 |  | Fixed | Roof
NJSTRE1545519781 |  | Transition Incentive Program | Browns Mills | 8015 | 13 | 16.65 | Residential | No | Behind the Meter | Net-metered residential rooftop and canopy |  | None | Green Power Energy | JCP&L | Accepted | 2020-08-28 | 2020-09-02 | 2021-10-30 | Solaria | PowerXT-370R-PD | Solar Panels |  | 0.37 | 4 | 156 | 2 |  | Fixed | Roof
NJSTRE1545520000 |  | Transition Incentive Program | WEST WINDSOR TWP | 8550 | 12 | 14.4 | Residential | No | Behind the Meter | Net-metered residential rooftop and canopy |  | None | Public Service Solar | PSE&G | Accepted | 2020-08-28 | 2020-09-02 | 2021-10-30 | LG | Q1K-V5 | Solar Panels |  | 0.36 | 18 | 205 | 26 |  | Fixed | Roof
NJSTRE1545520000 |  | Transition Incentive Program | WEST WINDSOR TWP | 8550 | 12 | 14.4 | Residential | No | Behind the Meter | Net-metered residential rooftop and canopy |  | None | Public Service Solar | PSE&G | Accepted | 2020-08-28 | 2020-09-02 | 2021-10-30 | LG | Q1K-V5 | Solar Panels |  | 0.36 | 6 | 26 | 26 |  | Fixed | Roof
NJSTRE1545520158 |  | Transition Incentive Program | GALLOWAY | 8205 | 19 | 4.76 | Residential | Yes | Behind the Meter | Net-metered residential rooftop and canopy |  | None | Trinity Solar | AC Electric | Accepted | 2020-08-28 | 2020-09-02 | 2021-10-30 | HANWHA | Q.PEAK DUO BLK-G6 340 | Solar Panels |  | 0.34 | 14 | 221 | 25 |  | Fixed | Roof
NJSTRE1545520159 |  | Transition Incentive Program | Flemington | 8822 | 4 | 8.16 | Residential | Yes | Behind the Meter | Net-metered residential rooftop and canopy |  | None | Tesla Energy Operations Inc. | JCP&L | Accepted | 2020-08-28 | 2020-09-02 | 2021-10-30 | Hanwha Q-CELLS | Q.Peak DUO BLK-G6+ 340 | Solar Panels |  | 0.34 | 3 | 203 | 37 |  | Fixed | Roof
NJSTRE1545520168 |  | Transition Incentive Program | Morristown | 7960 | 3 | 18.72 | Residential | No | Behind the Meter | Net-metered residential rooftop and canopy |  | None | Green Power Energy | JCP&L | Accepted | 2020-08-28 | 2020-09-02 | 2021-10-30 | LG Electronics | LG360Q1C-V5 | Solar Panels |  | 0.36 | 2 | 70 | 25 |  | Fixed | Roof
NJSTRE1545519692 |  | Transition Incentive Program | Bloomfield | 7003 | 9 | 3.74 | Residential | Yes | Behind the Meter | Net-metered residential rooftop and canopy |  | None | Trinity Solar | PSE&G | Accepted | 2020-08-28 | 2020-09-01 | 2021-10-30 | Hanwha | Q.PEAK DUO BLK-G6 340 | Solar Panels |  | 0.34 | 4 | 110 | 21 |  | Fixed | Roof
NJSTRE1545519701 |  | Transition Incentive Program | Surf City | 8008 | 18 | 2.93 | Residential | No | Behind the Meter | Net-metered residential rooftop and canopy |  | None | Kopp Electric Company | AC Electric | Accepted | 2020-08-28 | 2020-09-01 | 2021-10-30 | CertainTeed | CT325HC11-04 | Solar Panels |  | 0.325 | 9 | 123 | 25 |  | Fixed | Roof
NJSTRE1545519786 |  | Transition Incentive Program | Lincroft | 7738 | 17 | 5.49 | Residential | No | Behind the Meter | Net-metered residential rooftop and canopy |  | None | Sunrun Installation Services, Inc. | JCP&L | Accepted | 2020-08-28 | 2020-09-02 | 2021-10-30 | LONGi Green Energy Technology Co Ltd | LR6-60HPB-305M | Solar Panels |  | 0.305 | 18 | 116 | 43 |  | Fixed | Roof
NJSTRE1545519820 |  | Transition Incentive Program | Little Egg Harbor Township | 8087 | 18 | 4.76 | Residential | Yes | Behind the Meter | Net-metered residential rooftop and canopy |  | None | Trinity Solar | AC Electric | Accepted | 2020-08-28 | 2020-09-02 | 2021-10-30 | Hanwha 340 | Q.PEAK DUO BLK-G6 340 | Solar Panels |  | 0.34 | 14 | 237 | 27 |  | Fixed | Roof
NJSTRE1545520159 |  | Transition Incentive Program | Flemington | 8822 | 4 | 8.16 | Residential | Yes | Behind the Meter | Net-metered residential rooftop and canopy |  | None | Tesla Energy Operations Inc. | JCP&L | Accepted | 2020-08-28 | 2020-09-02 | 2021-10-30 | Hanwha Q-CELLS | Q.Peak DUO BLK-G6+ 340 | Solar Panels |  | 0.34 | 3 | 293 | 37 |  | Fixed | Roof
NJSTRE1545520168 |  | Transition Incentive Program | Morristown | 7960 | 3 | 18.72 | Residential | No | Behind the Meter | Net-metered residential rooftop and canopy |  | None | Green Power Energy | JCP&L | Accepted | 2020-08-28 | 2020-09-02 | 2021-10-30 | LG Electronics | LG360Q1C-V5 | Solar Panels |  | 0.36 | 3 | 115 | 25 |  | Fixed | Roof
NJSTRE1545520168 |  | Transition Incentive Program | Morristown | 7960 | 3 | 18.72 | Residential | No | Behind the Meter | Net-metered residential rooftop and canopy |  | None | Green Power Energy | JCP&L | Accepted | 2020-08-28 | 2020-09-02 | 2021-10-30 | LG Electronics | LG360Q1C-V5 | Solar Panels |  | 0.36 | 3 | 205 | 25 |  | Fixed | Roof
NJSTRE1545520188 |  | Transition Incentive Program | National Park Boro | 8063 | 15 | 6.2 | Residential | No | Behind the Meter | Net-metered residential rooftop and canopy |  | None | Bright Planet Solar | PSE&G | Accepted | 2020-08-28 | 2020-09-02 | 2021-10-30 | LONGI | LR6-60HPB-310M | Solar Panels |  | 0.31 | 5 | 202 | 30 |  | Fixed | Roof
NJSTRE1545520227 |  | Transition Incentive Program | South Plainfield Boro | 7080 | 11 | 6.2 | Residential | No | Behind the Meter | Net-metered residential rooftop and canopy |  | None | Bright Planet Solar | PSE&G | Accepted | 2020-08-28 | 2020-09-02 | 2021-10-30 | LONGI | LR6-60HPB-310M | Solar Panels |  | 0.31 | 20 | 179 | 30 |  | Fixed | Roof
NJSTRE1545520292 |  | Transition Incentive Program | North Brunswick | 8902 | 11 | 6.65 | Residential | Yes | Behind the Meter | Net-metered residential rooftop and canopy |  | None | Pro Custom Solar dba Momentum Solar | PSE&G | Accepted | 2020-08-28 | 2020-09-02 | 2021-10-30 | LG ELECTRONICS | LG 350N1C-V5 | Solar Panels |  | 0.35 | 3 | 242 | 24 |  | Fixed | Roof
NJSTRE1545520303 |  | Transition Incentive Program | SOUTHAMPTON | 8088 | 13 | 16.32 | Residential | Yes | Behind the Meter | Net-metered residential rooftop and canopy |  | None | Vivint Solar Developer, LLC | PSE&G | Accepted | 2020-09-11 | 2020-09-14 | 2021-10-30 | JINKO SOLAR | JKM320M-60HBL | Solar Panels |  | 0.32 | 3 | 47 | 24 |  | Fixed | Roof
NJSTRE1545520419 |  | Transition Incentive Program | HAMILTON TWP | 8690 | 12 | 12.51 | Residential | Yes | Behind the Meter | Net-metered residential rooftop and canopy |  | None | Sunrun Installation Services, Inc. | PSE&G | Accepted | 2020-08-28 | 2020-09-02 | 2021-10-30 | LONGi Green Energy Technology Co Ltd | LR6-60HPB-305M | Solar Panels |  | 0.305 | 14 | 98 | 37 |  | Fixed | Roof
NJSTRE1545517766 | NJSRRE1542851464 | Transition Incentive Program | West Windsor Township | 8550 | 12 | 8.41 | Residential | Yes | Behind the Meter | Net-metered residential rooftop and canopy |  | None | Sunrun Installation Services, Inc. | PSE&G | Final As-Built Received | 2019-10-31 | 2019-11-04 | 2021-10-30 | REC Solar | REC290TP2 BLK | Solar Panels |  | 0.29 | 6 | 221 | 18 |  | Fixed | Roof
NJSTRE1545517771 | NJSRRE1544543600 | Transition Incentive Program | PENNSAUKEN | 8109 | 14 | 8.37 | Residential | Yes | Behind the Meter | Net-metered residential rooftop and canopy |  | None | Sunrun Installation Services, Inc. | PSE&G | Final As-Built Received | 2020-02-26 | 2020-03-02 | 2021-10-30 | REC Solar | REC310TP2M | Solar Panels |  | 0.31 | 17 | 211 | 25 |  | Fixed | Roof
NJSTRE1545517773 | NJSRRE1544326220 | Transition Incentive Program | Hamilton Township | 8610 | 12 | 13.95 | Residential | Yes | Behind the Meter | Net-metered residential rooftop and canopy |  | None | Sunrun Installation Services, Inc. | PSE&G | Final As-Built Received | 2020-01-29 | 2020-01-31 | 2021-10-30 | REC Solar | REC310TP2M | Solar Panels |  | 0.31 | 20 | 111 | 23 |  | Fixed | Roof
NJSTRE1545517779 | NJSRRE1544457009 | Transition Incentive Program | Elizabeth City | 7206 | 10 | 3.41 | Residential | Yes | Behind the Meter | Net-metered residential rooftop and canopy |  | None | Sunrun Installation Services, Inc. | PSE&G | Final As-Built Received | 2020-02-14 | 2020-02-19 | 2021-10-30 | REC Solar | REC310TP2M | Solar Panels |  | 0.31 | 11 | 144 | 24 |  | Fixed | Roof
NJSTRE1545517783 | NJSRRE1544226330 | Transition Incentive Program | Hamilton Township | 8610 | 12 | 11.78 | Residential | Yes | Behind the Meter | Net-metered residential rooftop and canopy |  | None | Sunrun Installation Services, Inc. | PSE&G | Final As-Built Received | 2020-01-24 | 2020-01-29 | 2021-10-30 | REC Solar | REC310TP2M | Solar Panels |  | 0.31 | 18 | 293 | 22 |  | Fixed | Roof
NJSTRE1545517836 |  | Transition Incentive Program | Linden | 7036 | 10 | 6.3 | Residential | Yes | Behind the Meter | Net-metered residential rooftop and canopy |  | None | Pro Custom Solar dba Momentum Solar | PSE&G | Accepted | 2020-08-28 | 2020-09-01 | 2021-10-30 | LG ELECTRONICS | LG 350N1C-V5 | Solar Panels |  | 0.35 | 7 | 223 | 25 |  | Fixed | Roof
NJSTRE1545517907 |  | Transition Incentive Program | Freehold | 7728 | 17 | 13.65 | Residential | No | Behind the Meter | Net-metered residential rooftop and canopy |  | None | Kopp Electric Company | JCP&L | Accepted | 2020-08-28 | 2020-09-01 | 2021-10-30 | CertainTeed | CT325HC11-04 | Solar Panels |  | 0.325 | 16 | 187 | 20 |  | Fixed | Roof
NJSTRE1545517915 |  | Transition Incentive Program | Roselle | 7203 | 10 | 9.8 | Residential | Yes | Behind the Meter | Net-metered residential rooftop and canopy |  | None | Pro Custom Solar dba Momentum Solar | PSE&G | Accepted | 2020-08-28 | 2020-09-01 | 2021-10-30 | LG ELECTRONICS | LG 350N1C-V5 | Solar Panels |  | 0.35 | 12 | 261 | 42 |  | Fixed | Roof
NJSTRE1545519650 |  | Transition Incentive Program | TOMS RIVER | 8753 | 18 | 11.29 | Residential | Yes | Behind the Meter | Net-metered residential rooftop and canopy |  | None | Sunrun Installation Services, Inc. | JCP&L | Accepted | 2020-08-28 | 2020-09-01 | 2021-10-30 | LONGi Green Energy Technology Co Ltd | LR6-60HPB-305M | Solar Panels |  | 0.305 | 11 | 100 | 40 |  | Fixed | Roof
NJSTRE1545519658 |  | Transition Incentive Program | Villas | 8251 | 21 | 4.9 | Residential | Yes | Behind the Meter | Net-metered residential rooftop and canopy |  | None | Pro Custom Solar dba Momentum Solar | AC Electric | Accepted | 2020-08-28 | 2020-09-01 | 2021-10-30 | LG ELECTRONICS | LG 350N1C-V5 | Solar Panels |  | 0.35 | 12 | 120 | 22 |  | Fixed | Roof
NJSTRE1545519681 |  | Transition Incentive Program | Mount Laurel | 8054 | 13 | 7.04 | Residential | Yes | Behind the Meter | Net-metered residential rooftop and canopy |  | None | Posigen NJ LLC | PSE&G | Accepted | 2020-08-28 | 2020-09-02 | 2021-10-30 | Silfab | SLA320BL | Solar Panels |  | 0.32 | 22 | 74254 | 27 |  | Fixed | Roof
NJSTRE1545519672 |  | Transition Incentive Program | BERGENFIELD | 7621 | 7 | 6.37 | Residential | Yes | Behind the Meter | Net-metered residential rooftop and canopy |  | None | Trinity Solar | PSE&G | Accepted | 2020-08-28 | 2020-09-01 | 2021-10-30 | HANWHA | Q.PEAK DUO BLK-G6 335 | Solar Panels |  | 0.335 | 19 | 185 | 9 |  | Fixed | Roof
NJSTRE1545517624 |  | Transition Incentive Program | Woodbridge Twp | 8830 | 11 | 5.36 | Residential | Yes | Behind the Meter | Net-metered residential rooftop and canopy |  | None | Suntuity Solar LLC | PSE&G | Accepted | 2020-08-28 | 2020-09-01 | 2021-10-30 | Longi | LR6-60HPB-315M | Solar Panels |  | 0.315 | 9 | 81 | 20 |  | Fixed | Roof
NJSTRE1545517682 |  | Transition Incentive Program | WESTVILLE | 8093 | 15 | 3.4 | Residential | Yes | Behind the Meter | Net-metered residential rooftop and canopy |  | None | Trinity Solar | PSE&G | Accepted | 2020-08-28 | 2020-09-01 | 2021-10-30 | HANWHA | Q.PEAK DUO BLK-G6 340 | Solar Panels |  | 0.34 | 5 | 181 | 45 |  | Fixed | Roof
NJSTRE1545517747 | NJSRRE1544498167 | Transition Incentive Program | Randolph | 7869 | 3 | 12.71 | Residential | Yes | Behind the Meter | Net-metered residential rooftop and canopy |  | None | Sunrun Installation Services, Inc. | JCP&L | Final As-Built Received | 2020-02-19 | 2020-02-24 | 2021-10-30 | REC Solar | REC310TP2M | Solar Panels |  | 0.31 | 8 | 317 | 18 |  | Fixed | Roof
NJSTRE1545517768 | NJSRRE1544512304 | Transition Incentive Program | Union | 7083 | 10 | 5.58 | Residential | Yes | Behind the Meter | Net-metered residential rooftop and canopy |  | None | Sunrun Installation Services, Inc. | PSE&G | Final As-Built Received | 2020-02-20 | 2020-03-06 | 2021-10-30 | REC Solar | REC310TP2M | Solar Panels |  | 0.31 | 18 | 212 | 20 |  | Fixed | Roof
NJSTRE1545517771 | NJSRRE1544543600 | Transition Incentive Program | PENNSAUKEN | 8109 | 14 | 8.37 | Residential | Yes | Behind the Meter | Net-metered residential rooftop and canopy |  | None | Sunrun Installation Services, Inc. | PSE&G | Final As-Built Received | 2020-02-26 | 2020-03-02 | 2021-10-30 | REC Solar | REC310TP2M | Solar Panels |  | 0.31 | 10 | 31 | 25 |  | Fixed | Roof
NJSTRE1545517772 | NJSRRE1543823897 | Transition Incentive Program | Linden City | 7036 | 10 | 7.54 | Residential | Yes | Behind the Meter | Net-metered residential rooftop and canopy |  | None | Sunrun Installation Services, Inc. | PSE&G | Final As-Built Received | 2019-12-27 | 2020-01-02 | 2021-10-30 | REC Solar | REC290TP2 BLK | Solar Panels |  | 0.29 | 19 | 218 | 19 |  | Fixed | Roof
NJSTRE1545517774 | NJSRRE1544708888 | Transition Incentive Program | Wallington | 7057 | 7 | 4.03 | Residential | Yes | Behind the Meter | Net-metered residential rooftop and canopy |  | None | Sunrun Installation Services, Inc. | PSE&G | Final As-Built Received | 2020-03-17 | 2020-03-20 | 2021-10-30 | REC Solar | REC310TP2M | Solar Panels |  | 0.31 | 3 | 78 | 23 |  | Fixed | Roof
NJSTRE1545517778 | NJSRRE1544802368 | Transition Incentive Program | Pennsauken Township | 8109 | 14 | 5.52 | Residential | Yes | Behind the Meter | Net-metered residential rooftop and canopy |  | None | Sunrun Installation Services, Inc. | PSE&G | Final As-Built Received | 2020-04-06 | 2020-04-10 | 2021-10-30 | LG Electronics | LG345N1C-V5 | Solar Panels |  | 0.345 | 8 | 236 | 21 |  | Fixed | Roof
NJSTRE1545517782 | NJSRRE1544512273 | Transition Incentive Program | Hamilton Township | 8610 | 12 | 6.2 | Residential | Yes | Behind the Meter | Net-metered residential rooftop and canopy |  | None | Sunrun Installation Services, Inc. | PSE&G | Final As-Built Received | 2020-02-20 | 2020-02-24 | 2021-10-30 | REC Solar | REC310TP2M | Solar Panels |  | 0.31 | 12 | 112 | 33 |  | Fixed | Roof
NJSTRE1545517794 |  | Transition Incentive Program | Bridgewater Township | 8807 | 5 | 11.06 | Residential | No | Behind the Meter | Net-metered residential rooftop and canopy |  | None | Green Power Energy | PSE&G | Accepted | 2020-08-28 | 2020-09-01 | 2021-10-30 | LG Electronics | LG335N1K-V5 | Solar Panels |  | 0.335 | 10 | 265 | 33 |  | Fixed | Roof
NJSTRE1545517841 |  | Transition Incentive Program | magnolia | 8049 | 14 | 7.68 | Residential | Yes | Behind the Meter | Net-metered residential rooftop and canopy |  | None | Orbit Energy & Power, LLC | PSE&G | Accepted | 2020-08-28 | 2020-09-02 | 2021-10-30 | hanwha qcells | qpeak 320w | Solar Panels |  | 0.32 | 12 | 72 | 26 |  | Fixed | Roof
NJSTRE1545517794 |  | Transition Incentive Program | Bridgewater Township | 8807 | 5 | 11.06 | Residential | No | Behind the Meter | Net-metered residential rooftop and canopy |  | None | Green Power Energy | PSE&G | Accepted | 2020-08-28 | 2020-09-01 | 2021-10-30 | LG Electronics | LG335N1K-V5 | Solar Panels |  | 0.335 | 7 | 175 | 30 |  | Fixed | Roof
NJSTRE1545517826 |  | Transition Incentive Program | Wanaque | 7465 | 6 | 16.32 | Residential | Yes | Behind the Meter | Net-metered residential rooftop and canopy |  | None | Tesla Energy Operations Inc. | JCP&L | Accepted | 2020-08-28 | 2020-09-01 | 2021-10-30 | Hanwha Q-CELLS | Q.Peak DUO BLK-G6+ 340 | Solar Panels |  | 0.34 | 20 | 321 | 23 |  | Fixed | Roof
NJSTRE1545517836 |  | Transition Incentive Program | Linden | 7036 | 10 | 6.3 | Residential | Yes | Behind the Meter | Net-metered residential rooftop and canopy |  | None | Pro Custom Solar dba Momentum Solar | PSE&G | Accepted | 2020-08-28 | 2020-09-01 | 2021-10-30 | LG ELECTRONICS | LG 350N1C-V5 | Solar Panels |  | 0.35 | 5 | 132 | 29 |  | Fixed | Roof
NJSTRE1545517863 |  | Transition Incentive Program | Freehold | 7728 | 17 | 16.32 | Residential | No | Behind the Meter | Net-metered residential rooftop and canopy |  | None | Whitman Construction, LLC | JCP&L | Accepted | 2020-08-28 | 2020-09-01 | 2021-10-30 | trina | tsm320DD05h.05 | Solar Panels |  | 0.32 | 4 | 229 | 20 |  | Fixed | Roof
NJSTRE1545519667 |  | Transition Incentive Program | Garfield | 7026 | 7 | 7.54 | Residential | Yes | Behind the Meter | Net-metered residential rooftop and canopy |  | None | Sunrun Installation Services, Inc. | PSE&G | Accepted | 2020-08-28 | 2020-09-01 | 2021-10-30 | REC Solar | REC290TP2 BLK | Solar Panels |  | 0.29 | 9 | 33 | 23 |  | Fixed | Roof
NJSTRE1545519692 |  | Transition Incentive Program | Bloomfield | 7003 | 9 | 3.74 | Residential | Yes | Behind the Meter | Net-metered residential rooftop and canopy |  | None | Trinity Solar | PSE&G | Accepted | 2020-08-28 | 2020-09-01 | 2021-10-30 | Hanwha | Q.PEAK DUO BLK-G6 340 | Solar Panels |  | 0.34 | 7 | 200 | 21 |  | Fixed | Roof
NJSTRE1545519704 |  | Transition Incentive Program | Trenton | 8619 | 12 | 9.6 | Residential | Yes | Behind the Meter | Net-metered residential rooftop and canopy |  | None | Posigen NJ LLC | PSE&G | Accepted | 2020-08-28 | 2020-09-02 | 2021-10-30 | Silfab | SLA320M | Solar Panels |  | 0.32 | 30 | 107287 | 30 |  | Fixed | Roof
NJSTRE1545519706 |  | Transition Incentive Program | LAURENCE HARBOR | 8879 | 11 | 7.32 | Residential | Yes | Behind the Meter | Net-metered residential rooftop and canopy |  | None | Sunrun Installation Services, Inc. | JCP&L | Accepted | 2020-08-28 | 2020-09-02 | 2021-10-30 | LONGi Green Energy Technology Co Ltd | LR6-60HPB-305M | Solar Panels |  | 0.305 | 11 | 11 | 23 |  | Fixed | Roof
NJSTRE1545519720 |  | Transition Incentive Program | ROSELLE | 7203 | 10 | 4.08 | Residential | Yes | Behind the Meter | Net-metered residential rooftop and canopy |  | None | Trinity Solar | PSE&G | Accepted | 2020-08-28 | 2020-09-01 | 2021-10-30 | HANWHA | Q.PEAK DUO BLK-G6 340 | Solar Panels |  | 0.34 | 12 | 170 | 34 |  | Fixed | Roof
NJSTRE1545519726 |  | Transition Incentive Program | Bay Head | 8742 | 18 | 8.5 | Residential | Yes | Behind the Meter | Net-metered residential rooftop and canopy |  | None | Trinity Solar | JCP&L | Accepted | 2020-08-28 | 2020-09-01 | 2021-10-30 | HANWHA 340 (Q.PEAK DUO BLK-G6 340) | HANWHA 340 (Q.PEAK DUO BLK-G6 340) | Solar Panels |  | 0.34 | 8 | 191 | 5 |  | Fixed | Roof
NJSTRE1545519742 |  | Transition Incentive Program | Williamstown | 8094 | 15 | 5.03 | Residential | Yes | Behind the Meter | Net-metered residential rooftop and canopy |  | None | Trinity Solar | AC Electric | Accepted | 2020-08-28 | 2020-09-02 | 2021-10-30 | HANWHA 335 (Q.PEAK DUO BLK-G6 335) | HANWHA 335 (Q.PEAK DUO BLK-G6 335) | Solar Panels |  | 0.335 | 15 | 124 | 34 |  | Fixed | Roof
NJSTRE1545519753 |  | Transition Incentive Program | Carteret | 7008 | 11 | 3.84 | Residential | Yes | Behind the Meter | Net-metered residential rooftop and canopy |  | None | Trinity Solar | PSE&G | Accepted | 2020-08-28 | 2020-09-02 | 2021-10-30 | HANWHA 320 (Q.PEAK DUO BLK-G5 320) | HANWHA 320 (Q.PEAK DUO BLK-G5 320) | Solar Panels |  | 0.32 | 7 | 230 | 18 |  | Fixed | Roof
NJSTRE1545519781 |  | Transition Incentive Program | Browns Mills | 8015 | 13 | 16.65 | Residential | No | Behind the Meter | Net-metered residential rooftop and canopy |  | None | Green Power Energy | JCP&L | Accepted | 2020-08-28 | 2020-09-02 | 2021-10-30 | Solaria | PowerXT-370R-PD | Solar Panels |  | 0.37 | 19 | 156 | 2 |  | Fixed | Roof
NJSTRE1545519674 |  | Transition Incentive Program | Hopatcong | 7843 | 1 | 8.68 | Residential | No | Behind the Meter | Net-metered residential rooftop and canopy |  | None | Bright Planet Solar | JCP&L | Accepted | 2020-08-28 | 2020-09-01 | 2021-10-30 | LONGI | LR6-60HPB-310M | Solar Panels |  | 0.31 | 10 | 307 | 22 |  | Fixed | Roof
NJSTRE1545519706 |  | Transition Incentive Program | LAURENCE HARBOR | 8879 | 11 | 7.32 | Residential | Yes | Behind the Meter | Net-metered residential rooftop and canopy |  | None | Sunrun Installation Services, Inc. | JCP&L | Accepted | 2020-08-28 | 2020-09-02 | 2021-10-30 | LONGi Green Energy Technology Co Ltd | LR6-60HPB-305M | Solar Panels |  | 0.305 | 13 | 191 | 22 |  | Fixed | Roof
NJSTRE1545519726 |  | Transition Incentive Program | Bay Head | 8742 | 18 | 8.5 | Residential | Yes | Behind the Meter | Net-metered residential rooftop and canopy |  | None | Trinity Solar | JCP&L | Accepted | 2020-08-28 | 2020-09-01 | 2021-10-30 | HANWHA 340 (Q.PEAK DUO BLK-G6 340) | HANWHA 340 (Q.PEAK DUO BLK-G6 340) | Solar Panels |  | 0.34 | 4 | 11 | 3 |  | Fixed | Roof
NJSTRE1545519761 |  | Transition Incentive Program | Barnegat | 8005 | 18 | 6.8 | Residential | Yes | Behind the Meter | Net-metered residential rooftop and canopy |  | None | Trinity Solar | JCP&L | Accepted | 2020-08-28 | 2020-09-02 | 2021-10-30 | Hanwha | Q.PEAK DUO BLK-G6 340 | Solar Panels |  | 0.34 | 20 | 167 | 27 |  | Fixed | Roof
NJSTRE1545519788 |  | Transition Incentive Program | Parkertown | 8087 | 18 | 7.04 | Residential | Yes | Behind the Meter | Net-metered residential rooftop and canopy |  | None | Posigen NJ LLC | AC Electric | Accepted | 2020-08-28 | 2020-09-02 | 2021-10-30 | Silfab | SLA320M | Solar Panels |  | 0.32 | 22 | 225 | 22 |  | Fixed | Roof
NJSTRE1545520000 |  | Transition Incentive Program | WEST WINDSOR TWP | 8550 | 12 | 14.4 | Residential | No | Behind the Meter | Net-metered residential rooftop and canopy |  | None | Public Service Solar | PSE&G | Accepted | 2020-08-28 | 2020-09-02 | 2021-10-30 | LG | Q1K-V5 | Solar Panels |  | 0.36 | 10 | 201 | 4 |  | Fixed | Roof
NJSTRE1545520159 |  | Transition Incentive Program | Flemington | 8822 | 4 | 8.16 | Residential | Yes | Behind the Meter | Net-metered residential rooftop and canopy |  | None | Tesla Energy Operations Inc. | JCP&L | Accepted | 2020-08-28 | 2020-09-02 | 2021-10-30 | Hanwha Q-CELLS | Q.Peak DUO BLK-G6+ 340 | Solar Panels |  | 0.34 | 3 | 113 | 30 |  | Fixed | Roof
NJSTRE1545520168 |  | Transition Incentive Program | Morristown | 7960 | 3 | 18.72 | Residential | No | Behind the Meter | Net-metered residential rooftop and canopy |  | None | Green Power Energy | JCP&L | Accepted | 2020-08-28 | 2020-09-02 | 2021-10-30 | LG Electronics | LG360Q1C-V5 | Solar Panels |  | 0.36 | 3 | 175 | 25 |  | Fixed | Roof
NJSTRE1545520168 |  | Transition Incentive Program | Morristown | 7960 | 3 | 18.72 | Residential | No | Behind the Meter | Net-metered residential rooftop and canopy |  | None | Green Power Energy | JCP&L | Accepted | 2020-08-28 | 2020-09-02 | 2021-10-30 | LG Electronics | LG360Q1C-V5 | Solar Panels |  | 0.36 | 3 | 90 | 25 |  | Fixed | Roof
NJSTRE1545520211 |  | Transition Incentive Program | South Plainfield | 7080 | 11 | 7 | Residential | Yes | Behind the Meter | Net-metered residential rooftop and canopy |  | None | Pro Custom Solar dba Momentum Solar | PSE&G | Accepted | 2020-08-28 | 2020-09-02 | 2021-10-30 | LG ELECTRONICS | LG 350N1C-V5 | Solar Panels |  | 0.35 | 12 | 345 | 39 |  | Fixed | Roof
NJSTRE1545520300 |  | Transition Incentive Program | Lawnside | 8045 | 14 | 12.95 | Residential | Yes | Behind the Meter | Net-metered residential rooftop and canopy |  | None | Pro Custom Solar dba Momentum Solar | PSE&G | Accepted | 2020-08-28 | 2020-09-02 | 2021-10-30 | LG ELECTRONICS | LG 350N1C-V5 | Solar Panels |  | 0.35 | 2 | 261 | 21 |  | Fixed | Roof
NJSTRE1545520424 |  | Transition Incentive Program | Perth Amboy | 8861 | 11 | 11.73 | Residential | No | Behind the Meter | Net-metered residential rooftop and canopy |  | None | Ad Energy | PSE&G | Accepted | 2020-08-31 | 2020-09-02 | 2021-10-30 | SunPower | SPR-X21-335-E-AC | Solar Panels |  | 0.335 | 13 | 291 | 45 |  | Fixed | Roof
NJSTRE1545522207 |  | Transition Incentive Program | Hillsborough TWP | 8844 | 5 | 4.08 | Residential | No | Behind the Meter | Net-metered residential rooftop and canopy |  | None | Tesla Energy Operations Inc. | PSE&G | Accepted | 2020-08-29 | 2020-09-02 | 2021-10-30 | Hanwha Q-CELLS | Q.Peak DUO BLK-G6+ 340 | Solar Panels |  | 0.34 | 12 | 96 | 23 |  | Fixed | Roof
NJSTRE1545517863 |  | Transition Incentive Program | Freehold | 7728 | 17 | 16.32 | Residential | No | Behind the Meter | Net-metered residential rooftop and canopy |  | None | Whitman Construction, LLC | JCP&L | Accepted | 2020-08-28 | 2020-09-01 | 2021-10-30 | trina | tsm320DD05h.05 | Solar Panels |  | 0.32 | 23 | 230 | 20 |  | Fixed | Roof
NJSTRE1545519687 |  | Transition Incentive Program | Freehold | 7728 | 17 | 10.98 | Residential | Yes | Behind the Meter | Net-metered residential rooftop and canopy |  | None | Sunrun Installation Services, Inc. | JCP&L | Accepted | 2020-08-28 | 2020-09-01 | 2021-10-30 | LONGi Green Energy Technology Co Ltd | LR6-60HPB-305M | Solar Panels |  | 0.305 | 36 | 177 | 20 |  | Fixed | Roof
NJSTRE1545519726 |  | Transition Incentive Program | Bay Head | 8742 | 18 | 8.5 | Residential | Yes | Behind the Meter | Net-metered residential rooftop and canopy |  | None | Trinity Solar | JCP&L | Accepted | 2020-08-28 | 2020-09-01 | 2021-10-30 | HANWHA 340 (Q.PEAK DUO BLK-G6 340) | HANWHA 340 (Q.PEAK DUO BLK-G6 340) | Solar Panels |  | 0.34 | 8 | 11 | 3 |  | Fixed | Roof
NJSTRE1545520000 |  | Transition Incentive Program | WEST WINDSOR TWP | 8550 | 12 | 14.4 | Residential | No | Behind the Meter | Net-metered residential rooftop and canopy |  | None | Public Service Solar | PSE&G | Accepted | 2020-08-28 | 2020-09-02 | 2021-10-30 | LG | Q1K-V5 | Solar Panels |  | 0.36 | 6 | 205 | 27 |  | Fixed | Roof
NJSTRE1545520159 |  | Transition Incentive Program | Flemington | 8822 | 4 | 8.16 | Residential | Yes | Behind the Meter | Net-metered residential rooftop and canopy |  | None | Tesla Energy Operations Inc. | JCP&L | Accepted | 2020-08-28 | 2020-09-02 | 2021-10-30 | Hanwha Q-CELLS | Q.Peak DUO BLK-G6+ 340 | Solar Panels |  | 0.34 | 5 | 113 | 30 |  | Fixed | Roof
NJSTRE1545520168 |  | Transition Incentive Program | Morristown | 7960 | 3 | 18.72 | Residential | No | Behind the Meter | Net-metered residential rooftop and canopy |  | None | Green Power Energy | JCP&L | Accepted | 2020-08-28 | 2020-09-02 | 2021-10-30 | LG Electronics | LG360Q1C-V5 | Solar Panels |  | 0.36 | 1 | 175 | 10 |  | Fixed | Roof
NJSTRE1545520168 |  | Transition Incentive Program | Morristown | 7960 | 3 | 18.72 | Residential | No | Behind the Meter | Net-metered residential rooftop and canopy |  | None | Green Power Energy | JCP&L | Accepted | 2020-08-28 | 2020-09-02 | 2021-10-30 | LG Electronics | LG360Q1C-V5 | Solar Panels |  | 0.36 | 1 | 130 | 10 |  | Fixed | Roof
NJSTRE1545520168 |  | Transition Incentive Program | Morristown | 7960 | 3 | 18.72 | Residential | No | Behind the Meter | Net-metered residential rooftop and canopy |  | None | Green Power Energy | JCP&L | Accepted | 2020-08-28 | 2020-09-02 | 2021-10-30 | LG Electronics | LG360Q1C-V5 | Solar Panels |  | 0.36 | 1 | 90 | 10 |  | Fixed | Roof
NJSTRE1545520211 |  | Transition Incentive Program | South Plainfield | 7080 | 11 | 7 | Residential | Yes | Behind the Meter | Net-metered residential rooftop and canopy |  | None | Pro Custom Solar dba Momentum Solar | PSE&G | Accepted | 2020-08-28 | 2020-09-02 | 2021-10-30 | LG ELECTRONICS | LG 350N1C-V5 | Solar Panels |  | 0.35 | 8 | 165 | 40 |  | Fixed | Roof
NJSTRE1545520233 |  | Transition Incentive Program | Wenonah | 8090 | 15 | 4.55 | Residential | Yes | Behind the Meter | Net-metered residential rooftop and canopy |  | None | Pro Custom Solar dba Momentum Solar | AC Electric | Accepted | 2020-08-28 | 2020-09-18 | 2021-10-30 | LG ELECTRONICS | LG 350N1C-V5 | Solar Panels |  | 0.35 | 13 | 227 | 19 |  | Fixed | Roof
NJSTRE1545520292 |  | Transition Incentive Program | North Brunswick | 8902 | 11 | 6.65 | Residential | Yes | Behind the Meter | Net-metered residential rooftop and canopy |  | None | Pro Custom Solar dba Momentum Solar | PSE&G | Accepted | 2020-08-28 | 2020-09-02 | 2021-10-30 | LG ELECTRONICS | LG 350N1C-V5 | Solar Panels |  | 0.35 | 3 | 152 | 22 |  | Fixed | Roof
NJSTRE1545520303 |  | Transition Incentive Program | SOUTHAMPTON | 8088 | 13 | 16.32 | Residential | Yes | Behind the Meter | Net-metered residential rooftop and canopy |  | None | Vivint Solar Developer, LLC | PSE&G | Accepted | 2020-09-11 | 2020-09-14 | 2021-10-30 | JINKO SOLAR | JKM320M-60HBL | Solar Panels |  | 0.32 | 19 | 137 | 13 |  | Fixed | Roof
NJSTRE1545522211 |  | Transition Incentive Program | Montville | 7045 | 3 | 16.32 | Residential | Yes | Behind the Meter | Net-metered residential rooftop and canopy |  | None | Tesla Energy Operations Inc. | JCP&L | Accepted | 2020-08-29 | 2020-09-04 | 2021-10-30 | Hanwha Q-CELLS | Q.Peak DUO BLK-G6+ 340 | Solar Panels |  | 0.34 | 6 | 119 | 23 |  | Fixed | Roof
NJSTRE1545520159 |  | Transition Incentive Program | Flemington | 8822 | 4 | 8.16 | Residential | Yes | Behind the Meter | Net-metered residential rooftop and canopy |  | None | Tesla Energy Operations Inc. | JCP&L | Accepted | 2020-08-28 | 2020-09-02 | 2021-10-30 | Hanwha Q-CELLS | Q.Peak DUO BLK-G6+ 340 | Solar Panels |  | 0.34 | 3 | 203 | 34 |  | Fixed | Roof
NJSTRE1545520168 |  | Transition Incentive Program | Morristown | 7960 | 3 | 18.72 | Residential | No | Behind the Meter | Net-metered residential rooftop and canopy |  | None | Green Power Energy | JCP&L | Accepted | 2020-08-28 | 2020-09-02 | 2021-10-30 | LG Electronics | LG360Q1C-V5 | Solar Panels |  | 0.36 | 1 | 70 | 10 |  | Fixed | Roof
NJSTRE1545520168 |  | Transition Incentive Program | Morristown | 7960 | 3 | 18.72 | Residential | No | Behind the Meter | Net-metered residential rooftop and canopy |  | None | Green Power Energy | JCP&L | Accepted | 2020-08-28 | 2020-09-02 | 2021-10-30 | LG Electronics | LG360Q1C-V5 | Solar Panels |  | 0.36 | 3 | 190 | 25 |  | Fixed | Roof
NJSTRE1545520168 |  | Transition Incentive Program | Morristown | 7960 | 3 | 18.72 | Residential | No | Behind the Meter | Net-metered residential rooftop and canopy |  | None | Green Power Energy | JCP&L | Accepted | 2020-08-28 | 2020-09-02 | 2021-10-30 | LG Electronics | LG360Q1C-V5 | Solar Panels |  | 0.36 | 3 | 130 | 25 |  | Fixed | Roof
NJSTRE1545520292 |  | Transition Incentive Program | North Brunswick | 8902 | 11 | 6.65 | Residential | Yes | Behind the Meter | Net-metered residential rooftop and canopy |  | None | Pro Custom Solar dba Momentum Solar | PSE&G | Accepted | 2020-08-28 | 2020-09-02 | 2021-10-30 | LG ELECTRONICS | LG 350N1C-V5 | Solar Panels |  | 0.35 | 13 | 62 | 22 |  | Fixed | Roof
NJSTRE1545520425 |  | Transition Incentive Program | WEST ORANGE | 7052 | 9 | 5.53 | Residential | Yes | Behind the Meter | Net-metered residential rooftop and canopy |  | None | Vivint Solar Developer, LLC | PSE&G | Accepted | 2020-09-11 | 2020-09-14 | 2021-10-30 | JINKO SOLAR | JKM325M-60HBL | Solar Panels |  | 0.325 | 6 | 320 | 42 |  | Fixed | Roof
NJSTRE1545520428 |  | Transition Incentive Program | Gloucester Township | 8012 | 14 | 11.45 | Residential | Yes | Behind the Meter | Net-metered residential rooftop and canopy |  | None | Ad Energy | AC Electric | Accepted | 2020-08-28 | 2020-09-02 | 2021-10-30 | SunPower | SPR-E20-327-E-AC | Solar Panels |  | 0.327 | 17 | 31 | 23 |  | Fixed | Roof
NJSTRE1545522342 |  | Transition Incentive Program | Montvale | 7645 | 7 | 11.22 | Residential | Yes | Behind the Meter | Net-metered residential rooftop and canopy |  | None | Tesla Energy Operations Inc. | Orange Rockland Electric | Accepted | 2020-08-29 | 2020-09-02 | 2021-10-30 | Hanwha Q-CELLS | Q.Peak DUO BLK-G6+ 340 | Solar Panels |  | 0.34 | 20 | 218 | 23 |  | Fixed | Roof
NJSTRE1545523118 |  | Transition Incentive Program | TOMS RIVER | 8757 | 18 | 8.82 | Residential | Yes | Behind the Meter | Net-metered residential rooftop and canopy |  | None | Suntuity Solar LLC | JCP&L | Accepted | 2020-09-02 | 2020-09-03 | 2021-10-30 | Longi | LR6-60HPB-315M | Solar Panels |  | 0.315 | 28 | 173 | 24 |  | Fixed | Roof
NJSTRE1545523122 |  | Transition Incentive Program | BARNEGAT | 8005 | 18 | 8.51 | Residential | Yes | Behind the Meter | Net-metered residential rooftop and canopy |  | None | Suntuity Solar LLC | JCP&L | Accepted | 2020-08-31 | 2020-09-03 | 2021-10-30 | Longi | LR6-60HPB-315M | Solar Panels |  | 0.315 | 7 | 32 | 23 |  | Fixed | Roof
NJSTRE1545523123 |  | Transition Incentive Program | KIRKWOOD | 8043 | 14 | 16.07 | Residential | No | Behind the Meter | Net-metered residential rooftop and canopy |  | None | Suntuity Solar LLC | AC Electric | Accepted | 2020-08-31 | 2020-09-03 | 2021-10-30 | Longi | LR6-60HPB-315M | Solar Panels |  | 0.315 | 4 | 220 | 33 |  | Fixed | Roof
NJSTRE1545523125 |  | Transition Incentive Program | NEW MILFORD | 7646 | 7 | 8.82 | Residential | Yes | Behind the Meter | Net-metered residential rooftop and canopy |  | None | Suntuity Solar LLC | PSE&G | Accepted | 2020-08-31 | 2020-09-02 | 2021-10-30 | Longi | LR6-60HPB-315M | Solar Panels |  | 0.315 | 28 | 180 | 29 |  | Fixed | Roof
NJSTRE1545517912 |  | Transition Incentive Program | Willingboro | 8046 | 13 | 11.7 | Residential | Yes | Behind the Meter | Net-metered residential rooftop and canopy |  | None | SunnyMac LLC | PSE&G | Accepted | 2020-08-28 | 2020-09-01 | 2021-10-30 | REC | 325 TwinPeak 2 Mono | Solar Panels |  | 0.325 | 19 | 142 | 26 |  | Fixed | Roof
NJSTRE1545517912 |  | Transition Incentive Program | Willingboro | 8046 | 13 | 11.7 | Residential | Yes | Behind the Meter | Net-metered residential rooftop and canopy |  | None | SunnyMac LLC | PSE&G | Accepted | 2020-08-28 | 2020-09-01 | 2021-10-30 | REC | 325 TwinPeak 2 Mono | Solar Panels |  | 0.325 | 17 | 322 | 26 |  | Fixed | Roof
NJSTRE1545517913 |  | Transition Incentive Program | Newton | 7860 | 1 | 15.84 | Residential | Yes | Behind the Meter | Net-metered residential rooftop and canopy |  | None | Sunrun Installation Services, Inc. | JCP&L | Accepted | 2020-08-28 | 2020-09-14 | 2021-10-30 | LG Electronics | LG330N1C-A5 | Solar Panels |  | 0.33 | 18 | 313 | 23 |  | Fixed | Roof
NJSTRE1545519652 |  | Transition Incentive Program | Southampton | 8088 | 13 | 25.92 | Residential | No | Behind the Meter | Net-metered residential rooftop and canopy |  | None | GreenPower Energy | PSE&G | Accepted | 2020-08-28 | 2020-09-01 | 2021-10-30 | LG Electronics | LG360Q1C-V5 | Solar Panels |  | 0.36 | 42 | 85 | 18 |  | Fixed | Roof
NJSTRE1545519822 |  | Transition Incentive Program | PATERSON CITY | 7502 | 6 | 6.21 | Residential | Yes | Behind the Meter | Net-metered residential rooftop and canopy |  | None | Sunrun Installation Services, Inc. | PSE&G | Accepted | 2020-08-28 | 2020-09-02 | 2021-10-30 | LG Electronics | LG345N1C-V5 | Solar Panels |  | 0.345 | 18 | 49 | 22 |  | Fixed | Roof
NJSTRE1545520159 |  | Transition Incentive Program | Flemington | 8822 | 4 | 8.16 | Residential | Yes | Behind the Meter | Net-metered residential rooftop and canopy |  | None | Tesla Energy Operations Inc. | JCP&L | Accepted | 2020-08-28 | 2020-09-02 | 2021-10-30 | Hanwha Q-CELLS | Q.Peak DUO BLK-G6+ 340 | Solar Panels |  | 0.34 | 7 | 203 | 42 |  | Fixed | Roof
NJSTRE1545520168 |  | Transition Incentive Program | Morristown | 7960 | 3 | 18.72 | Residential | No | Behind the Meter | Net-metered residential rooftop and canopy |  | None | Green Power Energy | JCP&L | Accepted | 2020-08-28 | 2020-09-02 | 2021-10-30 | LG Electronics | LG360Q1C-V5 | Solar Panels |  | 0.36 | 1 | 205 | 10 |  | Fixed | Roof
NJSTRE1545520300 |  | Transition Incentive Program | Lawnside | 8045 | 14 | 12.95 | Residential | Yes | Behind the Meter | Net-metered residential rooftop and canopy |  | None | Pro Custom Solar dba Momentum Solar | PSE&G | Accepted | 2020-08-28 | 2020-09-02 | 2021-10-30 | LG ELECTRONICS | LG 350N1C-V5 | Solar Panels |  | 0.35 | 17 | 171 | 4 |  | Fixed | Roof
NJSTRE1545520303 |  | Transition Incentive Program | SOUTHAMPTON | 8088 | 13 | 16.32 | Residential | Yes | Behind the Meter | Net-metered residential rooftop and canopy |  | None | Vivint Solar Developer, LLC | PSE&G | Accepted | 2020-09-11 | 2020-09-14 | 2021-10-30 | JINKO SOLAR | JKM320M-60HBL | Solar Panels |  | 0.32 | 12 | 227 | 24 |  | Fixed | Roof
NJSTRE1545520424 |  | Transition Incentive Program | Perth Amboy | 8861 | 11 | 11.73 | Residential | No | Behind the Meter | Net-metered residential rooftop and canopy |  | None | Ad Energy | PSE&G | Accepted | 2020-08-31 | 2020-09-02 | 2021-10-30 | SunPower | SPR-X21-335-E-AC | Solar Panels |  | 0.335 | 14 | 111 | 45 |  | Fixed | Roof
NJSTRE1545520425 |  | Transition Incentive Program | WEST ORANGE | 7052 | 9 | 5.53 | Residential | Yes | Behind the Meter | Net-metered residential rooftop and canopy |  | None | Vivint Solar Developer, LLC | PSE&G | Accepted | 2020-09-11 | 2020-09-14 | 2021-10-30 | JINKO SOLAR | JKM325M-60HBL | Solar Panels |  | 0.325 | 11 | 140 | 42 |  | Fixed | Roof
NJSTRE1545522211 |  | Transition Incentive Program | Montville | 7045 | 3 | 16.32 | Residential | Yes | Behind the Meter | Net-metered residential rooftop and canopy |  | None | Tesla Energy Operations Inc. | JCP&L | Accepted | 2020-08-29 | 2020-09-04 | 2021-10-30 | Hanwha Q-CELLS | Q.Peak DUO BLK-G6+ 340 | Solar Panels |  | 0.34 | 25 | 299 | 23 |  | Fixed | Roof
NJSTRE1545522211 |  | Transition Incentive Program | Montville | 7045 | 3 | 16.32 | Residential | Yes | Behind the Meter | Net-metered residential rooftop and canopy |  | None | Tesla Energy Operations Inc. | JCP&L | Accepted | 2020-08-29 | 2020-09-04 | 2021-10-30 | Hanwha Q-CELLS | Q.Peak DUO BLK-G6+ 340 | Solar Panels |  | 0.34 | 4 | 29 | 23 |  | Fixed | Roof
NJSTRE1545523119 |  | Transition Incentive Program | TOTOWA | 7512 | 6 | 10.71 | Residential | Yes | Behind the Meter | Net-metered residential rooftop and canopy |  | None | Suntuity Solar LLC | PSE&G | Accepted | 2020-08-31 | 2020-09-03 | 2021-10-30 | Longi | LR6-60HPB-315M | Solar Panels |  | 0.315 | 13 | 131 | 30 |  | Fixed | Roof
NJSTRE1545523119 |  | Transition Incentive Program | TOTOWA | 7512 | 6 | 10.71 | Residential | Yes | Behind the Meter | Net-metered residential rooftop and canopy |  | None | Suntuity Solar LLC | PSE&G | Accepted | 2020-08-31 | 2020-09-03 | 2021-10-30 | Longi | LR6-60HPB-315M | Solar Panels |  | 0.315 | 15 | 131 | 30 |  | Fixed | Roof
NJSTRE1545523123 |  | Transition Incentive Program | KIRKWOOD | 8043 | 14 | 16.07 | Residential | No | Behind the Meter | Net-metered residential rooftop and canopy |  | None | Suntuity Solar LLC | AC Electric | Accepted | 2020-08-31 | 2020-09-03 | 2021-10-30 | Longi | LR6-60HPB-315M | Solar Panels |  | 0.315 | 9 | 39 | 25 |  | Fixed | Roof
NJSTRE1545523123 |  | Transition Incentive Program | KIRKWOOD | 8043 | 14 | 16.07 | Residential | No | Behind the Meter | Net-metered residential rooftop and canopy |  | None | Suntuity Solar LLC | AC Electric | Accepted | 2020-08-31 | 2020-09-03 | 2021-10-30 | Longi | LR6-60HPB-315M | Solar Panels |  | 0.315 | 11 | 38 | 33 |  | Fixed | Roof
NJSTRE1545523130 |  | Transition Incentive Program | CAMDEN | 8105 | 14 | 8.82 | Residential | Yes | Behind the Meter | Net-metered residential rooftop and canopy |  | None | Suntuity Solar LLC | PSE&G | Accepted | 2020-09-02 | 2020-09-02 | 2021-10-30 | Longi | LR6-60HPB-315M | Solar Panels |  | 0.315 | 13 | 59 | 30 |  | Fixed | Roof
NJSTRE1545523142 |  | Transition Incentive Program | Jamesburg | 8831 | 11 | 16.7 | Residential | No | Behind the Meter | Net-metered residential rooftop and canopy |  | None | Suntuity Solar LLC | JCP&L | Accepted | 2020-09-02 | 2020-09-02 | 2021-10-30 | Longi | LR6-60HPB-315M | Solar Panels |  | 0.315 | 5 | 246 | 40 |  | Fixed | Roof
NJSTRE1545523198 |  | Transition Incentive Program | Hainesport | 8036 | 13 | 8.16 | Residential | Yes | Behind the Meter | Net-metered residential rooftop and canopy |  | None | Vision Solar LLC | PSE&G | Accepted | 2020-08-31 | 2020-09-02 | 2021-10-30 | HANWHA Q-CELLS | Q.PEAK DUO-G6 340 | Solar Panels |  | 0.34 | 3 | 81 | 20 |  | Fixed | Roof
NJSTRE1545523198 |  | Transition Incentive Program | Hainesport | 8036 | 13 | 8.16 | Residential | Yes | Behind the Meter | Net-metered residential rooftop and canopy |  | None | Vision Solar LLC | PSE&G | Accepted | 2020-08-31 | 2020-09-02 | 2021-10-30 | HANWHA Q-CELLS | Q.PEAK DUO-G6 340 | Solar Panels |  | 0.34 | 3 | 261 | 40 |  | Fixed | Roof
NJSTRE1545523215 |  | Transition Incentive Program | West Deptford | 8096 | 15 | 6.03 | Residential | Yes | Behind the Meter | Net-metered residential rooftop and canopy |  | None | Vision Solar LLC | PSE&G | Accepted | 2020-08-31 | 2020-09-02 | 2021-10-30 | HANWHA Q-CELLS | Q.PEAK DUO-G6+ 335 | Solar Panels |  | 0.335 | 7 | 226 | 32 |  | Fixed | Roof
NJSTRE1545523212 |  | Transition Incentive Program | Hopewell Twp | 8525 | 12 | 15.75 | Residential | No | Behind the Meter | Net-metered residential rooftop and canopy |  | None | Green Power Energy | PSE&G | Accepted | 2020-08-31 | 2020-09-02 | 2021-10-30 | LG Electronics | LG335N1K-V5 | Solar Panels |  | 0.335 | 23 | 214 | 20 |  | Fixed | Roof
NJSTRE1545523246 |  | Transition Incentive Program | Wenonah | 8090 | 15 | 9.38 | Residential | Yes | Behind the Meter | Net-metered residential rooftop and canopy |  | None | Trinity Solar | AC Electric | Accepted | 2020-08-31 | 2020-09-03 | 2021-10-30 | HANWHA 335 (Q.PEAK DUO BLK-G6 335) | HANWHA 335 (Q.PEAK DUO BLK-G6 335) | Solar Panels |  | 0.335 | 22 | 149 | 43 |  | Fixed | Roof
NJSTRE1545523268 |  | Transition Incentive Program | Pennsville | 8070 | 16 | 8.04 | Residential | No | Behind the Meter | Net-metered residential rooftop and canopy |  | None | Vision Solar LLC | AC Electric | Accepted | 2020-08-31 | 2020-09-03 | 2021-10-30 | HANWHA Q-CELLS | Q.PEAK DUO-G6+ 335 | Solar Panels |  | 0.335 | 14 | 36 | 34 |  | Fixed | Roof
NJSTRE1545520168 |  | Transition Incentive Program | Morristown | 7960 | 3 | 18.72 | Residential | No | Behind the Meter | Net-metered residential rooftop and canopy |  | None | Green Power Energy | JCP&L | Accepted | 2020-08-28 | 2020-09-02 | 2021-10-30 | LG Electronics | LG360Q1C-V5 | Solar Panels |  | 0.36 | 2 | 130 | 25 |  | Fixed | Roof
NJSTRE1545520168 |  | Transition Incentive Program | Morristown | 7960 | 3 | 18.72 | Residential | No | Behind the Meter | Net-metered residential rooftop and canopy |  | None | Green Power Energy | JCP&L | Accepted | 2020-08-28 | 2020-09-02 | 2021-10-30 | LG Electronics | LG360Q1C-V5 | Solar Panels |  | 0.36 | 3 | 160 | 25 |  | Fixed | Roof
NJSTRE1545520168 |  | Transition Incentive Program | Morristown | 7960 | 3 | 18.72 | Residential | No | Behind the Meter | Net-metered residential rooftop and canopy |  | None | Green Power Energy | JCP&L | Accepted | 2020-08-28 | 2020-09-02 | 2021-10-30 | LG Electronics | LG360Q1C-V5 | Solar Panels |  | 0.36 | 1 | 160 | 10 |  | Fixed | Roof
NJSTRE1545520168 |  | Transition Incentive Program | Morristown | 7960 | 3 | 18.72 | Residential | No | Behind the Meter | Net-metered residential rooftop and canopy |  | None | Green Power Energy | JCP&L | Accepted | 2020-08-28 | 2020-09-02 | 2021-10-30 | LG Electronics | LG360Q1C-V5 | Solar Panels |  | 0.36 | 1 | 145 | 10 |  | Fixed | Roof
NJSTRE1545520168 |  | Transition Incentive Program | Morristown | 7960 | 3 | 18.72 | Residential | No | Behind the Meter | Net-metered residential rooftop and canopy |  | None | Green Power Energy | JCP&L | Accepted | 2020-08-28 | 2020-09-02 | 2021-10-30 | LG Electronics | LG360Q1C-V5 | Solar Panels |  | 0.36 | 8 | 130 | 20 |  | Fixed | Roof
NJSTRE1545520303 |  | Transition Incentive Program | SOUTHAMPTON | 8088 | 13 | 16.32 | Residential | Yes | Behind the Meter | Net-metered residential rooftop and canopy |  | None | Vivint Solar Developer, LLC | PSE&G | Accepted | 2020-09-11 | 2020-09-14 | 2021-10-30 | JINKO SOLAR | JKM320M-60HBL | Solar Panels |  | 0.32 | 17 | 137 | 23 |  | Fixed | Roof
NJSTRE1545520419 |  | Transition Incentive Program | HAMILTON TWP | 8690 | 12 | 12.51 | Residential | Yes | Behind the Meter | Net-metered residential rooftop and canopy |  | None | Sunrun Installation Services, Inc. | PSE&G | Accepted | 2020-08-28 | 2020-09-02 | 2021-10-30 | LONGi Green Energy Technology Co Ltd | LR6-60HPB-305M | Solar Panels |  | 0.305 | 21 | 188 | 32 |  | Fixed | Roof
NJSTRE1545520419 |  | Transition Incentive Program | HAMILTON TWP | 8690 | 12 | 12.51 | Residential | Yes | Behind the Meter | Net-metered residential rooftop and canopy |  | None | Sunrun Installation Services, Inc. | PSE&G | Accepted | 2020-08-28 | 2020-09-02 | 2021-10-30 | LONGi Green Energy Technology Co Ltd | LR6-60HPB-305M | Solar Panels |  | 0.305 | 6 | 8 | 32 |  | Fixed | Roof
NJSTRE1545520428 |  | Transition Incentive Program | Gloucester Township | 8012 | 14 | 11.45 | Residential | Yes | Behind the Meter | Net-metered residential rooftop and canopy |  | None | Ad Energy | AC Electric | Accepted | 2020-08-28 | 2020-09-02 | 2021-10-30 | SunPower | SPR-E20-327-E-AC | Solar Panels |  | 0.327 | 18 | 211 | 23 |  | Fixed | Roof
NJSTRE1545522842 |  | Transition Incentive Program | Burlington | 8016 | 13 | 13.08 | Residential | No | Behind the Meter | Net-metered residential rooftop and canopy |  | None | GenRenew, LLC | PSE&G | Accepted | 2020-09-01 | 2020-09-02 | 2021-10-30 | Sunpower | SPR-E20-327-E-AC | Solar Panels |  | 0.327 | 9 | 139 | 16 |  | Fixed | Roof
NJSTRE1545523120 |  | Transition Incentive Program | SEWELL | 8080 | 15 | 9.77 | Residential | Yes | Behind the Meter | Net-metered residential rooftop and canopy |  | None | Suntuity Solar LLC | AC Electric | Accepted | 2020-08-31 | 2020-09-02 | 2021-10-30 | Longi | LR6-60HPB-315M | Solar Panels |  | 0.315 | 4 | 206 | 27 |  | Fixed | Roof
NJSTRE1545523120 |  | Transition Incentive Program | SEWELL | 8080 | 15 | 9.77 | Residential | Yes | Behind the Meter | Net-metered residential rooftop and canopy |  | None | Suntuity Solar LLC | AC Electric | Accepted | 2020-08-31 | 2020-09-02 | 2021-10-30 | Longi | LR6-60HPB-315M | Solar Panels |  | 0.315 | 12 | 25 | 27 |  | Fixed | Roof
NJSTRE1545523122 |  | Transition Incentive Program | BARNEGAT | 8005 | 18 | 8.51 | Residential | Yes | Behind the Meter | Net-metered residential rooftop and canopy |  | None | Suntuity Solar LLC | JCP&L | Accepted | 2020-08-31 | 2020-09-03 | 2021-10-30 | Longi | LR6-60HPB-315M | Solar Panels |  | 0.315 | 6 | 302 | 23 |  | Fixed | Roof
NJSTRE1545523122 |  | Transition Incentive Program | BARNEGAT | 8005 | 18 | 8.51 | Residential | Yes | Behind the Meter | Net-metered residential rooftop and canopy |  | None | Suntuity Solar LLC | JCP&L | Accepted | 2020-08-31 | 2020-09-03 | 2021-10-30 | Longi | LR6-60HPB-315M | Solar Panels |  | 0.315 | 8 | 212 | 23 |  | Fixed | Roof
NJSTRE1545523128 |  | Transition Incentive Program | SOMERDALE | 8083 | 14 | 11.34 | Residential | Yes | Behind the Meter | Net-metered residential rooftop and canopy |  | None | Suntuity Solar LLC | PSE&G | Accepted | 2020-09-02 | 2020-09-02 | 2021-10-30 | Longi | LR6-60HPB-315M | Solar Panels |  | 0.315 | 12 | 180 | 26 |  | Fixed | Roof
NJSTRE1545523144 |  | Transition Incentive Program | Maple Shade | 8052 | 13 | 11.73 | Residential | Yes | Behind the Meter | Net-metered residential rooftop and canopy |  | None | Vision Solar LLC | PSE&G | Accepted | 2020-08-31 | 2020-09-03 | 2021-10-30 | HANWHA Q-CELLS | Q.PEAK DUO-G6+ 335 | Solar Panels |  | 0.335 | 10 | 59 | 20 |  | Fixed | Roof
NJSTRE1545523198 |  | Transition Incentive Program | Hainesport | 8036 | 13 | 8.16 | Residential | Yes | Behind the Meter | Net-metered residential rooftop and canopy |  | None | Vision Solar LLC | PSE&G | Accepted | 2020-08-31 | 2020-09-02 | 2021-10-30 | HANWHA Q-CELLS | Q.PEAK DUO-G6 340 | Solar Panels |  | 0.34 | 2 | 81 | 40 |  | Fixed | Roof
NJSTRE1545523198 |  | Transition Incentive Program | Hainesport | 8036 | 13 | 8.16 | Residential | Yes | Behind the Meter | Net-metered residential rooftop and canopy |  | None | Vision Solar LLC | PSE&G | Accepted | 2020-08-31 | 2020-09-02 | 2021-10-30 | HANWHA Q-CELLS | Q.PEAK DUO-G6 340 | Solar Panels |  | 0.34 | 1 | 81 | 27 |  | Fixed | Roof
NJSTRE1545523215 |  | Transition Incentive Program | West Deptford | 8096 | 15 | 6.03 | Residential | Yes | Behind the Meter | Net-metered residential rooftop and canopy |  | None | Vision Solar LLC | PSE&G | Accepted | 2020-08-31 | 2020-09-02 | 2021-10-30 | HANWHA Q-CELLS | Q.PEAK DUO-G6+ 335 | Solar Panels |  | 0.335 | 1 | 226 | 15 |  | Fixed | Roof
NJSTRE1545523246 |  | Transition Incentive Program | Wenonah | 8090 | 15 | 9.38 | Residential | Yes | Behind the Meter | Net-metered residential rooftop and canopy |  | None | Trinity Solar | AC Electric | Accepted | 2020-08-31 | 2020-09-03 | 2021-10-30 | HANWHA 335 (Q.PEAK DUO BLK-G6 335) | HANWHA 335 (Q.PEAK DUO BLK-G6 335) | Solar Panels |  | 0.335 | 6 | 149 | 28 |  | Fixed | Roof
NJSTRE1545523344 |  | Transition Incentive Program | Mantoloking | 8738 | 18 | 10.06 | Residential | No | Behind the Meter | Net-metered residential rooftop and canopy |  | None | Tesla Energy Operations Inc | JCP&L | Accepted | 2020-08-31 | 2020-09-02 | 2021-10-30 | Tesla | SR60T1 | Solar Panels |  | 0.05847 | 120 | 176 | 18 |  | Fixed | Roof
NJSTRE1545523414 |  | Transition Incentive Program | Glassboro | 8028 | 15 | 7.14 | Residential | Yes | Behind the Meter | Net-metered residential rooftop and canopy |  | None | Trinity Solar | AC Electric | Accepted | 2020-08-31 | 2020-09-02 | 2021-10-30 | Hanwha 340 | Q.PEAK DUO BLK-G6 340 | Solar Panels |  | 0.34 | 10 | 25 | 23 |  | Fixed | Roof
NJSTRE1545523398 |  | Transition Incentive Program | Pennsville | 8070 | 16 | 9.72 | Residential | No | Behind the Meter | Net-metered residential rooftop and canopy |  | None | Vision Solar LLC | AC Electric | Accepted | 2020-08-31 | 2020-09-02 | 2021-10-30 | HANWHA Q-CELLS | Q.PEAK DUO-G6+ 335 | Solar Panels |  | 0.335 | 4 | 173 | 45 |  | Fixed | Roof
NJSTRE1545523438 |  | Transition Incentive Program | Red Bank | 7701 | 17 | 21.44 | Residential | No | Behind the Meter | Net-metered residential rooftop and canopy |  | None | Whitman Construction, LLC | JCP&L | Accepted | 2020-08-31 | 2020-09-02 | 2021-10-30 | TRINA | tsm 320 DD05H.05 | Solar Panels |  | 0.32 | 22 | 156 | 31 |  | Fixed | Roof
NJSTRE1545523458 |  | Transition Incentive Program | Brick | 8724 | 18 | 12.96 | Residential | No | Behind the Meter | Net-metered residential rooftop and canopy |  | None | Green power Energy | JCP&L | Accepted | 2020-08-31 | 2020-09-02 | 2021-10-30 | LG Electronics | LG360Q1C-V5 | Solar Panels |  | 0.36 | 18 | 175 | 20 |  | Fixed | Roof
NJSTRE1545523472 |  | Transition Incentive Program | Audubon | 8106 | 14 | 6.46 | Residential | Yes | Behind the Meter | Net-metered residential rooftop and canopy |  | None | Trinity Solar | PSE&G | Accepted | 2020-08-31 | 2020-09-03 | 2021-10-30 | Hanwha 340 | Q.PEAK DUO BLK-G6 340 | Solar Panels |  | 0.34 | 9 | 125 | 23 |  | Fixed | Roof | garage
NJSTRE1545519703 |  | Transition Incentive Program | Wharton | 7885 | 3 | 5.25 | Residential | Yes | Behind the Meter | Net-metered residential rooftop and canopy |  | None | Pro Custom Solar dba Momentum Solar | JCP&L | Accepted | 2020-08-28 | 2020-09-02 | 2021-10-30 | LG ELECTRONICS | LG 350N1C-V5 | Solar Panels |  | 0.35 | 8 | 332 | 37 |  | Fixed | Roof
NJSTRE1545519726 |  | Transition Incentive Program | Bay Head | 8742 | 18 | 8.5 | Residential | Yes | Behind the Meter | Net-metered residential rooftop and canopy |  | None | Trinity Solar | JCP&L | Accepted | 2020-08-28 | 2020-09-01 | 2021-10-30 | HANWHA 340 (Q.PEAK DUO BLK-G6 340) | HANWHA 340 (Q.PEAK DUO BLK-G6 340) | Solar Panels |  | 0.34 | 2 | 191 | 27 |  | Fixed | Roof
NJSTRE1545519721 |  | Transition Incentive Program | Springfield | 7081 | 10 | 8.16 | Residential | Yes | Behind the Meter | Net-metered residential rooftop and canopy |  | None | Trinity Solar | JCP&L | Accepted | 2020-08-28 | 2020-09-01 | 2021-10-30 | Hanwha | Q.PEAK DUO BLK-G6 340 | Solar Panels |  | 0.34 | 10 | 119 | 26 |  | Fixed | Roof
NJSTRE1545519753 |  | Transition Incentive Program | Carteret | 7008 | 11 | 3.84 | Residential | Yes | Behind the Meter | Net-metered residential rooftop and canopy |  | None | Trinity Solar | PSE&G | Accepted | 2020-08-28 | 2020-09-02 | 2021-10-30 | HANWHA 320 (Q.PEAK DUO BLK-G5 320) | HANWHA 320 (Q.PEAK DUO BLK-G5 320) | Solar Panels |  | 0.32 | 5 | 230 | 18 |  | Fixed | Roof
NJSTRE1545519760 |  | Transition Incentive Program | Pleasantville | 8232 | 19 | 11.16 | Residential | Yes | Behind the Meter | Net-metered residential rooftop and canopy |  | None | Bright Planet Solar | AC Electric | Accepted | 2020-08-28 | 2020-09-02 | 2021-10-30 | LONGI | LR6-60HPB-310M | Solar Panels |  | 0.31 | 22 | 115 | 22 |  | Fixed | Roof
NJSTRE1545519829 |  | Transition Incentive Program | Barnegat | 8005 | 18 | 8.84 | Residential | Yes | Behind the Meter | Net-metered residential rooftop and canopy |  | None | Trinity Solar | JCP&L | Accepted | 2020-08-28 | 2020-09-02 | 2021-10-30 | Hanwha | Q.PEAK DUO BLK-G6 340 | Solar Panels |  | 0.34 | 26 | 244 | 27 |  | Fixed | Roof
NJSTRE1545520168 |  | Transition Incentive Program | Morristown | 7960 | 3 | 18.72 | Residential | No | Behind the Meter | Net-metered residential rooftop and canopy |  | None | Green Power Energy | JCP&L | Accepted | 2020-08-28 | 2020-09-02 | 2021-10-30 | LG Electronics | LG360Q1C-V5 | Solar Panels |  | 0.36 | 3 | 145 | 25 |  | Fixed | Roof
NJSTRE1545520168 |  | Transition Incentive Program | Morristown | 7960 | 3 | 18.72 | Residential | No | Behind the Meter | Net-metered residential rooftop and canopy |  | None | Green Power Energy | JCP&L | Accepted | 2020-08-28 | 2020-09-02 | 2021-10-30 | LG Electronics | LG360Q1C-V5 | Solar Panels |  | 0.36 | 3 | 130 | 10 |  | Fixed | Roof
NJSTRE1545520168 |  | Transition Incentive Program | Morristown | 7960 | 3 | 18.72 | Residential | No | Behind the Meter | Net-metered residential rooftop and canopy |  | None | Green Power Energy | JCP&L | Accepted | 2020-08-28 | 2020-09-02 | 2021-10-30 | LG Electronics | LG360Q1C-V5 | Solar Panels |  | 0.36 | 1 | 115 | 10 |  | Fixed | Roof
NJSTRE1545520188 |  | Transition Incentive Program | National Park Boro | 8063 | 15 | 6.2 | Residential | No | Behind the Meter | Net-metered residential rooftop and canopy |  | None | Bright Planet Solar | PSE&G | Accepted | 2020-08-28 | 2020-09-02 | 2021-10-30 | LONGI | LR6-60HPB-310M | Solar Panels |  | 0.31 | 15 | 202 | 30 |  | Fixed | Roof
NJSTRE1545520240 |  | Transition Incentive Program | Pleasantville | 8232 | 19 | 7.14 | Residential | Yes | Behind the Meter | Net-metered residential rooftop and canopy |  | None | Castle Energy, LLC | AC Electric | Accepted | 2020-08-28 | 2020-09-02 | 2021-10-30 | Hanwha Q-Cells | Q.Peak DUO BLK-G6 340 | Solar Panels |  | 0.34 | 10 | 296 | 45 |  | Fixed | Roof
NJSTRE1545520243 |  | Transition Incentive Program | Somerset | 8873 | 5 | 5.6 | Residential | No | Behind the Meter | Net-metered residential rooftop and canopy |  | None | Pro Custom Solar dba Momentum Solar | PSE&G | Accepted | 2020-08-28 | 2020-09-02 | 2021-10-30 | LG ELECTRONICS | LG 350N1C-V5 | Solar Panels |  | 0.35 | 16 | 218 | 20 |  | Fixed | Roof
NJSTRE1545520272 |  | Transition Incentive Program | LYNDHURST TWP | 7071 | 7 | 7.59 | Residential | Yes | Behind the Meter | Net-metered residential rooftop and canopy |  | None | Sunrun Installation Services, Inc. | PSE&G | Accepted | 2020-08-28 | 2020-09-02 | 2021-10-30 | LG Electronics | LG345N1C-V5 | Solar Panels |  | 0.345 | 5 | 330 | 18 |  | Fixed | Roof
NJSTRE1545519781 |  | Transition Incentive Program | Browns Mills | 8015 | 13 | 16.65 | Residential | No | Behind the Meter | Net-metered residential rooftop and canopy |  | None | Green Power Energy | JCP&L | Accepted | 2020-08-28 | 2020-09-02 | 2021-10-30 | Solaria | PowerXT-370R-PD | Solar Panels |  | 0.37 | 8 | 156 | 2 |  | Fixed | Roof
NJSTRE1545519866 |  | Transition Incentive Program | Chester | 7930 | 3 | 7.94 | Residential | No | Behind the Meter | Net-metered residential rooftop and canopy |  | None | Sunrun Installation Services, Inc. | JCP&L | Accepted | 2020-08-28 | 2020-09-02 | 2021-10-30 | LG Electronics | LG345N1C-V5 | Solar Panels |  | 0.345 | 23 | 148 | 40 |  | Fixed | Roof
NJSTRE1545520168 |  | Transition Incentive Program | Morristown | 7960 | 3 | 18.72 | Residential | No | Behind the Meter | Net-metered residential rooftop and canopy |  | None | Green Power Energy | JCP&L | Accepted | 2020-08-28 | 2020-09-02 | 2021-10-30 | LG Electronics | LG360Q1C-V5 | Solar Panels |  | 0.36 | 1 | 105 | 10 |  | Fixed | Roof
NJSTRE1545520168 |  | Transition Incentive Program | Morristown | 7960 | 3 | 18.72 | Residential | No | Behind the Meter | Net-metered residential rooftop and canopy |  | None | Green Power Energy | JCP&L | Accepted | 2020-08-28 | 2020-09-02 | 2021-10-30 | LG Electronics | LG360Q1C-V5 | Solar Panels |  | 0.36 | 2 | 105 | 25 |  | Fixed | Roof
NJSTRE1545520168 |  | Transition Incentive Program | Morristown | 7960 | 3 | 18.72 | Residential | No | Behind the Meter | Net-metered residential rooftop and canopy |  | None | Green Power Energy | JCP&L | Accepted | 2020-08-28 | 2020-09-02 | 2021-10-30 | 10 | 90 | Solar Panels |  | 0.36 | 1 | 190 | 10 |  | Fixed | Roof
NJSTRE1545519851 |  | Transition Incentive Program | Middlesex Boro | 8846 | 11 | 6.03 | Residential | Yes | Behind the Meter | Net-metered residential rooftop and canopy |  | None | Bright Planet Solar | PSE&G | Accepted | 2020-08-28 | 2020-09-02 | 2021-10-30 | LG SOLAR | LG335N1C-A5 | Solar Panels |  | 0.335 | 18 | 177 | 34 |  | Fixed | Roof
NJSTRE1545520240 |  | Transition Incentive Program | Pleasantville | 8232 | 19 | 7.14 | Residential | Yes | Behind the Meter | Net-metered residential rooftop and canopy |  | None | Castle Energy, LLC | AC Electric | Accepted | 2020-08-28 | 2020-09-02 | 2021-10-30 | Hanwha Q-Cells | Q.Peak DUO BLK-G6 340 | Solar Panels |  | 0.34 | 11 | 116 | 45 |  | Fixed | Roof
NJSTRE1545520272 |  | Transition Incentive Program | LYNDHURST TWP | 7071 | 7 | 7.59 | Residential | Yes | Behind the Meter | Net-metered residential rooftop and canopy |  | None | Sunrun Installation Services, Inc. | PSE&G | Accepted | 2020-08-28 | 2020-09-02 | 2021-10-30 | LG Electronics | LG345N1C-V5 | Solar Panels |  | 0.345 | 17 | 59 | 18 |  | Fixed | Roof
NJSTRE1545520289 |  | Transition Incentive Program | Belleville Twp | 7109 | 9 | 4.58 | Residential | Yes | Behind the Meter | Net-metered residential rooftop and canopy |  | None | Sunrun Installation Services, Inc. | PSE&G | Accepted | 2020-08-28 | 2020-09-02 | 2021-10-30 | LONGi Green Energy Technology Co Ltd | LR6-60HPB-305M | Solar Panels |  | 0.305 | 10 | 12 | 14 |  | Fixed | Roof
NJSTRE1545520424 |  | Transition Incentive Program | Perth Amboy | 8861 | 11 | 11.73 | Residential | No | Behind the Meter | Net-metered residential rooftop and canopy |  | None | Ad Energy | PSE&G | Accepted | 2020-08-31 | 2020-09-02 | 2021-10-30 | SunPower | SPR-X21-335-E-AC | Solar Panels |  | 0.335 | 4 | 111 | 37 |  | Fixed | Roof
NJSTRE1545520431 |  | Transition Incentive Program | Mystic Islands | 8087 | 18 | 9.15 | Residential | Yes | Behind the Meter | Net-metered residential rooftop and canopy |  | None | Sunrun Installation Services, Inc. | AC Electric | Accepted | 2020-08-28 | 2020-09-15 | 2021-10-30 | LONGi Green Energy Technology Co Ltd | LR6-60HPB-305M | Solar Panels |  | 0.305 | 22 | 120 | 36 |  | Fixed | Roof
NJSTRE1545522342 |  | Transition Incentive Program | Montvale | 7645 | 7 | 11.22 | Residential | Yes | Behind the Meter | Net-metered residential rooftop and canopy |  | None | Tesla Energy Operations Inc. | Orange Rockland Electric | Accepted | 2020-08-29 | 2020-09-02 | 2021-10-30 | Hanwha Q-CELLS | Q.Peak DUO BLK-G6+ 340 | Solar Panels |  | 0.34 | 13 | 308 | 34 |  | Fixed | Roof
NJSTRE1545523120 |  | Transition Incentive Program | SEWELL | 8080 | 15 | 9.77 | Residential | Yes | Behind the Meter | Net-metered residential rooftop and canopy |  | None | Suntuity Solar LLC | AC Electric | Accepted | 2020-08-31 | 2020-09-02 | 2021-10-30 | Longi | LR6-60HPB-315M | Solar Panels |  | 0.315 | 4 | 26 | 27 |  | Fixed | Roof
NJSTRE1545520289 |  | Transition Incentive Program | Belleville Twp | 7109 | 9 | 4.58 | Residential | Yes | Behind the Meter | Net-metered residential rooftop and canopy |  | None | Sunrun Installation Services, Inc. | PSE&G | Accepted | 2020-08-28 | 2020-09-02 | 2021-10-30 | LONGi Green Energy Technology Co Ltd | LR6-60HPB-305M | Solar Panels |  | 0.305 | 5 | 192 | 23 |  | Fixed | Roof
NJSTRE1545520300 |  | Transition Incentive Program | Lawnside | 8045 | 14 | 12.95 | Residential | Yes | Behind the Meter | Net-metered residential rooftop and canopy |  | None | Pro Custom Solar dba Momentum Solar | PSE&G | Accepted | 2020-08-28 | 2020-09-02 | 2021-10-30 | LG ELECTRONICS | LG 350N1C-V5 | Solar Panels |  | 0.35 | 9 | 81 | 16 |  | Fixed | Roof
NJSTRE1545520300 |  | Transition Incentive Program | Lawnside | 8045 | 14 | 12.95 | Residential | Yes | Behind the Meter | Net-metered residential rooftop and canopy |  | None | Pro Custom Solar dba Momentum Solar | PSE&G | Accepted | 2020-08-28 | 2020-09-02 | 2021-10-30 | LG ELECTRONICS | LG 350N1C-V5 | Solar Panels |  | 0.35 | 9 | 261 | 14 |  | Fixed | Roof
NJSTRE1545520424 |  | Transition Incentive Program | Perth Amboy | 8861 | 11 | 11.73 | Residential | No | Behind the Meter | Net-metered residential rooftop and canopy |  | None | Ad Energy | PSE&G | Accepted | 2020-08-31 | 2020-09-02 | 2021-10-30 | SunPower | SPR-X21-335-E-AC | Solar Panels |  | 0.335 | 4 | 291 | 37 |  | Fixed | Roof
NJSTRE1545520431 |  | Transition Incentive Program | Mystic Islands | 8087 | 18 | 9.15 | Residential | Yes | Behind the Meter | Net-metered residential rooftop and canopy |  | None | Sunrun Installation Services, Inc. | AC Electric | Accepted | 2020-08-28 | 2020-09-15 | 2021-10-30 | LONGi Green Energy Technology Co Ltd | LR6-60HPB-305M | Solar Panels |  | 0.305 | 8 | 300 | 37 |  | Fixed | Roof
NJSTRE1545523124 |  | Transition Incentive Program | Elizabeth | 7208 | 10 | 10.08 | Residential | Yes | Behind the Meter | Net-metered residential rooftop and canopy |  | None | Suntuity Solar LLC | PSE&G | Accepted | 2020-08-31 | 2020-09-03 | 2021-10-30 | Longi | LR6-60HPB-315M | Solar Panels |  | 0.315 | 3 | 25 | 26 |  | Fixed | Roof
NJSTRE1545523126 |  | Transition Incentive Program | MOUNT LAUREL | 8054 | 13 | 10.4 | Residential | Yes | Behind the Meter | Net-metered residential rooftop and canopy |  | None | Suntuity Solar LLC | PSE&G | Accepted | 2020-09-02 | 2020-09-02 | 2021-10-30 | Longi | LR6-60HPB-315M | Solar Panels |  | 0.315 | 3 | 152 | 28 |  | Fixed | Roof
NJSTRE1545523135 |  | Transition Incentive Program | FRANKLINVILLE | 8322 | 15 | 12.6 | Residential | Yes | Behind the Meter | Net-metered residential rooftop and canopy |  | None | Suntuity Solar LLC | AC Electric | Accepted | 2020-09-02 | 2020-09-04 | 2021-10-30 | Longi | LR6-60HPB-315M | Solar Panels |  | 0.315 | 9 | 267 | 42 |  | Fixed | Roof
NJSTRE1545523152 |  | Transition Incentive Program | Hackensack | 7601 | 7 | 6.8 | Residential | Yes | Behind the Meter | Net-metered residential rooftop and canopy |  | None | Trinity Solar | PSE&G | Accepted | 2020-08-31 | 2020-09-02 | 2021-10-30 | Hanwha | Q.PEAK DUO BLK-G6 340 | Solar Panels |  | 0.34 | 8 | 127 | 25 |  | Fixed | Roof
NJSTRE1545523228 |  | Transition Incentive Program | Cinnaminson | 8077 | 13 | 9.86 | Residential | Yes | Behind the Meter | Net-metered residential rooftop and canopy |  | None | Vision Solar LLC | PSE&G | Accepted | 2020-08-31 | 2020-09-02 | 2021-10-30 | HANWHA Q-CELLS | Q.PEAK DUO-G6 340 | Solar Panels |  | 0.34 | 3 | 314 | 20 |  | Fixed | Roof
NJSTRE1545523237 |  | Transition Incentive Program | Toms River | 8753 | 18 | 8.38 | Residential | Yes | Behind the Meter | Net-metered residential rooftop and canopy |  | None | Trinity Solar | JCP&L | Accepted | 2020-08-31 | 2020-09-02 | 2021-10-30 | HANWHA 335 (Q.PEAK DUO BLK-G6 335) | HANWHA 335 (Q.PEAK DUO BLK-G6 335) | Solar Panels |  | 0.335 | 11 | 72 | 43 |  | Fixed | Roof
NJSTRE1545523268 |  | Transition Incentive Program | Pennsville | 8070 | 16 | 8.04 | Residential | No | Behind the Meter | Net-metered residential rooftop and canopy |  | None | Vision Solar LLC | AC Electric | Accepted | 2020-08-31 | 2020-09-03 | 2021-10-30 | HANWHA Q-CELLS | Q.PEAK DUO-G6+ 335 | Solar Panels |  | 0.335 | 8 | 36 | 34 |  | Fixed | Roof
NJSTRE1545523121 |  | Transition Incentive Program | Evesham Township | 8053 | 13 | 6.3 | Residential | Yes | Behind the Meter | Net-metered residential rooftop and canopy |  | None | Suntuity Solar LLC | PSE&G | Accepted | 2020-08-31 | 2020-09-03 | 2021-10-30 | Longi | LR6-60HPB-315M | Solar Panels |  | 0.315 | 20 | 189 | 21 |  | Fixed | Roof
NJSTRE1545523124 |  | Transition Incentive Program | Elizabeth | 7208 | 10 | 10.08 | Residential | Yes | Behind the Meter | Net-metered residential rooftop and canopy |  | None | Suntuity Solar LLC | PSE&G | Accepted | 2020-08-31 | 2020-09-03 | 2021-10-30 | Longi | LR6-60HPB-315M | Solar Panels |  | 0.315 | 8 | 295 | 40 |  | Fixed | Roof
NJSTRE1545523124 |  | Transition Incentive Program | Elizabeth | 7208 | 10 | 10.08 | Residential | Yes | Behind the Meter | Net-metered residential rooftop and canopy |  | None | Suntuity Solar LLC | PSE&G | Accepted | 2020-08-31 | 2020-09-03 | 2021-10-30 | Longi | LR6-60HPB-315M | Solar Panels |  | 0.315 | 4 | 295 | 14 |  | Fixed | Roof
NJSTRE1545523126 |  | Transition Incentive Program | MOUNT LAUREL | 8054 | 13 | 10.4 | Residential | Yes | Behind the Meter | Net-metered residential rooftop and canopy |  | None | Suntuity Solar LLC | PSE&G | Accepted | 2020-09-02 | 2020-09-02 | 2021-10-30 | Longi | LR6-60HPB-315M | Solar Panels |  | 0.315 | 18 | 332 | 28 |  | Fixed | Roof
NJSTRE1545523135 |  | Transition Incentive Program | FRANKLINVILLE | 8322 | 15 | 12.6 | Residential | Yes | Behind the Meter | Net-metered residential rooftop and canopy |  | None | Suntuity Solar LLC | AC Electric | Accepted | 2020-09-02 | 2020-09-04 | 2021-10-30 | Longi | LR6-60HPB-315M | Solar Panels |  | 0.315 | 12 | 87 | 42 |  | Fixed | Roof
NJSTRE1545523228 |  | Transition Incentive Program | Cinnaminson | 8077 | 13 | 9.86 | Residential | Yes | Behind the Meter | Net-metered residential rooftop and canopy |  | None | Vision Solar LLC | PSE&G | Accepted | 2020-08-31 | 2020-09-02 | 2021-10-30 | HANWHA Q-CELLS | Q.PEAK DUO-G6 340 | Solar Panels |  | 0.34 | 3 | 134 | 20 |  | Fixed | Roof
NJSTRE1545523237 |  | Transition Incentive Program | Toms River | 8753 | 18 | 8.38 | Residential | Yes | Behind the Meter | Net-metered residential rooftop and canopy |  | None | Trinity Solar | JCP&L | Accepted | 2020-08-31 | 2020-09-02 | 2021-10-30 | HANWHA 335 (Q.PEAK DUO BLK-G6 335) | HANWHA 335 (Q.PEAK DUO BLK-G6 335) | Solar Panels |  | 0.335 | 8 | 162 | 43 |  | Fixed | Roof
NJSTRE1545523237 |  | Transition Incentive Program | Toms River | 8753 | 18 | 8.38 | Residential | Yes | Behind the Meter | Net-metered residential rooftop and canopy |  | None | Trinity Solar | JCP&L | Accepted | 2020-08-31 | 2020-09-02 | 2021-10-30 | HANWHA 335 (Q.PEAK DUO BLK-G6 335) | HANWHA 335 (Q.PEAK DUO BLK-G6 335) | Solar Panels |  | 0.335 | 6 | 252 | 43 |  | Fixed | Roof
NJSTRE1545523420 |  | Transition Incentive Program | Franklinville | 8322 | 15 | 18.02 | Residential | No | Behind the Meter | Net-metered residential rooftop and canopy |  | None | Maier Solar Engineering dba Solar Me | AC Electric | Accepted | 2020-08-31 | 2020-09-02 | 2021-10-30 | Hanwha | Q.CELL DUO BLK-G5 335 | Solar Panels |  | 0.34 | 53 | 232 | 15 |  | Fixed | Roof
NJSTRE1545523438 |  | Transition Incentive Program | Red Bank | 7701 | 17 | 21.44 | Residential | No | Behind the Meter | Net-metered residential rooftop and canopy |  | None | Whitman Construction, LLC | JCP&L | Accepted | 2020-08-31 | 2020-09-02 | 2021-10-30 | TRINA | tsm 320 DD05H.05 | Solar Panels |  | 0.32 | 10 | 156 | 35 |  | Fixed | Roof
NJSTRE1545523472 |  | Transition Incentive Program | Audubon | 8106 | 14 | 6.46 | Residential | Yes | Behind the Meter | Net-metered residential rooftop and canopy |  | None | Trinity Solar | PSE&G | Accepted | 2020-08-31 | 2020-09-03 | 2021-10-30 | Hanwha 340 | Q.PEAK DUO BLK-G6 340 | Solar Panels |  | 0.34 | 3 | 132 | 23 |  | Fixed | Roof
NJSTRE1545523523 |  | Transition Incentive Program | Trenton | 8690 | 12 | 9.1 | Residential | Yes | Behind the Meter | Net-metered residential rooftop and canopy |  | None | Pro Custom Solar dba Momentum Solar | PSE&G | Accepted | 2020-08-31 | 2020-09-03 | 2021-10-30 | LG ELECTRONICS | LG 350N1C-V5 | Solar Panels |  | 0.35 | 6 | 191 | 15 |  | Fixed | Roof
NJSTRE1545523544 |  | Transition Incentive Program | Marlton | 8053 | 13 | 8.13 | Residential | No | Behind the Meter | Net-metered residential rooftop and canopy |  | None | Whitman Construction, LLC | PSE&G | Accepted | 2020-08-31 | 2020-09-08 | 2021-10-30 | TRINA | TSM-325 DE06M | Solar Panels |  | 0.325 | 5 | 308 | 24 |  | Fixed | Roof
NJSTRE1545522211 |  | Transition Incentive Program | Montville | 7045 | 3 | 16.32 | Residential | Yes | Behind the Meter | Net-metered residential rooftop and canopy |  | None | Tesla Energy Operations Inc. | JCP&L | Accepted | 2020-08-29 | 2020-09-04 | 2021-10-30 | Hanwha Q-CELLS | Q.Peak DUO BLK-G6+ 340 | Solar Panels |  | 0.34 | 5 | 29 | 23 |  | Fixed | Roof
NJSTRE1545523117 |  | Transition Incentive Program | Clifton | 7013 | 6 | 6.93 | Residential | No | Behind the Meter | Net-metered residential rooftop and canopy |  | None | Suntuity Solar LLC | PSE&G | Accepted | 2020-08-31 | 2020-09-03 | 2021-10-30 | Longi | LR6-60HPB-315M | Solar Panels |  | 0.315 | 6 | 42 | 39 |  | Fixed | Roof
NJSTRE1545523120 |  | Transition Incentive Program | SEWELL | 8080 | 15 | 9.77 | Residential | Yes | Behind the Meter | Net-metered residential rooftop and canopy |  | None | Suntuity Solar LLC | AC Electric | Accepted | 2020-08-31 | 2020-09-02 | 2021-10-30 | Longi | LR6-60HPB-315M | Solar Panels |  | 0.315 | 11 | 205 | 27 |  | Fixed | Roof
NJSTRE1545523122 |  | Transition Incentive Program | BARNEGAT | 8005 | 18 | 8.51 | Residential | Yes | Behind the Meter | Net-metered residential rooftop and canopy |  | None | Suntuity Solar LLC | JCP&L | Accepted | 2020-08-31 | 2020-09-03 | 2021-10-30 | Longi | LR6-60HPB-315M | Solar Panels |  | 0.315 | 6 | 122 | 23 |  | Fixed | Roof
NJSTRE1545523124 |  | Transition Incentive Program | Elizabeth | 7208 | 10 | 10.08 | Residential | Yes | Behind the Meter | Net-metered residential rooftop and canopy |  | None | Suntuity Solar LLC | PSE&G | Accepted | 2020-08-31 | 2020-09-03 | 2021-10-30 | Longi | LR6-60HPB-315M | Solar Panels |  | 0.315 | 17 | 115 | 40 |  | Fixed | Roof
NJSTRE1545523130 |  | Transition Incentive Program | CAMDEN | 8105 | 14 | 8.82 | Residential | Yes | Behind the Meter | Net-metered residential rooftop and canopy |  | None | Suntuity Solar LLC | PSE&G | Accepted | 2020-09-02 | 2020-09-02 | 2021-10-30 | Longi | LR6-60HPB-315M | Solar Panels |  | 0.315 | 15 | 239 | 30 |  | Fixed | Roof
NJSTRE1545523135 |  | Transition Incentive Program | FRANKLINVILLE | 8322 | 15 | 12.6 | Residential | Yes | Behind the Meter | Net-metered residential rooftop and canopy |  | None | Suntuity Solar LLC | AC Electric | Accepted | 2020-09-02 | 2020-09-04 | 2021-10-30 | Longi | LR6-60HPB-315M | Solar Panels |  | 0.315 | 4 | 88 | 42 |  | Fixed | Roof
NJSTRE1545523142 |  | Transition Incentive Program | Jamesburg | 8831 | 11 | 16.7 | Residential | No | Behind the Meter | Net-metered residential rooftop and canopy |  | None | Suntuity Solar LLC | JCP&L | Accepted | 2020-09-02 | 2020-09-02 | 2021-10-30 | Longi | LR6-60HPB-315M | Solar Panels |  | 0.315 | 21 | 66 | 25 |  | Fixed | Roof
NJSTRE1545523175 |  | Transition Incentive Program | Carteret | 7008 | 11 | 7.48 | Residential | Yes | Behind the Meter | Net-metered residential rooftop and canopy |  | None | Trinity Solar | PSE&G | Accepted | 2020-08-31 | 2020-09-02 | 2021-10-30 | Hanwha | Q.PEAK DUO BLK-G6 340 | Solar Panels |  | 0.34 | 22 | 204 | 27 |  | Fixed | Roof
NJSTRE1545523206 |  | Transition Incentive Program | West Depford | 8086 | 15 | 5.12 | Residential | Yes | Behind the Meter | Net-metered residential rooftop and canopy |  | None | Posigen NJ LLC | PSE&G | Accepted | 2020-08-31 | 2020-09-02 | 2021-10-30 | Silfab | SLA320M | Solar Panels |  | 0.32 | 16 | 0 | 1 |  | Fixed | Roof
NJSTRE1545523215 |  | Transition Incentive Program | West Deptford | 8096 | 15 | 6.03 | Residential | Yes | Behind the Meter | Net-metered residential rooftop and canopy |  | None | Vision Solar LLC | PSE&G | Accepted | 2020-08-31 | 2020-09-02 | 2021-10-30 | HANWHA Q-CELLS | Q.PEAK DUO-G6+ 335 | Solar Panels |  | 0.335 | 10 | 226 | 13 |  | Fixed | Roof
NJSTRE1545523228 |  | Transition Incentive Program | Cinnaminson | 8077 | 13 | 9.86 | Residential | Yes | Behind the Meter | Net-metered residential rooftop and canopy |  | None | Vision Solar LLC | PSE&G | Accepted | 2020-08-31 | 2020-09-02 | 2021-10-30 | HANWHA Q-CELLS | Q.PEAK DUO-G6 340 | Solar Panels |  | 0.34 | 8 | 43 | 20 |  | Fixed | Roof
NJSTRE1545523212 |  | Transition Incentive Program | Hopewell Twp | 8525 | 12 | 15.75 | Residential | No | Behind the Meter | Net-metered residential rooftop and canopy |  | None | Green Power Energy | PSE&G | Accepted | 2020-08-31 | 2020-09-02 | 2021-10-30 | LG Electronics | LG335N1K-V5 | Solar Panels |  | 0.335 | 19 | 214 | 30 |  | Fixed | Roof
NJSTRE1545522842 |  | Transition Incentive Program | Burlington | 8016 | 13 | 13.08 | Residential | No | Behind the Meter | Net-metered residential rooftop and canopy |  | None | GenRenew, LLC | PSE&G | Accepted | 2020-09-01 | 2020-09-02 | 2021-10-30 | Sunpower | SPR-E20-327-E-AC | Solar Panels |  | 0.327 | 15 | 139 | 4 |  | Fixed | Roof
NJSTRE1545523119 |  | Transition Incentive Program | TOTOWA | 7512 | 6 | 10.71 | Residential | Yes | Behind the Meter | Net-metered residential rooftop and canopy |  | None | Suntuity Solar LLC | PSE&G | Accepted | 2020-08-31 | 2020-09-03 | 2021-10-30 | Longi | LR6-60HPB-315M | Solar Panels |  | 0.315 | 6 | 221 | 30 |  | Fixed | Roof
NJSTRE1545523123 |  | Transition Incentive Program | KIRKWOOD | 8043 | 14 | 16.07 | Residential | No | Behind the Meter | Net-metered residential rooftop and canopy |  | None | Suntuity Solar LLC | AC Electric | Accepted | 2020-08-31 | 2020-09-03 | 2021-10-30 | Longi | LR6-60HPB-315M | Solar Panels |  | 0.315 | 9 | 219 | 25 |  | Fixed | Roof
NJSTRE1545523123 |  | Transition Incentive Program | KIRKWOOD | 8043 | 14 | 16.07 | Residential | No | Behind the Meter | Net-metered residential rooftop and canopy |  | None | Suntuity Solar LLC | AC Electric | Accepted | 2020-08-31 | 2020-09-03 | 2021-10-30 | Longi | LR6-60HPB-315M | Solar Panels |  | 0.315 | 14 | 219 | 33 |  | Fixed | Roof
NJSTRE1545523142 |  | Transition Incentive Program | Jamesburg | 8831 | 11 | 16.7 | Residential | No | Behind the Meter | Net-metered residential rooftop and canopy |  | None | Suntuity Solar LLC | JCP&L | Accepted | 2020-09-02 | 2020-09-02 | 2021-10-30 | Longi | LR6-60HPB-315M | Solar Panels |  | 0.315 | 11 | 246 | 39 |  | Fixed | Roof
NJSTRE1545523142 |  | Transition Incentive Program | Jamesburg | 8831 | 11 | 16.7 | Residential | No | Behind the Meter | Net-metered residential rooftop and canopy |  | None | Suntuity Solar LLC | JCP&L | Accepted | 2020-09-02 | 2020-09-02 | 2021-10-30 | Longi | LR6-60HPB-315M | Solar Panels |  | 0.315 | 10 | 156 | 40 |  | Fixed | Roof
NJSTRE1545523155 |  | Transition Incentive Program | Pennsauken | 8109 | 14 | 3.84 | Residential | Yes | Behind the Meter | Net-metered residential rooftop and canopy |  | None | Posigen NJ LLC | PSE&G | Accepted | 2020-08-31 | 2020-09-02 | 2021-10-30 | Silfab | SLA320BL | Solar Panels |  | 0.32 | 12 | 214 | 25 |  | Fixed | Roof
NJSTRE1545523198 |  | Transition Incentive Program | Hainesport | 8036 | 13 | 8.16 | Residential | Yes | Behind the Meter | Net-metered residential rooftop and canopy |  | None | Vision Solar LLC | PSE&G | Accepted | 2020-08-31 | 2020-09-02 | 2021-10-30 | HANWHA Q-CELLS | Q.PEAK DUO-G6 340 | Solar Panels |  | 0.34 | 4 | 171 | 27 |  | Fixed | Roof
NJSTRE1545523212 |  | Transition Incentive Program | Hopewell Twp | 8525 | 12 | 15.75 | Residential | No | Behind the Meter | Net-metered residential rooftop and canopy |  | None | Green Power Energy | PSE&G | Accepted | 2020-08-31 | 2020-09-02 | 2021-10-30 | LG Electronics | LG335N1K-V5 | Solar Panels |  | 0.335 | 5 | 216 | 30 |  | Fixed | Roof
NJSTRE1545523268 |  | Transition Incentive Program | Pennsville | 8070 | 16 | 8.04 | Residential | No | Behind the Meter | Net-metered residential rooftop and canopy |  | None | Vision Solar LLC | AC Electric | Accepted | 2020-08-31 | 2020-09-03 | 2021-10-30 | HANWHA Q-CELLS | Q.PEAK DUO-G6+ 335 | Solar Panels |  | 0.335 | 2 | 216 | 34 |  | Fixed | Roof
NJSTRE1545523319 |  | Transition Incentive Program | Bayville | 8721 | 18 | 5.78 | Residential | Yes | Behind the Meter | Net-metered residential rooftop and canopy |  | None | Vision Solar LLC | JCP&L | Accepted | 2020-08-31 | 2020-09-02 | 2021-10-30 | HANWHA Q-CELLS | Q.PEAK DUO-G6 340 | Solar Panels |  | 0.34 | 11 | 142 | 17 |  | Fixed | Roof
NJSTRE1545523398 |  | Transition Incentive Program | Pennsville | 8070 | 16 | 9.72 | Residential | No | Behind the Meter | Net-metered residential rooftop and canopy |  | None | Vision Solar LLC | AC Electric | Accepted | 2020-08-31 | 2020-09-02 | 2021-10-30 | HANWHA Q-CELLS | Q.PEAK DUO-G6+ 335 | Solar Panels |  | 0.335 | 8 | 84 | 12 |  | Fixed | Roof
NJSTRE1545523509 |  | Transition Incentive Program | Fort Lee | 7024 | 7 | 7.04 | Residential | No | Behind the Meter | Net-metered residential rooftop and canopy |  | None | Green Power Energy | PSE&G | Accepted | 2020-08-31 | 2020-09-03 | 2021-10-30 | Hanwha | Q.PEAK DUO BLK-G6 335 | Solar Panels |  | 0.335 | 16 | 130 | 20 |  | Fixed | Roof
NJSTRE1545523128 |  | Transition Incentive Program | SOMERDALE | 8083 | 14 | 11.34 | Residential | Yes | Behind the Meter | Net-metered residential rooftop and canopy |  | None | Suntuity Solar LLC | PSE&G | Accepted | 2020-09-02 | 2020-09-02 | 2021-10-30 | Longi | LR6-60HPB-315M | Solar Panels |  | 0.315 | 24 | 180 | 29 |  | Fixed | Roof
NJSTRE1545523144 |  | Transition Incentive Program | Maple Shade | 8052 | 13 | 11.73 | Residential | Yes | Behind the Meter | Net-metered residential rooftop and canopy |  | None | Vision Solar LLC | PSE&G | Accepted | 2020-08-31 | 2020-09-03 | 2021-10-30 | HANWHA Q-CELLS | Q.PEAK DUO-G6+ 335 | Solar Panels |  | 0.335 | 25 | 59 | 20 |  | Fixed | Roof
NJSTRE1545523198 |  | Transition Incentive Program | Hainesport | 8036 | 13 | 8.16 | Residential | Yes | Behind the Meter | Net-metered residential rooftop and canopy |  | None | Vision Solar LLC | PSE&G | Accepted | 2020-08-31 | 2020-09-02 | 2021-10-30 | HANWHA Q-CELLS | Q.PEAK DUO-G6 340 | Solar Panels |  | 0.34 | 8 | 261 | 40 |  | Fixed | Roof
NJSTRE1545523198 |  | Transition Incentive Program | Hainesport | 8036 | 13 | 8.16 | Residential | Yes | Behind the Meter | Net-metered residential rooftop and canopy |  | None | Vision Solar LLC | PSE&G | Accepted | 2020-08-31 | 2020-09-02 | 2021-10-30 | HANWHA Q-CELLS | Q.PEAK DUO-G6 340 | Solar Panels |  | 0.34 | 3 | 261 | 21 |  | Fixed | Roof
NJSTRE1545523414 |  | Transition Incentive Program | Glassboro | 8028 | 15 | 7.14 | Residential | Yes | Behind the Meter | Net-metered residential rooftop and canopy |  | None | Trinity Solar | AC Electric | Accepted | 2020-08-31 | 2020-09-02 | 2021-10-30 | Hanwha 340 | Q.PEAK DUO BLK-G6 340 | Solar Panels |  | 0.34 | 8 | 205 | 23 |  | Fixed | Roof
NJSTRE1545523438 |  | Transition Incentive Program | Red Bank | 7701 | 17 | 21.44 | Residential | No | Behind the Meter | Net-metered residential rooftop and canopy |  | None | Whitman Construction, LLC | JCP&L | Accepted | 2020-08-31 | 2020-09-02 | 2021-10-30 | TRINA | tsm 320 DD05H.05 | Solar Panels |  | 0.32 | 4 | 156 | 15 |  | Fixed | Roof
NJSTRE1545523467 |  | Transition Incentive Program | Princeton Boro | 8540 | 12 | 16.56 | Residential | No | Behind the Meter | Net-metered residential rooftop and canopy |  | None | Green Power energy | PSE&G | Accepted | 2020-08-31 | 2020-09-03 | 2021-10-30 | LG Electronics | LG360Q1K-V5 | Solar Panels |  | 0.36 | 4 | 255 | 25 |  | Fixed | Roof
NJSTRE1545523467 |  | Transition Incentive Program | Princeton Boro | 8540 | 12 | 16.56 | Residential | No | Behind the Meter | Net-metered residential rooftop and canopy |  | None | Green Power energy | PSE&G | Accepted | 2020-08-31 | 2020-09-03 | 2021-10-30 | LG Electronics | LG360Q1K-V5 | Solar Panels |  | 0.36 | 7 | 165 | 25 |  | Fixed | Roof
NJSTRE1545523512 |  | Transition Incentive Program | Kendall Park | 8824 | 11 | 5.44 | Residential | No | Behind the Meter | Net-metered residential rooftop and canopy |  | None | Maier Solar Engineering dba Solar Me | PSE&G | Accepted | 2020-08-31 | 2020-09-03 | 2021-10-30 | Hanwha | Q.CELL DUO BLK-G6 340W | Solar Panels |  | 0.34 | 16 | 124 | 34 |  | Fixed | Roof
NJSTRE1545523543 |  | Transition Incentive Program | PISCATAWAY | 8854 | 11 | 8.13 | Residential | No | Behind the Meter | Net-metered residential rooftop and canopy |  | None | Infinity Solar Systems | PSE&G | Accepted | 2020-08-31 | 2020-09-03 | 2021-10-30 | CANADIAN SOLAR | CS1H-325-MS | Solar Panels |  | 0.325 | 15 | 151 | 15 |  | Fixed | Roof
NJSTRE1545523544 |  | Transition Incentive Program | Marlton | 8053 | 13 | 8.13 | Residential | No | Behind the Meter | Net-metered residential rooftop and canopy |  | None | Whitman Construction, LLC | PSE&G | Accepted | 2020-08-31 | 2020-09-08 | 2021-10-30 | TRINA | TSM-325 DE06M | Solar Panels |  | 0.325 | 6 | 218 | 24 |  | Fixed | Roof
NJSTRE1545523809 |  | Transition Incentive Program | North Haledon | 7508 | 6 | 11.55 | Residential | Yes | Behind the Meter | Net-metered residential rooftop and canopy |  | None | Pro Custom Solar dba Momentum Solar | PSE&G | Accepted | 2020-08-31 | 2020-09-03 | 2021-10-30 | LG | LG 350N1C-V5 | Solar Panels |  | 0.35 | 11 | 99 | 14 |  | Fixed | Roof
NJSTRE1545523862 |  | Transition Incentive Program | Sparta | 7871 | 1 | 13.86 | Residential | Yes | Behind the Meter | Net-metered residential rooftop and canopy |  | None | Tesla Energy Operations Inc. | JCP&L | Accepted | 2020-08-31 | 2020-09-03 | 2021-10-30 | Tesla | SR60T1 | Solar Panels |  | 0.05847 | 99 | 322 | 34 |  | Fixed | Roof
NJSTRE1545523485 |  | Transition Incentive Program | Orange | 7050 | 9 | 4.2 | Residential | Yes | Behind the Meter | Net-metered residential rooftop and canopy |  | None | Pro Custom Solar dba Momentum Solar | PSE&G | Accepted | 2020-08-31 | 2020-09-02 | 2021-10-30 | LG ELECTRONICS | LG 350N1C-V5 | Solar Panels |  | 0.35 | 7 | 103 | 28 |  | Fixed | Roof
NJSTRE1545523509 |  | Transition Incentive Program | Fort Lee | 7024 | 7 | 7.04 | Residential | No | Behind the Meter | Net-metered residential rooftop and canopy |  | None | Green Power Energy | PSE&G | Accepted | 2020-08-31 | 2020-09-03 | 2021-10-30 | Hanwha | Q.PEAK DUO BLK-G6 335 | Solar Panels |  | 0.335 | 5 | 130 | 10 |  | Fixed | Roof
NJSTRE1545523524 |  | Transition Incentive Program | Teaneck | 7666 | 7 | 4.42 | Residential | Yes | Behind the Meter | Net-metered residential rooftop and canopy |  | None | Trinity Solar | Orange Rockland Electric | Accepted | 2020-08-31 | 2020-09-03 | 2021-10-30 | Hanwha 340 | Q.PEAK DUO BLK-G6 340 | Solar Panels |  | 0.34 | 13 | 198 | 35 |  | Fixed | Roof
NJSTRE1545523523 |  | Transition Incentive Program | Trenton | 8690 | 12 | 9.1 | Residential | Yes | Behind the Meter | Net-metered residential rooftop and canopy |  | None | Pro Custom Solar dba Momentum Solar | PSE&G | Accepted | 2020-08-31 | 2020-09-03 | 2021-10-30 | LG ELECTRONICS | LG 350N1C-V5 | Solar Panels |  | 0.35 | 4 | 191 | 20 |  | Fixed | Roof
NJSTRE1545523537 |  | Transition Incentive Program | tabernacle | 8088 | 13 | 21.12 | Residential | Yes | Behind the Meter | Net-metered residential rooftop and canopy |  | None | Orbit Energy & Power, LLC | AC Electric | Accepted | 2020-08-31 | 2020-09-03 | 2021-10-30 | hanwha qcells | qpeak 320w | Solar Panels |  | 0.32 | 10 | 279 | 25 |  | Fixed | Roof
NJSTRE1545523537 |  | Transition Incentive Program | tabernacle | 8088 | 13 | 21.12 | Residential | Yes | Behind the Meter | Net-metered residential rooftop and canopy |  | None | Orbit Energy & Power, LLC | AC Electric | Accepted | 2020-08-31 | 2020-09-03 | 2021-10-30 | hanwha qcells | qpeak 320w | Solar Panels |  | 0.32 | 10 | 280 | 19 |  | Fixed | Roof
NJSTRE1545523537 |  | Transition Incentive Program | tabernacle | 8088 | 13 | 21.12 | Residential | Yes | Behind the Meter | Net-metered residential rooftop and canopy |  | None | Orbit Energy & Power, LLC | AC Electric | Accepted | 2020-08-31 | 2020-09-03 | 2021-10-30 | hanwha qcells | qpeak 302w | Solar Panels |  | 0.32 | 8 | 129 | 18 |  | Fixed | Roof
NJSTRE1545523566 |  | Transition Incentive Program | Burlington | 8016 | 13 | 6.37 | Residential | Yes | Behind the Meter | Net-metered residential rooftop and canopy |  | None | Trinity Solar | PSE&G | Accepted | 2020-08-31 | 2020-09-03 | 2021-10-30 | Hanwha 335 | Q.PEAK DUO BLK-G6 335 | Solar Panels |  | 0.335 | 9 | 186 | 27 |  | Fixed | Roof
NJSTRE1545523841 |  | Transition Incentive Program | Old Bridge | 8857 | 11 | 6.9 | Residential | No | Behind the Meter | Net-metered residential rooftop and canopy |  | None | Power Home Remodeling Group | JCP&L | Final As-Built Received | 2020-08-31 | 2020-09-03 | 2021-10-30 | Hyundai | HiS-S300RG | Solar Panels |  | 0.3 | 2 | 135 | 23 |  | Fixed | Roof
NJSTRE1545523914 |  | Transition Incentive Program | BRICK | 8724 | 18 | 10.37 | Residential | Yes | Behind the Meter | Net-metered residential rooftop and canopy |  | None | Sunrun Installation Services, Inc. | JCP&L | Accepted | 2020-08-31 | 2020-09-03 | 2021-10-30 | LONGi Green Energy Technology Co Ltd | LR6-60HPB-305M | Solar Panels |  | 0.305 | 20 | 308 | 18 |  | Fixed | Roof
NJSTRE1545524011 |  | Transition Incentive Program | Mickleton | 8056 | 15 | 11.34 | Residential | No | Behind the Meter | Net-metered residential rooftop and canopy |  | None | Advanced Renewable Solutions | AC Electric | Accepted | 2020-08-31 | 2020-09-03 | 2021-10-30 | CertainTeed | CT315M11-02 | Solar Panels |  | 0.315 | 17 | 323 | 20 |  | Fixed | Roof
NJSTRE1545524012 |  | Transition Incentive Program | Mt. Laurel | 8054 | 13 | 10.4 | Residential | No | Behind the Meter | Net-metered residential rooftop and canopy |  | None | Advanced Renewable Solutions | PSE&G | Accepted | 2020-08-31 | 2020-09-03 | 2021-10-30 | CertainTeed | CT315M11-02 | Solar Panels |  | 0.315 | 4 | 312 | 20 |  | Fixed | Roof
NJSTRE1545525246 |  | Transition Incentive Program | MORRISTOWN | 7960 | 3 | 3.25 | Residential | Yes | Behind the Meter | Net-metered residential rooftop and canopy |  | None | Vivint Solar Developer, LLC | PSE&G | Accepted | 2020-09-03 | 2020-09-03 | 2021-10-30 | JINKO SOLAR | JKM325M-60HBL | Solar Panels |  | 0.325 | 6 | 291 | 22 |  | Fixed | Roof
NJSTRE1545522211 |  | Transition Incentive Program | Montville | 7045 | 3 | 16.32 | Residential | Yes | Behind the Meter | Net-metered residential rooftop and canopy |  | None | Tesla Energy Operations Inc. | JCP&L | Accepted | 2020-08-29 | 2020-09-04 | 2021-10-30 | Hanwha Q-CELLS | Q.Peak DUO BLK-G6+ 340 | Solar Panels |  | 0.34 | 8 | 28 | 16 |  | Fixed | Roof
NJSTRE1545522842 |  | Transition Incentive Program | Burlington | 8016 | 13 | 13.08 | Residential | No | Behind the Meter | Net-metered residential rooftop and canopy |  | None | GenRenew, LLC | PSE&G | Accepted | 2020-09-01 | 2020-09-02 | 2021-10-30 | Sunpower | SPR-E20-327-E-AC | Solar Panels |  | 0.327 | 16 | 139 | 19 |  | Fixed | Roof
NJSTRE1545523115 |  | Transition Incentive Program | Millville | 8332 | 20 | 5.36 | Residential | No | Behind the Meter | Net-metered residential rooftop and canopy |  | None | Suntuity Solar LLC | AC Electric | Accepted | 2020-08-31 | 2020-09-02 | 2021-10-30 | Longi | LR6-60HPB-315M | Solar Panels |  | 0.315 | 17 | 229 | 25 |  | Fixed | Roof
NJSTRE1545523117 |  | Transition Incentive Program | Clifton | 7013 | 6 | 6.93 | Residential | No | Behind the Meter | Net-metered residential rooftop and canopy |  | None | Suntuity Solar LLC | PSE&G | Accepted | 2020-08-31 | 2020-09-03 | 2021-10-30 | Longi | LR6-60HPB-315M | Solar Panels |  | 0.315 | 16 | 222 | 39 |  | Fixed | Roof
NJSTRE1545523123 |  | Transition Incentive Program | KIRKWOOD | 8043 | 14 | 16.07 | Residential | No | Behind the Meter | Net-metered residential rooftop and canopy |  | None | Suntuity Solar LLC | AC Electric | Accepted | 2020-08-31 | 2020-09-03 | 2021-10-30 | Longi | LR6-60HPB-315M | Solar Panels |  | 0.315 | 4 | 38 | 33 |  | Fixed | Roof
NJSTRE1545523126 |  | Transition Incentive Program | MOUNT LAUREL | 8054 | 13 | 10.4 | Residential | Yes | Behind the Meter | Net-metered residential rooftop and canopy |  | None | Suntuity Solar LLC | PSE&G | Accepted | 2020-09-02 | 2020-09-02 | 2021-10-30 | Longi | LR6-60HPB-315M | Solar Panels |  | 0.315 | 12 | 152 | 28 |  | Fixed | Roof
NJSTRE1545523135 |  | Transition Incentive Program | FRANKLINVILLE | 8322 | 15 | 12.6 | Residential | Yes | Behind the Meter | Net-metered residential rooftop and canopy |  | None | Suntuity Solar LLC | AC Electric | Accepted | 2020-09-02 | 2020-09-04 | 2021-10-30 | Longi | LR6-60HPB-315M | Solar Panels |  | 0.315 | 9 | 177 | 42 |  | Fixed | Roof
NJSTRE1545523135 |  | Transition Incentive Program | FRANKLINVILLE | 8322 | 15 | 12.6 | Residential | Yes | Behind the Meter | Net-metered residential rooftop and canopy |  | None | Suntuity Solar LLC | AC Electric | Accepted | 2020-09-02 | 2020-09-04 | 2021-10-30 | Longi | LR6-60HPB-315M | Solar Panels |  | 0.315 | 6 | 267 | 42 |  | Fixed | Roof
NJSTRE1545523142 |  | Transition Incentive Program | Jamesburg | 8831 | 11 | 16.7 | Residential | No | Behind the Meter | Net-metered residential rooftop and canopy |  | None | Suntuity Solar LLC | JCP&L | Accepted | 2020-09-02 | 2020-09-02 | 2021-10-30 | Longi | LR6-60HPB-315M | Solar Panels |  | 0.315 | 6 | 66 | 40 |  | Fixed | Roof
NJSTRE1545523152 |  | Transition Incentive Program | Hackensack | 7601 | 7 | 6.8 | Residential | Yes | Behind the Meter | Net-metered residential rooftop and canopy |  | None | Trinity Solar | PSE&G | Accepted | 2020-08-31 | 2020-09-02 | 2021-10-30 | Hanwha | Q.PEAK DUO BLK-G6 340 | Solar Panels |  | 0.34 | 12 | 217 | 38 |  | Fixed | Roof
NJSTRE1545523162 |  | Transition Incentive Program | Toms River | 8753 | 18 | 9.6 | Residential | No | Behind the Meter | Net-metered residential rooftop and canopy |  | None | Posigen NJ LLC | JCP&L | Accepted | 2020-08-31 | 2020-09-03 | 2021-10-30 | Silfab | SLA320M | Solar Panels |  | 0.32 | 30 | 172352 | 22 |  | Fixed | Roof
NJSTRE1545523228 |  | Transition Incentive Program | Cinnaminson | 8077 | 13 | 9.86 | Residential | Yes | Behind the Meter | Net-metered residential rooftop and canopy |  | None | Vision Solar LLC | PSE&G | Accepted | 2020-08-31 | 2020-09-02 | 2021-10-30 | HANWHA Q-CELLS | Q.PEAK DUO-G6 340 | Solar Panels |  | 0.34 | 15 | 223 | 20 |  | Fixed | Roof
NJSTRE1545523400 |  | Transition Incentive Program | Linden | 7036 | 10 | 5.25 | Residential | Yes | Behind the Meter | Net-metered residential rooftop and canopy |  | None | Pro Custom Solar dba Momentum Solar | PSE&G | Accepted | 2020-08-31 | 2020-09-02 | 2021-10-30 | LG ELECTRONICS | LG 350N1C-V5 | Solar Panels |  | 0.35 | 12 | 98 | 35 |  | Fixed | Roof
NJSTRE1545523400 |  | Transition Incentive Program | Linden | 7036 | 10 | 5.25 | Residential | Yes | Behind the Meter | Net-metered residential rooftop and canopy |  | None | Pro Custom Solar dba Momentum Solar | PSE&G | Accepted | 2020-08-31 | 2020-09-02 | 2021-10-30 | LG ELECTRONICS | LG 350N1C-V5 | Solar Panels |  | 0.35 | 3 | 278 | 35 |  | Fixed | Roof
NJSTRE1545523441 |  | Transition Incentive Program | Middlesex | 8846 | 11 | 15.05 | Residential | No | Behind the Meter | Net-metered residential rooftop and canopy |  | None | Pro Custom Solar dba Momentum Solar | PSE&G | Accepted | 2020-08-31 | 2020-09-02 | 2021-10-30 | LG ELECTRONICS | LG 350N1C-V5 | Solar Panels |  | 0.35 | 21 | 160 | 21 |  | Fixed | Roof
NJSTRE1545523467 |  | Transition Incentive Program | Princeton Boro | 8540 | 12 | 16.56 | Residential | No | Behind the Meter | Net-metered residential rooftop and canopy |  | None | Green Power energy | PSE&G | Accepted | 2020-08-31 | 2020-09-03 | 2021-10-30 | LG Electronics | LG360Q1K-V5 | Solar Panels |  | 0.36 | 3 | 75 | 25 |  | Fixed | Roof
NJSTRE1545523544 |  | Transition Incentive Program | Marlton | 8053 | 13 | 8.13 | Residential | No | Behind the Meter | Net-metered residential rooftop and canopy |  | None | Whitman Construction, LLC | PSE&G | Accepted | 2020-08-31 | 2020-09-08 | 2021-10-30 | Trina | TSM-325 DE06M | Solar Panels |  | 0.325 | 8 | 128 | 0.24 |  | Fixed | Roof
NJSTRE1545523537 |  | Transition Incentive Program | tabernacle | 8088 | 13 | 21.12 | Residential | Yes | Behind the Meter | Net-metered residential rooftop and canopy |  | None | Orbit Energy & Power, LLC | AC Electric | Accepted | 2020-08-31 | 2020-09-03 | 2021-10-30 | hanwha qcells | qpeak 320w | Solar Panels |  | 0.32 | 6 | 97 | 19 |  | Fixed | Roof
NJSTRE1545523537 |  | Transition Incentive Program | tabernacle | 8088 | 13 | 21.12 | Residential | Yes | Behind the Meter | Net-metered residential rooftop and canopy |  | None | Orbit Energy & Power, LLC | AC Electric | Accepted | 2020-08-31 | 2020-09-03 | 2021-10-30 | hanwha qcells | qpeak 320w | Solar Panels |  | 0.32 | 10 | 99 | 25 |  | Fixed | Roof
NJSTRE1545523779 |  | Transition Incentive Program | Woodbridge Township | 7095 | 11 | 14.43 | Residential | No | Behind the Meter | Net-metered residential rooftop and canopy |  | None | Green Power Energy | PSE&G | Accepted | 2020-08-31 | 2020-09-03 | 2021-10-30 | Solaria Power | XT-370R-PD | Solar Panels |  | 0.37 | 20 | 340 | 30 |  | Fixed | Roof
NJSTRE1545523814 |  | Transition Incentive Program | Beachwood | 8722 | 18 | 7.5 | Residential | No | Behind the Meter | Net-metered residential rooftop and canopy |  | None | Power Home Remodeling Group | JCP&L | Accepted | 2020-08-31 | 2020-09-03 | 2021-10-30 | Hyundai | HiS-S300RG | Solar Panels |  | 0.3 | 25 | 125 | 24 |  | Fixed | Roof
NJSTRE1545523841 |  | Transition Incentive Program | Old Bridge | 8857 | 11 | 6.9 | Residential | No | Behind the Meter | Net-metered residential rooftop and canopy |  | None | Power Home Remodeling Group | JCP&L | Final As-Built Received | 2020-08-31 | 2020-09-03 | 2021-10-30 | Hyundai | HiS-S300RG | Solar Panels |  | 0.3 | 13 | 225 | 25 |  | Fixed | Roof
NJSTRE1545523841 |  | Transition Incentive Program | Old Bridge | 8857 | 11 | 6.9 | Residential | No | Behind the Meter | Net-metered residential rooftop and canopy |  | None | Power Home Remodeling Group | JCP&L | Final As-Built Received | 2020-08-31 | 2020-09-03 | 2021-10-30 | Hyundai | HiS-S300RG | Solar Panels |  | 0.3 | 8 | 135 | 23 |  | Fixed | Roof
NJSTRE1545523862 |  | Transition Incentive Program | Sparta | 7871 | 1 | 13.86 | Residential | Yes | Behind the Meter | Net-metered residential rooftop and canopy |  | None | Tesla Energy Operations Inc. | JCP&L | Accepted | 2020-08-31 | 2020-09-03 | 2021-10-30 | Tesla | SR60T1 | Solar Panels |  | 0.05847 | 138 | 143 | 34 |  | Fixed | Roof
NJSTRE1545523903 |  | Transition Incentive Program | Belleville | 7109 | 9 | 7.7 | Residential | Yes | Behind the Meter | Net-metered residential rooftop and canopy |  | None | Pro Custom Solar dba Momentum Solar | PSE&G | Accepted | 2020-08-31 | 2020-09-03 | 2021-10-30 | LG ELECTRONICS | LG 350N1C-V5 | Solar Panels |  | 0.35 | 12 | 283 | 30 |  | Fixed | Roof
NJSTRE1545523934 |  | Transition Incentive Program | Plainsboro | 8536 | 11 | 12.16 | Residential | No | Behind the Meter | Net-metered residential rooftop and canopy |  | None | Greentech Solar USA LLC | PSE&G | Accepted | 2020-08-31 | 2020-09-03 | 2021-10-30 | Canadian Solar | CS1H-320MS | Solar Panels |  | 0.32 | 7 | 60 | 40 |  | Fixed | Roof
NJSTRE1545523344 |  | Transition Incentive Program | Mantoloking | 8738 | 18 | 10.06 | Residential | No | Behind the Meter | Net-metered residential rooftop and canopy |  | None | Tesla Energy Operations Inc | JCP&L | Accepted | 2020-08-31 | 2020-09-02 | 2021-10-30 | Tesla | SR60T1 | Solar Panels |  | 0.05847 | 52 | 266 | 18 |  | Fixed | Roof
NJSTRE1545523373 |  | Transition Incentive Program | Matawan | 7747 | 17 | 7.82 | Residential | No | Behind the Meter | Net-metered residential rooftop and canopy |  | None | Trinity Solar | JCP&L | Accepted | 2020-08-31 | 2020-09-02 | 2021-10-30 | Hanwwha 340 | Q.PEAK DUO BLK-G6 340 | Solar Panels |  | 0.34 | 3 | 176 | 18 |  | Fixed | Roof
NJSTRE1545523401 |  | Transition Incentive Program | Jackson | 8527 | 18 | 7.82 | Residential | No | Behind the Meter | Net-metered residential rooftop and canopy |  | None | Tesla Energy Operations Inc. | JCP&L | Accepted | 2020-08-31 | 2020-09-02 | 2021-10-30 | Hanwha Q-CELLS | Q.Peak DUO BLK-G6+ 340 | Solar Panels |  | 0.34 | 17 | 200 | 21 |  | Fixed | Roof
NJSTRE1545523410 |  | Transition Incentive Program | Lumberton | 8048 | 13 | 10.4 | Residential | Yes | Behind the Meter | Net-metered residential rooftop and canopy |  | None | SunnyMac LLC | PSE&G | Accepted | 2020-08-31 | 2020-09-02 | 2021-10-30 | REC | 325 TwinPeak 2 Mono | Solar Panels |  | 0.325 | 32 | 76 | 34 |  | Fixed | Roof
NJSTRE1545523398 |  | Transition Incentive Program | Pennsville | 8070 | 16 | 9.72 | Residential | No | Behind the Meter | Net-metered residential rooftop and canopy |  | None | Vision Solar LLC | AC Electric | Accepted | 2020-08-31 | 2020-09-02 | 2021-10-30 | HANWHA Q-CELLS | Q.PEAK DUO-G6+ 335 | Solar Panels |  | 0.335 | 17 | 353 | 45 |  | Fixed | Roof
NJSTRE1545523435 |  | Transition Incentive Program | Toms River | 8753 | 18 | 7.14 | Residential | Yes | Behind the Meter | Net-metered residential rooftop and canopy |  | None | Trinity Solar | JCP&L | Accepted | 2020-08-31 | 2020-09-02 | 2021-10-30 | Hanwha 340 | Q.PEAK DUO BLK-G6 340 | Solar Panels |  | 0.34 | 12 | 232 | 18 |  | Fixed | Roof
NJSTRE1545523438 |  | Transition Incentive Program | Red Bank | 7701 | 17 | 21.44 | Residential | No | Behind the Meter | Net-metered residential rooftop and canopy |  | None | Whitman Construction, LLC | JCP&L | Accepted | 2020-08-31 | 2020-09-02 | 2021-10-30 | trina | tsm 320 DD05H.05 | Solar Panels |  | 0.32 | 5 | 156 | 15 |  | Fixed | Roof
NJSTRE1545523441 |  | Transition Incentive Program | Middlesex | 8846 | 11 | 15.05 | Residential | No | Behind the Meter | Net-metered residential rooftop and canopy |  | None | Pro Custom Solar dba Momentum Solar | PSE&G | Accepted | 2020-08-31 | 2020-09-02 | 2021-10-30 | LG ELECTRONICS | LG 350N1C-V5 | Solar Panels |  | 0.35 | 22 | 340 | 22 |  | Fixed | Roof
NJSTRE1545523467 |  | Transition Incentive Program | Princeton Boro | 8540 | 12 | 16.56 | Residential | No | Behind the Meter | Net-metered residential rooftop and canopy |  | None | Green Power energy | PSE&G | Accepted | 2020-08-31 | 2020-09-03 | 2021-10-30 | LG Electronics | LG360Q1K-V5 | Solar Panels |  | 0.36 | 6 | 165 | 23 |  | Fixed | Roof
NJSTRE1545523467 |  | Transition Incentive Program | Princeton Boro | 8540 | 12 | 16.56 | Residential | No | Behind the Meter | Net-metered residential rooftop and canopy |  | None | Green Power energy | PSE&G | Accepted | 2020-08-31 | 2020-09-03 | 2021-10-30 | LG Electronics | LG360Q1K-V5 | Solar Panels |  | 0.36 | 9 | 165 | 30 |  | Fixed | Roof
NJSTRE1545523523 |  | Transition Incentive Program | Trenton | 8690 | 12 | 9.1 | Residential | Yes | Behind the Meter | Net-metered residential rooftop and canopy |  | None | Pro Custom Solar dba Momentum Solar | PSE&G | Accepted | 2020-08-31 | 2020-09-03 | 2021-10-30 | LG ELECTRONICS | LG 350N1C-V5 | Solar Panels |  | 0.35 | 16 | 101 | 18 |  | Fixed | Roof
NJSTRE1545523546 |  | Transition Incentive Program | Sicklerville | 8081 | 14 | 10.5 | Residential | Yes | Behind the Meter | Net-metered residential rooftop and canopy |  | None | Pro Custom Solar dba Momentum Solar | AC Electric | Accepted | 2020-08-31 | 2020-09-03 | 2021-10-30 | LG ELECTRONICS | LG 350N1C-V5 | Solar Panels |  | 0.35 | 5 | 283 | 30 |  | Fixed | Roof
NJSTRE1545523414 |  | Transition Incentive Program | Glassboro | 8028 | 15 | 7.14 | Residential | Yes | Behind the Meter | Net-metered residential rooftop and canopy |  | None | Trinity Solar | AC Electric | Accepted | 2020-08-31 | 2020-09-02 | 2021-10-30 | Hanwha 340 | Q.PEAK DUO BLK-G6 340 | Solar Panels |  | 0.34 | 3 | 205 | 22 |  | Fixed | Roof
NJSTRE1545523472 |  | Transition Incentive Program | Audubon | 8106 | 14 | 6.46 | Residential | Yes | Behind the Meter | Net-metered residential rooftop and canopy |  | None | Trinity Solar | PSE&G | Accepted | 2020-08-31 | 2020-09-03 | 2021-10-30 | Hanwha 340 | Q.PEAK DUO BLK-G6 340 | Solar Panels |  | 0.34 | 7 | 222 | 27 |  | Fixed | Roof
NJSTRE1545523501 |  | Transition Incentive Program | Absecon | 8201 | 19 | 7.37 | Residential | Yes | Behind the Meter | Net-metered residential rooftop and canopy |  | None | Vision Solar LLC | AC Electric | Accepted | 2020-08-31 | 2020-09-03 | 2021-10-30 | HANWHA Q-CELLS | Q.PEAK DUO-G6+ 335 | Solar Panels |  | 0.335 | 22 | 204 | 24 |  | Fixed | Roof
NJSTRE1545523543 |  | Transition Incentive Program | PISCATAWAY | 8854 | 11 | 8.13 | Residential | No | Behind the Meter | Net-metered residential rooftop and canopy |  | None | Infinity Solar Systems | PSE&G | Accepted | 2020-08-31 | 2020-09-03 | 2021-10-30 | CANADIAN SOLAR | CS1H-325-MS | Solar Panels |  | 0.325 | 10 | 151 | 15 |  | Fixed | Roof
NJSTRE1545523537 |  | Transition Incentive Program | tabernacle | 8088 | 13 | 21.12 | Residential | Yes | Behind the Meter | Net-metered residential rooftop and canopy |  | None | Orbit Energy & Power, LLC | AC Electric | Accepted | 2020-08-31 | 2020-09-03 | 2021-10-30 | hanwha qcells | qpeak 320w | Solar Panels |  | 0.32 | 14 | 131 | 17 |  | Fixed | Roof
NJSTRE1545523780 |  | Transition Incentive Program | Old Bridge Township | 8857 | 11 | 6.65 | Residential | No | Behind the Meter | Net-metered residential rooftop and canopy |  | None | Pro Custom Solar dba Momentum Solar | JCP&L | Accepted | 2020-08-31 | 2020-09-03 | 2021-10-30 | LG | LG 350N1C-V5 | Solar Panels |  | 0.35 | 15 | 105 | 30 |  | Fixed | Roof
NJSTRE1545523934 |  | Transition Incentive Program | Plainsboro | 8536 | 11 | 12.16 | Residential | No | Behind the Meter | Net-metered residential rooftop and canopy |  | None | Greentech Solar USA LLC | PSE&G | Accepted | 2020-08-31 | 2020-09-03 | 2021-10-30 | Canadian Solar | CS1H-320MS | Solar Panels |  | 0.32 | 24 | 150 | 30 |  | Fixed | Roof
NJSTRE1545525228 |  | Transition Incentive Program | Willingboro | 8046 | 13 | 8 | Residential | No | Behind the Meter | Net-metered residential rooftop and canopy |  | None | Orbit Energy & Power, LLC | AC Electric | Accepted | 2020-09-01 | 2020-09-03 | 2021-10-30 | hanwha qcells | qpeak 320w | Solar Panels |  | 0.32 | 7 | 45 | 29 |  | Fixed | Roof
NJSTRE1545525352 |  | Transition Incentive Program | Galloway | 8205 | 19 | 11.52 | Residential | Yes | Behind the Meter | Net-metered residential rooftop and canopy |  | None | Trinity Solar | AC Electric | Accepted | 2020-09-01 | 2020-09-03 | 2021-10-30 | Hanwha | Q.PEAK DUO BLK-G5 320 | Solar Panels |  | 0.32 | 6 | 281 | 27 |  | Fixed | Roof
NJSTRE1545525352 |  | Transition Incentive Program | Galloway | 8205 | 19 | 11.52 | Residential | Yes | Behind the Meter | Net-metered residential rooftop and canopy |  | None | Trinity Solar | AC Electric | Accepted | 2020-09-01 | 2020-09-03 | 2021-10-30 | Hanwha | Q.PEAK DUO BLK-G5 320 | Solar Panels |  | 0.32 | 11 | 281 | 23 |  | Fixed | Roof
NJSTRE1545525390 |  | Transition Incentive Program | Atco | 8004 | 14 | 6.7 | Residential | Yes | Behind the Meter | Net-metered residential rooftop and canopy |  | None | Trinity Solar | AC Electric | Accepted | 2020-09-01 | 2020-09-03 | 2021-10-30 | Hanwha | Q.PEAK DUO BLK-G6 335 | Solar Panels |  | 0.335 | 12 | 261 | 27 |  | Fixed | Roof
NJSTRE1545525407 |  | Transition Incentive Program | Gloucester Twp | 8012 | 14 | 8.64 | Residential | Yes | Behind the Meter | Net-metered residential rooftop and canopy |  | None | All Season Solar | PSE&G | Accepted | 2020-09-01 | 2020-09-03 | 2021-10-30 | Trina | TSMDD06M.05II | Solar Panels |  | 0.32 | 27 | 222 | 30 |  | Fixed | Roof
NJSTRE1545525402 |  | Transition Incentive Program | Holmdel | 7733 | 17 | 14.76 | Residential | No | Behind the Meter | Net-metered residential rooftop and canopy |  | None | Green Power energy | JCP&L | Accepted | 2020-09-01 | 2020-09-03 | 2021-10-30 | LG Electronics | LG360Q1C-V5 | Solar Panels |  | 0.36 | 8 | 260 | 30 |  | Fixed | Roof
NJSTRE1545523537 |  | Transition Incentive Program | tabernacle | 8088 | 13 | 21.12 | Residential | Yes | Behind the Meter | Net-metered residential rooftop and canopy |  | None | Orbit Energy & Power, LLC | AC Electric | Accepted | 2020-08-31 | 2020-09-03 | 2021-10-30 | hanwha qcells | qpeak 320w | Solar Panels |  | 0.32 | 8 | 309 | 18 |  | Fixed | Roof
NJSTRE1545523779 |  | Transition Incentive Program | Woodbridge Township | 7095 | 11 | 14.43 | Residential | No | Behind the Meter | Net-metered residential rooftop and canopy |  | None | Green Power Energy | PSE&G | Accepted | 2020-08-31 | 2020-09-03 | 2021-10-30 | Solaria Power | XT-370R-PD | Solar Panels |  | 0.37 | 19 | 160 | 30 |  | Fixed | Roof
NJSTRE1545523799 |  | Transition Incentive Program | Montgomery | 8502 | 5 | 12.24 | Residential | No | Behind the Meter | Net-metered residential rooftop and canopy |  | None | Tesla Energy Operations Inc. | PSE&G | Accepted | 2020-08-31 | 2020-09-03 | 2021-10-30 | Hanwha Q-CELLS | Q.Peak DUO BLK-G6+ 340 | Solar Panels |  | 0.34 | 18 | 231 | 37 |  | Fixed | Roof
NJSTRE1545523799 |  | Transition Incentive Program | Montgomery | 8502 | 5 | 12.24 | Residential | No | Behind the Meter | Net-metered residential rooftop and canopy |  | None | Tesla Energy Operations Inc. | PSE&G | Accepted | 2020-08-31 | 2020-09-03 | 2021-10-30 | Hanwha Q-CELLS | Q.Peak DUO BLK-G6+ 340 | Solar Panels |  | 0.34 | 18 | 51 | 37 |  | Fixed | Roof
NJSTRE1545523934 |  | Transition Incentive Program | Plainsboro | 8536 | 11 | 12.16 | Residential | No | Behind the Meter | Net-metered residential rooftop and canopy |  | None | Greentech Solar USA LLC | PSE&G | Accepted | 2020-08-31 | 2020-09-03 | 2021-10-30 | Canadian Solar | CS1H-320MS | Solar Panels |  | 0.32 | 7 | 240 | 40 |  | Fixed | Roof
NJSTRE1545524011 |  | Transition Incentive Program | Mickleton | 8056 | 15 | 11.34 | Residential | No | Behind the Meter | Net-metered residential rooftop and canopy |  | None | Advanced Renewable Solutions | AC Electric | Accepted | 2020-08-31 | 2020-09-03 | 2021-10-30 | CertainTeed | CT315M11-02 | Solar Panels |  | 0.315 | 19 | 143 | 20 |  | Fixed | Roof
NJSTRE1545525157 |  | Transition Incentive Program | Monroeville | 8343 | 16 | 14.28 | Residential | No | Behind the Meter | Net-metered residential rooftop and canopy |  | None | Impact Solar LLC | AC Electric | Accepted | 2020-09-01 | 2020-09-03 | 2021-10-30 | hanwha | Q.PEAKDUO-G5340 | Solar Panels |  | 0.34 | 21 | 68 | 31 |  | Fixed | Roof
NJSTRE1545525244 |  | Transition Incentive Program | Edison Township | 8820 | 11 | 19.8 | Residential | No | Behind the Meter | Net-metered residential rooftop and canopy |  | None | Green Power Energy | PSE&G | Accepted | 2020-09-01 | 2020-09-03 | 2021-10-30 | LG Electronics | LG360Q1C-V5 | Solar Panels |  | 0.36 | 8 | 86 | 35 |  | Fixed | Roof
NJSTRE1545525352 |  | Transition Incentive Program | Galloway | 8205 | 19 | 11.52 | Residential | Yes | Behind the Meter | Net-metered residential rooftop and canopy |  | None | Trinity Solar | AC Electric | Accepted | 2020-09-01 | 2020-09-03 | 2021-10-30 | Hanwha | Q.PEAK DUO BLK-G5 320 | Solar Panels |  | 0.32 | 19 | 101 | 23 |  | Fixed | Roof
NJSTRE1545526465 |  | Transition Incentive Program | Runnemede | 8078 | 14 | 11.9 | Residential | Yes | Behind the Meter | Net-metered residential rooftop and canopy |  | None | Trinity Solar | PSE&G | Accepted | 2020-09-01 | 2020-09-03 | 2021-10-30 | Hanwha | Q.PEAK DUO BLK-G6 340 | Solar Panels |  | 0.34 | 5 | 158 | 16 |  | Fixed | Roof
NJSTRE1545526465 |  | Transition Incentive Program | Runnemede | 8078 | 14 | 11.9 | Residential | Yes | Behind the Meter | Net-metered residential rooftop and canopy |  | None | Trinity Solar | PSE&G | Accepted | 2020-09-01 | 2020-09-03 | 2021-10-30 | Hanwha | Q.PEAK DUO BLK-G6 340 | Solar Panels |  | 0.34 | 4 | 68 | 12 |  | Fixed | Roof
NJSTRE1545526472 |  | Transition Incentive Program | Livingston | 7039 | 9 | 10.44 | Residential | No | Behind the Meter | Net-metered residential rooftop and canopy |  | None | Skyline Solar LLC | PSE&G | Accepted | 2020-09-01 | 2020-09-03 | 2021-10-30 | REC | REC360AA | Solar Panels |  | 0.36 | 11 | 296 | 25 |  | Fixed | Roof
NJSTRE1545526515 |  | Transition Incentive Program | Toms River | 8753 | 18 | 7.36 | Residential | Yes | Behind the Meter | Net-metered residential rooftop and canopy |  | None | All Season Solar | JCP&L | Accepted | 2020-09-01 | 2020-09-03 | 2021-10-30 | Trina | TSMDD06M.05II | Solar Panels |  | 0.32 | 2 | 241 | 19 |  | Fixed | Roof
NJSTRE1545523319 |  | Transition Incentive Program | Bayville | 8721 | 18 | 5.78 | Residential | Yes | Behind the Meter | Net-metered residential rooftop and canopy |  | None | Vision Solar LLC | JCP&L | Accepted | 2020-08-31 | 2020-09-02 | 2021-10-30 | HANWHA Q-CELLS | Q.PEAK DUO-G6 340 | Solar Panels |  | 0.34 | 6 | 233 | 17 |  | Fixed | Roof
NJSTRE1545523373 |  | Transition Incentive Program | Matawan | 7747 | 17 | 7.82 | Residential | No | Behind the Meter | Net-metered residential rooftop and canopy |  | None | Trinity Solar | JCP&L | Accepted | 2020-08-31 | 2020-09-02 | 2021-10-30 | Hanwha 340 | Q.PEAK DUO BLK-G6 340 | Solar Panels |  | 0.34 | 20 | 176 | 18 |  | Fixed | Roof
NJSTRE1545523401 |  | Transition Incentive Program | Jackson | 8527 | 18 | 7.82 | Residential | No | Behind the Meter | Net-metered residential rooftop and canopy |  | None | Tesla Energy Operations Inc. | JCP&L | Accepted | 2020-08-31 | 2020-09-02 | 2021-10-30 | Hanwha Q-CELLS | Q.Peak DUO BLK-G6+ 340 | Solar Panels |  | 0.34 | 6 | 201 | 23 |  | Fixed | Roof
NJSTRE1545523435 |  | Transition Incentive Program | Toms River | 8753 | 18 | 7.14 | Residential | Yes | Behind the Meter | Net-metered residential rooftop and canopy |  | None | Trinity Solar | JCP&L | Accepted | 2020-08-31 | 2020-09-02 | 2021-10-30 | Hanwha 340 | Q.PEAK DUO BLK-G6 340 | Solar Panels |  | 0.34 | 9 | 142 | 18 |  | Fixed | Roof
NJSTRE1545523438 |  | Transition Incentive Program | Red Bank | 7701 | 17 | 21.44 | Residential | No | Behind the Meter | Net-metered residential rooftop and canopy |  | None | Whitman Construction, LLC | JCP&L | Accepted | 2020-08-31 | 2020-09-02 | 2021-10-30 | TRINA | tsm 320 DD05H.05 | Solar Panels |  | 0.32 | 26 | 246 | 35 |  | Fixed | Roof
NJSTRE1545523467 |  | Transition Incentive Program | Princeton Boro | 8540 | 12 | 16.56 | Residential | No | Behind the Meter | Net-metered residential rooftop and canopy |  | None | Green Power energy | PSE&G | Accepted | 2020-08-31 | 2020-09-03 | 2021-10-30 | LG Electronics | LG360Q1K-V5 | Solar Panels |  | 0.36 | 17 | 75 | 25 |  | Fixed | Roof
NJSTRE1545523485 |  | Transition Incentive Program | Orange | 7050 | 9 | 4.2 | Residential | Yes | Behind the Meter | Net-metered residential rooftop and canopy |  | None | Pro Custom Solar dba Momentum Solar | PSE&G | Accepted | 2020-08-31 | 2020-09-02 | 2021-10-30 | LG ELECTRONICS | LG 350N1C-V5 | Solar Panels |  | 0.35 | 5 | 283 | 28 |  | Fixed | Roof
NJSTRE1545523546 |  | Transition Incentive Program | Sicklerville | 8081 | 14 | 10.5 | Residential | Yes | Behind the Meter | Net-metered residential rooftop and canopy |  | None | Pro Custom Solar dba Momentum Solar | AC Electric | Accepted | 2020-08-31 | 2020-09-03 | 2021-10-30 | LG ELECTRONICS | LG 350N1C-V5 | Solar Panels |  | 0.35 | 25 | 283 | 20 |  | Fixed | Roof
NJSTRE1545523757 |  | Transition Incentive Program | Willingboro | 8046 | 13 | 8.05 | Residential | Yes | Behind the Meter | Net-metered residential rooftop and canopy |  | None | Pro Custom Solar dba Momentum Solar | PSE&G | Accepted | 2020-08-31 | 2020-09-03 | 2021-10-30 | LG ELECTRONICS | LG 350N1C-V5 | Solar Panels |  | 0.35 | 23 | 276 | 40 |  | Fixed | Roof
NJSTRE1545523790 |  | Transition Incentive Program | Cherry Hill Twp | 8003 | 14 | 7.2 | Residential | No | Behind the Meter | Net-metered residential rooftop and canopy |  | None | Green Power energy | PSE&G | Accepted | 2020-08-31 | 2020-09-03 | 2021-10-30 | LG Electronics | LG360Q1C-V5 | Solar Panels |  | 0.36 | 20 | 134 | 25 |  | Fixed | Roof
NJSTRE1545523809 |  | Transition Incentive Program | North Haledon | 7508 | 6 | 11.55 | Residential | Yes | Behind the Meter | Net-metered residential rooftop and canopy |  | None | Pro Custom Solar dba Momentum Solar | PSE&G | Accepted | 2020-08-31 | 2020-09-03 | 2021-10-30 | LG | LG 350N1C-V5 | Solar Panels |  | 0.35 | 22 | 99 | 37 |  | Fixed | Roof
NJSTRE1545525244 |  | Transition Incentive Program | Edison Township | 8820 | 11 | 19.8 | Residential | No | Behind the Meter | Net-metered residential rooftop and canopy |  | None | Green Power Energy | PSE&G | Accepted | 2020-09-01 | 2020-09-03 | 2021-10-30 | LG Electronics | LG360Q1C-V5 | Solar Panels |  | 0.36 | 20 | 266 | 35 |  | Fixed | Roof
NJSTRE1545525244 |  | Transition Incentive Program | Edison Township | 8820 | 11 | 19.8 | Residential | No | Behind the Meter | Net-metered residential rooftop and canopy |  | None | Green Power Energy | PSE&G | Accepted | 2020-09-01 | 2020-09-03 | 2021-10-30 | LG Electronics | LG360Q1C-V5 | Solar Panels |  | 0.36 | 4 | 176 | 45 |  | Fixed | Roof
NJSTRE1545525402 |  | Transition Incentive Program | Holmdel | 7733 | 17 | 14.76 | Residential | No | Behind the Meter | Net-metered residential rooftop and canopy |  | None | Green Power energy | JCP&L | Accepted | 2020-09-01 | 2020-09-03 | 2021-10-30 | LG Electronics | LG360Q1C-V5 | Solar Panels |  | 0.36 | 16 | 270 | 40 |  | Fixed | Roof
NJSTRE1545526306 |  | Transition Incentive Program | Trenton City | 8611 | 12 | 4.03 | Residential | Yes | Behind the Meter | Net-metered residential rooftop and canopy |  | None | Bright Planet Solar | PSE&G | Accepted | 2020-09-01 | 2020-09-03 | 2021-10-30 | LONGI | LR6-60HPB-310M | Solar Panels |  | 0.31 | 3 | 170 | 30 |  | Fixed | Roof
NJSTRE1545526458 |  | Transition Incentive Program | EGG HARBOR TOWNSHIP | 8234 | 19 | 13.98 | Residential | Yes | Behind the Meter | Net-metered residential rooftop and canopy |  | None | Vivint Solar Developer, LLC | AC Electric | Accepted | 2020-09-03 | 2020-09-03 | 2021-10-30 | JINKO SOLAR | JKM325M-60HBL | Solar Panels |  | 0.325 | 20 | 216 | 18 |  | Fixed | Roof
NJSTRE1545526515 |  | Transition Incentive Program | Toms River | 8753 | 18 | 7.36 | Residential | Yes | Behind the Meter | Net-metered residential rooftop and canopy |  | None | All Season Solar | JCP&L | Accepted | 2020-09-01 | 2020-09-03 | 2021-10-30 | tRINA | TSMDD06M.05II | Solar Panels |  | 0.32 | 3 | 151 | 38 |  | Fixed | Roof
NJSTRE1545526570 |  | Transition Incentive Program | NORTHVALE | 7647 | 7 | 11.05 | Residential | Yes | Behind the Meter | Net-metered residential rooftop and canopy |  | None | Vivint Solar Developer, LLC | Orange Rockland Electric | Accepted | 2020-09-03 | 2020-09-03 | 2021-10-30 | JINKO SOLAR | JKM325M-60HBL | Solar Panels |  | 0.325 | 16 | 354 | 21 |  | Fixed | Roof
NJSTRE1545526575 |  | Transition Incentive Program | Howell | 7731 | 17 | 15.08 | Residential | Yes | Behind the Meter | Net-metered residential rooftop and canopy |  | None | Trinity Solar | JCP&L | Accepted | 2020-09-01 | 2020-09-03 | 2021-10-30 | Hanwha | Q.PEAK DUO BLK-G6 335 | Solar Panels |  | 0.335 | 17 | 204 | 18 |  | Fixed | Roof
NJSTRE1545526623 |  | Transition Incentive Program | Burlington | 8016 | 13 | 5.7 | Residential | No | Behind the Meter | Net-metered residential rooftop and canopy |  | None | Ad Energy | PSE&G | Accepted | 2020-09-01 | 2020-09-03 | 2021-10-30 | SunPower | SPR-X21-335-E-AC | Solar Panels |  | 0.335 | 10 | 200 | 26 |  | Fixed | Roof
NJSTRE1545526680 |  | Transition Incentive Program | Lindenwold | 8021 | 14 | 17.16 | Residential | No | Behind the Meter | Net-metered residential rooftop and canopy |  | None | Castle Energy, LLC | AC Electric | Accepted | 2020-09-01 | 2020-09-03 | 2021-10-30 | REC Solar | REC365AA | Solar Panels |  | 0.365 | 6 | 213 | 40 |  | Fixed | Roof
NJSTRE1545526732 |  | Transition Incentive Program | Bergenfield | 7621 | 7 | 4.42 | Residential | Yes | Behind the Meter | Net-metered residential rooftop and canopy |  | None | Trinity Solar | PSE&G | Accepted | 2020-09-01 | 2020-09-03 | 2021-10-30 | Hanwha 340 | Q.PEAK DUO BLK-G6 340 | Solar Panels |  | 0.34 | 13 | 176 | 23 |  | Fixed | Roof
NJSTRE1545526747 |  | Transition Incentive Program | Florence | 8518 | 13 | 7.14 | Residential | Yes | Behind the Meter | Net-metered residential rooftop and canopy |  | None | Trinity Solar | PSE&G | Accepted | 2020-09-01 | 2020-09-03 | 2021-10-30 | Hanwha 340 | Q.PEAK DUO BLK-G6 340 | Solar Panels |  | 0.34 | 16 | 239 | 23 |  | Fixed | Roof
NJSTRE1545526773 |  | Transition Incentive Program | Colts Neck | 7722 | 17 | 8.88 | Residential | No | Behind the Meter | Net-metered residential rooftop and canopy |  | None | Green Sun Energy Services, LLC | JCP&L | Accepted | 2020-09-01 | 2020-09-03 | 2021-10-30 | Solaria | PowerXT 370R-PD Mono | Solar Panels |  | 0.37 | 24 | 69 | 23 |  | Fixed | Roof
NJSTRE1545526826 |  | Transition Incentive Program | galloway | 8205 | 19 | 6.4 | Residential | No | Behind the Meter | Net-metered residential rooftop and canopy |  | None | Orbit Energy & Power, LLC | AC Electric | Accepted | 2020-09-01 | 2020-09-04 | 2021-10-30 | hanwha qcells | qpeak320w | Solar Panels |  | 0.32 | 6 | 37 | 22 |  | Fixed | Roof
NJSTRE1545526851 |  | Transition Incentive Program | Highlands | 7732 | 17 | 11.52 | Residential | No | Behind the Meter | Net-metered residential rooftop and canopy |  | None | Public Service Solar | JCP&L | Accepted | 2020-09-02 | 2020-09-04 | 2021-10-30 | LG | Q1K-V5 | Solar Panels |  | 0.36 | 18 | 208 | 14 |  | Fixed | Roof
NJSTRE1545525308 |  | Transition Incentive Program | Ventnor City | 8406 | 19 | 11.52 | Residential | Yes | Behind the Meter | Net-metered residential rooftop and canopy |  | None | All Season Solar | AC Electric | Accepted | 2020-09-01 | 2020-09-03 | 2021-10-30 | Trina | TSMDD06m.05II | Solar Panels |  | 0.32 | 6 | 58 | 33 |  | Fixed | Roof
NJSTRE1545525429 |  | Transition Incentive Program | Millville | 8332 | 20 | 9.52 | Residential | Yes | Behind the Meter | Net-metered residential rooftop and canopy |  | None | Trinity Solar | AC Electric | Accepted | 2020-09-01 | 2020-09-03 | 2021-10-30 | Hanwha | Q.PEAK DUO BLK-G6 340 | Solar Panels |  | 0.34 | 16 | 194 | 34 |  | Fixed | Roof
NJSTRE1545525429 |  | Transition Incentive Program | Millville | 8332 | 20 | 9.52 | Residential | Yes | Behind the Meter | Net-metered residential rooftop and canopy |  | None | Trinity Solar | AC Electric | Accepted | 2020-09-01 | 2020-09-03 | 2021-10-30 | Hanwha | Q.PEAK DUO BLK-G6 340 | Solar Panels |  | 0.34 | 4 | 194 | 20 |  | Fixed | Roof
NJSTRE1545526465 |  | Transition Incentive Program | Runnemede | 8078 | 14 | 11.9 | Residential | Yes | Behind the Meter | Net-metered residential rooftop and canopy |  | None | Trinity Solar | PSE&G | Accepted | 2020-09-01 | 2020-09-03 | 2021-10-30 | Hanwha | Q.PEAK DUO BLK-G6 340 | Solar Panels |  | 0.34 | 7 | 158 | 50 |  | Fixed | Roof
NJSTRE1545526465 |  | Transition Incentive Program | Runnemede | 8078 | 14 | 11.9 | Residential | Yes | Behind the Meter | Net-metered residential rooftop and canopy |  | None | Trinity Solar | PSE&G | Accepted | 2020-09-01 | 2020-09-03 | 2021-10-30 | Hanwha | Q.PEAK DUO BLK-G6 340 | Solar Panels |  | 0.34 | 5 | 338 | 16 |  | Fixed | Roof
NJSTRE1545526465 |  | Transition Incentive Program | Runnemede | 8078 | 14 | 11.9 | Residential | Yes | Behind the Meter | Net-metered residential rooftop and canopy |  | None | Trinity Solar | PSE&G | Accepted | 2020-09-01 | 2020-09-03 | 2021-10-30 | Hanwha | Q.PEAK DUO BLK-G6 340 | Solar Panels |  | 0.34 | 3 | 248 | 12 |  | Fixed | Roof
NJSTRE1545526480 |  | Transition Incentive Program | Westampton Twp | 8060 | 13 | 6.2 | Residential | Yes | Behind the Meter | Net-metered residential rooftop and canopy |  | None | Bright Planet Solar | PSE&G | Accepted | 2020-09-01 | 2020-09-03 | 2021-10-30 | LONGI | LR6-60HPB-310M | Solar Panels |  | 0.31 | 20 | 171 | 18 |  | Fixed | Roof
NJSTRE1545526512 |  | Transition Incentive Program | Dumont Boro | 7628 | 7 | 4.08 | Residential | Yes | Behind the Meter | Net-metered residential rooftop and canopy |  | None | Tesla Energy Operations Inc. | PSE&G | Accepted | 2020-09-01 | 2020-09-03 | 2021-10-30 | Hanwha Q-CELLS | Q.Peak DUO BLK-G6+ 340 | Solar Panels |  | 0.34 | 12 | 266 | 43 |  | Fixed | Roof
NJSTRE1545526526 |  | Transition Incentive Program | Oaklyn | 8107 | 14 | 6.37 | Residential | Yes | Behind the Meter | Net-metered residential rooftop and canopy |  | None | Trinity Solar | PSE&G | Accepted | 2020-09-01 | 2020-09-03 | 2021-10-30 | Hanwha 335 | Q.PEAK DUO BLK-G6 335 | Solar Panels |  | 0.335 | 9 | 154 | 23 |  | Fixed | Roof
NJSTRE1545526535 |  | Transition Incentive Program | Glen Ridge Boro | 7028 | 9 | 3.41 | Residential | Yes | Behind the Meter | Net-metered residential rooftop and canopy |  | None | Bright Planet Solar | PSE&G | Accepted | 2020-09-01 | 2020-09-03 | 2021-10-30 | LONGI | LR6-60HPB-310M | Solar Panels |  | 0.31 | 3 | 221 | 18 |  | Fixed | Roof
NJSTRE1545526565 |  | Transition Incentive Program | Eatontown | 7724 | 17 | 8.75 | Residential | Yes | Behind the Meter | Net-metered residential rooftop and canopy |  | None | Pro Custom Solar dba Momentum Solar | JCP&L | Accepted | 2020-09-01 | 2020-09-03 | 2021-10-30 | LG | LG 350N1C-V5 | Solar Panels |  | 0.35 | 25 | 188 | 30 |  | Fixed | Roof
NJSTRE1545526566 |  | Transition Incentive Program | Sicklerville | 8081 | 14 | 12.4 | Residential | Yes | Behind the Meter | Net-metered residential rooftop and canopy |  | None | Bright Planet Solar | AC Electric | Accepted | 2020-09-01 | 2020-09-03 | 2021-10-30 | LONGI | LR6-60HPB-310M | Solar Panels |  | 0.31 | 8 | 134 | 22 |  | Fixed | Roof
NJSTRE1545526585 |  | Transition Incentive Program | Burlington | 8016 | 13 | 9.1 | Residential | Yes | Behind the Meter | Net-metered residential rooftop and canopy |  | None | Pro Custom Solar dba Momentum Solar | PSE&G | Accepted | 2020-09-01 | 2020-09-03 | 2021-10-30 | LG | LG 350N1C-V5 | Solar Panels |  | 0.35 | 2 | 50 | 20 |  | Fixed | Roof
NJSTRE1545523903 |  | Transition Incentive Program | Belleville | 7109 | 9 | 7.7 | Residential | Yes | Behind the Meter | Net-metered residential rooftop and canopy |  | None | Pro Custom Solar dba Momentum Solar | PSE&G | Accepted | 2020-08-31 | 2020-09-03 | 2021-10-30 | LG ELECTRONICS | LG 350N1C-V5 | Solar Panels |  | 0.35 | 10 | 103 | 30 |  | Fixed | Roof
NJSTRE1545523914 |  | Transition Incentive Program | BRICK | 8724 | 18 | 10.37 | Residential | Yes | Behind the Meter | Net-metered residential rooftop and canopy |  | None | Sunrun Installation Services, Inc. | JCP&L | Accepted | 2020-08-31 | 2020-09-03 | 2021-10-30 | LONGi Green Energy Technology Co Ltd | LR6-60HPB-305M | Solar Panels |  | 0.305 | 14 | 128 | 18 |  | Fixed | Roof
NJSTRE1545524012 |  | Transition Incentive Program | Mt. Laurel | 8054 | 13 | 10.4 | Residential | No | Behind the Meter | Net-metered residential rooftop and canopy |  | None | Advanced Renewable Solutions | PSE&G | Accepted | 2020-08-31 | 2020-09-03 | 2021-10-30 | CertainTeed | CT315M11-02 | Solar Panels |  | 0.315 | 16 | 222 | 20 |  | Fixed | Roof
NJSTRE1545525185 |  | Transition Incentive Program | Cape May | 8204 | 21 | 2.72 | Residential | Yes | Behind the Meter | Net-metered residential rooftop and canopy |  | None | Trinity Solar | AC Electric | Accepted | 2020-09-01 | 2020-09-03 | 2021-10-30 | Hanwha 340 | Q.PEAK DUO BLK-G6 340 | Solar Panels |  | 0.34 | 8 | 157 | 18 |  | Fixed | Roof
NJSTRE1545525228 |  | Transition Incentive Program | Willingboro | 8046 | 13 | 8 | Residential | No | Behind the Meter | Net-metered residential rooftop and canopy |  | None | Orbit Energy & Power, LLC | AC Electric | Accepted | 2020-09-01 | 2020-09-03 | 2021-10-30 | hanwha qcells | qpeak 320w | Solar Panels |  | 0.32 | 18 | 225 | 29 |  | Fixed | Roof
NJSTRE1545525244 |  | Transition Incentive Program | Edison Township | 8820 | 11 | 19.8 | Residential | No | Behind the Meter | Net-metered residential rooftop and canopy |  | None | Green Power Energy | PSE&G | Accepted | 2020-09-01 | 2020-09-03 | 2021-10-30 | LG Electronics | LG360Q1C-V5 | Solar Panels |  | 0.36 | 5 | 356 | 45 |  | Fixed | Roof
NJSTRE1545525308 |  | Transition Incentive Program | Ventnor City | 8406 | 19 | 11.52 | Residential | Yes | Behind the Meter | Net-metered residential rooftop and canopy |  | None | All Season Solar | AC Electric | Accepted | 2020-09-01 | 2020-09-03 | 2021-10-30 | Trina | TSMDD06m.05II | Solar Panels |  | 0.32 | 2 | 148 | 39 |  | Fixed | Roof
NJSTRE1545525390 |  | Transition Incentive Program | Atco | 8004 | 14 | 6.7 | Residential | Yes | Behind the Meter | Net-metered residential rooftop and canopy |  | None | Trinity Solar | AC Electric | Accepted | 2020-09-01 | 2020-09-03 | 2021-10-30 | Hanwha | Q.PEAK DUO BLK-G6 335 | Solar Panels |  | 0.335 | 8 | 81 | 27 |  | Fixed | Roof
NJSTRE1545525429 |  | Transition Incentive Program | Millville | 8332 | 20 | 9.52 | Residential | Yes | Behind the Meter | Net-metered residential rooftop and canopy |  | None | Trinity Solar | AC Electric | Accepted | 2020-09-01 | 2020-09-03 | 2021-10-30 | Hanwha | Q.PEAK DUO BLK-G6 340 | Solar Panels |  | 0.34 | 8 | 277 | 20 |  | Fixed | Roof
NJSTRE1545526465 |  | Transition Incentive Program | Runnemede | 8078 | 14 | 11.9 | Residential | Yes | Behind the Meter | Net-metered residential rooftop and canopy |  | None | Trinity Solar | PSE&G | Accepted | 2020-09-01 | 2020-09-03 | 2021-10-30 | Hanwha | Q.PEAK DUO BLK-G6 340 | Solar Panels |  | 0.34 | 7 | 158 | 7 |  | Fixed | Roof
NJSTRE1545526463 |  | Transition Incentive Program | Berlin | 8009 | 14 | 3.72 | Residential | Yes | Behind the Meter | Net-metered residential rooftop and canopy |  | None | Bright Planet Solar | AC Electric | Accepted | 2020-09-01 | 2020-09-03 | 2021-10-30 | LONGI | LR6-60HPB-310M | Solar Panels |  | 0.31 | 3 | 325 | 26 |  | Fixed | Roof
NJSTRE1545526515 |  | Transition Incentive Program | Toms River | 8753 | 18 | 7.36 | Residential | Yes | Behind the Meter | Net-metered residential rooftop and canopy |  | None | All Season Solar | JCP&L | Accepted | 2020-09-01 | 2020-09-03 | 2021-10-30 | Trina | TSMDD06M.05II | Solar Panels |  | 0.32 | 3 | 331 | 38 |  | Fixed | Roof
NJSTRE1545526555 |  | Transition Incentive Program | Ewing Twp | 8628 | 12 | 18.29 | Residential | Yes | Behind the Meter | Net-metered residential rooftop and canopy |  | None | Bright Planet Solar | PSE&G | Accepted | 2020-09-01 | 2020-09-03 | 2021-10-30 | LONGI | LR6-60HPB-310M | Solar Panels |  | 0.31 | 31 | 156 | 36 |  | Fixed | Roof
NJSTRE1545523519 |  | Transition Incentive Program | Teaneck | 7666 | 7 | 11.88 | Residential | No | Behind the Meter | Net-metered residential rooftop and canopy |  | None | Green Power Energy | PSE&G | Accepted | 2020-08-31 | 2020-09-03 | 2021-10-30 | LG Electronics | LG360Q1C-V5 | Solar Panels |  | 0.36 | 20 | 200 | 22 |  | Fixed | Roof
NJSTRE1545523519 |  | Transition Incentive Program | Teaneck | 7666 | 7 | 11.88 | Residential | No | Behind the Meter | Net-metered residential rooftop and canopy |  | None | Green Power Energy | PSE&G | Accepted | 2020-08-31 | 2020-09-03 | 2021-10-30 | LG Electronics | LG360Q1C-V5 | Solar Panels |  | 0.36 | 13 | 110 | 22 |  | Fixed | Roof
NJSTRE1545523544 |  | Transition Incentive Program | Marlton | 8053 | 13 | 8.13 | Residential | No | Behind the Meter | Net-metered residential rooftop and canopy |  | None | Whitman Construction, LLC | PSE&G | Accepted | 2020-08-31 | 2020-09-08 | 2021-10-30 | TRINA | TSM-325 DE06M | Solar Panels |  | 0.325 | 6 | 38 | 24 |  | Fixed | Roof
NJSTRE1545523566 |  | Transition Incentive Program | Burlington | 8016 | 13 | 6.37 | Residential | Yes | Behind the Meter | Net-metered residential rooftop and canopy |  | None | Trinity Solar | PSE&G | Accepted | 2020-08-31 | 2020-09-03 | 2021-10-30 | Hanwha 335 | Q.PEAK DUO BLK-G6 335 | Solar Panels |  | 0.335 | 10 | 186 | 27 |  | Fixed | Roof
NJSTRE1545523780 |  | Transition Incentive Program | Old Bridge Township | 8857 | 11 | 6.65 | Residential | No | Behind the Meter | Net-metered residential rooftop and canopy |  | None | Pro Custom Solar dba Momentum Solar | JCP&L | Accepted | 2020-08-31 | 2020-09-03 | 2021-10-30 | LG | LG 350N1C-V5 | Solar Panels |  | 0.35 | 4 | 285 | 30 |  | Fixed | Roof
NJSTRE1545523869 |  | Transition Incentive Program | Shrewsbury | 7702 | 17 | 3.05 | Residential | Yes | Behind the Meter | Net-metered residential rooftop and canopy |  | None | Sunrun Installation Services, Inc. | JCP&L | Accepted | 2020-08-31 | 2020-09-03 | 2021-10-30 | LONGi Green Energy Technology Co Ltd | LR6-60HPB-305M | Solar Panels |  | 0.305 | 4 | 98 | 18 |  | Fixed | Roof
NJSTRE1545523869 |  | Transition Incentive Program | Shrewsbury | 7702 | 17 | 3.05 | Residential | Yes | Behind the Meter | Net-metered residential rooftop and canopy |  | None | Sunrun Installation Services, Inc. | JCP&L | Accepted | 2020-08-31 | 2020-09-03 | 2021-10-30 | LONGi Green Energy Technology Co Ltd | LR6-60HPB-305M | Solar Panels |  | 0.305 | 6 | 99 | 23 |  | Fixed | Roof
NJSTRE1545525176 |  | Transition Incentive Program | South Brunswick | 8824 | 11 | 7.04 | Residential | Yes | Behind the Meter | Net-metered residential rooftop and canopy |  | None | Vision Solar LLC | PSE&G | Accepted | 2020-09-01 | 2020-09-03 | 2021-10-30 | HANWHA Q-CELLS | Q.PEAK DUO-G6+ 335 | Solar Panels |  | 0.335 | 8 | 122 | 25 |  | Fixed | Roof
NJSTRE1545525275 |  | Transition Incentive Program | Bargaintown | 8234 | 19 | 6.4 | Residential | Yes | Behind the Meter | Net-metered residential rooftop and canopy |  | None | All Season Solar | AC Electric | Accepted | 2020-09-01 | 2020-09-03 | 2021-10-30 | Trina | TSMDD06M.05II | Solar Panels |  | 0.32 | 20 | 200 | 22 |  | Fixed | Roof
NJSTRE1545525308 |  | Transition Incentive Program | Ventnor City | 8406 | 19 | 11.52 | Residential | Yes | Behind the Meter | Net-metered residential rooftop and canopy |  | None | All Season Solar | AC Electric | Accepted | 2020-09-01 | 2020-09-03 | 2021-10-30 | Trina | TSMDD06m.05II | Solar Panels |  | 0.32 | 25 | 238 | 33 |  | Fixed | Roof
NJSTRE1545525331 |  | Transition Incentive Program | Harrison Town | 7029 | 8 | 6.12 | Residential | No | Behind the Meter | Net-metered residential rooftop and canopy |  | None | Tesla Energy Operations Inc. | PSE&G | Accepted | 2020-09-01 | 2020-09-03 | 2021-10-30 | Hanwha Q-CELLS | Q.Peak DUO BLK-G6+ 340 | Solar Panels |  | 0.34 | 18 | 259 | 45 |  | Fixed | Roof
NJSTRE1545526306 |  | Transition Incentive Program | Trenton City | 8611 | 12 | 4.03 | Residential | Yes | Behind the Meter | Net-metered residential rooftop and canopy |  | None | Bright Planet Solar | PSE&G | Accepted | 2020-09-01 | 2020-09-03 | 2021-10-30 | LONGI | LR6-60HPB-310M | Solar Panels |  | 0.31 | 5 | 80 | 36 |  | Fixed | Roof
NJSTRE1545526465 |  | Transition Incentive Program | Runnemede | 8078 | 14 | 11.9 | Residential | Yes | Behind the Meter | Net-metered residential rooftop and canopy |  | None | Trinity Solar | PSE&G | Accepted | 2020-09-01 | 2020-09-03 | 2021-10-30 | Hanwha | Q.PEAK DUO BLK-G6 340 | Solar Panels |  | 0.34 | 4 | 248 | 47 |  | Fixed | Roof
NJSTRE1545525157 |  | Transition Incentive Program | Monroeville | 8343 | 16 | 14.28 | Residential | No | Behind the Meter | Net-metered residential rooftop and canopy |  | None | Impact Solar LLC | AC Electric | Accepted | 2020-09-01 | 2020-09-03 | 2021-10-30 | hanwha | Q.PEAKDUO-G5340 | Solar Panels |  | 0.34 | 21 | 158 | 31 |  | Fixed | Roof
NJSTRE1545525246 |  | Transition Incentive Program | MORRISTOWN | 7960 | 3 | 3.25 | Residential | Yes | Behind the Meter | Net-metered residential rooftop and canopy |  | None | Vivint Solar Developer, LLC | PSE&G | Accepted | 2020-09-03 | 2020-09-03 | 2021-10-30 | JINKO SOLAR | JKM325M-60HBL | Solar Panels |  | 0.325 | 4 | 111 | 22 |  | Fixed | Roof
NJSTRE1545525244 |  | Transition Incentive Program | Edison Township | 8820 | 11 | 19.8 | Residential | No | Behind the Meter | Net-metered residential rooftop and canopy |  | None | Green Power Energy | PSE&G | Accepted | 2020-09-01 | 2020-09-03 | 2021-10-30 | LG Electronics | LG360Q1C-V5 | Solar Panels |  | 0.36 | 5 | 176 | 45 |  | Fixed | Roof
NJSTRE1545525308 |  | Transition Incentive Program | Ventnor City | 8406 | 19 | 11.52 | Residential | Yes | Behind the Meter | Net-metered residential rooftop and canopy |  | None | All Season Solar | AC Electric | Accepted | 2020-09-01 | 2020-09-03 | 2021-10-30 | Trina | TSMDD06m.05II | Solar Panels |  | 0.32 | 3 | 148 | 39 |  | Fixed | Roof
NJSTRE1545525402 |  | Transition Incentive Program | Holmdel | 7733 | 17 | 14.76 | Residential | No | Behind the Meter | Net-metered residential rooftop and canopy |  | None | Green Power energy | JCP&L | Accepted | 2020-09-01 | 2020-09-03 | 2021-10-30 | LG Electronics | LG360Q1C-V5 | Solar Panels |  | 0.36 | 17 | 260 | 40 |  | Fixed | Roof
NJSTRE1545526491 |  | Transition Incentive Program | Hewitt | 7421 |  | 13.6 | Residential | Yes | Behind the Meter | Net-metered residential rooftop and canopy |  | None | Trinity Solar | Orange Rockland Electric | Accepted | 2020-09-01 | 2020-09-03 | 2021-10-30 | Hanwha | Q.PEAK DUO BLK-G6 340 | Solar Panels |  | 0.34 | 13 | 257 | 23 |  | Fixed | Roof
NJSTRE1545526491 |  | Transition Incentive Program | Hewitt | 7421 |  | 13.6 | Residential | Yes | Behind the Meter | Net-metered residential rooftop and canopy |  | None | Trinity Solar | Orange Rockland Electric | Accepted | 2020-09-01 | 2020-09-03 | 2021-10-30 | Hanwha | Q.PEAK DUO BLK-G6 340 | Solar Panels |  | 0.34 | 8 | 77 | 23 |  | Fixed | Roof
NJSTRE1545526516 |  | Transition Incentive Program | Hackensack | 7601 | 7 | 4.55 | Residential | Yes | Behind the Meter | Net-metered residential rooftop and canopy |  | None | Pro Custom Solar dba Momentum Solar | PSE&G | Accepted | 2020-09-01 | 2020-09-03 | 2021-10-30 | LG | LG 350N1C-V5 | Solar Panels |  | 0.35 | 7 | 26 | 29 |  | Fixed | Roof
NJSTRE1545526526 |  | Transition Incentive Program | Oaklyn | 8107 | 14 | 6.37 | Residential | Yes | Behind the Meter | Net-metered residential rooftop and canopy |  | None | Trinity Solar | PSE&G | Accepted | 2020-09-01 | 2020-09-03 | 2021-10-30 | Hanwha 340 | Q.PEAK DUO BLK-G6 335 | Solar Panels |  | 0.335 | 4 | 244 | 18 |  | Fixed | Roof
NJSTRE1545526561 |  | Transition Incentive Program | Edison | 8817 | 11 | 11.22 | Residential | Yes | Behind the Meter | Net-metered residential rooftop and canopy |  | None | Trinity Solar | PSE&G | Accepted | 2020-09-01 | 2020-09-03 | 2021-10-30 | Hanwha 340 | Q.PEAK DUO BLK-G6 340 | Solar Panels |  | 0.34 | 10 | 95 | 23 |  | Fixed | Roof
NJSTRE1545526561 |  | Transition Incentive Program | Edison | 8817 | 11 | 11.22 | Residential | Yes | Behind the Meter | Net-metered residential rooftop and canopy |  | None | Trinity Solar | PSE&G | Accepted | 2020-09-01 | 2020-09-03 | 2021-10-30 | Hanwha 340 | Q.PEAK DUO BLK-G6 340 | Solar Panels |  | 0.34 | 11 | 274 | 25 |  | Fixed | Roof
NJSTRE1545526566 |  | Transition Incentive Program | Sicklerville | 8081 | 14 | 12.4 | Residential | Yes | Behind the Meter | Net-metered residential rooftop and canopy |  | None | Bright Planet Solar | AC Electric | Accepted | 2020-09-01 | 2020-09-03 | 2021-10-30 | LONGI | LR6-60HPB-310M | Solar Panels |  | 0.31 | 12 | 226 | 22 |  | Fixed | Roof
NJSTRE1545526555 |  | Transition Incentive Program | Ewing Twp | 8628 | 12 | 18.29 | Residential | Yes | Behind the Meter | Net-metered residential rooftop and canopy |  | None | Bright Planet Solar | PSE&G | Accepted | 2020-09-01 | 2020-09-03 | 2021-10-30 | LONGI | LR6-60HPB-310M | Solar Panels |  | 0.31 | 28 | 338 | 26 |  | Fixed | Roof
NJSTRE1545526572 |  | Transition Incentive Program | Colts Neck | 7722 | 17 | 18.87 | Residential | No | Behind the Meter | Net-metered residential rooftop and canopy |  | None | Green Sun Energy Services, LLC | JCP&L | Accepted | 2020-09-01 | 2020-09-03 | 2021-10-30 | Solaria | PowerXT 370R-PD Mono | Solar Panels |  | 0.37 | 51 | 249 | 23 |  | Fixed | Roof
NJSTRE1545526636 |  | Transition Incentive Program | Millstone | 8535 | 17 | 17 | Residential | Yes | Behind the Meter | Net-metered residential rooftop and canopy |  | None | Trinity Solar | JCP&L | Accepted | 2020-09-01 | 2020-09-03 | 2021-10-30 | Hanwha 340 | Q.PEAK DUO BLK-G6 340 | Solar Panels |  | 0.34 | 34 | 173 | 27 |  | Fixed | Roof
NJSTRE1545526653 |  | Transition Incentive Program | Elizabeth | 7208 | 10 | 4.2 | Residential | Yes | Behind the Meter | Net-metered residential rooftop and canopy |  | None | Pro Custom Solar dba Momentum Solar | PSE&G | Accepted | 2020-09-01 | 2020-09-03 | 2021-10-30 | LG | LG 350N1C-V5 | Solar Panels |  | 0.35 | 3 | 36 | 20 |  | Fixed | Roof
NJSTRE1545526653 |  | Transition Incentive Program | Elizabeth | 7208 | 10 | 4.2 | Residential | Yes | Behind the Meter | Net-metered residential rooftop and canopy |  | None | Pro Custom Solar dba Momentum Solar | PSE&G | Accepted | 2020-09-01 | 2020-09-03 | 2021-10-30 | LG | LG 350N1C-V5 | Solar Panels |  | 0.35 | 9 | 216 | 20 |  | Fixed | Roof
NJSTRE1545526680 |  | Transition Incentive Program | Lindenwold | 8021 | 14 | 17.16 | Residential | No | Behind the Meter | Net-metered residential rooftop and canopy |  | None | Castle Energy, LLC | AC Electric | Accepted | 2020-09-01 | 2020-09-03 | 2021-10-30 | REC Solar | REC365AA | Solar Panels |  | 0.365 | 2 | 213 | 30 |  | Fixed | Roof
NJSTRE1545526826 |  | Transition Incentive Program | galloway | 8205 | 19 | 6.4 | Residential | No | Behind the Meter | Net-metered residential rooftop and canopy |  | None | Orbit Energy & Power, LLC | AC Electric | Accepted | 2020-09-01 | 2020-09-04 | 2021-10-30 | hanwha qcells | qpeak 320w | Solar Panels |  | 0.32 | 4 | 37 | 18 |  | Fixed | Roof
NJSTRE1545526885 |  | Transition Incentive Program | Toms River | 8753 | 18 | 5.89 | Residential | Yes | Behind the Meter | Net-metered residential rooftop and canopy |  | None | Sunrun Installation Services, Inc. | JCP&L | Accepted | 2020-09-02 | 2020-09-04 | 2021-10-30 | LONGi Green Energy Technology Co Ltd | LR6-60HPB-310M | Solar Panels |  | 0.31 | 13 | 93 | 34 |  | Fixed | Roof
NJSTRE1545527035 |  | Transition Incentive Program | Sparta | 7871 | 1 | 5.44 | Residential | Yes | Behind the Meter | Net-metered residential rooftop and canopy |  | None | Tesla Energy Operations Inc. | JCP&L | Accepted | 2020-09-01 | 2020-09-03 | 2021-10-30 | Hanwha Q-CELLS | Q.Peak DUO BLK-G6+ 340 | Solar Panels |  | 0.34 | 8 | 134 | 20 |  | Fixed | Roof
NJSTRE1545527070 |  | Transition Incentive Program | Glendora | 8029 | 14 | 9.14 | Residential | No | Behind the Meter | Net-metered residential rooftop and canopy |  | None | Advanced Renewable Solutions | PSE&G | Accepted | 2020-09-01 | 2020-09-03 | 2021-10-30 | CertainTeed | CT315M11-02 | Solar Panels |  | 0.315 | 3 | 242 | 20 |  | Fixed | Roof
NJSTRE1545527076 |  | Transition Incentive Program | BURLINGTON | 8016 | 13 | 4.55 | Residential | Yes | Behind the Meter | Net-metered residential rooftop and canopy |  | None | Vivint Solar Developer, LLC | PSE&G | Accepted | 2020-09-03 | 2020-09-04 | 2021-10-30 | JINKO SOLAR | JKM325M-60HBL | Solar Panels |  | 0.325 | 14 | 98 | 20 |  | Fixed | Roof
NJSTRE1545527079 |  | Transition Incentive Program | East Windsor | 8520 | 12 | 12.24 | Residential | No | Behind the Meter | Net-metered residential rooftop and canopy |  | None | Green Sun Energy Services, LLC | JCP&L | Accepted | 2020-09-01 | 2020-09-08 | 2021-10-30 | Hanwha | Q.PEAK DUO BLK-G6 340 | Solar Panels |  | 0.34 | 24 | 252 | 30 |  | Fixed | Roof
NJSTRE1545527085 |  | Transition Incentive Program | NORTH PLAINFIELD | 7060 | 10 | 8.78 | Residential | Yes | Behind the Meter | Net-metered residential rooftop and canopy |  | None | Vivint Solar Developer, LLC | PSE&G | Accepted | 2020-09-03 | 2020-09-14 | 2021-10-30 | JINKO SOLAR | JKM325M-60HBL | Solar Panels |  | 0.325 | 7 | 312 | 25 |  | Fixed | Roof
NJSTRE1545526458 |  | Transition Incentive Program | EGG HARBOR TOWNSHIP | 8234 | 19 | 13.98 | Residential | Yes | Behind the Meter | Net-metered residential rooftop and canopy |  | None | Vivint Solar Developer, LLC | AC Electric | Accepted | 2020-09-03 | 2020-09-03 | 2021-10-30 | JINKO SOLAR | JKM325M-60HBL | Solar Panels |  | 0.325 | 17 | 36 | 18 |  | Fixed | Roof
NJSTRE1545526516 |  | Transition Incentive Program | Hackensack | 7601 | 7 | 4.55 | Residential | Yes | Behind the Meter | Net-metered residential rooftop and canopy |  | None | Pro Custom Solar dba Momentum Solar | PSE&G | Accepted | 2020-09-01 | 2020-09-03 | 2021-10-30 | LG | LG 350N1C-V5 | Solar Panels |  | 0.35 | 6 | 206 | 29 |  | Fixed | Roof
NJSTRE1545526513 |  | Transition Incentive Program | Stockton | 8559 | 4 | 6.4 | Residential | No | Behind the Meter | Net-metered residential rooftop and canopy |  | None | Green Power Energy | JCP&L | Accepted | 2020-09-01 | 2020-09-03 | 2021-10-30 | Hanwha | Q.PEAK DUO L-G7.2 400 | Solar Panels |  | 0.4 | 16 | 260 | 35 |  | Fixed | Roof
NJSTRE1545526526 |  | Transition Incentive Program | Oaklyn | 8107 | 14 | 6.37 | Residential | Yes | Behind the Meter | Net-metered residential rooftop and canopy |  | None | Trinity Solar | PSE&G | Accepted | 2020-09-01 | 2020-09-03 | 2021-10-30 | Hanwha 335 | Q.PEAK DUO BLK-G6 335 | Solar Panels |  | 0.335 | 6 | 64 | 18 |  | Fixed | Roof
NJSTRE1545526535 |  | Transition Incentive Program | Glen Ridge Boro | 7028 | 9 | 3.41 | Residential | Yes | Behind the Meter | Net-metered residential rooftop and canopy |  | None | Bright Planet Solar | PSE&G | Accepted | 2020-09-01 | 2020-09-03 | 2021-10-30 | LONGI | LR6-60HPB-310M | Solar Panels |  | 0.31 | 8 | 219 | 42 |  | Fixed | Roof
NJSTRE1545526566 |  | Transition Incentive Program | Sicklerville | 8081 | 14 | 12.4 | Residential | Yes | Behind the Meter | Net-metered residential rooftop and canopy |  | None | Bright Planet Solar | AC Electric | Accepted | 2020-09-01 | 2020-09-03 | 2021-10-30 | LONGI | LR6-60HPB-310M | Solar Panels |  | 0.31 | 4 | 224 | 22 |  | Fixed | Roof
NJSTRE1545526590 |  | Transition Incentive Program | Rutherford | 7070 | 7 | 3.35 | Residential | Yes | Behind the Meter | Net-metered residential rooftop and canopy |  | None | Trinity Solar | PSE&G | Accepted | 2020-09-01 | 2020-09-03 | 2021-10-30 | Hanwha 335 | Q.PEAK DUO BLK-G6 335 | Solar Panels |  | 0.335 | 4 | 196 | 34 |  | Fixed | Roof
NJSTRE1545526605 |  | Transition Incentive Program | Union | 7083 | 10 | 3.85 | Residential | Yes | Behind the Meter | Net-metered residential rooftop and canopy |  | None | Pro Custom Solar dba Momentum Solar | PSE&G | Accepted | 2020-09-01 | 2020-09-03 | 2021-10-30 | LG | LG 350N1C-V5 | Solar Panels |  | 0.35 | 2 | 23 | 216 |  | Fixed | Roof
NJSTRE1545526680 |  | Transition Incentive Program | Lindenwold | 8021 | 14 | 17.16 | Residential | No | Behind the Meter | Net-metered residential rooftop and canopy |  | None | Castle Energy, LLC | AC Electric | Accepted | 2020-09-01 | 2020-09-03 | 2021-10-30 | REC Solar | REC365AA | Solar Panels |  | 0.365 | 6 | 123 | 40 |  | Fixed | Roof
NJSTRE1545526744 |  | Transition Incentive Program | West orange | 7052 | 9 | 2.38 | Residential | No | Behind the Meter | Net-metered residential rooftop and canopy |  | None | Trinity Solar | PSE&G | Accepted | 2020-09-01 | 2020-09-04 | 2021-10-30 | Hanwha | Q.PEAK DUO BLK-G6 340 | Solar Panels |  | 0.34 | 7 | 202 | 45 |  | Fixed | Roof
NJSTRE1545526826 |  | Transition Incentive Program | galloway | 8205 | 19 | 6.4 | Residential | No | Behind the Meter | Net-metered residential rooftop and canopy |  | None | Orbit Energy & Power, LLC | AC Electric | Accepted | 2020-09-01 | 2020-09-04 | 2021-10-30 | hanwha qcells | qpeak 320w | Solar Panels |  | 0.32 | 4 | 217 | 18 |  | Fixed | Roof
NJSTRE1545526867 |  | Transition Incentive Program | Forked River | 8731 | 18 | 10.14 | Residential | Yes | Behind the Meter | Net-metered residential rooftop and canopy |  | None | Seabright Solar | JCP&L | Accepted | 2020-09-02 | 2020-09-04 | 2021-10-30 | Sunpower | SPR-E20-327 | Solar Panels |  | 0.327 | 16 | 193 | 18 |  | Fixed | Roof
NJSTRE1545526912 |  | Transition Incentive Program | Randolph | 7869 | 3 | 21.08 | Residential | Yes | Behind the Meter | Net-metered residential rooftop and canopy |  | None | Tesla Energy Operations Inc. | JCP&L | Accepted | 2020-09-01 | 2020-09-04 | 2021-10-30 | Hanwha Q-CELLS | Q.Peak DUO BLK-G6+ 340 | Solar Panels |  | 0.34 | 3 | 215 | 45 |  | Fixed | Roof
NJSTRE1545526306 |  | Transition Incentive Program | Trenton City | 8611 | 12 | 4.03 | Residential | Yes | Behind the Meter | Net-metered residential rooftop and canopy |  | None | Bright Planet Solar | PSE&G | Accepted | 2020-09-01 | 2020-09-03 | 2021-10-30 | LONGI | LR6-60HPB-310M | Solar Panels |  | 0.31 | 5 | 259 | 36 |  | Fixed | Roof
NJSTRE1545526458 |  | Transition Incentive Program | EGG HARBOR TOWNSHIP | 8234 | 19 | 13.98 | Residential | Yes | Behind the Meter | Net-metered residential rooftop and canopy |  | None | Vivint Solar Developer, LLC | AC Electric | Accepted | 2020-09-03 | 2020-09-03 | 2021-10-30 | JINKO SOLAR | JKM325M-60HBL | Solar Panels |  | 0.325 | 6 | 36 | 10 |  | Fixed | Roof
NJSTRE1545526472 |  | Transition Incentive Program | Livingston | 7039 | 9 | 10.44 | Residential | No | Behind the Meter | Net-metered residential rooftop and canopy |  | None | Skyline Solar LLC | PSE&G | Accepted | 2020-09-01 | 2020-09-03 | 2021-10-30 | REC | REC260 | Solar Panels |  | 0.36 | 18 | 116 | 25 |  | Fixed | Roof
NJSTRE1545526491 |  | Transition Incentive Program | Hewitt | 7421 |  | 13.6 | Residential | Yes | Behind the Meter | Net-metered residential rooftop and canopy |  | None | Trinity Solar | Orange Rockland Electric | Accepted | 2020-09-01 | 2020-09-03 | 2021-10-30 | Hanwha | Q.PEAK DUO BLK-G6 340 | Solar Panels |  | 0.34 | 10 | 347 | 16 |  | Fixed | Roof
NJSTRE1545526491 |  | Transition Incentive Program | Hewitt | 7421 |  | 13.6 | Residential | Yes | Behind the Meter | Net-metered residential rooftop and canopy |  | None | Trinity Solar | Orange Rockland Electric | Accepted | 2020-09-01 | 2020-09-03 | 2021-10-30 | Hanwha | Q.PEAK DUO BLK-G6 340 | Solar Panels |  | 0.34 | 9 | 167 | 15 |  | Fixed | Roof
NJSTRE1545526517 |  | Transition Incentive Program | Gloucester Township | 8012 | 14 | 12.75 | Residential | Yes | Behind the Meter | Net-metered residential rooftop and canopy |  | None | Ad Energy | PSE&G | Accepted | 2020-09-01 | 2020-09-03 | 2021-10-30 | SunPower | SPR-E20-327-E-AC | Solar Panels |  | 0.327 | 4 | 150 | 23 |  | Fixed | Roof
NJSTRE1545526517 |  | Transition Incentive Program | Gloucester Township | 8012 | 14 | 12.75 | Residential | Yes | Behind the Meter | Net-metered residential rooftop and canopy |  | None | Ad Energy | PSE&G | Accepted | 2020-09-01 | 2020-09-03 | 2021-10-30 | SunPower | SPR-E20-327-E-AC | Solar Panels |  | 0.327 | 8 | 150 | 21 |  | Fixed | Roof
NJSTRE1545526561 |  | Transition Incentive Program | Edison | 8817 | 11 | 11.22 | Residential | Yes | Behind the Meter | Net-metered residential rooftop and canopy |  | None | Trinity Solar | PSE&G | Accepted | 2020-09-01 | 2020-09-03 | 2021-10-30 | Hanwha 340 | Q.PEAK DUO BLK-G6 340 | Solar Panels |  | 0.34 | 12 | 94 | 25 |  | Fixed | Roof
NJSTRE1545526570 |  | Transition Incentive Program | NORTHVALE | 7647 | 7 | 11.05 | Residential | Yes | Behind the Meter | Net-metered residential rooftop and canopy |  | None | Vivint Solar Developer, LLC | Orange Rockland Electric | Accepted | 2020-09-03 | 2020-09-03 | 2021-10-30 | JINKO SOLAR | JKM325M-60HBL | Solar Panels |  | 0.325 | 8 | 174 | 20 |  | Fixed | Roof
NJSTRE1545526566 |  | Transition Incentive Program | Sicklerville | 8081 | 14 | 12.4 | Residential | Yes | Behind the Meter | Net-metered residential rooftop and canopy |  | None | Bright Planet Solar | AC Electric | Accepted | 2020-09-01 | 2020-09-03 | 2021-10-30 | LONGI | LR6-60HPB-310M | Solar Panels |  | 0.31 | 8 | 314 | 22 |  | Fixed | Roof
NJSTRE1545526590 |  | Transition Incentive Program | Rutherford | 7070 | 7 | 3.35 | Residential | Yes | Behind the Meter | Net-metered residential rooftop and canopy |  | None | Trinity Solar | PSE&G | Accepted | 2020-09-01 | 2020-09-03 | 2021-10-30 | Hanwha 335 | Q.PEAK DUO BLK-G6 335 | Solar Panels |  | 0.335 | 6 | 193 | 34 |  | Fixed | Roof
NJSTRE1545526595 |  | Transition Incentive Program | Pleasantville | 8232 | 19 | 3.2 | Residential | Yes | Behind the Meter | Net-metered residential rooftop and canopy |  | None | Castle Energy, LLC | AC Electric | Accepted | 2020-09-01 | 2020-09-03 | 2021-10-30 | Hanwha Q-Cells | Q.Peak DUO-G5 320 | Solar Panels |  | 0.32 | 10 | 205 | 33 |  | Fixed | Roof
NJSTRE1545526733 |  | Transition Incentive Program | Manchester | 8759 | 18 | 5.23 | Residential | Yes | Behind the Meter | Net-metered residential rooftop and canopy |  | None | GenRenew, LLC | JCP&L | Accepted | 2020-09-08 | 2020-09-08 | 2021-10-30 | Sunpower | SPR-E20-327-E-AC | Solar Panels |  | 0.327 | 16 | 239 | 36 |  | Fixed | Roof
NJSTRE1545526575 |  | Transition Incentive Program | Howell | 7731 | 17 | 15.08 | Residential | Yes | Behind the Meter | Net-metered residential rooftop and canopy |  | None | Trinity Solar | JCP&L | Accepted | 2020-09-01 | 2020-09-03 | 2021-10-30 | Hanwha | Q.PEAK DUO BLK-G6 335 | Solar Panels |  | 0.335 | 8 | 204 | 18 |  | Fixed | Roof
NJSTRE1545526585 |  | Transition Incentive Program | Burlington | 8016 | 13 | 9.1 | Residential | Yes | Behind the Meter | Net-metered residential rooftop and canopy |  | None | Pro Custom Solar dba Momentum Solar | PSE&G | Accepted | 2020-09-01 | 2020-09-03 | 2021-10-30 | LG | LG 350N1C-V5 | Solar Panels |  | 0.35 | 24 | 230 | 20 |  | Fixed | Roof
NJSTRE1545526605 |  | Transition Incentive Program | Union | 7083 | 10 | 3.85 | Residential | Yes | Behind the Meter | Net-metered residential rooftop and canopy |  | None | Pro Custom Solar dba Momentum Solar | PSE&G | Accepted | 2020-09-01 | 2020-09-03 | 2021-10-30 | LG | LG 350N1C-V5 | Solar Panels |  | 0.35 | 9 | 216 | 21 |  | Fixed | Roof
NJSTRE1545526623 |  | Transition Incentive Program | Burlington | 8016 | 13 | 5.7 | Residential | No | Behind the Meter | Net-metered residential rooftop and canopy |  | None | Ad Energy | PSE&G | Accepted | 2020-09-01 | 2020-09-03 | 2021-10-30 | SunPower | SPR-X21-335-E-AC | Solar Panels |  | 0.335 | 4 | 20 | 26 |  | Fixed | Roof
NJSTRE1545526636 |  | Transition Incentive Program | Millstone | 8535 | 17 | 17 | Residential | Yes | Behind the Meter | Net-metered residential rooftop and canopy |  | None | Trinity Solar | JCP&L | Accepted | 2020-09-01 | 2020-09-03 | 2021-10-30 | Hanwha 340 | Q.PEAK DUO BLK-G6 340 | Solar Panels |  | 0.34 | 6 | 264 | 27 |  | Fixed | Roof
NJSTRE1545526684 |  | Transition Incentive Program | Union | 7083 | 10 | 3.85 | Residential | Yes | Behind the Meter | Net-metered residential rooftop and canopy |  | None | Pro Custom Solar dba Momentum Solar | PSE&G | Accepted | 2020-09-01 | 2020-09-03 | 2021-10-30 | LG | LG 350N1C-V5 | Solar Panels |  | 0.35 | 11 | 131 | 33 |  | Fixed | Roof
NJSTRE1545526747 |  | Transition Incentive Program | Florence | 8518 | 13 | 7.14 | Residential | Yes | Behind the Meter | Net-metered residential rooftop and canopy |  | None | Trinity Solar | PSE&G | Accepted | 2020-09-01 | 2020-09-03 | 2021-10-30 | Hanwha 340 | Q.PEAK DUO BLK-G6 340 | Solar Panels |  | 0.34 | 5 | 59 | 23 |  | Fixed | Roof
NJSTRE1545526794 |  | Transition Incentive Program | Freehold | 7728 | 17 | 11.45 | Residential | No | Behind the Meter | Net-metered residential rooftop and canopy |  | None | GenRenew, LLC | JCP&L | Accepted | 2020-09-08 | 2020-09-08 | 2021-10-30 | sunpower | SPR-E20-327-E-AC | Solar Panels |  | 0.327 | 35 | 184 | 34 |  | Fixed | Roof
NJSTRE1545526912 |  | Transition Incentive Program | Randolph | 7869 | 3 | 21.08 | Residential | Yes | Behind the Meter | Net-metered residential rooftop and canopy |  | None | Tesla Energy Operations Inc. | JCP&L | Accepted | 2020-09-01 | 2020-09-04 | 2021-10-30 | Hanwha Q-CELLS | Q.Peak DUO BLK-G6+ 340 | Solar Panels |  | 0.34 | 26 | 305 | 40 |  | Fixed | Roof
NJSTRE1545527070 |  | Transition Incentive Program | Glendora | 8029 | 14 | 9.14 | Residential | No | Behind the Meter | Net-metered residential rooftop and canopy |  | None | Advanced Renewable Solutions | PSE&G | Accepted | 2020-09-01 | 2020-09-03 | 2021-10-30 | CertainTeed | CT315M11-02 | Solar Panels |  | 0.315 | 10 | 241 | 20 |  | Fixed | Roof
NJSTRE1545527085 |  | Transition Incentive Program | NORTH PLAINFIELD | 7060 | 10 | 8.78 | Residential | Yes | Behind the Meter | Net-metered residential rooftop and canopy |  | None | Vivint Solar Developer, LLC | PSE&G | Accepted | 2020-09-03 | 2020-09-14 | 2021-10-30 | JINKO SOLAR | JKM325M-60HBL | Solar Panels |  | 0.325 | 14 | 132 | 25 |  | Fixed | Roof
NJSTRE1545528741 |  | Transition Incentive Program | ROSELLE PARK | 7204 | 10 | 7.56 | Residential | No | Behind the Meter | Net-metered residential rooftop and canopy |  | None | Suntuity Solar LLC | PSE&G | Accepted | 2020-09-02 | 2020-09-04 | 2021-10-30 | Longi | LR6-60HPB-315M | Solar Panels |  | 0.315 | 16 | 49 | 36 |  | Fixed | Roof
NJSTRE1545528742 |  | Transition Incentive Program | Landisville | 8326 | 19 | 9.1 | Residential | Yes | Behind the Meter | Net-metered residential rooftop and canopy |  | None | Suntuity Solar LLC | AC Electric | Accepted | 2020-09-02 | 2020-09-04 | 2021-10-30 | LG Electronics | LG350N1C-V5 | Solar Panels |  | 0.35 | 6 | 64 | 20 |  | Fixed | Roof
NJSTRE1545523684 |  | Transition Incentive Program | Neptune | 7753 | 17 | 5.03 | Residential | No | Behind the Meter | Net-metered residential rooftop and canopy |  | None | Green Power Energy | JCP&L | Accepted | 2020-08-31 | 2020-09-03 | 2021-10-30 | Hanwha | Q.PEAK DUO BLK-G6 335 | Solar Panels |  | 0.335 | 15 | 134 | 20 |  | Fixed | Roof
NJSTRE1545524012 |  | Transition Incentive Program | Mt. Laurel | 8054 | 13 | 10.4 | Residential | No | Behind the Meter | Net-metered residential rooftop and canopy |  | None | Advanced Renewable Solutions | PSE&G | Accepted | 2020-08-31 | 2020-09-03 | 2021-10-30 | CertainTeed | CT315M11-02 | Solar Panels |  | 0.315 | 13 | 132 | 20 |  | Fixed | Roof
NJSTRE1545525176 |  | Transition Incentive Program | South Brunswick | 8824 | 11 | 7.04 | Residential | Yes | Behind the Meter | Net-metered residential rooftop and canopy |  | None | Vision Solar LLC | PSE&G | Accepted | 2020-09-01 | 2020-09-03 | 2021-10-30 | HANWHA Q-CELLS | Q.PEAK DUO-G6+ 335 | Solar Panels |  | 0.335 | 6 | 32 | 15 |  | Fixed | Roof
NJSTRE1545525176 |  | Transition Incentive Program | South Brunswick | 8824 | 11 | 7.04 | Residential | Yes | Behind the Meter | Net-metered residential rooftop and canopy |  | None | Vision Solar LLC | PSE&G | Accepted | 2020-09-01 | 2020-09-03 | 2021-10-30 | HANWHA Q-CELLS | Q.PEAK DUO-G6+ 335 | Solar Panels |  | 0.335 | 7 | 212 | 15 |  | Fixed | Roof
NJSTRE1545525244 |  | Transition Incentive Program | Edison Township | 8820 | 11 | 19.8 | Residential | No | Behind the Meter | Net-metered residential rooftop and canopy |  | None | Green Power Energy | PSE&G | Accepted | 2020-09-01 | 2020-09-03 | 2021-10-30 | LG Electronics | LG360Q1C-V5 | Solar Panels |  | 0.36 | 9 | 86 | 35 |  | Fixed | Roof
NJSTRE1545526463 |  | Transition Incentive Program | Berlin | 8009 | 14 | 3.72 | Residential | Yes | Behind the Meter | Net-metered residential rooftop and canopy |  | None | Bright Planet Solar | AC Electric | Accepted | 2020-09-01 | 2020-09-03 | 2021-10-30 | LONGI | LR6-60HPB-310M | Solar Panels |  | 0.31 | 9 | 145 | 26 |  | Fixed | Roof
NJSTRE1545526515 |  | Transition Incentive Program | Toms River | 8753 | 18 | 7.36 | Residential | Yes | Behind the Meter | Net-metered residential rooftop and canopy |  | None | All Season Solar | JCP&L | Accepted | 2020-09-01 | 2020-09-03 | 2021-10-30 | Trina | TSMDD06M.05II | Solar Panels |  | 0.32 | 8 | 241 | 38 |  | Fixed | Roof
NJSTRE1545526515 |  | Transition Incentive Program | Toms River | 8753 | 18 | 7.36 | Residential | Yes | Behind the Meter | Net-metered residential rooftop and canopy |  | None | All Season Solar | JCP&L | Accepted | 2020-09-01 | 2020-09-03 | 2021-10-30 | Trina | TSMDD06M.05II | Solar Panels |  | 0.32 | 7 | 241 | 38 |  | Fixed | Roof
NJSTRE1545526517 |  | Transition Incentive Program | Gloucester Township | 8012 | 14 | 12.75 | Residential | Yes | Behind the Meter | Net-metered residential rooftop and canopy |  | None | Ad Energy | PSE&G | Accepted | 2020-09-01 | 2020-09-03 | 2021-10-30 | SunPower | SPR-E20-327-E-AC | Solar Panels |  | 0.327 | 19 | 240 | 23 |  | Fixed | Roof
NJSTRE1545526517 |  | Transition Incentive Program | Gloucester Township | 8012 | 14 | 12.75 | Residential | Yes | Behind the Meter | Net-metered residential rooftop and canopy |  | None | Ad Energy | PSE&G | Accepted | 2020-09-01 | 2020-09-03 | 2021-10-30 | SunPower | SPR-E20-327-E-AC | Solar Panels |  | 0.327 | 8 | 60 | 23 |  | Fixed | Roof
NJSTRE1545526570 |  | Transition Incentive Program | NORTHVALE | 7647 | 7 | 11.05 | Residential | Yes | Behind the Meter | Net-metered residential rooftop and canopy |  | None | Vivint Solar Developer, LLC | Orange Rockland Electric | Accepted | 2020-09-03 | 2020-09-03 | 2021-10-30 | JINKO SOLAR | JKM325M-60HBL | Solar Panels |  | 0.325 | 10 | 354 | 20 |  | Fixed | Roof
NJSTRE1545526575 |  | Transition Incentive Program | Howell | 7731 | 17 | 15.08 | Residential | Yes | Behind the Meter | Net-metered residential rooftop and canopy |  | None | Trinity Solar | JCP&L | Accepted | 2020-09-01 | 2020-09-03 | 2021-10-30 | Hanwha | Q.PEAK DUO BLK-G6 335 | Solar Panels |  | 0.335 | 20 | 24 | 18 |  | Fixed | Roof
NJSTRE1545526591 |  | Transition Incentive Program | Little Falls Twp | 7424 | 6 | 5.58 | Residential | Yes | Behind the Meter | Net-metered residential rooftop and canopy |  | None | Bright Planet Solar | PSE&G | Accepted | 2020-09-01 | 2020-09-03 | 2021-10-30 | LONGI | LR6-60HPB-310M | Solar Panels |  | 0.31 | 18 | 113 | 22 |  | Fixed | Roof
NJSTRE1545526680 |  | Transition Incentive Program | Lindenwold | 8021 | 14 | 17.16 | Residential | No | Behind the Meter | Net-metered residential rooftop and canopy |  | None | Castle Energy, LLC | AC Electric | Accepted | 2020-09-01 | 2020-09-03 | 2021-10-30 | REC Solar | REC365AA | Solar Panels |  | 0.365 | 2 | 303 | 40 |  | Fixed | Roof
NJSTRE1545526799 |  | Transition Incentive Program | Howell Township | 7731 | 17 | 11.45 | Residential | No | Behind the Meter | Net-metered residential rooftop and canopy |  | None | Seabright Solar | JCP&L | Accepted | 2020-09-01 | 2020-09-03 | 2021-10-30 | Sunpower | SPR-E20-327 | Solar Panels |  | 0.327 | 23 | 240 | 18 |  | Fixed | Roof
NJSTRE1545526867 |  | Transition Incentive Program | Forked River | 8731 | 18 | 10.14 | Residential | Yes | Behind the Meter | Net-metered residential rooftop and canopy |  | None | Seabright Solar | JCP&L | Accepted | 2020-09-02 | 2020-09-04 | 2021-10-30 | Sunpower | SPR-E20-327 | Solar Panels |  | 0.327 | 8 | 103 | 32 |  | Fixed | Roof
NJSTRE1545526900 |  | Transition Incentive Program | Woolwich | 8085 | 15 | 10.54 | Residential | No | Behind the Meter | Net-metered residential rooftop and canopy |  | None | NJ Solar Power, LLC | AC Electric | Accepted | 2020-09-01 | 2020-09-03 | 2021-10-30 | panasonic | VBHN340SA17 | Solar Panels |  | 0.34 | 2 | 213 | 37 |  | Fixed | Roof
NJSTRE1545526912 |  | Transition Incentive Program | Randolph | 7869 | 3 | 21.08 | Residential | Yes | Behind the Meter | Net-metered residential rooftop and canopy |  | None | Tesla Energy Operations Inc. | JCP&L | Accepted | 2020-09-01 | 2020-09-04 | 2021-10-30 | Hanwha Q-CELLS | Q.Peak DUO BLK-G6+ 340 | Solar Panels |  | 0.34 | 2 | 215 | 45 |  | Fixed | Roof
NJSTRE1545526912 |  | Transition Incentive Program | Randolph | 7869 | 3 | 21.08 | Residential | Yes | Behind the Meter | Net-metered residential rooftop and canopy |  | None | Tesla Energy Operations Inc. | JCP&L | Accepted | 2020-09-01 | 2020-09-04 | 2021-10-30 | Hanwha Q-CELLS | Q.Peak DUO BLK-G6+ 340 | Solar Panels |  | 0.34 | 13 | 125 | 40 |  | Fixed | Roof
NJSTRE1545527070 |  | Transition Incentive Program | Glendora | 8029 | 14 | 9.14 | Residential | No | Behind the Meter | Net-metered residential rooftop and canopy |  | None | Advanced Renewable Solutions | PSE&G | Accepted | 2020-09-01 | 2020-09-03 | 2021-10-30 | CertainTeed | CT315M11-02 | Solar Panels |  | 0.315 | 5 | 152 | 20 |  | Fixed | Roof
NJSTRE1545527070 |  | Transition Incentive Program | Glendora | 8029 | 14 | 9.14 | Residential | No | Behind the Meter | Net-metered residential rooftop and canopy |  | None | Advanced Renewable Solutions | PSE&G | Accepted | 2020-09-01 | 2020-09-03 | 2021-10-30 | CertainTeed | CT315M11-02 | Solar Panels |  | 0.315 | 3 | 62 | 20 |  | Fixed | Roof
NJSTRE1545527086 |  | Transition Incentive Program | Roselle | 7203 | 10 | 3.66 | Residential | Yes | Behind the Meter | Net-metered residential rooftop and canopy |  | None | Sunrun Installation Services, Inc. | PSE&G | Accepted | 2020-09-01 | 2020-09-04 | 2021-10-30 | LONGi Green Energy Technology Co Ltd | LR6-60HPB-305M | Solar Panels |  | 0.305 | 9 | 255 | 40 |  | Fixed | Roof
NJSTRE1545528743 |  | Transition Incentive Program | HOLMDEL | 7733 | 17 | 13.55 | Residential | No | Behind the Meter | Net-metered residential rooftop and canopy |  | None | Suntuity Solar LLC | JCP&L | Accepted | 2020-09-02 | 2020-09-04 | 2021-10-30 | Longi | LR6-60HPB-315M | Solar Panels |  | 0.315 | 15 | 179 | 36 |  | Fixed | Roof
NJSTRE1545528749 |  | Transition Incentive Program | SOMERDALE | 8083 | 14 | 5.99 | Residential | Yes | Behind the Meter | Net-metered residential rooftop and canopy |  | None | Suntuity Solar LLC | PSE&G | Accepted | 2020-09-02 | 2020-09-04 | 2021-10-30 | Longi | LR6-60HPB-315M | Solar Panels |  | 0.315 | 10 | 242 | 20 |  | Fixed | Roof
NJSTRE1545528785 |  | Transition Incentive Program | Cape May | 8204 | 21 | 10.2 | Residential | Yes | Behind the Meter | Net-metered residential rooftop and canopy |  | None | Trinity Solar | AC Electric | Accepted | 2020-09-02 | 2020-09-04 | 2021-10-30 | Hanwha | Q.PEAK DUO BLK-G6 340 | Solar Panels |  | 0.34 | 10 | 169 | 34 |  | Fixed | Roof
NJSTRE1545528785 |  | Transition Incentive Program | Cape May | 8204 | 21 | 10.2 | Residential | Yes | Behind the Meter | Net-metered residential rooftop and canopy |  | None | Trinity Solar | AC Electric | Accepted | 2020-09-02 | 2020-09-04 | 2021-10-30 | Hanwha | Q.PEAK DUO BLK-G6 340 | Solar Panels |  | 0.34 | 20 | 258 | 34 |  | Fixed | Roof
NJSTRE1545526623 |  | Transition Incentive Program | Burlington | 8016 | 13 | 5.7 | Residential | No | Behind the Meter | Net-metered residential rooftop and canopy |  | None | Ad Energy | PSE&G | Accepted | 2020-09-01 | 2020-09-03 | 2021-10-30 | SunPower | SPR-X21-335-E-AC | Solar Panels |  | 0.335 | 3 | 200 | 26 |  | Fixed | Roof
NJSTRE1545526635 |  | Transition Incentive Program | Manchester Township | 8759 | 18 | 4.9 | Residential | Yes | Behind the Meter | Net-metered residential rooftop and canopy |  | None | Pro Custom Solar dba Momentum Solar | JCP&L | Accepted | 2020-09-01 | 2020-09-03 | 2021-10-30 | LG | LG 350N1C-V5 | Solar Panels |  | 0.35 | 14 | 191 | 16 |  | Fixed | Roof
NJSTRE1545526654 |  | Transition Incentive Program | Mount Holly | 8060 | 13 | 4.36 | Residential | Yes | Behind the Meter | Net-metered residential rooftop and canopy |  | None | Trinity Solar | PSE&G | Accepted | 2020-09-01 | 2020-09-03 | 2021-10-30 | Hanwha | Q.PEAK DUO BLK-G6 335 | Solar Panels |  | 0.335 | 2 | 166 | 18 |  | Fixed | Roof
NJSTRE1545526680 |  | Transition Incentive Program | Lindenwold | 8021 | 14 | 17.16 | Residential | No | Behind the Meter | Net-metered residential rooftop and canopy |  | None | Castle Energy, LLC | AC Electric | Accepted | 2020-09-01 | 2020-09-03 | 2021-10-30 | REC Solar | REC365AA | Solar Panels |  | 0.365 | 7 | 40 | 213 |  | Fixed | Roof
NJSTRE1545526680 |  | Transition Incentive Program | Lindenwold | 8021 | 14 | 17.16 | Residential | No | Behind the Meter | Net-metered residential rooftop and canopy |  | None | Castle Energy, LLC | AC Electric | Accepted | 2020-09-01 | 2020-09-03 | 2021-10-30 | REC Solar | REC365AA | Solar Panels |  | 0.365 | 12 | 33 | 25 |  | Fixed | Roof
NJSTRE1545526766 |  | Transition Incentive Program | Monroe Township | 8831 | 11 | 10.54 | Residential | No | Behind the Meter | Net-metered residential rooftop and canopy |  | None | Tesla Energy Operations Inc. | JCP&L | Accepted | 2020-09-01 | 2020-09-04 | 2021-10-30 | Hanwha Q-CELLS | Q.Peak DUO BLK-G6+ 340 | Solar Panels |  | 0.34 | 10 | 355 | 37 |  | Fixed | Roof
NJSTRE1545526826 |  | Transition Incentive Program | galloway | 8205 | 19 | 6.4 | Residential | No | Behind the Meter | Net-metered residential rooftop and canopy |  | None | Orbit Energy & Power, LLC | AC Electric | Accepted | 2020-09-01 | 2020-09-04 | 2021-10-30 | hanwha cells | qpeak320 | Solar Panels |  | 0.32 | 6 | 217 | 22 |  | Fixed | Roof
NJSTRE1545526885 |  | Transition Incentive Program | Toms River | 8753 | 18 | 5.89 | Residential | Yes | Behind the Meter | Net-metered residential rooftop and canopy |  | None | Sunrun Installation Services, Inc. | JCP&L | Accepted | 2020-09-02 | 2020-09-04 | 2021-10-30 | LONGi Green Energy Technology Co Ltd | LR6-60HPB-310M | Solar Panels |  | 0.31 | 6 | 273 | 34 |  | Fixed | Roof
NJSTRE1545526912 |  | Transition Incentive Program | Randolph | 7869 | 3 | 21.08 | Residential | Yes | Behind the Meter | Net-metered residential rooftop and canopy |  | None | Tesla Energy Operations Inc. | JCP&L | Accepted | 2020-09-01 | 2020-09-04 | 2021-10-30 | Hanwha Q-CELLS | Q.Peak DUO BLK-G6+ 340 | Solar Panels |  | 0.34 | 4 | 35 | 45 |  | Fixed | Roof
NJSTRE1545526922 |  | Transition Incentive Program | Matawan | 7747 | 17 | 8.97 | Residential | Yes | Behind the Meter | Net-metered residential rooftop and canopy |  | None | Sunrun Installation Services, Inc. | JCP&L | Accepted | 2020-09-01 | 2020-09-03 | 2021-10-30 | LG Electronics | LG345N1C-V5 | Solar Panels |  | 0.345 | 10 | 39 | 18 |  | Fixed | Roof
NJSTRE1545526924 |  | Transition Incentive Program | Little Egg Harbor | 8087 | 18 | 8.32 | Residential | No | Behind the Meter | Net-metered residential rooftop and canopy |  | None | Exact Solar | AC Electric | Accepted | 2020-09-01 | 2020-09-03 | 2021-10-30 | Jinko | JKM320M-60HBL | Solar Panels |  | 0.32 | 26 | 112 | 20 |  | Fixed | Roof
NJSTRE1545527079 |  | Transition Incentive Program | East Windsor | 8520 | 12 | 12.24 | Residential | No | Behind the Meter | Net-metered residential rooftop and canopy |  | None | Green Sun Energy Services, LLC | JCP&L | Accepted | 2020-09-01 | 2020-09-08 | 2021-10-30 | Hanwha | Q.PEAK DUO BLK-G6 340 | Solar Panels |  | 0.34 | 12 | 92 | 30 |  | Fixed | Roof
NJSTRE1545527093 |  | Transition Incentive Program | PATERSON | 7502 | 6 | 6.5 | Residential | Yes | Behind the Meter | Net-metered residential rooftop and canopy |  | None | Vivint Solar Developer, LLC | PSE&G | Accepted | 2020-09-03 | 2020-09-04 | 2021-10-30 | JINKO SOLAR | JKM325M-60HBL | Solar Panels |  | 0.325 | 14 | 319 | 25 |  | Fixed | Roof
NJSTRE1545526563 |  | Transition Incentive Program | Pleasantville | 8232 | 19 | 7.82 | Residential | Yes | Behind the Meter | Net-metered residential rooftop and canopy |  | None | Castle Energy, LLC | AC Electric | Accepted | 2020-09-01 | 2020-09-03 | 2021-10-30 | Hanwha Q-Cells | Q.Peak DUO BLK-G6 340 | Solar Panels |  | 0.34 | 8 | 205 | 35 |  | Fixed | Roof
NJSTRE1545526563 |  | Transition Incentive Program | Pleasantville | 8232 | 19 | 7.82 | Residential | Yes | Behind the Meter | Net-metered residential rooftop and canopy |  | None | Castle Energy, LLC | AC Electric | Accepted | 2020-09-01 | 2020-09-03 | 2021-10-30 | Hanwha Q-Cells | Q.Peak DUO BLK-G6 340 | Solar Panels |  | 0.34 | 15 | 115 | 35 |  | Fixed | Roof
NJSTRE1545526566 |  | Transition Incentive Program | Sicklerville | 8081 | 14 | 12.4 | Residential | Yes | Behind the Meter | Net-metered residential rooftop and canopy |  | None | Bright Planet Solar | AC Electric | Accepted | 2020-09-01 | 2020-09-03 | 2021-10-30 | LONGI | LR6-60HPB-310M | Solar Panels |  | 0.31 | 8 | 46 | 22 |  | Fixed | Roof
NJSTRE1545526608 |  | Transition Incentive Program | West orange | 7052 | 9 | 2.38 | Residential | Yes | Behind the Meter | Net-metered residential rooftop and canopy |  | None | Trinity Solar | PSE&G | Accepted | 2020-09-01 | 2020-09-04 | 2021-10-30 | Hanwha | Q.PEAK DUO BLK-G6 340 | Solar Panels |  | 0.34 | 7 | 202 | 45 |  | Fixed | Roof
NJSTRE1545526624 |  | Transition Incentive Program | Lakewood | 8701 | 18 | 11.84 | Residential | No | Behind the Meter | Net-metered residential rooftop and canopy |  | None | Green Revoluton Solar | JCP&L | Final As-Built Received | 2020-09-07 | 2020-09-15 | 2021-10-30 | S-Energy | SN20-60MAE-320W | Solar Panels |  | 0.396 | 10 | 277 | 35 |  | Fixed | Roof
NJSTRE1545526624 |  | Transition Incentive Program | Lakewood | 8701 | 18 | 11.84 | Residential | No | Behind the Meter | Net-metered residential rooftop and canopy |  | None | Green Revoluton Solar | JCP&L | Final As-Built Received | 2020-09-07 | 2020-09-15 | 2021-10-30 | Axitec | AC400MH/144S | Solar Panels |  | 0.358 | 22 | 98 | 35 |  | Fixed | Roof
NJSTRE1545526645 |  | Transition Incentive Program | Garfield | 7026 | 7 | 2.61 | Residential | Yes | Behind the Meter | Net-metered residential rooftop and canopy |  | None | Sunrun Installation Services, Inc. | PSE&G | Accepted | 2020-09-01 | 2020-09-03 | 2021-10-30 | REC Solar | REC290TP2 BLK | Solar Panels |  | 0.29 | 9 | 212 | 23 |  | Fixed | Roof
NJSTRE1545526636 |  | Transition Incentive Program | Millstone | 8535 | 17 | 17 | Residential | Yes | Behind the Meter | Net-metered residential rooftop and canopy |  | None | Trinity Solar | JCP&L | Accepted | 2020-09-01 | 2020-09-03 | 2021-10-30 | Hanwha 340 | Q.PEAK DUO BLK-G6 340 | Solar Panels |  | 0.34 | 10 | 264 | 27 |  | Fixed | Roof
NJSTRE1545526654 |  | Transition Incentive Program | Mount Holly | 8060 | 13 | 4.36 | Residential | Yes | Behind the Meter | Net-metered residential rooftop and canopy |  | None | Trinity Solar | PSE&G | Accepted | 2020-09-01 | 2020-09-03 | 2021-10-30 | Hanwha | Q.PEAK DUO BLK-G6 335 | Solar Panels |  | 0.335 | 11 | 166 | 27 |  | Fixed | Roof
NJSTRE1545526680 |  | Transition Incentive Program | Lindenwold | 8021 | 14 | 17.16 | Residential | No | Behind the Meter | Net-metered residential rooftop and canopy |  | None | Castle Energy, LLC | AC Electric | Accepted | 2020-09-01 | 2020-09-03 | 2021-10-30 | REC Solar | REC365AA | Solar Panels |  | 0.365 | 12 | 213 | 25 |  | Fixed | Roof
NJSTRE1545526766 |  | Transition Incentive Program | Monroe Township | 8831 | 11 | 10.54 | Residential | No | Behind the Meter | Net-metered residential rooftop and canopy |  | None | Tesla Energy Operations Inc. | JCP&L | Accepted | 2020-09-01 | 2020-09-04 | 2021-10-30 | Hanwha Q-CELLS | Q.Peak DUO BLK-G6+ 340 | Solar Panels |  | 0.34 | 21 | 175 | 37 |  | Fixed | Roof
NJSTRE1545526799 |  | Transition Incentive Program | Howell Township | 7731 | 17 | 11.45 | Residential | No | Behind the Meter | Net-metered residential rooftop and canopy |  | None | Seabright Solar | JCP&L | Accepted | 2020-09-01 | 2020-09-03 | 2021-10-30 | Sunpower | SPR-E20-327 | Solar Panels |  | 0.327 | 12 | 60 | 18 |  | Fixed | Roof
NJSTRE1545526903 |  | Transition Incentive Program | Flemington | 8822 | 4 | 7.02 | Residential | Yes | Behind the Meter | Net-metered residential rooftop and canopy |  | None | Sunrun Installation Services, Inc. | JCP&L | Accepted | 2020-09-02 | 2020-09-04 | 2021-10-30 | LONGi Green Energy Technology Co Ltd | LR6-60HPB-305M | Solar Panels |  | 0.305 | 20 | 133 | 39 |  | Fixed | Roof
NJSTRE1545528744 |  | Transition Incentive Program | WILLIAMSTOWN | 8094 | 15 | 16.07 | Residential | Yes | Behind the Meter | Net-metered residential rooftop and canopy |  | None | Suntuity Solar LLC | AC Electric | Accepted | 2020-09-02 | 2020-09-04 | 2021-10-30 | Longi | LR6-60HPB-315M | Solar Panels |  | 0.315 | 4 | 165 | 33 |  | Fixed | Roof
NJSTRE1545528744 |  | Transition Incentive Program | WILLIAMSTOWN | 8094 | 15 | 16.07 | Residential | Yes | Behind the Meter | Net-metered residential rooftop and canopy |  | None | Suntuity Solar LLC | AC Electric | Accepted | 2020-09-02 | 2020-09-04 | 2021-10-30 | Longi | LR6-60HPB-315M | Solar Panels |  | 0.315 | 25 | 255 | 33 |  | Fixed | Roof
NJSTRE1545528747 |  | Transition Incentive Program | TOTOWA | 7512 | 6 | 5.67 | Residential | Yes | Behind the Meter | Net-metered residential rooftop and canopy |  | None | Suntuity Solar LLC | PSE&G | Accepted | 2020-09-02 | 2020-09-04 | 2021-10-30 | Longi | LR6-60HPB-315M | Solar Panels |  | 0.315 | 10 | 136 | 38 |  | Fixed | Roof
NJSTRE1545528747 |  | Transition Incentive Program | TOTOWA | 7512 | 6 | 5.67 | Residential | Yes | Behind the Meter | Net-metered residential rooftop and canopy |  | None | Suntuity Solar LLC | PSE&G | Accepted | 2020-09-02 | 2020-09-04 | 2021-10-30 | Longi | LR6-60HPB-315M | Solar Panels |  | 0.315 | 8 | 316 | 38 |  | Fixed | Roof
NJSTRE1545528783 |  | Transition Incentive Program | Chatham | 7928 | 3 | 11.16 | Residential | No | Behind the Meter | Net-metered residential rooftop and canopy |  | None | Whitman Construction, LLC | JCP&L | Accepted | 2020-09-02 | 2020-09-04 | 2021-10-30 | solaria power | XT-360R-PD | Solar Panels |  | 0.36 | 12 | 148 | 20 |  | Fixed | Roof
NJSTRE1545528792 |  | Transition Incentive Program | Mayslanding | 8330 | 19 | 7.37 | Residential | Yes | Behind the Meter | Net-metered residential rooftop and canopy |  | None | Vision Solar LLC | AC Electric | Accepted | 2020-09-02 | 2020-09-04 | 2021-10-30 | HANWHA Q-CELLS | Q.PEAK DUO-G6+ 335 | Solar Panels |  | 0.335 | 7 | 132 | 15 |  | Fixed | Roof
NJSTRE1545528792 |  | Transition Incentive Program | Mayslanding | 8330 | 19 | 7.37 | Residential | Yes | Behind the Meter | Net-metered residential rooftop and canopy |  | None | Vision Solar LLC | AC Electric | Accepted | 2020-09-02 | 2020-09-04 | 2021-10-30 | HANWHA Q-CELLS | Q.PEAK DUO-G6+ 335 | Solar Panels |  | 0.335 | 5 | 313 | 22 |  | Fixed | Roof
NJSTRE1545528801 |  | Transition Incentive Program | Matawan | 8857 | 11 | 8.38 | Residential | Yes | Behind the Meter | Net-metered residential rooftop and canopy |  | None | Vision Solar LLC | JCP&L | Accepted | 2020-09-02 | 2020-09-08 | 2021-10-30 | HANWHA Q-CELLS | Q.PEAK DUO-G6+ 335 | Solar Panels |  | 0.335 | 8 | 261 | 31 |  | Fixed | Roof
NJSTRE1545528812 |  | Transition Incentive Program | Bridgeton | 8302 | 20 | 11.47 | Residential | No | Behind the Meter | Net-metered residential rooftop and canopy |  | None | Whitman Construction, LLC | AC Electric | Accepted | 2020-09-02 | 2020-09-04 | 2021-10-30 | SOLARIA POWER | XT 370R-PD | Solar Panels |  | 0.37 | 21 | 162 | 20 |  | Fixed | Roof
NJSTRE1545528834 |  | Transition Incentive Program | Sicklerville | 8081 | 14 | 12.24 | Residential | No | Behind the Meter | Net-metered residential rooftop and canopy |  | None | Trinity Solar | AC Electric | Accepted | 2020-09-02 | 2020-09-04 | 2021-10-30 | Hanwha | Q.PEAK DUO BLK-G6 340 | Solar Panels |  | 0.34 | 24 | 227 | 30 |  | Fixed | Roof
NJSTRE1545528834 |  | Transition Incentive Program | Sicklerville | 8081 | 14 | 12.24 | Residential | No | Behind the Meter | Net-metered residential rooftop and canopy |  | None | Trinity Solar | AC Electric | Accepted | 2020-09-02 | 2020-09-04 | 2021-10-30 | Hanwha | Q.PEAK DUO BLK-G6 340 | Solar Panels |  | 0.34 | 8 | 30 | 137 |  | Fixed | Roof
NJSTRE1545528863 |  | Transition Incentive Program | Millville | 8332 | 20 | 8.38 | Residential | Yes | Behind the Meter | Net-metered residential rooftop and canopy |  | None | Trinity Solar | AC Electric | Accepted | 2020-09-02 | 2020-09-04 | 2021-10-30 | Hanwha | Q.PEAK DUO BLK-G6 335 | Solar Panels |  | 0.335 | 4 | 171 | 40 |  | Fixed | Roof
NJSTRE1545528888 |  | Transition Incentive Program | EGG HARBOR TOWNSHIP | 8234 | 19 | 5.2 | Residential | Yes | Behind the Meter | Net-metered residential rooftop and canopy |  | None | Vivint Solar Developer, LLC | AC Electric | Accepted | 2020-09-08 | 2020-09-15 | 2021-10-30 | JINKO SOLAR | JKM325M-60HBL | Solar Panels |  | 0.325 | 6 | 260 | 20 |  | Fixed | Roof
NJSTRE1545527093 |  | Transition Incentive Program | PATERSON | 7502 | 6 | 6.5 | Residential | Yes | Behind the Meter | Net-metered residential rooftop and canopy |  | None | Vivint Solar Developer, LLC | PSE&G | Accepted | 2020-09-03 | 2020-09-04 | 2021-10-30 | JINKO SOLAR | JKM325M-60HBL | Solar Panels |  | 0.325 | 6 | 49 | 25 |  | Fixed | Roof
NJSTRE1545528742 |  | Transition Incentive Program | Landisville | 8326 | 19 | 9.1 | Residential | Yes | Behind the Meter | Net-metered residential rooftop and canopy |  | None | Suntuity Solar LLC | AC Electric | Accepted | 2020-09-02 | 2020-09-04 | 2021-10-30 | LG Electronics | LG350N1C-V5 | Solar Panels |  | 0.35 | 3 | 154 | 20 |  | Fixed | Roof
NJSTRE1545528744 |  | Transition Incentive Program | WILLIAMSTOWN | 8094 | 15 | 16.07 | Residential | Yes | Behind the Meter | Net-metered residential rooftop and canopy |  | None | Suntuity Solar LLC | AC Electric | Accepted | 2020-09-02 | 2020-09-04 | 2021-10-30 | Longi | LR6-60HPB-315M | Solar Panels |  | 0.315 | 10 | 165 | 33 |  | Fixed | Roof
NJSTRE1545528754 |  | Transition Incentive Program | MOUNT LAUREL | 8054 | 13 | 9.77 | Residential | No | Behind the Meter | Net-metered residential rooftop and canopy |  | None | Suntuity Solar LLC | PSE&G | Accepted | 2020-09-02 | 2020-09-04 | 2021-10-30 | Longi | LR6-60HPB-315M | Solar Panels |  | 0.315 | 27 | 196 | 31 |  | Fixed | Roof
NJSTRE1545528775 |  | Transition Incentive Program | Westfield Township | 7090 | 10 | 15.91 | Residential | No | Behind the Meter | Net-metered residential rooftop and canopy |  | None | Green Power Energy | PSE&G | Accepted | 2020-09-02 | 2020-09-04 | 2021-10-30 | Solaria | PowerXT-370R-PD | Solar Panels |  | 0.37 | 3 | 307 | 15 |  | Fixed | Roof
NJSTRE1545528783 |  | Transition Incentive Program | Chatham | 7928 | 3 | 11.16 | Residential | No | Behind the Meter | Net-metered residential rooftop and canopy |  | None | Whitman Construction, LLC | JCP&L | Accepted | 2020-09-02 | 2020-09-04 | 2021-10-30 | SOLARIA POWER | XT-360R-PD | Solar Panels |  | 0.36 | 9 | 238 | 20 |  | Fixed | Roof
NJSTRE1545528789 |  | Transition Incentive Program | Palisades Park Boro | 7650 | 7 | 7.37 | Residential | No | Behind the Meter | Net-metered residential rooftop and canopy |  | None | GreenPower Energy | PSE&G | Accepted | 2020-09-02 | 2020-09-04 | 2021-10-30 | Hanwha | Q.PEAK DUO BLK-G6 335 | Solar Panels |  | 0.335 | 7 | 305 | 17 |  | Fixed | Roof
NJSTRE1545528792 |  | Transition Incentive Program | Mayslanding | 8330 | 19 | 7.37 | Residential | Yes | Behind the Meter | Net-metered residential rooftop and canopy |  | None | Vision Solar LLC | AC Electric | Accepted | 2020-09-02 | 2020-09-04 | 2021-10-30 | HANWHA Q-CELLS | Q.PEAK DUO-G6+ 335 | Solar Panels |  | 0.335 | 4 | 312 | 10 |  | Fixed | Roof
NJSTRE1545528801 |  | Transition Incentive Program | Matawan | 8857 | 11 | 8.38 | Residential | Yes | Behind the Meter | Net-metered residential rooftop and canopy |  | None | Vision Solar LLC | JCP&L | Accepted | 2020-09-02 | 2020-09-08 | 2021-10-30 | HANWHA Q-CELLS | Q.PEAK DUO-G6+ 335 | Solar Panels |  | 0.335 | 3 | 81 | 31 |  | Fixed | Roof
NJSTRE1545528818 |  | Transition Incentive Program | MANASQUAN | 8736 | 17 | 3.69 | Residential | Yes | Behind the Meter | Net-metered residential rooftop and canopy |  | None | Vision Solar LLC | JCP&L | Accepted | 2020-09-02 | 2020-09-04 | 2021-10-30 | HANWHA Q-CELLS | Q.PEAK DUO-G6+ 335 | Solar Panels |  | 0.335 | 11 | 222 | 23 |  | Fixed | Roof
NJSTRE1545528814 |  | Transition Incentive Program | Whiting | 8759 | 18 | 13.76 | Residential | No | Behind the Meter | Net-metered residential rooftop and canopy |  | None | Orbit Energy & Power, LLC | JCP&L | Accepted | 2020-09-02 | 2020-09-04 | 2021-10-30 | hanwha qcells | qpeak 320w | Solar Panels |  | 0.32 | 16 | 105 | 18 |  | Fixed | Roof
NJSTRE1545528833 |  | Transition Incentive Program | Lambertville | 8530 | 4 | 8.04 | Residential | Yes | Behind the Meter | Net-metered residential ground mount |  | None | Vision Solar LLC | JCP&L | Accepted | 2020-09-02 | 2020-09-04 | 2021-10-30 | HANWHA Q-CELLS | Q.PEAK DUO-G6+ 335 | Solar Panels |  | 0.335 | 24 | 180 | 30 |  | Fixed | Ground
NJSTRE1545528839 |  | Transition Incentive Program | Paterson | 7513 | 6 | 3.74 | Residential | Yes | Behind the Meter | Net-metered residential rooftop and canopy |  | None | Trinity Solar | PSE&G | Accepted | 2020-09-02 | 2020-09-04 | 2021-10-30 | HANWHA 340 (Q.PEAK DUO BLK-G6 340) | HANWHA 340 (Q.PEAK DUO BLK-G6 340) | Solar Panels |  | 0.34 | 8 | 279 | 45 |  | Fixed | Roof
NJSTRE1545526903 |  | Transition Incentive Program | Flemington | 8822 | 4 | 7.02 | Residential | Yes | Behind the Meter | Net-metered residential rooftop and canopy |  | None | Sunrun Installation Services, Inc. | JCP&L | Accepted | 2020-09-02 | 2020-09-04 | 2021-10-30 | LONGi Green Energy Technology Co Ltd | LR6-60HPB-305M | Solar Panels |  | 0.305 | 3 | 222 | 30 |  | Fixed | Roof
NJSTRE1545526912 |  | Transition Incentive Program | Randolph | 7869 | 3 | 21.08 | Residential | Yes | Behind the Meter | Net-metered residential rooftop and canopy |  | None | Tesla Energy Operations Inc. | JCP&L | Accepted | 2020-09-01 | 2020-09-04 | 2021-10-30 | Hanwha Q-CELLS | Q.Peak DUO BLK-G6+ 340 | Solar Panels |  | 0.34 | 10 | 35 | 45 |  | Fixed | Roof
NJSTRE1545527085 |  | Transition Incentive Program | NORTH PLAINFIELD | 7060 | 10 | 8.78 | Residential | Yes | Behind the Meter | Net-metered residential rooftop and canopy |  | None | Vivint Solar Developer, LLC | PSE&G | Accepted | 2020-09-03 | 2020-09-14 | 2021-10-30 | JINKO SOLAR | JKM325M-60HBL | Solar Panels |  | 0.325 | 6 | 222 | 25 |  | Fixed | Roof
NJSTRE1545528742 |  | Transition Incentive Program | Landisville | 8326 | 19 | 9.1 | Residential | Yes | Behind the Meter | Net-metered residential rooftop and canopy |  | None | Suntuity Solar LLC | AC Electric | Accepted | 2020-09-02 | 2020-09-04 | 2021-10-30 | LG Electronics | LG350N1C-V5 | Solar Panels |  | 0.35 | 11 | 244 | 20 |  | Fixed | Roof
NJSTRE1545528758 |  | Transition Incentive Program | SWEDESBORO | 8085 | 15 | 6.3 | Residential | Yes | Behind the Meter | Net-metered residential rooftop and canopy |  | None | Suntuity Solar LLC | AC Electric | Accepted | 2020-09-02 | 2020-09-04 | 2021-10-30 | Longi | LR6-60HPB-315M | Solar Panels |  | 0.315 | 9 | 51 | 20 |  | Fixed | Roof
NJSTRE1545528775 |  | Transition Incentive Program | Westfield Township | 7090 | 10 | 15.91 | Residential | No | Behind the Meter | Net-metered residential rooftop and canopy |  | None | Green Power Energy | PSE&G | Accepted | 2020-09-02 | 2020-09-04 | 2021-10-30 | Solaria | PowerXT-370R-PD | Solar Panels |  | 0.37 | 9 | 38 | 35 |  | Fixed | Roof
NJSTRE1545528814 |  | Transition Incentive Program | Whiting | 8759 | 18 | 13.76 | Residential | No | Behind the Meter | Net-metered residential rooftop and canopy |  | None | Orbit Energy & Power, LLC | JCP&L | Accepted | 2020-09-02 | 2020-09-04 | 2021-10-30 | hanhwa qcells | qpeak 320w | Solar Panels |  | 0.32 | 5 | 102 | 20 |  | Fixed | Roof
NJSTRE1545528894 |  | Transition Incentive Program | Hammonton | 8037 | 19 | 7.82 | Residential | Yes | Behind the Meter | Net-metered residential rooftop and canopy |  | None | Vision Solar LLC | AC Electric | Accepted | 2020-09-02 | 2020-09-04 | 2021-10-30 | HANWHA Q-CELLS | Q.PEAK DUO-G6 340 | Solar Panels |  | 0.34 | 7 | 184 | 14 |  | Fixed | Roof
NJSTRE1545528890 |  | Transition Incentive Program | Villas | 8251 | 21 | 11.2 | Residential | No | Behind the Meter | Net-metered residential rooftop and canopy |  | None | Orbit Energy & Power, LLC | AC Electric | Accepted | 2020-09-02 | 2020-09-04 | 2021-10-30 | hanhwa qcells | peak 320w | Solar Panels |  | 0.32 | 16 | 117 | 16 |  | Fixed | Roof
NJSTRE1545528959 |  | Transition Incentive Program | Trenton | 8609 | 12 | 55.3 | Commercial | Yes | Behind the Meter | Net-metered non-residential rooftop and canopy |  | None | Geoscape Solar | PSE&G | Accepted | 2020-09-03 | 2020-09-08 | 2021-10-30 | Hyundai | HIA-S395HI | Solar Panels |  | 0.395 | 140 | 22 | 8 |  | Fixed | Roof
NJSTRE1545543037 |  | Transition Incentive Program | TRENTON | 8610 | 12 | 4.55 | Residential | Yes | Behind the Meter | Net-metered residential rooftop and canopy |  | None | Vivint Solar Developer, LLC | PSE&G | Accepted | 2020-09-08 | 2020-09-09 | 2021-10-30 | JINKO SOLAR | JKM325M-60HBL | Solar Panels |  | 0.325 | 4 | 208 | 32 |  | Fixed | Roof
NJSTRE1545544133 |  | Transition Incentive Program | West New York | 7093 | 8 | 5.95 | Municipality | Yes | Behind the Meter | Net-metered residential rooftop and canopy |  | None | Pro Custom Solar dba Momentum Solar | PSE&G | Accepted | 2020-09-02 | 2020-09-04 | 2021-10-30 | LG ELECTRONICS | LG 350N1C-V5 | Solar Panels |  | 0.35 | 17 | 302 | 6 |  | Fixed | Roof
NJSTRE1545544171 |  | Transition Incentive Program | WEST DEPTFORD | 8096 | 15 | 9.43 | Residential | Yes | Behind the Meter | Net-metered residential rooftop and canopy |  | None | Vivint Solar Developer, LLC | PSE&G | Accepted | 2020-09-09 | 2020-09-09 | 2021-10-30 | JINKO SOLAR | JKM325M-60HBL | Solar Panels |  | 0.325 | 4 | 283 | 18 |  | Fixed | Roof
NJSTRE1545528746 |  | Transition Incentive Program | SICKLERVILLE | 8081 | 14 | 11.03 | Residential | Yes | Behind the Meter | Net-metered residential rooftop and canopy |  | None | Suntuity Solar LLC | AC Electric | Accepted | 2020-09-02 | 2020-09-04 | 2021-10-30 | Longi | LR6-60HPB-315M | Solar Panels |  | 0.315 | 15 | 208 | 30 |  | Fixed | Roof
NJSTRE1545528746 |  | Transition Incentive Program | SICKLERVILLE | 8081 | 14 | 11.03 | Residential | Yes | Behind the Meter | Net-metered residential rooftop and canopy |  | None | Suntuity Solar LLC | AC Electric | Accepted | 2020-09-02 | 2020-09-04 | 2021-10-30 | Longi | LR6-60HPB-315M | Solar Panels |  | 0.315 | 20 | 209 | 17 |  | Fixed | Roof
NJSTRE1545528758 |  | Transition Incentive Program | SWEDESBORO | 8085 | 15 | 6.3 | Residential | Yes | Behind the Meter | Net-metered residential rooftop and canopy |  | None | Suntuity Solar LLC | AC Electric | Accepted | 2020-09-02 | 2020-09-04 | 2021-10-30 | Longi | LR6-60HPB-315M | Solar Panels |  | 0.315 | 11 | 231 | 20 |  | Fixed | Roof
NJSTRE1545528775 |  | Transition Incentive Program | Westfield Township | 7090 | 10 | 15.91 | Residential | No | Behind the Meter | Net-metered residential rooftop and canopy |  | None | Green Power Energy | PSE&G | Accepted | 2020-09-02 | 2020-09-04 | 2021-10-30 | Solaria | PowerXT-370R-PD | Solar Panels |  | 0.37 | 4 | 218 | 35 |  | Fixed | Roof
NJSTRE1545528775 |  | Transition Incentive Program | Westfield Township | 7090 | 10 | 15.91 | Residential | No | Behind the Meter | Net-metered residential rooftop and canopy |  | None | Green Power Energy | PSE&G | Accepted | 2020-09-02 | 2020-09-04 | 2021-10-30 | Solaria | PowerXT-370R-PD | Solar Panels |  | 0.37 | 27 | 309 | 15 |  | Fixed | Roof
NJSTRE1545528786 |  | Transition Incentive Program | Toms River | 8755 | 18 | 9.72 | Residential | Yes | Behind the Meter | Net-metered residential rooftop and canopy |  | None | Vision Solar LLC | JCP&L | Accepted | 2020-09-02 | 2020-09-04 | 2021-10-30 | HANWHA Q-CELLS | Q.PEAK DUO-G6+ 335 | Solar Panels |  | 0.335 | 6 | 163 | 34 |  | Fixed | Roof
NJSTRE1545528814 |  | Transition Incentive Program | Whiting | 8759 | 18 | 13.76 | Residential | No | Behind the Meter | Net-metered residential rooftop and canopy |  | None | Orbit Energy & Power, LLC | JCP&L | Accepted | 2020-09-02 | 2020-09-04 | 2021-10-30 | enphase | iq7-60-2-us | Solar Panels |  | 0.32 | 16 | 282 | 18 |  | Fixed | Roof
NJSTRE1545528838 |  | Transition Incentive Program | RED BANK | 7701 | 17 | 7.15 | Residential | Yes | Behind the Meter | Net-metered residential rooftop and canopy |  | None | Vivint Solar Developer, LLC | JCP&L | Accepted | 2020-09-08 | 2020-09-09 | 2021-10-30 | JINKO SOLAR | JKM325M-60HBL | Solar Panels |  | 0.325 | 2 | 149 | 28 |  | Fixed | Roof
NJSTRE1545528849 |  | Transition Incentive Program | Rutherford | 7070 | 7 | 6.37 | Residential | Yes | Behind the Meter | Net-metered residential rooftop and canopy |  | None | Vision Solar LLC | PSE&G | Accepted | 2020-09-02 | 2020-09-04 | 2021-10-30 | HANWHA Q-CELLS | Q.PEAK DUO-G6+ 335 | Solar Panels |  | 0.335 | 19 | 119 | 32 |  | Fixed | Roof
NJSTRE1545528854 |  | Transition Incentive Program | Paterson | 7513 | 6 | 3.74 | Residential | Yes | Behind the Meter | Net-metered residential rooftop and canopy |  | None | Trinity Solar | PSE&G | Accepted | 2020-09-02 | 2020-09-04 | 2021-10-30 | HANWHA 340 (Q.PEAK DUO BLK-G6 340) | HANWHA 340 (Q.PEAK DUO BLK-G6 340) | Solar Panels |  | 0.34 | 3 | 189 | 30 |  | Fixed | Roof
NJSTRE1545528880 |  | Transition Incentive Program | Vineland | 8361 | 20 | 10.39 | Residential | Yes | Behind the Meter | Net-metered residential rooftop and canopy |  | None | Vision Solar LLC | Vineland Muni Electric | Accepted | 2020-09-02 | 2020-09-04 | 2021-10-30 | HANWHA Q-CELLS | Q.PEAK DUO-G6+ 335 | Solar Panels |  | 0.335 | 10 | 183 | 19 |  | Fixed | Roof
NJSTRE1545528894 |  | Transition Incentive Program | Hammonton | 8037 | 19 | 7.82 | Residential | Yes | Behind the Meter | Net-metered residential rooftop and canopy |  | None | Vision Solar LLC | AC Electric | Accepted | 2020-09-02 | 2020-09-04 | 2021-10-30 | HANWHA Q-CELLS | Q.PEAK DUO-G6 340 | Solar Panels |  | 0.34 | 9 | 274 | 19 |  | Fixed | Roof
NJSTRE1545528926 |  | Transition Incentive Program | BRANCHBURG | 8876 | 5 | 2.6 | Residential | Yes | Behind the Meter | Net-metered residential rooftop and canopy |  | None | Vivint Solar Developer, LLC | JCP&L | Accepted | 2020-09-08 | 2020-09-09 | 2021-10-30 | JINKO SOLAR | JKM325M-60HBL | Solar Panels |  | 0.325 | 2 | 358 | 33 |  | Fixed | Roof
NJSTRE1545526867 |  | Transition Incentive Program | Forked River | 8731 | 18 | 10.14 | Residential | Yes | Behind the Meter | Net-metered residential rooftop and canopy |  | None | Seabright Solar | JCP&L | Accepted | 2020-09-02 | 2020-09-04 | 2021-10-30 | Sunpower | SPR-E20-327 | Solar Panels |  | 0.327 | 7 | 283 | 32 |  | Fixed | Roof
NJSTRE1545526900 |  | Transition Incentive Program | Woolwich | 8085 | 15 | 10.54 | Residential | No | Behind the Meter | Net-metered residential rooftop and canopy |  | None | NJ Solar Power, LLC | AC Electric | Accepted | 2020-09-01 | 2020-09-03 | 2021-10-30 | panasonic | VBHN340SA17 | Solar Panels |  | 0.34 | 12 | 213 | 37 |  | Fixed | Roof
NJSTRE1545527070 |  | Transition Incentive Program | Glendora | 8029 | 14 | 9.14 | Residential | No | Behind the Meter | Net-metered residential rooftop and canopy |  | None | Advanced Renewable Solutions | PSE&G | Accepted | 2020-09-01 | 2020-09-03 | 2021-10-30 | CertainTeed | CT315M11-02 | Solar Panels |  | 0.315 | 8 | 61 | 20 |  | Fixed | Roof
NJSTRE1545528744 |  | Transition Incentive Program | WILLIAMSTOWN | 8094 | 15 | 16.07 | Residential | Yes | Behind the Meter | Net-metered residential rooftop and canopy |  | None | Suntuity Solar LLC | AC Electric | Accepted | 2020-09-02 | 2020-09-04 | 2021-10-30 | Longi | LR6-60HPB-315M | Solar Panels |  | 0.315 | 12 | 75 | 33 |  | Fixed | Roof
NJSTRE1545528786 |  | Transition Incentive Program | Toms River | 8755 | 18 | 9.72 | Residential | Yes | Behind the Meter | Net-metered residential rooftop and canopy |  | None | Vision Solar LLC | JCP&L | Accepted | 2020-09-02 | 2020-09-04 | 2021-10-30 | HANWHA Q-CELLS | Q.PEAK DUO-G6+ 335 | Solar Panels |  | 0.335 | 15 | 73 | 34 |  | Fixed | Roof
NJSTRE1545528792 |  | Transition Incentive Program | Mayslanding | 8330 | 19 | 7.37 | Residential | Yes | Behind the Meter | Net-metered residential rooftop and canopy |  | None | Vision Solar LLC | AC Electric | Accepted | 2020-09-02 | 2020-09-04 | 2021-10-30 | HANWHA Q-CELLS | Q.PEAK DUO-G6+ 335 | Solar Panels |  | 0.335 | 6 | 133 | 22 |  | Fixed | Roof
NJSTRE1545528854 |  | Transition Incentive Program | Paterson | 7513 | 6 | 3.74 | Residential | Yes | Behind the Meter | Net-metered residential rooftop and canopy |  | None | Trinity Solar | PSE&G | Accepted | 2020-09-02 | 2020-09-04 | 2021-10-30 | HANWHA 340 (Q.PEAK DUO BLK-G6 340) | HANWHA 340 (Q.PEAK DUO BLK-G6 340) | Solar Panels |  | 0.34 | 8 | 99 | 45 |  | Fixed | Roof
NJSTRE1545528863 |  | Transition Incentive Program | Millville | 8332 | 20 | 8.38 | Residential | Yes | Behind the Meter | Net-metered residential rooftop and canopy |  | None | Trinity Solar | AC Electric | Accepted | 2020-09-02 | 2020-09-04 | 2021-10-30 | Hanwha | Q.PEAK DUO BLK-G6 335 | Solar Panels |  | 0.335 | 21 | 171 | 40 |  | Fixed | Roof
NJSTRE1545528864 |  | Transition Incentive Program | Neotune | 7753 | 17 | 7.15 | Residential | No | Behind the Meter | Net-metered residential rooftop and canopy |  | None | Whitman Construction, LLC | JCP&L | Accepted | 2020-09-02 | 2020-09-04 | 2021-10-30 | trina | tsm 325 DE06M | Solar Panels |  | 0.325 | 22 | 155 | 17 |  | Fixed | Roof
NJSTRE1545528880 |  | Transition Incentive Program | Vineland | 8361 | 20 | 10.39 | Residential | Yes | Behind the Meter | Net-metered residential rooftop and canopy |  | None | Vision Solar LLC | Vineland Muni Electric | Accepted | 2020-09-02 | 2020-09-04 | 2021-10-30 | HANWHA Q-CELLS | Q.PEAK DUO-G6+ 335 | Solar Panels |  | 0.335 | 7 | 273 | 18 |  | Fixed | Roof
NJSTRE1545543472 |  | Transition Incentive Program | Morganville | 7751 | 17 | 22 | Residential | No | Behind the Meter | Net-metered residential rooftop and canopy |  | None | Green Power energy | JCP&L | Accepted | 2020-09-02 | 2020-09-04 | 2021-10-30 | Axitec | AC-400MH/144S | Solar Panels |  | 0.4 | 15 | 182 | 19 |  | Fixed | Roof
NJSTRE1545543472 |  | Transition Incentive Program | Morganville | 7751 | 17 | 22 | Residential | No | Behind the Meter | Net-metered residential rooftop and canopy |  | None | Green Power energy | JCP&L | Accepted | 2020-09-02 | 2020-09-04 | 2021-10-30 | Axitec | AC-400MH/144S | Solar Panels |  | 0.4 | 6 | 182 | 19 |  | Fixed | Roof
NJSTRE1545543037 |  | Transition Incentive Program | TRENTON | 8610 | 12 | 4.55 | Residential | Yes | Behind the Meter | Net-metered residential rooftop and canopy |  | None | Vivint Solar Developer, LLC | PSE&G | Accepted | 2020-09-08 | 2020-09-09 | 2021-10-30 | JINKO SOLAR | JKM325M-60HBL | Solar Panels |  | 0.325 | 4 | 207 | 0 |  | Fixed | Roof
NJSTRE1545526922 |  | Transition Incentive Program | Matawan | 7747 | 17 | 8.97 | Residential | Yes | Behind the Meter | Net-metered residential rooftop and canopy |  | None | Sunrun Installation Services, Inc. | JCP&L | Accepted | 2020-09-01 | 2020-09-03 | 2021-10-30 | LG Electronics | LG345N1C-V5 | Solar Panels |  | 0.345 | 16 | 219 | 20 |  | Fixed | Roof
NJSTRE1545527086 |  | Transition Incentive Program | Roselle | 7203 | 10 | 3.66 | Residential | Yes | Behind the Meter | Net-metered residential rooftop and canopy |  | None | Sunrun Installation Services, Inc. | PSE&G | Accepted | 2020-09-01 | 2020-09-04 | 2021-10-30 | LONGi Green Energy Technology Co Ltd | LR6-60HPB-305M | Solar Panels |  | 0.305 | 3 | 75 | 40 |  | Fixed | Roof
NJSTRE1545528743 |  | Transition Incentive Program | HOLMDEL | 7733 | 17 | 13.55 | Residential | No | Behind the Meter | Net-metered residential rooftop and canopy |  | None | Suntuity Solar LLC | JCP&L | Accepted | 2020-09-02 | 2020-09-04 | 2021-10-30 | Longi | LR6-60HPB-315M | Solar Panels |  | 0.315 | 16 | 179 | 36 |  | Fixed | Roof
NJSTRE1545528743 |  | Transition Incentive Program | HOLMDEL | 7733 | 17 | 13.55 | Residential | No | Behind the Meter | Net-metered residential rooftop and canopy |  | None | Suntuity Solar LLC | JCP&L | Accepted | 2020-09-02 | 2020-09-04 | 2021-10-30 | Longi | LR6-60HPB-315M | Solar Panels |  | 0.315 | 12 | 268 | 37 |  | Fixed | Roof
NJSTRE1545528749 |  | Transition Incentive Program | SOMERDALE | 8083 | 14 | 5.99 | Residential | Yes | Behind the Meter | Net-metered residential rooftop and canopy |  | None | Suntuity Solar LLC | PSE&G | Accepted | 2020-09-02 | 2020-09-04 | 2021-10-30 | Longi | LR6-60HPB-315M | Solar Panels |  | 0.315 | 9 | 62 | 20 |  | Single Axis | Roof
NJSTRE1545528783 |  | Transition Incentive Program | Chatham | 7928 | 3 | 11.16 | Residential | No | Behind the Meter | Net-metered residential rooftop and canopy |  | None | Whitman Construction, LLC | JCP&L | Accepted | 2020-09-02 | 2020-09-04 | 2021-10-30 | SOLARIA POWER | XT-360R-PD | Solar Panels |  | 0.36 | 4 | 148 | 20 |  | Fixed | Roof
NJSTRE1545528783 |  | Transition Incentive Program | Chatham | 7928 | 3 | 11.16 | Residential | No | Behind the Meter | Net-metered residential rooftop and canopy |  | None | Whitman Construction, LLC | JCP&L | Accepted | 2020-09-02 | 2020-09-04 | 2021-10-30 | SOLARIA POWER | XT-360R-PD | Solar Panels |  | 0.36 | 3 | 58 | 20 |  | Fixed | Roof
NJSTRE1545528789 |  | Transition Incentive Program | Palisades Park Boro | 7650 | 7 | 7.37 | Residential | No | Behind the Meter | Net-metered residential rooftop and canopy |  | None | GreenPower Energy | PSE&G | Accepted | 2020-09-02 | 2020-09-04 | 2021-10-30 | Hanwha | Q.PEAK DUO BLK-G6 335 | Solar Panels |  | 0.335 | 15 | 215 | 17 |  | Fixed | Roof
NJSTRE1545528812 |  | Transition Incentive Program | Bridgeton | 8302 | 20 | 11.47 | Residential | No | Behind the Meter | Net-metered residential rooftop and canopy |  | None | Whitman Construction, LLC | AC Electric | Accepted | 2020-09-02 | 2020-09-04 | 2021-10-30 | solaria power | XT 370R-PD | Solar Panels |  | 0.37 | 10 | 342 | 20 |  | Fixed | Roof
NJSTRE1545528814 |  | Transition Incentive Program | Whiting | 8759 | 18 | 13.76 | Residential | No | Behind the Meter | Net-metered residential rooftop and canopy |  | None | Orbit Energy & Power, LLC | JCP&L | Accepted | 2020-09-02 | 2020-09-04 | 2021-10-30 | hanhwa qcells | qpeak 320w | Solar Panels |  | 0.32 | 6 | 282 | 20 |  | Fixed | Roof
NJSTRE1545528838 |  | Transition Incentive Program | RED BANK | 7701 | 17 | 7.15 | Residential | Yes | Behind the Meter | Net-metered residential rooftop and canopy |  | None | Vivint Solar Developer, LLC | JCP&L | Accepted | 2020-09-08 | 2020-09-09 | 2021-10-30 | JINKO SOLAR | JKM325M-60HBL | Solar Panels |  | 0.325 | 2 | 239 | 45 |  | Fixed | Roof
NJSTRE1545528847 |  | Transition Incentive Program | Mount Laurel | 8054 | 13 | 18.7 | Residential | Yes | Behind the Meter | Net-metered residential rooftop and canopy |  | None | Trinity Solar | PSE&G | Accepted | 2020-09-02 | 2020-09-04 | 2021-10-30 | Hanwha | Q.PEAK DUO BLK-G6 340 | Solar Panels |  | 0.34 | 16 | 157 | 21 |  | Fixed | Roof
NJSTRE1545528867 |  | Transition Incentive Program | Parsippany | 7054 | 3 | 6.18 | Residential | Yes | Behind the Meter | Net-metered residential rooftop and canopy |  | None | Vivint Solar Developer, LLC | JCP&L | Accepted | 2020-09-08 | 2020-09-09 | 2021-10-30 | JINKO SOLAR | JKM325M-60HBL | Solar Panels |  | 0.325 | 19 | 168 | 19 |  | Fixed | Roof
NJSTRE1545526753 |  | Transition Incentive Program | BROWNS MILLS | 8015 | 13 | 5.44 | Residential | Yes | Behind the Meter | Net-metered residential rooftop and canopy |  | None | Trinity Solar | JCP&L | Accepted | 2020-09-01 | 2020-09-03 | 2021-10-30 | HANWHA | Q.PEAK DUO BLK-G6 340 | Solar Panels |  | 0.34 | 16 | 139 | 23 |  | Fixed | Roof
NJSTRE1545526780 |  | Transition Incentive Program | TOMS RIVER | 8757 | 18 | 7.82 | Residential | Yes | Behind the Meter | Net-metered residential rooftop and canopy |  | None | Trinity Solar | JCP&L | Accepted | 2020-09-01 | 2020-09-03 | 2021-10-30 | HANWHA | Q.PEAK DUO BLK-G6 340 | Solar Panels |  | 0.34 | 23 | 102 | 18 |  | Fixed | Roof
NJSTRE1545526851 |  | Transition Incentive Program | Highlands | 7732 | 17 | 11.52 | Residential | No | Behind the Meter | Net-metered residential rooftop and canopy |  | None | Public Service Solar | JCP&L | Accepted | 2020-09-02 | 2020-09-04 | 2021-10-30 | LG | Q1K-V5 | Solar Panels |  | 0.36 | 14 | 29 | 14 |  | Fixed | Roof
NJSTRE1545526900 |  | Transition Incentive Program | Woolwich | 8085 | 15 | 10.54 | Residential | No | Behind the Meter | Net-metered residential rooftop and canopy |  | None | NJ Solar Power, LLC | AC Electric | Accepted | 2020-09-01 | 2020-09-03 | 2021-10-30 | panasonic | VBHN340SA17 | Solar Panels |  | 0.34 | 17 | 213 | 37 |  | Fixed | Roof
NJSTRE1545526912 |  | Transition Incentive Program | Randolph | 7869 | 3 | 21.08 | Residential | Yes | Behind the Meter | Net-metered residential rooftop and canopy |  | None | Tesla Energy Operations Inc. | JCP&L | Accepted | 2020-09-01 | 2020-09-04 | 2021-10-30 | Hanwha Q-CELLS | Q.Peak DUO BLK-G6+ 340 | Solar Panels |  | 0.34 | 4 | 215 | 45 |  | Fixed | Roof
NJSTRE1545527035 |  | Transition Incentive Program | Sparta | 7871 | 1 | 5.44 | Residential | Yes | Behind the Meter | Net-metered residential rooftop and canopy |  | None | Tesla Energy Operations Inc. | JCP&L | Accepted | 2020-09-01 | 2020-09-03 | 2021-10-30 | Hanwha Q-CELLS | Q.Peak DUO BLK-G6+ 340 | Solar Panels |  | 0.34 | 8 | 224 | 15 |  | Fixed | Roof
NJSTRE1545528741 |  | Transition Incentive Program | ROSELLE PARK | 7204 | 10 | 7.56 | Residential | No | Behind the Meter | Net-metered residential rooftop and canopy |  | None | Suntuity Solar LLC | PSE&G | Accepted | 2020-09-02 | 2020-09-04 | 2021-10-30 | Longi | LR6-60HPB-315M | Solar Panels |  | 0.315 | 8 | 229 | 36 |  | Fixed | Roof
NJSTRE1545528742 |  | Transition Incentive Program | Landisville | 8326 | 19 | 9.1 | Residential | Yes | Behind the Meter | Net-metered residential rooftop and canopy |  | None | Suntuity Solar LLC | AC Electric | Accepted | 2020-09-02 | 2020-09-04 | 2021-10-30 | LG Electronics | LG350N1C-V5 | Solar Panels |  | 0.35 | 3 | 64 | 16 |  | Fixed | Roof
NJSTRE1545528742 |  | Transition Incentive Program | Landisville | 8326 | 19 | 9.1 | Residential | Yes | Behind the Meter | Net-metered residential rooftop and canopy |  | None | Suntuity Solar LLC | AC Electric | Accepted | 2020-09-02 | 2020-09-04 | 2021-10-30 | LG Electronics | LG350N1C-V5 | Solar Panels |  | 0.35 | 3 | 334 | 20 |  | Fixed | Roof
NJSTRE1545528754 |  | Transition Incentive Program | MOUNT LAUREL | 8054 | 13 | 9.77 | Residential | No | Behind the Meter | Net-metered residential rooftop and canopy |  | None | Suntuity Solar LLC | PSE&G | Accepted | 2020-09-02 | 2020-09-04 | 2021-10-30 | Longi | LR6-60HPB-315M | Solar Panels |  | 0.315 | 4 | 16 | 31 |  | Fixed | Roof
NJSTRE1545528786 |  | Transition Incentive Program | Toms River | 8755 | 18 | 9.72 | Residential | Yes | Behind the Meter | Net-metered residential rooftop and canopy |  | None | Vision Solar LLC | JCP&L | Accepted | 2020-09-02 | 2020-09-04 | 2021-10-30 | HANWHA Q-CELLS | Q.PEAK DUO-G6+ 335 | Solar Panels |  | 0.335 | 8 | 253 | 34 |  | Fixed | Roof
NJSTRE1545528822 |  | Transition Incentive Program | Bordentown | 8505 | 13 | 8.84 | Residential | No | Behind the Meter | Net-metered residential rooftop and canopy |  | None | Trinity Solar | PSE&G | Accepted | 2020-09-02 | 2020-09-04 | 2021-10-30 | Hanwha | Q.PEAK DUO BLK-G6 340 | Solar Panels |  | 0.34 | 26 | 168 | 26 |  | Fixed | Roof
NJSTRE1545528839 |  | Transition Incentive Program | Paterson | 7513 | 6 | 3.74 | Residential | Yes | Behind the Meter | Net-metered residential rooftop and canopy |  | None | Trinity Solar | PSE&G | Accepted | 2020-09-02 | 2020-09-04 | 2021-10-30 | HANWHA 340 (Q.PEAK DUO BLK-G6 340) | HANWHA 340 (Q.PEAK DUO BLK-G6 340) | Solar Panels |  | 0.34 | 3 | 189 | 30 |  | Fixed | Roof
NJSTRE1545528838 |  | Transition Incentive Program | RED BANK | 7701 | 17 | 7.15 | Residential | Yes | Behind the Meter | Net-metered residential rooftop and canopy |  | None | Vivint Solar Developer, LLC | JCP&L | Accepted | 2020-09-08 | 2020-09-09 | 2021-10-30 | JINKO SOLAR | JKM325M-60HBL | Solar Panels |  | 0.325 | 12 | 329 | 28 |  | Fixed | Roof
NJSTRE1545528842 |  | Transition Incentive Program | Brick | 8723 | 18 | 12.73 | Residential | No | Behind the Meter | Net-metered residential rooftop and canopy |  | None | Vantage Home Solar LLC | JCP&L | Accepted | 2020-09-18 | 2020-09-23 | 2021-10-30 | SunPower | SPR-X21-335-BLK-E-AC | Solar Panels |  | 0.335 | 17 | 206 | 40 |  | Fixed | Roof
NJSTRE1545528880 |  | Transition Incentive Program | Vineland | 8361 | 20 | 10.39 | Residential | Yes | Behind the Meter | Net-metered residential rooftop and canopy |  | None | Vision Solar LLC | Vineland Muni Electric | Accepted | 2020-09-02 | 2020-09-04 | 2021-10-30 | HANWHA Q-CELLS | Q.PEAK DUO-G6+ 335 | Solar Panels |  | 0.335 | 7 | 93 | 19 |  | Fixed | Roof
NJSTRE1545528894 |  | Transition Incentive Program | Hammonton | 8037 | 19 | 7.82 | Residential | Yes | Behind the Meter | Net-metered residential rooftop and canopy |  | None | Vision Solar LLC | AC Electric | Accepted | 2020-09-02 | 2020-09-04 | 2021-10-30 | HANWHA Q-CELLS | Q.PEAK DUO-G6 340 | Solar Panels |  | 0.34 | 7 | 94 | 19 |  | Fixed | Roof
NJSTRE1545536636 |  | Transition Incentive Program | Moonachie | 7074 | 7 | 3.25 | Residential | Yes | Behind the Meter | Net-metered residential rooftop and canopy |  | None | Vivint Solar Developer, LLC | PSE&G | Accepted | 2020-09-08 | 2020-09-09 | 2021-10-30 | JINKO SOLAR | JKM325M-60HBL | Solar Panels |  | 0.325 | 10 | 267 | 5 |  | Fixed | Roof
NJSTRE1545532695 |  | Transition Incentive Program | Totowa | 7512 | 6 | 271.35 | Commercial | No | Behind the Meter | Net-metered non-residential rooftop and canopy |  | None | IPPsolar Integration LLC | PSE&G | Accepted | 2020-09-03 | 2020-09-04 | 2021-10-30 | Trina | TSM-PE14A - 335W | Solar Panels |  | 0.335 | 810 | 173.99 | 5 |  | Fixed | Roof
NJSTRE1545544143 |  | Transition Incentive Program | Teaneck | 7666 | 7 | 7.48 | Residential | Yes | Behind the Meter | Net-metered residential rooftop and canopy |  | None | Vivint Solar Developer, LLC | PSE&G | Accepted | 2020-09-08 | 2020-09-09 | 2021-10-30 | JINKO SOLAR | JKM325M-60HBL | Solar Panels |  | 0.325 | 5 | 206 | 35 |  | Fixed | Roof
NJSTRE1545544149 |  | Transition Incentive Program | Pleasantville | 8232 | 19 | 2.72 | Residential | No | Behind the Meter | Net-metered residential rooftop and canopy |  | None | Castle Energy, LLC | AC Electric | Accepted | 2020-09-02 | 2020-09-04 | 2021-10-30 | Hanwha Q-Cells | Q.Peak DUO BLK-G6 340 | Solar Panels |  | 0.34 | 8 | 119 | 20 |  | Fixed | Roof
NJSTRE1545544241 |  | Transition Incentive Program | Willingboro | 8046 | 13 | 8.05 | Residential | Yes | Behind the Meter | Net-metered residential rooftop and canopy |  | None | Pro Custom Solar dba Momentum Solar | PSE&G | Accepted | 2020-09-02 | 2020-09-08 | 2021-10-30 | LG ELECTRONICS | LG 350N1C-V5 | Solar Panels |  | 0.35 | 9 | 45 | 24 |  | Fixed | Roof
NJSTRE1545544273 |  | Transition Incentive Program | West Orange TWP | 7052 | 9 | 13.6 | Residential | No | Behind the Meter | Net-metered residential rooftop and canopy |  | None | Tesla Energy Operations Inc. | PSE&G | Accepted | 2020-09-02 | 2020-09-08 | 2021-10-30 | Hanwha Q-CELLS | Q.Peak DUO BLK-G6+ 340 | Solar Panels |  | 0.34 | 20 | 210 | 36 |  | Fixed | Roof
NJSTRE1545544124 |  | Transition Incentive Program | Trenton | 8609 | 12 | 155.63 | Commercial | Yes | Behind the Meter | Net-metered non-residential rooftop and canopy |  | None | Geoscape Solar | PSE&G | Accepted | 2020-09-02 | 2020-09-08 | 2021-10-30 | Hyundai | HiA-S395HI | Solar Panels |  | 0.395 | 14 | 202 | 26 |  | Fixed | Roof
NJSTRE1545544315 |  | Transition Incentive Program | Howell | 7731 | 17 | 14.63 | Residential | No | Behind the Meter | Net-metered residential rooftop and canopy |  | None | Kopp Electric Company | JCP&L | Accepted | 2020-09-02 | 2020-09-08 | 2021-10-30 | CertainTeed | CT325HC11-04 | Solar Panels |  | 0.325 | 22 | 280 | 20 |  | Fixed | Roof
NJSTRE1545544221 |  | Transition Incentive Program | Colonia | 7067 | 10 | 7.26 | Residential | No | Behind the Meter | Net-metered residential rooftop and canopy |  | None | Posigen NJ LLC | PSE&G | Accepted | 2020-09-02 | 2020-09-08 | 2021-10-30 | Silfab | SIL330HL | Solar Panels |  | 0.33 | 22 | 262 | 26 |  | Fixed | Roof
NJSTRE1545544240 |  | Transition Incentive Program | Pennsauken | 8109 | 14 | 7.04 | Residential | Yes | Behind the Meter | Net-metered residential rooftop and canopy |  | None | Posigen NJ LLC | PSE&G | Accepted | 2020-09-02 | 2020-09-04 | 2021-10-30 | Silfab | SLA320BL | Solar Panels |  | 0.32 | 22 | 305215 | 17 |  | Fixed | Roof
NJSTRE1545544260 |  | Transition Incentive Program | WOOLWICH | 8085 | 15 | 15.3 | Residential | Yes | Behind the Meter | Net-metered residential rooftop and canopy |  | None | Trinity Solar | AC Electric | Accepted | 2020-09-02 | 2020-09-04 | 2021-10-30 | HANWHA | Q.PEAK DUO BLK-G6 340 | Solar Panels |  | 0.34 | 14 | 291 | 37 |  | Fixed | Roof
NJSTRE1545544273 |  | Transition Incentive Program | West Orange TWP | 7052 | 9 | 13.6 | Residential | No | Behind the Meter | Net-metered residential rooftop and canopy |  | None | Tesla Energy Operations Inc. | PSE&G | Accepted | 2020-09-02 | 2020-09-08 | 2021-10-30 | Hanwha Q-CELLS | Q.Peak DUO BLK-G6+ 340 | Solar Panels |  | 0.34 | 14 | 300 | 36 |  | Fixed | Roof
NJSTRE1545544275 |  | Transition Incentive Program | Vineland | 8360 | 20 | 5.56 | Residential | Yes | Behind the Meter | Net-metered residential rooftop and canopy |  | None | Castle Energy, LLC | Vineland Muni Electric | Accepted | 2020-09-02 | 2020-09-04 | 2021-10-30 | SunPower | SPR-E20-327-E-AC | Solar Panels |  | 0.327 | 17 | 182 | 19 |  | Fixed | Roof
NJSTRE1545544301 |  | Transition Incentive Program | PARLIN | 8859 | 11 | 9.18 | Residential | Yes | Behind the Meter | Net-metered residential rooftop and canopy |  | None | Trinity Solar | JCP&L | Accepted | 2020-09-02 | 2020-09-08 | 2021-10-30 | HANWHA | Q.PEAK DUO BLK-G6 340 | Solar Panels |  | 0.34 | 7 | 320 | 23 |  | Fixed | Roof
NJSTRE1545544315 |  | Transition Incentive Program | Howell | 7731 | 17 | 14.63 | Residential | No | Behind the Meter | Net-metered residential rooftop and canopy |  | None | Kopp Electric Company | JCP&L | Accepted | 2020-09-02 | 2020-09-08 | 2021-10-30 | CertainTeed | CT325HC11-04 | Solar Panels |  | 0.325 | 19 | 100 | 20 |  | Fixed | Roof
NJSTRE1545544330 |  | Transition Incentive Program | WEST ORANGE | 7052 | 9 | 6.5 | Residential | Yes | Behind the Meter | Net-metered residential rooftop and canopy |  | None | Vivint Solar Developer, LLC | PSE&G | Accepted | 2020-09-09 | 2020-09-10 | 2021-10-30 | JINKO SOLAR | JKM325M-60HBL | Solar Panels |  | 0.325 | 12 | 129 | 26 |  | Fixed | Roof
NJSTRE1545545162 |  | Transition Incentive Program | Glassboro | 8028 | 15 | 6.18 | Residential | Yes | Behind the Meter | Net-metered residential rooftop and canopy |  | None | Vivint Solar Developer, LLC | AC Electric | Accepted | 2020-09-10 | 2020-09-10 | 2021-10-30 | JINKO SOLAR | JKM325M-60HBL | Solar Panels |  | 0.325 | 9 | 353 | 26 |  | Fixed | Roof
NJSTRE1545545207 |  | Transition Incentive Program | PLAINFIELD | 7060 | 10 | 9.75 | Residential | Yes | Behind the Meter | Net-metered residential rooftop and canopy |  | None | Vivint Solar Developer, LLC | PSE&G | Accepted | 2020-09-10 | 2020-09-11 | 2021-10-30 | JINKO SOLAR | JKM325M-60HBL | Solar Panels |  | 0.325 | 13 | 162 | 34 |  | Fixed | Roof
NJSTRE1545545250 |  | Transition Incentive Program | Morristown | 7960 | 3 | 15.84 | Residential | No | Behind the Meter | Net-metered residential rooftop and canopy |  | None | Public Service Solar | JCP&L | Accepted | 2020-09-02 | 2020-09-04 | 2021-10-30 | LG | Q1K-V5 | Solar Panels |  | 0.36 | 15 | 167 | 39 |  | Fixed | Roof
NJSTRE1545545272 |  | Transition Incentive Program | Elizabeth | 7202 | 10 | 11.55 | Residential | Yes | Behind the Meter | Net-metered residential rooftop and canopy |  | None | Pro Custom Solar dba Momentum Solar | PSE&G | Final As-Built Received | 2020-09-02 | 2020-09-04 | 2021-10-30 | LG ELECTRONICS | LG 350N1C-V5 | Solar Panels |  | 0.35 | 9 | 313 | 45 |  | Fixed | Roof
NJSTRE1545545296 |  | Transition Incentive Program | Newport | 8345 | 20 | 6.03 | Residential | No | Behind the Meter | Net-metered residential ground mount |  | None | Ad Energy | AC Electric | Accepted | 2020-09-02 | 2020-09-04 | 2021-10-30 | SunPower | SPR-X21-335-BLK-E-AC | Solar Panels |  | 0.335 | 18 | 180 | 25 |  | Fixed | Ground
NJSTRE1545528801 |  | Transition Incentive Program | Matawan | 8857 | 11 | 8.38 | Residential | Yes | Behind the Meter | Net-metered residential rooftop and canopy |  | None | Vision Solar LLC | JCP&L | Accepted | 2020-09-02 | 2020-09-08 | 2021-10-30 | HANWHA Q-CELLS | Q.PEAK DUO-G6+ 335 | Solar Panels |  | 0.335 | 14 | 171 | 31 |  | Fixed | Roof
NJSTRE1545528834 |  | Transition Incentive Program | Sicklerville | 8081 | 14 | 12.24 | Residential | No | Behind the Meter | Net-metered residential rooftop and canopy |  | None | Trinity Solar | AC Electric | Accepted | 2020-09-02 | 2020-09-04 | 2021-10-30 | Hanwha | Q.PEAK DUO BLK-G6 340 | Solar Panels |  | 0.34 | 4 | 137 | 34 |  | Fixed | Roof
NJSTRE1545528838 |  | Transition Incentive Program | RED BANK | 7701 | 17 | 7.15 | Residential | Yes | Behind the Meter | Net-metered residential rooftop and canopy |  | None | Vivint Solar Developer, LLC | JCP&L | Accepted | 2020-09-08 | 2020-09-09 | 2021-10-30 | JINKO SOLAR | JKM325M-60HBL | Solar Panels |  | 0.325 | 6 | 59 | 45 |  | Fixed | Roof
NJSTRE1545528847 |  | Transition Incentive Program | Mount Laurel | 8054 | 13 | 18.7 | Residential | Yes | Behind the Meter | Net-metered residential rooftop and canopy |  | None | Trinity Solar | PSE&G | Accepted | 2020-09-02 | 2020-09-04 | 2021-10-30 | Hanwha | Q.PEAK DUO BLK-G6 340 | Solar Panels |  | 0.34 | 39 | 247 | 21 |  | Fixed | Roof
NJSTRE1545528842 |  | Transition Incentive Program | Brick | 8723 | 18 | 12.73 | Residential | No | Behind the Meter | Net-metered residential rooftop and canopy |  | None | Vantage Home Solar LLC | JCP&L | Accepted | 2020-09-18 | 2020-09-23 | 2021-10-30 | SunPower | SPR-X21-335-BLK-E-AC | Solar Panels |  | 0.335 | 21 | 116 | 37 |  | Fixed | Roof
NJSTRE1545528888 |  | Transition Incentive Program | EGG HARBOR TOWNSHIP | 8234 | 19 | 5.2 | Residential | Yes | Behind the Meter | Net-metered residential rooftop and canopy |  | None | Vivint Solar Developer, LLC | AC Electric | Accepted | 2020-09-08 | 2020-09-15 | 2021-10-30 | JINKO SOLAR | JKM325M-60HBL | Solar Panels |  | 0.325 | 10 | 80 | 20 |  | Fixed | Roof
NJSTRE1545528927 |  | Transition Incentive Program | Mays Landing | 8330 | 19 | 7.14 | Residential | Yes | Behind the Meter | Net-metered residential rooftop and canopy |  | None | Trinity Solar | AC Electric | Accepted | 2020-09-02 | 2020-09-04 | 2021-10-30 | HANWHA 340 (Q.PEAK DUO BLK-G6 340) | HANWHA 340 (Q.PEAK DUO BLK-G6 340) | Solar Panels |  | 0.34 | 14 | 258 | 27 |  | Fixed | Roof
NJSTRE1545544241 |  | Transition Incentive Program | Willingboro | 8046 | 13 | 8.05 | Residential | Yes | Behind the Meter | Net-metered residential rooftop and canopy |  | None | Pro Custom Solar dba Momentum Solar | PSE&G | Accepted | 2020-09-02 | 2020-09-08 | 2021-10-30 | LG ELECTRONICS | LG 350N1C-V5 | Solar Panels |  | 0.35 | 14 | 225 | 25 |  | Fixed | Roof
NJSTRE1545544256 |  | Transition Incentive Program | FORKED RIVER | 8731 | 18 | 4.23 | Residential | Yes | Behind the Meter | Net-metered residential rooftop and canopy |  | None | Vivint Solar Developer, LLC | JCP&L | Accepted | 2020-09-09 | 2020-09-10 | 2021-10-30 | JINKO SOLAR | JKM325M-60HBL | Solar Panels |  | 0.325 | 13 | 255 | 24 |  | Fixed | Roof
NJSTRE1545544124 |  | Transition Incentive Program | Trenton | 8609 | 12 | 155.63 | Commercial | Yes | Behind the Meter | Net-metered non-residential rooftop and canopy |  | None | Geoscape Solar | PSE&G | Accepted | 2020-09-02 | 2020-09-08 | 2021-10-30 | Hyundai | HiA-S395HI | Solar Panels |  | 0.395 | 20 | 202 | 26 |  | Fixed | Roof
NJSTRE1545544324 |  | Transition Incentive Program | Plainfield | 7060 | 10 | 3.9 | Residential | Yes | Behind the Meter | Net-metered residential rooftop and canopy |  | None | Vivint Solar Developer, LLC | PSE&G | Accepted | 2020-09-09 | 2020-09-11 | 2021-10-30 | JINKO SOLAR | JKM325M-60HBL | Solar Panels |  | 0.325 | 12 | 161 | 36 |  | Fixed | Roof
NJSTRE1545544329 |  | Transition Incentive Program | AUDUBON | 8106 | 14 | 7.48 | Residential | Yes | Behind the Meter | Net-metered residential rooftop and canopy |  | None | Trinity Solar | PSE&G | Accepted | 2020-09-02 | 2020-09-04 | 2021-10-30 | HANWHA | Q.PEAK DUO BLK-G6 340) | Solar Panels |  | 0.34 | 6 | 230 | 12 |  | Fixed | Roof
NJSTRE1545545168 |  | Transition Incentive Program | Port Norris | 8349 | 20 | 15.18 | Residential | Yes | Behind the Meter | Net-metered residential rooftop and canopy |  | None | Pro Custom Solar dba Momentum Solar | AC Electric | Final As-Built Received | 2020-09-02 | 2020-09-18 | 2021-10-30 | LG ELECTRONICS | LG 345N1C-V5 | Solar Panels |  | 0.345 | 23 | 219 | 30 |  | Fixed | Roof
NJSTRE1545528954 |  | Transition Incentive Program | Hamilton | 8610 | 12 | 6.65 | Residential | Yes | Behind the Meter | Net-metered residential rooftop and canopy |  | None | Pro Custom Solar dba Momentum Solar | PSE&G | Accepted | 2020-09-02 | 2020-09-04 | 2021-10-30 | LG ELECTRONICS | LG 350N1C-V5 | Solar Panels |  | 0.35 | 11 | 113 | 9 |  | Fixed | Roof
NJSTRE1545530794 |  | Transition Incentive Program | Carteret | 7008 | 11 | 8.05 | Residential | Yes | Behind the Meter | Net-metered residential rooftop and canopy |  | None | Pro Custom Solar dba Momentum Solar | PSE&G | Accepted | 2020-09-02 | 2020-09-04 | 2021-10-30 | LG ELECTRONICS | LG 350N1C-V5 | Solar Panels |  | 0.35 | 6 | 79 | 16 |  | Fixed | Roof
NJSTRE1545530907 |  | Transition Incentive Program | whitesboro | 8252 | 21 | 8.96 | Residential | No | Behind the Meter | Net-metered residential rooftop and canopy |  | None | Orbit Energy & Power, LLC | AC Electric | Accepted | 2020-09-24 | 2020-09-24 | 2021-10-30 | hanwha qcells | qpeak 320w | Solar Panels |  | 0.32 | 19 | 119 | 20 |  | Fixed | Roof
NJSTRE1545544189 |  | Transition Incentive Program | Pennsauken | 8110 | 14 | 3.96 | Residential | No | Behind the Meter | Net-metered residential rooftop and canopy |  | None | Posigen NJ LLC | PSE&G | Accepted | 2020-09-02 | 2020-09-04 | 2021-10-30 | Silfab | SLA330HL | Solar Panels |  | 0.33 | 12 | 217 | 20 |  | Fixed | Roof
NJSTRE1545544171 |  | Transition Incentive Program | WEST DEPTFORD | 8096 | 15 | 9.43 | Residential | Yes | Behind the Meter | Net-metered residential rooftop and canopy |  | None | Vivint Solar Developer, LLC | PSE&G | Accepted | 2020-09-09 | 2020-09-09 | 2021-10-30 | JINKO SOLAR | JKM325M-60HBL | Solar Panels |  | 0.325 | 5 | 13 | 18 |  | Fixed | Roof
NJSTRE1545544213 |  | Transition Incentive Program | South Plainfield | 7080 | 11 | 8.05 | Residential | Yes | Behind the Meter | Net-metered residential rooftop and canopy |  | None | Pro Custom Solar dba Momentum Solar | PSE&G | Accepted | 2020-09-02 | 2020-09-04 | 2021-10-30 | LG ELECTRONICS | LG 350N1C-V5 | Solar Panels |  | 0.35 | 8 | 340 | 15 |  | Fixed | Roof
NJSTRE1545544213 |  | Transition Incentive Program | South Plainfield | 7080 | 11 | 8.05 | Residential | Yes | Behind the Meter | Net-metered residential rooftop and canopy |  | None | Pro Custom Solar dba Momentum Solar | PSE&G | Accepted | 2020-09-02 | 2020-09-04 | 2021-10-30 | LG ELECTRONICS | LG 350N1C-V5 | Solar Panels |  | 0.35 | 15 | 160 | 15 |  | Fixed | Roof
NJSTRE1545544265 |  | Transition Incentive Program | Jersey City | 7305 | 8 | 5.25 | Residential | Yes | Behind the Meter | Net-metered residential rooftop and canopy |  | None | Pro Custom Solar dba Momentum Solar | PSE&G | Final As-Built Received | 2020-09-02 | 2020-09-14 | 2021-10-30 | LG ELECTRONICS | LG 350N1C-V5 | Solar Panels |  | 0.35 | 15 | 130 | 33 |  | Fixed | Roof
NJSTRE1545544330 |  | Transition Incentive Program | WEST ORANGE | 7052 | 9 | 6.5 | Residential | Yes | Behind the Meter | Net-metered residential rooftop and canopy |  | None | Vivint Solar Developer, LLC | PSE&G | Accepted | 2020-09-09 | 2020-09-10 | 2021-10-30 | JINKO SOLAR | JKM325M-60HBL | Solar Panels |  | 0.325 | 8 | 309 | 26 |  | Fixed | Roof
NJSTRE1545545207 |  | Transition Incentive Program | PLAINFIELD | 7060 | 10 | 9.75 | Residential | Yes | Behind the Meter | Net-metered residential rooftop and canopy |  | None | Vivint Solar Developer, LLC | PSE&G | Accepted | 2020-09-10 | 2020-09-11 | 2021-10-30 | JINKO SOLAR | JKM325M-60HBL | Solar Panels |  | 0.325 | 14 | 342 | 34 |  | Fixed | Roof
NJSTRE1545545252 |  | Transition Incentive Program | WAYNE | 7470 | 6 | 6.08 | Residential | No | Behind the Meter | Net-metered residential rooftop and canopy |  | None | Vivint Solar Developer, LLC | PSE&G | Accepted | 2020-09-07 | 2020-09-08 | 2021-10-30 | Hanwha Solar | Q.PEAK DUO BLK-G5 320w | Solar Panels |  | 0.32 | 2 | 303 | 44 |  | Fixed | Roof
NJSTRE1545545277 |  | Transition Incentive Program | Brick | 8724 | 18 | 22.94 | Residential | Yes | Behind the Meter | Net-metered residential rooftop and canopy |  | None | Bright Planet Solar | JCP&L | Accepted | 2020-09-02 | 2020-09-04 | 2021-10-30 | LONGI | LR6-60HPB-310M | Solar Panels |  | 0.31 | 42 | 154 | 33 |  | Fixed | Roof
NJSTRE1545545299 |  | Transition Incentive Program | MAGNOLIA | 8049 | 14 | 6.83 | Residential | Yes | Behind the Meter | Net-metered residential rooftop and canopy |  | None | Vivint Solar Developer, LLC | PSE&G | Accepted | 2020-09-10 | 2020-09-10 | 2021-10-30 | JINKO SOLAR | JKM325M-60HBL | Solar Panels |  | 0.325 | 7 | 173 | 30 |  | Fixed | Roof
NJSTRE1545545319 |  | Transition Incentive Program | Linden | 7036 | 10 | 6.3 | Residential | Yes | Behind the Meter | Net-metered residential rooftop and canopy |  | None | Pro Custom Solar dba Momentum Solar | PSE&G | Accepted | 2020-09-02 | 2020-09-08 | 2021-10-30 | LG ELECTRONICS | LG 350N1C-V5 | Solar Panels |  | 0.35 | 10 | 228 | 20 |  | Fixed | Roof
NJSTRE1545545332 |  | Transition Incentive Program | NORTH BRUNSWICK | 8902 | 11 | 10.73 | Residential | Yes | Behind the Meter | Net-metered residential rooftop and canopy |  | None | Vivint Solar Developer, LLC | PSE&G | Accepted | 2020-09-10 | 2020-09-14 | 2021-10-30 | JINKO SOLAR | JKM325M-60HBL | Solar Panels |  | 0.325 | 19 | 308 | 10 |  | Fixed | Roof
NJSTRE1545545557 |  | Transition Incentive Program | Edison TWP | 8837 | 11 | 5.78 | Residential | Yes | Behind the Meter | Net-metered residential rooftop and canopy |  | None | Tesla Energy Operations Inc. | PSE&G | Accepted | 2020-09-02 | 2020-09-08 | 2021-10-30 | Hanwha Q-CELLS | Q.Peak DUO BLK-G6+ 340 | Solar Panels |  | 0.34 | 17 | 197 | 27 |  | Fixed | Roof
NJSTRE1545545602 |  | Transition Incentive Program | Montgomery TWP | 8502 | 5 | 11.22 | Residential | No | Behind the Meter | Net-metered residential rooftop and canopy |  | None | Tesla Energy Operations Inc. | PSE&G | Accepted | 2020-09-02 | 2020-09-08 | 2021-10-30 | Hanwha Q-Cells | Q.Peak DUO BLK-G6+/SC340 | Solar Panels |  | 0.34 | 16 | 214 | 30 |  | Fixed | Roof
NJSTRE1545547117 |  | Transition Incentive Program | SOUTH PLAINFIELD | 7080 | 11 | 7.56 | Residential | No | Behind the Meter | Net-metered residential rooftop and canopy |  | None | Suntuity Solar LLC | PSE&G | Accepted | 2020-09-07 | 2020-09-08 | 2021-10-30 | Longi | LR6-60HPB-315M | Solar Panels |  | 0.315 | 9 | 342 | 25 |  | Fixed | Roof
NJSTRE1545547120 |  | Transition Incentive Program | OAKLYN | 8107 | 14 | 5.67 | Residential | Yes | Behind the Meter | Net-metered residential rooftop and canopy |  | None | Suntuity Solar LLC | PSE&G | Accepted | 2020-09-03 | 2020-09-09 | 2021-10-30 | Longi | LR6-60HPB-315M | Solar Panels |  | 0.315 | 13 | 39 | 15 |  | Fixed | Roof
NJSTRE1545547131 |  | Transition Incentive Program | Hillsborough Township | 8844 | 5 | 10.08 | Residential | Yes | Behind the Meter | Net-metered residential rooftop and canopy |  | None | Suntuity Solar LLC | PSE&G | Accepted | 2020-09-03 | 2020-09-08 | 2021-10-30 | Longi | LR6-60HPB-315M | Solar Panels |  | 0.315 | 8 | 259 | 25 |  | Fixed | Roof
NJSTRE1545547133 |  | Transition Incentive Program | Teaneck | 7666 | 7 | 5.36 | Residential | Yes | Behind the Meter | Net-metered residential rooftop and canopy |  | None | Suntuity Solar LLC | PSE&G | Accepted | 2020-09-03 | 2020-09-08 | 2021-10-30 | Longi | LR6-60HPB-315M | Solar Panels |  | 0.315 | 7 | 204 | 35 |  | Fixed | Roof
NJSTRE1545547150 |  | Transition Incentive Program | Marlton | 8053 | 13 | 11.39 | Residential | No | Behind the Meter | Net-metered residential rooftop and canopy |  | None | Vision Solar LLC | AC Electric | Accepted | 2020-09-03 | 2020-09-08 | 2021-10-30 | HANWHA Q-CELLS | Q.PEAK DUO-G6+ 335 | Solar Panels |  | 0.335 | 9 | 150 | 18 |  | Fixed | Roof
NJSTRE1545547157 |  | Transition Incentive Program | MARLBORO | 7746 | 17 | 13.74 | Residential | No | Behind the Meter | Net-metered residential rooftop and canopy |  | None | Vision Solar LLC | JCP&L | Accepted | 2020-09-03 | 2020-09-08 | 2021-10-30 | HANWHA Q-CELLS | Q.PEAK DUO-G6+ 335 | Solar Panels |  | 0.335 | 11 | 140 | 33 |  | Fixed | Roof
NJSTRE1545547205 |  | Transition Incentive Program | Sewell | 8080 | 15 | 13.26 | Residential | No | Behind the Meter | Net-metered residential rooftop and canopy |  | None | Impact Solar LLC | AC Electric | Accepted | 2020-09-03 | 2020-09-08 | 2021-10-30 | hanwha | Q.PEAKDUO-G5340 | Solar Panels |  | 0.34 | 6 | 34 | 19 |  | Fixed | Roof
NJSTRE1545528927 |  | Transition Incentive Program | Mays Landing | 8330 | 19 | 7.14 | Residential | Yes | Behind the Meter | Net-metered residential rooftop and canopy |  | None | Trinity Solar | AC Electric | Accepted | 2020-09-02 | 2020-09-04 | 2021-10-30 | HANWHA 340 (Q.PEAK DUO BLK-G6 340) | HANWHA 340 (Q.PEAK DUO BLK-G6 340) | Solar Panels |  | 0.34 | 7 | 78 | 27 |  | Fixed | Roof
NJSTRE1545528926 |  | Transition Incentive Program | BRANCHBURG | 8876 | 5 | 2.6 | Residential | Yes | Behind the Meter | Net-metered residential rooftop and canopy |  | None | Vivint Solar Developer, LLC | JCP&L | Accepted | 2020-09-08 | 2020-09-09 | 2021-10-30 | JINKO SOLAR | JKM325M-60HBL | Solar Panels |  | 0.325 | 6 | 268 | 34 |  | Fixed | Roof
NJSTRE1545530794 |  | Transition Incentive Program | Carteret | 7008 | 11 | 8.05 | Residential | Yes | Behind the Meter | Net-metered residential rooftop and canopy |  | None | Pro Custom Solar dba Momentum Solar | PSE&G | Accepted | 2020-09-02 | 2020-09-04 | 2021-10-30 | LG ELECTRONICS | LG 350N1C-V5 | Solar Panels |  | 0.35 | 17 | 259 | 16 |  | Fixed | Roof
NJSTRE1545543472 |  | Transition Incentive Program | Morganville | 7751 | 17 | 22 | Residential | No | Behind the Meter | Net-metered residential rooftop and canopy |  | None | Green Power energy | JCP&L | Accepted | 2020-09-02 | 2020-09-04 | 2021-10-30 | Axitec | AC-400MH/144S | Solar Panels |  | 0.4 | 16 | 182 | 19 |  | Fixed | Roof
NJSTRE1545544170 |  | Transition Incentive Program | Brigantine | 8702 |  | 9.6 | Residential | Yes | Behind the Meter | Net-metered residential rooftop and canopy |  | None | Posigen NJ LLC | AC Electric | Accepted | 2020-09-02 | 2020-09-04 | 2021-10-30 | Silfab | SLA320BL | Solar Panels |  | 0.32 | 30 | 135 | 31 |  | Fixed | Roof
NJSTRE1545544171 |  | Transition Incentive Program | WEST DEPTFORD | 8096 | 15 | 9.43 | Residential | Yes | Behind the Meter | Net-metered residential rooftop and canopy |  | None | Vivint Solar Developer, LLC | PSE&G | Accepted | 2020-09-09 | 2020-09-09 | 2021-10-30 | JINKO SOLAR | JKM325M-60HBL | Solar Panels |  | 0.325 | 20 | 103 | 18 |  | Fixed | Roof
NJSTRE1545544229 |  | Transition Incentive Program | FAIR LAWN | 7410 | 7 | 3.58 | Residential | Yes | Behind the Meter | Net-metered residential rooftop and canopy |  | None | Vivint Solar Developer, LLC | PSE&G | Accepted | 2020-09-09 | 2020-09-10 | 2021-10-30 | JINKO SOLAR | JKM325M-60HBL | Solar Panels |  | 0.325 | 5 | 249 | 24 |  | Fixed | Roof
NJSTRE1545544229 |  | Transition Incentive Program | FAIR LAWN | 7410 | 7 | 3.58 | Residential | Yes | Behind the Meter | Net-metered residential rooftop and canopy |  | None | Vivint Solar Developer, LLC | PSE&G | Accepted | 2020-09-09 | 2020-09-10 | 2021-10-30 | JINKO SOLAR | JKM325M-60HBL | Solar Panels |  | 0.325 | 6 | 69 | 24 |  | Fixed | Roof
NJSTRE1545544260 |  | Transition Incentive Program | WOOLWICH | 8085 | 15 | 15.3 | Residential | Yes | Behind the Meter | Net-metered residential rooftop and canopy |  | None | Trinity Solar | AC Electric | Accepted | 2020-09-02 | 2020-09-04 | 2021-10-30 | HANWHA | Q.PEAK DUO BLK-G6 340 | Solar Panels |  | 0.34 | 9 | 201 | 45 |  | Fixed | Roof
NJSTRE1545544260 |  | Transition Incentive Program | WOOLWICH | 8085 | 15 | 15.3 | Residential | Yes | Behind the Meter | Net-metered residential rooftop and canopy |  | None | Trinity Solar | AC Electric | Accepted | 2020-09-02 | 2020-09-04 | 2021-10-30 | HANWHA | Q.PEAK DUO BLK-G6 340 | Solar Panels |  | 0.34 | 8 | 111 | 37 |  | Fixed | Roof
NJSTRE1545544301 |  | Transition Incentive Program | PARLIN | 8859 | 11 | 9.18 | Residential | Yes | Behind the Meter | Net-metered residential rooftop and canopy |  | None | Trinity Solar | JCP&L | Accepted | 2020-09-02 | 2020-09-08 | 2021-10-30 | HANWHA | Q.PEAK DUO BLK-G6 340 | Solar Panels |  | 0.34 | 13 | 140 | 22 |  | Fixed | Roof
NJSTRE1545545272 |  | Transition Incentive Program | Elizabeth | 7202 | 10 | 11.55 | Residential | Yes | Behind the Meter | Net-metered residential rooftop and canopy |  | None | Pro Custom Solar dba Momentum Solar | PSE&G | Final As-Built Received | 2020-09-02 | 2020-09-04 | 2021-10-30 | LG ELECTRONICS | LG 350N1C-V5 | Solar Panels |  | 0.35 | 6 | 132 | 21 |  | Fixed | Roof
NJSTRE1545545299 |  | Transition Incentive Program | MAGNOLIA | 8049 | 14 | 6.83 | Residential | Yes | Behind the Meter | Net-metered residential rooftop and canopy |  | None | Vivint Solar Developer, LLC | PSE&G | Accepted | 2020-09-10 | 2020-09-10 | 2021-10-30 | JINKO SOLAR | JKM325M-60HBL | Solar Panels |  | 0.325 | 14 | 353 | 30 |  | Fixed | Roof
NJSTRE1545544143 |  | Transition Incentive Program | Teaneck | 7666 | 7 | 7.48 | Residential | Yes | Behind the Meter | Net-metered residential rooftop and canopy |  | None | Vivint Solar Developer, LLC | PSE&G | Accepted | 2020-09-08 | 2020-09-09 | 2021-10-30 | JINKO SOLAR | JKM325M-60HBL | Solar Panels |  | 0.325 | 9 | 26 | 35 |  | Fixed | Roof
NJSTRE1545544273 |  | Transition Incentive Program | West Orange TWP | 7052 | 9 | 13.6 | Residential | No | Behind the Meter | Net-metered residential rooftop and canopy |  | None | Tesla Energy Operations Inc. | PSE&G | Accepted | 2020-09-02 | 2020-09-08 | 2021-10-30 | Hanwha Q-CELLS | Q.Peak DUO BLK-G6+ 340 | Solar Panels |  | 0.34 | 6 | 120 | 36 |  | Fixed | Roof
NJSTRE1545544124 |  | Transition Incentive Program | Trenton | 8609 | 12 | 155.63 | Commercial | Yes | Behind the Meter | Net-metered non-residential rooftop and canopy |  | None | Geoscape Solar | PSE&G | Accepted | 2020-09-02 | 2020-09-08 | 2021-10-30 | Hyundai | HiA-S395HI | Solar Panels |  | 0.395 | 26 | 202 | 26 |  | Fixed | Roof
NJSTRE1545544124 |  | Transition Incentive Program | Trenton | 8609 | 12 | 155.63 | Commercial | Yes | Behind the Meter | Net-metered non-residential rooftop and canopy |  | None | Geoscape Solar | PSE&G | Accepted | 2020-09-02 | 2020-09-08 | 2021-10-30 | Hyundai | HiA-S395HI | Solar Panels |  | 0.395 | 190 | 202 | 35 |  | Fixed | Roof
NJSTRE1545544124 |  | Transition Incentive Program | Trenton | 8609 | 12 | 155.63 | Commercial | Yes | Behind the Meter | Net-metered non-residential rooftop and canopy |  | None | Geoscape Solar | PSE&G | Accepted | 2020-09-02 | 2020-09-08 | 2021-10-30 | Hyundai | HiA-S395HI | Solar Panels |  | 0.395 | 52 | 202 | 5 |  | Fixed | Roof
NJSTRE1545544124 |  | Transition Incentive Program | Trenton | 8609 | 12 | 155.63 | Commercial | Yes | Behind the Meter | Net-metered non-residential rooftop and canopy |  | None | Geoscape Solar | PSE&G | Accepted | 2020-09-02 | 2020-09-08 | 2021-10-30 | Hyundai | HiA-S395HI | Solar Panels |  | 0.395 | 16 | 112 | 26 |  | Fixed | Roof
NJSTRE1545544124 |  | Transition Incentive Program | Trenton | 8609 | 12 | 155.63 | Commercial | Yes | Behind the Meter | Net-metered non-residential rooftop and canopy |  | None | Geoscape Solar | PSE&G | Accepted | 2020-09-02 | 2020-09-08 | 2021-10-30 | Hyundai | HiA-S395HI | Solar Panels |  | 0.395 | 24 | 112 | 26 |  | Fixed | Roof
NJSTRE1545544318 |  | Transition Incentive Program | Bergenfield | 7621 | 7 | 6.37 | Residential | Yes | Behind the Meter | Net-metered residential rooftop and canopy |  | None | Pro Custom Solar dba Momentum Solar | PSE&G | Accepted | 2020-09-02 | 2020-09-18 | 2021-10-30 | HANWHA | Q.PEAK DUO BLK G6+ 335 | Solar Panels |  | 0.335 | 6 | 183 | 11 |  | Fixed | Roof
NJSTRE1545545168 |  | Transition Incentive Program | Port Norris | 8349 | 20 | 15.18 | Residential | Yes | Behind the Meter | Net-metered residential rooftop and canopy |  | None | Pro Custom Solar dba Momentum Solar | AC Electric | Final As-Built Received | 2020-09-02 | 2020-09-18 | 2021-10-30 | LG ELECTRONICS | LG 345N1C-V5 | Solar Panels |  | 0.345 | 21 | 39 | 29 |  | Fixed | Roof
NJSTRE1545545216 |  | Transition Incentive Program | Midland Park | 7432 | 7 | 9.1 | Residential | Yes | Behind the Meter | Net-metered residential rooftop and canopy |  | None | Pro Custom Solar dba Momentum Solar | PSE&G | Accepted | 2020-09-02 | 2020-09-04 | 2021-10-30 | LG ELECTRONICS | LG 350N1C-V5 | Solar Panels |  | 0.35 | 26 | 234 | 35 |  | Fixed | Roof
NJSTRE1545545272 |  | Transition Incentive Program | Elizabeth | 7202 | 10 | 11.55 | Residential | Yes | Behind the Meter | Net-metered residential rooftop and canopy |  | None | Pro Custom Solar dba Momentum Solar | PSE&G | Final As-Built Received | 2020-09-02 | 2020-09-04 | 2021-10-30 | LG ELECTRONICS | LG 350N1C-V5 | Solar Panels |  | 0.35 | 12 | 133 | 45 |  | Fixed | Roof
NJSTRE1545545272 |  | Transition Incentive Program | Elizabeth | 7202 | 10 | 11.55 | Residential | Yes | Behind the Meter | Net-metered residential rooftop and canopy |  | None | Pro Custom Solar dba Momentum Solar | PSE&G | Final As-Built Received | 2020-09-02 | 2020-09-04 | 2021-10-30 | LG ELECTRONICS | LG 350N1C-V5 | Solar Panels |  | 0.35 | 6 | 312 | 22 |  | Fixed | Roof
NJSTRE1545545294 |  | Transition Incentive Program | Sayreville | 8872 | 11 | 6.41 | Residential | Yes | Behind the Meter | Net-metered residential rooftop and canopy |  | None | Sunrun Installation Services, Inc. | JCP&L | Accepted | 2020-09-02 | 2020-09-04 | 2021-10-30 | LONGi Green Energy Technology Co Ltd | LR6-60HPB-305M | Solar Panels |  | 0.305 | 21 | 170 | 22 |  | Fixed | Roof
NJSTRE1545545301 |  | Transition Incentive Program | DENVILLE | 7834 | 3 | 14.15 | Residential | No | Behind the Meter | Net-metered residential rooftop and canopy |  | None | Pro Custom Solar dba Momentum Solar | JCP&L | Final As-Built Received | 2020-09-02 | 2020-09-11 | 2021-10-30 | LG ELECTRONICS | LG 345N1C-V5 | Solar Panels |  | 0.345 | 25 | 143 | 23 |  | Fixed | Roof
NJSTRE1545545320 |  | Transition Incentive Program | Hillside | 7205 | 10 | 3.66 | Residential | Yes | Behind the Meter | Net-metered residential rooftop and canopy |  | None | Sunrun Installation Services, Inc. | PSE&G | Accepted | 2020-09-02 | 2020-09-08 | 2021-10-30 | LONGi Green Energy Technology Co Ltd | LR6-60HPB-305M | Solar Panels |  | 0.305 | 6 | 142 | 32 |  | Fixed | Roof
NJSTRE1545545319 |  | Transition Incentive Program | Linden | 7036 | 10 | 6.3 | Residential | Yes | Behind the Meter | Net-metered residential rooftop and canopy |  | None | Pro Custom Solar dba Momentum Solar | PSE&G | Accepted | 2020-09-02 | 2020-09-08 | 2021-10-30 | LG ELECTRONICS | LG 350N1C-V5 | Solar Panels |  | 0.35 | 4 | 228 | 20 |  | Fixed | Roof
NJSTRE1545545337 |  | Transition Incentive Program | Wanamassa | 7712 | 17 | 12.95 | Residential | Yes | Behind the Meter | Net-metered residential rooftop and canopy |  | None | Pro Custom Solar dba Momentum Solar | JCP&L | Accepted | 2020-09-02 | 2020-09-08 | 2021-10-30 | LG ELECTRONICS | LG 350N1C-V5 | Solar Panels |  | 0.35 | 28 | 197 | 23 |  | Fixed | Roof
NJSTRE1545545337 |  | Transition Incentive Program | Wanamassa | 7712 | 17 | 12.95 | Residential | Yes | Behind the Meter | Net-metered residential rooftop and canopy |  | None | Pro Custom Solar dba Momentum Solar | JCP&L | Accepted | 2020-09-02 | 2020-09-08 | 2021-10-30 | LG ELECTRONICS | LG 350N1C-V5 | Solar Panels |  | 0.35 | 9 | 17 | 23 |  | Fixed | Roof
NJSTRE1545545310 |  | Transition Incentive Program | Jersey City | 7306 | 8 | 10.85 | Residential | Yes | Behind the Meter | Net-metered residential rooftop and canopy |  | None | Bright Planet Solar | PSE&G | Accepted | 2020-09-02 | 2020-09-08 | 2021-10-30 | LONGI | LR6-60HPB-310M | Solar Panels |  | 0.31 | 11 | 114 | 18 |  | Fixed | Roof
NJSTRE1545545588 |  | Transition Incentive Program | TOMS RIVER | 8757 | 18 | 13.98 | Residential | Yes | Behind the Meter | Net-metered residential rooftop and canopy |  | None | Vivint Solar Developer, LLC | JCP&L | Accepted | 2020-09-10 | 2020-09-11 | 2021-10-30 | JINKO SOLAR | JKM325M-60HBL | Solar Panels |  | 0.325 | 34 | 168 | 43 |  | Fixed | Roof
NJSTRE1545545589 |  | Transition Incentive Program | West Deptford | 8096 | 15 | 5.99 | Residential | No | Behind the Meter | Net-metered residential rooftop and canopy |  | None | Advanced Renewable Solutions | PSE&G | Accepted | 2020-09-02 | 2020-09-08 | 2021-10-30 | CertainTeed | CT315M11-02 | Solar Panels |  | 0.315 | 10 | 187 | 20 |  | Fixed | Roof
NJSTRE1545547122 |  | Transition Incentive Program | MOUNT LAUREL | 8054 | 13 | 15.44 | Residential | No | Behind the Meter | Net-metered residential rooftop and canopy |  | None | Suntuity Solar LLC | PSE&G | Accepted | 2020-09-03 | 2020-09-08 | 2021-10-30 | Longi | LR6-60HPB-315M | Solar Panels |  | 0.315 | 18 | 152 | 44 |  | Fixed | Roof
NJSTRE1545547122 |  | Transition Incentive Program | MOUNT LAUREL | 8054 | 13 | 15.44 | Residential | No | Behind the Meter | Net-metered residential rooftop and canopy |  | None | Suntuity Solar LLC | PSE&G | Accepted | 2020-09-03 | 2020-09-08 | 2021-10-30 | Longi | LR6-60HPB-315M | Solar Panels |  | 0.315 | 10 | 332 | 13 |  | Fixed | Roof
NJSTRE1545547126 |  | Transition Incentive Program | VILLAS | 8251 | 21 | 6.93 | Residential | Yes | Behind the Meter | Net-metered residential rooftop and canopy |  | None | Suntuity Solar LLC | AC Electric | Accepted | 2020-09-03 | 2020-09-08 | 2021-10-30 | Longi | LR6-60HPB-315M | Solar Panels |  | 0.315 | 6 | 210 | 17 |  | Fixed | Roof
NJSTRE1545547137 |  | Transition Incentive Program | Byram Township | 7821 | 1 | 8.84 | Residential | Yes | Behind the Meter | Net-metered residential rooftop and canopy |  | None | Trinity Solar | JCP&L | Accepted | 2020-09-03 | 2020-09-08 | 2021-10-30 | Hanwha | Q.PEAK DUO BLK-G6 340 | Solar Panels |  | 0.34 | 19 | 203 | 33 |  | Fixed | Roof
NJSTRE1545547137 |  | Transition Incentive Program | Byram Township | 7821 | 1 | 8.84 | Residential | Yes | Behind the Meter | Net-metered residential rooftop and canopy |  | None | Trinity Solar | JCP&L | Accepted | 2020-09-03 | 2020-09-08 | 2021-10-30 | Hanwha | Q.PEAK DUO BLK-G6 340 | Solar Panels |  | 0.34 | 7 | 203 | 34 |  | Fixed | Roof
NJSTRE1545528954 |  | Transition Incentive Program | Hamilton | 8610 | 12 | 6.65 | Residential | Yes | Behind the Meter | Net-metered residential rooftop and canopy |  | None | Pro Custom Solar dba Momentum Solar | PSE&G | Accepted | 2020-09-02 | 2020-09-04 | 2021-10-30 | LG ELECTRONICS | LG 350N1C-V5 | Solar Panels |  | 0.35 | 4 | 293 | 16 |  | Fixed | Roof
NJSTRE1545528954 |  | Transition Incentive Program | Hamilton | 8610 | 12 | 6.65 | Residential | Yes | Behind the Meter | Net-metered residential rooftop and canopy |  | None | Pro Custom Solar dba Momentum Solar | PSE&G | Accepted | 2020-09-02 | 2020-09-04 | 2021-10-30 | LG ELECTRONICS | LG 350N1C-V5 | Solar Panels |  | 0.35 | 4 | 113 | 15 |  | Fixed | Roof
NJSTRE1545530907 |  | Transition Incentive Program | whitesboro | 8252 | 21 | 8.96 | Residential | No | Behind the Meter | Net-metered residential rooftop and canopy |  | None | Orbit Energy & Power, LLC | AC Electric | Accepted | 2020-09-24 | 2020-09-24 | 2021-10-30 | hanwha qcells | qpeak 320w | Solar Panels |  | 0.32 | 9 | 209 | 15 |  | Fixed | Roof
NJSTRE1545543472 |  | Transition Incentive Program | Morganville | 7751 | 17 | 22 | Residential | No | Behind the Meter | Net-metered residential rooftop and canopy |  | None | Green Power energy | JCP&L | Accepted | 2020-09-02 | 2020-09-04 | 2021-10-30 | Axitec | AC-400MH/144S | Solar Panels |  | 0.4 | 12 | 182 | 19 |  | Fixed | Roof
NJSTRE1545543037 |  | Transition Incentive Program | TRENTON | 8610 | 12 | 4.55 | Residential | Yes | Behind the Meter | Net-metered residential rooftop and canopy |  | None | Vivint Solar Developer, LLC | PSE&G | Accepted | 2020-09-08 | 2020-09-09 | 2021-10-30 | JINKO SOLAR | JKM325M-60HBL | Solar Panels |  | 0.325 | 6 | 28 | 32 |  | Fixed | Roof
NJSTRE1545544188 |  | Transition Incentive Program | Scotch Plains | 7076 | 10 | 7 | Residential | Yes | Behind the Meter | Net-metered residential rooftop and canopy |  | None | Pro Custom Solar dba Momentum Solar | PSE&G | Accepted | 2020-09-02 | 2020-09-04 | 2021-10-30 | LG ELECTRONICS | LG 350N1C-V5 | Solar Panels |  | 0.35 | 20 | 133 | 25 |  | Fixed | Roof
NJSTRE1545544301 |  | Transition Incentive Program | PARLIN | 8859 | 11 | 9.18 | Residential | Yes | Behind the Meter | Net-metered residential rooftop and canopy |  | None | Trinity Solar | JCP&L | Accepted | 2020-09-02 | 2020-09-08 | 2021-10-30 | HANWHA | Q.PEAK DUO BLK-G6 340 | Solar Panels |  | 0.34 | 7 | 230 | 22 |  | Fixed | Roof
NJSTRE1545544318 |  | Transition Incentive Program | Bergenfield | 7621 | 7 | 6.37 | Residential | Yes | Behind the Meter | Net-metered residential rooftop and canopy |  | None | Pro Custom Solar dba Momentum Solar | PSE&G | Accepted | 2020-09-02 | 2020-09-18 | 2021-10-30 | HANWHA | Q.PEAK DUO BLK G6+ 335 | Solar Panels |  | 0.335 | 13 | 182 | 6 |  | Fixed | Roof
NJSTRE1545545162 |  | Transition Incentive Program | Glassboro | 8028 | 15 | 6.18 | Residential | Yes | Behind the Meter | Net-metered residential rooftop and canopy |  | None | Vivint Solar Developer, LLC | AC Electric | Accepted | 2020-09-10 | 2020-09-10 | 2021-10-30 | JINKO SOLAR | JKM325M-60HBL | Solar Panels |  | 0.325 | 10 | 173 | 26 |  | Fixed | Roof
NJSTRE1545545277 |  | Transition Incentive Program | Brick | 8724 | 18 | 22.94 | Residential | Yes | Behind the Meter | Net-metered residential rooftop and canopy |  | None | Bright Planet Solar | JCP&L | Accepted | 2020-09-02 | 2020-09-04 | 2021-10-30 | LONGI | LR6-60HPB-310M | Solar Panels |  | 0.31 | 32 | 334 | 33 |  | Fixed | Roof
NJSTRE1545545301 |  | Transition Incentive Program | DENVILLE | 7834 | 3 | 14.15 | Residential | No | Behind the Meter | Net-metered residential rooftop and canopy |  | None | Pro Custom Solar dba Momentum Solar | JCP&L | Final As-Built Received | 2020-09-02 | 2020-09-11 | 2021-10-30 | LG ELECTRONICS | LG 345N1C-V5 | Solar Panels |  | 0.345 | 16 | 323 | 24 |  | Fixed | Roof
NJSTRE1545545320 |  | Transition Incentive Program | Hillside | 7205 | 10 | 3.66 | Residential | Yes | Behind the Meter | Net-metered residential rooftop and canopy |  | None | Sunrun Installation Services, Inc. | PSE&G | Accepted | 2020-09-02 | 2020-09-08 | 2021-10-30 | LONGi Green Energy Technology Co Ltd | LR6-60HPB-305M | Solar Panels |  | 0.305 | 6 | 322 | 32 |  | Fixed | Roof
NJSTRE1545545332 |  | Transition Incentive Program | NORTH BRUNSWICK | 8902 | 11 | 10.73 | Residential | Yes | Behind the Meter | Net-metered residential rooftop and canopy |  | None | Vivint Solar Developer, LLC | PSE&G | Accepted | 2020-09-10 | 2020-09-14 | 2021-10-30 | JINKO SOLAR | JKM325M-60HBL | Solar Panels |  | 0.325 | 14 | 38 | 14 |  | Fixed | Roof
NJSTRE1545547150 |  | Transition Incentive Program | Marlton | 8053 | 13 | 11.39 | Residential | No | Behind the Meter | Net-metered residential rooftop and canopy |  | None | Vision Solar LLC | AC Electric | Accepted | 2020-09-03 | 2020-09-08 | 2021-10-30 | HANWHA Q-CELLS | Q.PEAK DUO-G6+ 335 | Solar Panels |  | 0.335 | 5 | 330 | 26 |  | Fixed | Roof
NJSTRE1545547145 |  | Transition Incentive Program | sewell | 8080 | 15 | 12.8 | Residential | No | Behind the Meter | Net-metered residential rooftop and canopy |  | None | Orbit Energy & Power, LLC | AC Electric | Accepted | 2020-09-03 | 2020-09-08 | 2021-10-30 | hanwha qcells | qpeak 320w | Solar Panels |  | 0.32 | 3 | 143 | 20 |  | Fixed | Roof
NJSTRE1545547157 |  | Transition Incentive Program | MARLBORO | 7746 | 17 | 13.74 | Residential | No | Behind the Meter | Net-metered residential rooftop and canopy |  | None | Vision Solar LLC | JCP&L | Accepted | 2020-09-03 | 2020-09-08 | 2021-10-30 | HANWHA Q-CELLS | Q.PEAK DUO-G6+ 335 | Solar Panels |  | 0.335 | 2 | 141 | 23 |  | Fixed | Roof
NJSTRE1545547157 |  | Transition Incentive Program | MARLBORO | 7746 | 17 | 13.74 | Residential | No | Behind the Meter | Net-metered residential rooftop and canopy |  | None | Vision Solar LLC | JCP&L | Accepted | 2020-09-03 | 2020-09-08 | 2021-10-30 | HANWHA Q-CELLS | Q.PEAK DUO-G6+ 335 | Solar Panels |  | 0.335 | 16 | 320 | 33 |  | Fixed | Roof
NJSTRE1545547205 |  | Transition Incentive Program | Sewell | 8080 | 15 | 13.26 | Residential | No | Behind the Meter | Net-metered residential rooftop and canopy |  | None | Impact Solar LLC | AC Electric | Accepted | 2020-09-03 | 2020-09-08 | 2021-10-30 | hanwha | Q.PEAKDUO-G5340 | Solar Panels |  | 0.34 | 6 | 214 | 19 |  | Fixed | Roof
NJSTRE1545547233 |  | Transition Incentive Program | Millville | 8332 | 20 | 11.2 | Residential | Yes | Behind the Meter | Net-metered residential rooftop and canopy |  | None | Sun Up Zero Down | AC Electric | Accepted | 2020-09-03 | 2020-09-08 | 2021-10-30 | trina | TSM-320DD05H.05(II) | Solar Panels |  | 0.32 | 20 | 122 | 28 |  | Fixed | Roof
NJSTRE1545547270 |  | Transition Incentive Program | Mays Landing | 8330 | 19 | 9.28 | Residential | Yes | Behind the Meter | Net-metered residential rooftop and canopy |  | None | All Season Solar | AC Electric | Accepted | 2020-09-03 | 2020-09-08 | 2021-10-30 | Trina | TSMDD06M.05II | Solar Panels |  | 0.32 | 4 | 220 | 44 |  | Fixed | Roof
NJSTRE1545547277 |  | Transition Incentive Program | GARFIELD | 7026 | 7 | 10.08 | Residential | Yes | Behind the Meter | Net-metered residential rooftop and canopy |  | None | Vivint Solar Developer, LLC | PSE&G | Accepted | 2020-09-10 | 2020-09-11 | 2021-10-30 | JINKO SOLAR | JKM325M-60HBL | Solar Panels |  | 0.325 | 26 | 246 | 24 |  | Fixed | Roof
NJSTRE1545547277 |  | Transition Incentive Program | GARFIELD | 7026 | 7 | 10.08 | Residential | Yes | Behind the Meter | Net-metered residential rooftop and canopy |  | None | Vivint Solar Developer, LLC | PSE&G | Accepted | 2020-09-10 | 2020-09-11 | 2021-10-30 | JINKO SOLAR | JKM325M-60HBL | Solar Panels |  | 0.325 | 5 | 66 | 24 |  | Fixed | Roof
NJSTRE1545547294 |  | Transition Incentive Program | Montclair Twp | 7042 | 9 | 5.58 | Residential | Yes | Behind the Meter | Net-metered residential rooftop and canopy |  | None | Bright Planet Solar | PSE&G | Accepted | 2020-09-03 | 2020-09-08 | 2021-10-30 | LONGI | LR6-60HPB-310M | Solar Panels |  | 0.31 | 3 | 109 | 45 |  | Fixed | Roof
NJSTRE1545547311 |  | Transition Incentive Program | Englishtown | 7726 | 17 | 5.76 | Residential | No | Behind the Meter | Net-metered residential rooftop and canopy |  | None | EMT Renewables | JCP&L | Accepted | 2020-09-03 | 2020-09-08 | 2021-10-30 | Trina | 320-BLK | Solar Panels |  | 0.32 | 14 | 199 | 26 |  | Fixed | Roof
NJSTRE1545547314 |  | Transition Incentive Program | Mays Landing | 8330 | 19 | 19.83 | Residential | No | Behind the Meter | Net-metered residential rooftop and canopy |  | None | Sun Up Zero Down | AC Electric | Accepted | 2020-09-03 | 2020-09-09 | 2021-10-30 | Trina | TSM-DD06M.05(II) 325 | Solar Panels |  | 0.325 | 61 | 182 | 37 |  | Fixed | Roof
NJSTRE1545547318 |  | Transition Incentive Program | Villas | 8251 | 21 | 9.52 | Residential | Yes | Behind the Meter | Net-metered residential rooftop and canopy |  | None | Trinity Solar | AC Electric | Accepted | 2020-09-03 | 2020-09-08 | 2021-10-30 | Hanwha 340 | Q.PEAK DUO BLK-G6 340 | Solar Panels |  | 0.34 | 7 | 294 | 23 |  | Fixed | Roof
NJSTRE1545545321 |  | Transition Incentive Program | BLOOMFIELD | 7003 | 9 | 3.25 | Residential | Yes | Behind the Meter | Net-metered residential rooftop and canopy |  | None | Vivint Solar Developer, LLC | PSE&G | Accepted | 2020-09-03 | 2020-09-08 | 2021-10-30 | JINKO SOLAR | JKM325M-60HBL | Solar Panels |  | 0.325 | 10 | 173 | 30 |  | Fixed | Roof
NJSTRE1545545335 |  | Transition Incentive Program | Perth Amboy | 8861 | 11 | 4.95 | Residential | Yes | Behind the Meter | Net-metered residential rooftop and canopy |  | None | Sunrun Installation Services, Inc. | PSE&G | Accepted | 2020-09-02 | 2020-09-08 | 2021-10-30 | LG Electronics | LG330N1C-A5 | Solar Panels |  | 0.33 | 15 | 200 | 40 |  | Fixed | Roof
NJSTRE1545545310 |  | Transition Incentive Program | Jersey City | 7306 | 8 | 10.85 | Residential | Yes | Behind the Meter | Net-metered residential rooftop and canopy |  | None | Bright Planet Solar | PSE&G | Accepted | 2020-09-02 | 2020-09-08 | 2021-10-30 | LONGI | LR6-60HPB-310M | Solar Panels |  | 0.31 | 12 | 24 | 18 |  | Fixed | Roof
NJSTRE1545545361 |  | Transition Incentive Program | Somerset | 8873 | 5 | 5.2 | Residential | Yes | Behind the Meter | Net-metered residential rooftop and canopy |  | None | Vivint Solar Developer, LLC | PSE&G | Accepted | 2020-09-10 | 2020-09-11 | 2021-10-30 | JINKO SOLAR | JKM325M-60HBL | Solar Panels |  | 0.325 | 8 | 218 | 31 |  | Fixed | Roof
NJSTRE1545545648 |  | Transition Incentive Program | Carneys Point | 8069 | 16 | 9.6 | Residential | Yes | Behind the Meter | Net-metered residential rooftop and canopy |  | None | RCL Enterprises Inc. | AC Electric | Accepted | 2020-09-02 | 2020-09-08 | 2021-10-30 | Trina Solar | TSM-320DD06M | Solar Panels |  | 0.32 | 13 | 219 | 28 |  | Fixed | Roof
NJSTRE1545547123 |  | Transition Incentive Program | WILLIAMSTOWN | 8094 | 15 | 5.04 | Residential | Yes | Behind the Meter | Net-metered residential rooftop and canopy |  | None | Suntuity Solar LLC | AC Electric | Accepted | 2020-09-03 | 2020-09-08 | 2021-10-30 | Longi | LR6-60HPB-315M | Solar Panels |  | 0.315 | 4 | 188 | 12 |  | Fixed | Roof
NJSTRE1545547150 |  | Transition Incentive Program | Marlton | 8053 | 13 | 11.39 | Residential | No | Behind the Meter | Net-metered residential rooftop and canopy |  | None | Vision Solar LLC | AC Electric | Accepted | 2020-09-03 | 2020-09-08 | 2021-10-30 | HANWHA Q-CELLS | Q.PEAK DUO-G6+ 335 | Solar Panels |  | 0.335 | 8 | 330 | 18 |  | Fixed | Roof
NJSTRE1545547150 |  | Transition Incentive Program | Marlton | 8053 | 13 | 11.39 | Residential | No | Behind the Meter | Net-metered residential rooftop and canopy |  | None | Vision Solar LLC | AC Electric | Accepted | 2020-09-03 | 2020-09-08 | 2021-10-30 | HANWHA Q-CELLS | Q.PEAK DUO-G6+ 335 | Solar Panels |  | 0.335 | 12 | 150 | 26 |  | Fixed | Roof
NJSTRE1545547157 |  | Transition Incentive Program | MARLBORO | 7746 | 17 | 13.74 | Residential | No | Behind the Meter | Net-metered residential rooftop and canopy |  | None | Vision Solar LLC | JCP&L | Accepted | 2020-09-03 | 2020-09-08 | 2021-10-30 | HANWHA Q-CELLS | Q.PEAK DUO-G6+ 335 | Solar Panels |  | 0.335 | 5 | 142 | 23 |  | Fixed | Roof
NJSTRE1545547196 |  | Transition Incentive Program | HAMMONTON | 8037 | 19 | 10.13 | Residential | No | Behind the Meter | Net-metered residential ground mount |  | None | Public Service Solar | AC Electric | Accepted | 2020-09-03 | 2020-09-08 | 2021-10-30 | LG | N2W-A5 | Solar Panels |  | 0.405 | 25 | 180 | 15 |  | Fixed | Ground
NJSTRE1545547233 |  | Transition Incentive Program | Millville | 8332 | 20 | 11.2 | Residential | Yes | Behind the Meter | Net-metered residential rooftop and canopy |  | None | Sun Up Zero Down | AC Electric | Accepted | 2020-09-03 | 2020-09-08 | 2021-10-30 | trina | TSM-320DD05H.05(II) | Solar Panels |  | 0.32 | 7 | 302 | 34 |  | Fixed | Roof
NJSTRE1545547294 |  | Transition Incentive Program | Montclair Twp | 7042 | 9 | 5.58 | Residential | Yes | Behind the Meter | Net-metered residential rooftop and canopy |  | None | Bright Planet Solar | PSE&G | Accepted | 2020-09-03 | 2020-09-08 | 2021-10-30 | LONGI | LR6-60HPB-310M | Solar Panels |  | 0.31 | 4 | 20 | 45 |  | Fixed | Roof
NJSTRE1545547361 |  | Transition Incentive Program | ocean city | 8226 | 21 | 12.6 | Residential | No | Behind the Meter | Net-metered residential rooftop and canopy |  | None | Orbit Energy & Power, LLC | AC Electric | Accepted | 2020-09-03 | 2020-09-09 | 2021-10-30 | solaria | 360w | Solar Panels |  | 0.36 | 13 | 85 | 39 |  | Fixed | Roof
NJSTRE1545545588 |  | Transition Incentive Program | TOMS RIVER | 8757 | 18 | 13.98 | Residential | Yes | Behind the Meter | Net-metered residential rooftop and canopy |  | None | Vivint Solar Developer, LLC | JCP&L | Accepted | 2020-09-10 | 2020-09-11 | 2021-10-30 | JINKO SOLAR | JKM325M-60HBL | Solar Panels |  | 0.325 | 4 | 78 | 43 |  | Fixed | Roof
NJSTRE1545547119 |  | Transition Incentive Program | Evesham Township | 8053 | 13 | 12.29 | Residential | Yes | Behind the Meter | Net-metered residential rooftop and canopy |  | None | Suntuity Solar LLC | PSE&G | Accepted | 2020-09-03 | 2020-09-08 | 2021-10-30 | Longi | LR6-60HPB-315M | Solar Panels |  | 0.315 | 12 | 219 | 30 |  | Fixed | Roof
NJSTRE1545547122 |  | Transition Incentive Program | MOUNT LAUREL | 8054 | 13 | 15.44 | Residential | No | Behind the Meter | Net-metered residential rooftop and canopy |  | None | Suntuity Solar LLC | PSE&G | Accepted | 2020-09-03 | 2020-09-08 | 2021-10-30 | Longi | LR6-60HPB-315M | Solar Panels |  | 0.315 | 10 | 152 | 20 |  | Fixed | Roof
NJSTRE1545547122 |  | Transition Incentive Program | MOUNT LAUREL | 8054 | 13 | 15.44 | Residential | No | Behind the Meter | Net-metered residential rooftop and canopy |  | None | Suntuity Solar LLC | PSE&G | Accepted | 2020-09-03 | 2020-09-08 | 2021-10-30 | Longi | LR6-60HPB-315M | Solar Panels |  | 0.315 | 11 | 332 | 23 |  | Fixed | Roof
NJSTRE1545547131 |  | Transition Incentive Program | Hillsborough Township | 8844 | 5 | 10.08 | Residential | Yes | Behind the Meter | Net-metered residential rooftop and canopy |  | None | Suntuity Solar LLC | PSE&G | Accepted | 2020-09-03 | 2020-09-08 | 2021-10-30 | Longi | LR6-60HPB-315M | Solar Panels |  | 0.315 | 10 | 259 | 25 |  | Fixed | Roof
NJSTRE1545547145 |  | Transition Incentive Program | sewell | 8080 | 15 | 12.8 | Residential | No | Behind the Meter | Net-metered residential rooftop and canopy |  | None | Orbit Energy & Power, LLC | AC Electric | Accepted | 2020-09-03 | 2020-09-08 | 2021-10-30 | hanwha qcells | qpeak 320w | Solar Panels |  | 0.32 | 16 | 143 | 20 |  | Fixed | Roof
NJSTRE1545547157 |  | Transition Incentive Program | MARLBORO | 7746 | 17 | 13.74 | Residential | No | Behind the Meter | Net-metered residential rooftop and canopy |  | None | Vision Solar LLC | JCP&L | Accepted | 2020-09-03 | 2020-09-08 | 2021-10-30 | HANWHA Q-CELLS | Q.PEAK DUO-G6+ 335 | Solar Panels |  | 0.335 | 2 | 321 | 23 |  | Fixed | Roof
NJSTRE1545547157 |  | Transition Incentive Program | MARLBORO | 7746 | 17 | 13.74 | Residential | No | Behind the Meter | Net-metered residential rooftop and canopy |  | None | Vision Solar LLC | JCP&L | Accepted | 2020-09-03 | 2020-09-08 | 2021-10-30 | HANWHA Q-CELLS | Q.PEAK DUO-G6+ 335 | Solar Panels |  | 0.335 | 5 | 322 | 23 |  | Fixed | Roof
NJSTRE1545547205 |  | Transition Incentive Program | Sewell | 8080 | 15 | 13.26 | Residential | No | Behind the Meter | Net-metered residential rooftop and canopy |  | None | Impact Solar LLC | AC Electric | Accepted | 2020-09-03 | 2020-09-08 | 2021-10-30 | hanwha | Q.PEAKDUO-G5340 | Solar Panels |  | 0.34 | 13 | 214 | 19 |  | Fixed | Roof
NJSTRE1545547318 |  | Transition Incentive Program | Villas | 8251 | 21 | 9.52 | Residential | Yes | Behind the Meter | Net-metered residential rooftop and canopy |  | None | Trinity Solar | AC Electric | Accepted | 2020-09-03 | 2020-09-08 | 2021-10-30 | Hanwha 340 | Q.PEAK DUO BLK-G6 340 | Solar Panels |  | 0.34 | 11 | 114 | 23 |  | Fixed | Roof
NJSTRE1545547361 |  | Transition Incentive Program | ocean city | 8226 | 21 | 12.6 | Residential | No | Behind the Meter | Net-metered residential rooftop and canopy |  | None | Orbit Energy & Power, LLC | AC Electric | Accepted | 2020-09-03 | 2020-09-09 | 2021-10-30 | solaria | 360w | Solar Panels |  | 0.36 | 4 | 265 | 39 |  | Fixed | Roof
NJSTRE1545547594 |  | Transition Incentive Program | BOONTON | 7005 | 3 | 14.3 | Residential | Yes | Behind the Meter | Net-metered residential rooftop and canopy |  | None | Vivint Solar Developer, LLC | JCP&L | Accepted | 2020-09-11 | 2020-09-11 | 2021-10-30 | JINKO SOLAR | JKM325M-60HBL | Solar Panels |  | 0.325 | 15 | 357 | 35 |  | Fixed | Roof
NJSTRE1545547594 |  | Transition Incentive Program | BOONTON | 7005 | 3 | 14.3 | Residential | Yes | Behind the Meter | Net-metered residential rooftop and canopy |  | None | Vivint Solar Developer, LLC | JCP&L | Accepted | 2020-09-11 | 2020-09-11 | 2021-10-30 | JINKO SOLAR | JKM325M-60HBL | Solar Panels |  | 0.325 | 11 | 177 | 35 |  | Fixed | Roof
NJSTRE1545528880 |  | Transition Incentive Program | Vineland | 8361 | 20 | 10.39 | Residential | Yes | Behind the Meter | Net-metered residential rooftop and canopy |  | None | Vision Solar LLC | Vineland Muni Electric | Accepted | 2020-09-02 | 2020-09-04 | 2021-10-30 | HANWHA Q-CELLS | Q.PEAK DUO-G6+ 335 | Solar Panels |  | 0.335 | 7 | 184 | 18 |  | Fixed | Roof
NJSTRE1545528890 |  | Transition Incentive Program | Villas | 8251 | 21 | 11.2 | Residential | No | Behind the Meter | Net-metered residential rooftop and canopy |  | None | Orbit Energy & Power, LLC | AC Electric | Accepted | 2020-09-02 | 2020-09-04 | 2021-10-30 | hanwha qcells | qpeak 320w | Solar Panels |  | 0.32 | 19 | 207 | 16 |  | Fixed | Roof
NJSTRE1545544143 |  | Transition Incentive Program | Teaneck | 7666 | 7 | 7.48 | Residential | Yes | Behind the Meter | Net-metered residential rooftop and canopy |  | None | Vivint Solar Developer, LLC | PSE&G | Accepted | 2020-09-08 | 2020-09-09 | 2021-10-30 | JINKO SOLAR | JKM325M-60HBL | Solar Panels |  | 0.325 | 9 | 206 | 35 |  | Fixed | Roof
NJSTRE1545544228 |  | Transition Incentive Program | HASBROUCK HEIGHTS | 7604 | 7 | 7.8 | Residential | No | Behind the Meter | Net-metered residential rooftop and canopy |  | None | Infinity Solar Systems | PSE&G | Accepted | 2020-09-02 | 2020-09-04 | 2021-10-30 | CANADA SOLAR | CS1H-325-MS | Solar Panels |  | 0.325 | 24 | 37 | 10 |  | Fixed | Roof
NJSTRE1545544291 |  | Transition Incentive Program | Willingboro | 8046 | 13 | 5.28 | Residential | No | Behind the Meter | Net-metered residential rooftop and canopy |  | None | Posigen NJ LLC | PSE&G | Accepted | 2020-09-02 | 2020-09-08 | 2021-10-30 | Silfab | SIL330HL | Solar Panels |  | 0.33 | 16 | 86 | 27 |  | Fixed | Roof
NJSTRE1545544124 |  | Transition Incentive Program | Trenton | 8609 | 12 | 155.63 | Commercial | Yes | Behind the Meter | Net-metered non-residential rooftop and canopy |  | None | Geoscape Solar | PSE&G | Accepted | 2020-09-02 | 2020-09-08 | 2021-10-30 | Hyundai | HiA-S395HI | Solar Panels |  | 0.395 | 36 | 292 | 26 |  | Fixed | Roof
NJSTRE1545544315 |  | Transition Incentive Program | Howell | 7731 | 17 | 14.63 | Residential | No | Behind the Meter | Net-metered residential rooftop and canopy |  | None | Kopp Electric Company | JCP&L | Accepted | 2020-09-02 | 2020-09-08 | 2021-10-30 | CertainTeed | CT325HC11-04 | Solar Panels |  | 0.325 | 4 | 190 | 20 |  | Fixed | Roof
NJSTRE1545545194 |  | Transition Incentive Program | Florence TWP | 8518 | 13 | 8.16 | Residential | No | Behind the Meter | Net-metered residential rooftop and canopy |  | None | Tesla Energy Operations Inc. | PSE&G | Accepted | 2020-09-02 | 2020-09-08 | 2021-10-30 | Hanwha Q-CELLS | Q.Peak DUO BLK-G6+ 340 | Solar Panels |  | 0.34 | 24 | 198 | 23 |  | Fixed | Roof
NJSTRE1545545300 |  | Transition Incentive Program | West Windsor Township | 8550 | 12 | 10.54 | Residential | Yes | Behind the Meter | Net-metered residential rooftop and canopy |  | None | Sunrun Installation Services, Inc. | PSE&G | Accepted | 2020-09-02 | 2020-09-08 | 2021-10-30 | LONGi Green Energy Technology Co Ltd | LR6-60HPB-310M | Solar Panels |  | 0.31 | 34 | 280 | 30 |  | Fixed | Roof
NJSTRE1545545310 |  | Transition Incentive Program | Jersey City | 7306 | 8 | 10.85 | Residential | Yes | Behind the Meter | Net-metered residential rooftop and canopy |  | None | Bright Planet Solar | PSE&G | Accepted | 2020-09-02 | 2020-09-08 | 2021-10-30 | LONGI | LR6-60HPB-310M | Solar Panels |  | 0.31 | 12 | 204 | 18 |  | Fixed | Roof
NJSTRE1545545361 |  | Transition Incentive Program | Somerset | 8873 | 5 | 5.2 | Residential | Yes | Behind the Meter | Net-metered residential rooftop and canopy |  | None | Vivint Solar Developer, LLC | PSE&G | Accepted | 2020-09-10 | 2020-09-11 | 2021-10-30 | JINKO SOLAR | JKM325M-60HBL | Solar Panels |  | 0.325 | 2 | 128 | 41 |  | Fixed | Roof
NJSTRE1545545367 |  | Transition Incentive Program | Livingston | 7039 | 9 | 10.72 | Residential | No | Behind the Meter | Net-metered residential rooftop and canopy |  | None | Seabright Solar | JCP&L | Accepted | 2020-09-02 | 2020-09-08 | 2021-10-30 | Sunpower | SPR-X21-335 | Solar Panels |  | 0.335 | 32 | 112 | 24 |  | Fixed | Roof
NJSTRE1545547205 |  | Transition Incentive Program | Sewell | 8080 | 15 | 13.26 | Residential | No | Behind the Meter | Net-metered residential rooftop and canopy |  | None | Impact Solar LLC | AC Electric | Accepted | 2020-09-03 | 2020-09-08 | 2021-10-30 | hanwha | Q.PEAKDUO-G5340 | Solar Panels |  | 0.34 | 14 | 34 | 19 |  | Fixed | Roof
NJSTRE1545547238 |  | Transition Incentive Program | Union | 7083 | 10 | 7.26 | Residential | Yes | Behind the Meter | Net-metered residential rooftop and canopy |  | None | Posigen NJ LLC | PSE&G | Accepted | 2020-09-03 | 2020-09-08 | 2021-10-30 | Silfab | SIL330HL | Solar Panels |  | 0.33 | 22 | 139 | 30 |  | Fixed | Roof
NJSTRE1545547266 |  | Transition Incentive Program | toms river | 8757 | 18 | 5.76 | Residential | No | Behind the Meter | Net-metered residential rooftop and canopy |  | None | Orbit Energy & Power, LLC | JCP&L | Accepted | 2020-09-03 | 2020-09-08 | 2021-10-30 | hanwha qcells | qpeak 320w | Solar Panels |  | 0.32 | 18 | 167 | 27 |  | Fixed | Roof
NJSTRE1545547270 |  | Transition Incentive Program | Mays Landing | 8330 | 19 | 9.28 | Residential | Yes | Behind the Meter | Net-metered residential rooftop and canopy |  | None | All Season Solar | AC Electric | Accepted | 2020-09-03 | 2020-09-08 | 2021-10-30 | Trina | TSMDD06M.05II | Solar Panels |  | 0.32 | 3 | 220 | 44 |  | Fixed | Roof
NJSTRE1545547294 |  | Transition Incentive Program | Montclair Twp | 7042 | 9 | 5.58 | Residential | Yes | Behind the Meter | Net-metered residential rooftop and canopy |  | None | Bright Planet Solar | PSE&G | Accepted | 2020-09-03 | 2020-09-08 | 2021-10-30 | LONGI | LR6-60HPB-310M | Solar Panels |  | 0.31 | 4 | 109 | 45 |  | Fixed | Roof
NJSTRE1545547318 |  | Transition Incentive Program | Villas | 8251 | 21 | 9.52 | Residential | Yes | Behind the Meter | Net-metered residential rooftop and canopy |  | None | Trinity Solar | AC Electric | Accepted | 2020-09-03 | 2020-09-08 | 2021-10-30 | Hanwha 340 | Q.PEAK DUO BLK-G6 340 | Solar Panels |  | 0.34 | 5 | 295 | 18 |  | Fixed | Roof
NJSTRE1545547345 |  | Transition Incentive Program | McKee City | 8234 | 19 | 9.45 | Residential | No | Behind the Meter | Net-metered residential rooftop and canopy |  | None | All Season Solar | AC Electric | Accepted | 2020-09-03 | 2020-09-09 | 2021-10-30 | Certainteed | CT315HC11-04 | Solar Panels |  | 0.315 | 20 | 220 | 23 |  | Fixed | Roof
NJSTRE1545547357 |  | Transition Incentive Program | Lakewood | 8701 | 18 | 7.04 | Residential | No | Behind the Meter | Net-metered residential rooftop and canopy |  | None | Powerlutions | JCP&L | Accepted | 2020-09-03 | 2020-09-09 | 2021-10-30 | REC | REC 320NP BLACK | Solar Panels |  | 0.32 | 22 | 187 | 30 |  | Fixed | Roof
NJSTRE1545547355 |  | Transition Incentive Program | Pitman | 8071 | 15 | 12.58 | Residential | No | Behind the Meter | Net-metered residential rooftop and canopy |  | None | EMT Renewables | AC Electric | Accepted | 2020-09-03 | 2020-09-08 | 2021-10-30 | QCELL | 340 BLK-G6 | Solar Panels |  | 0.34 | 10 | 162 | 15 |  | Fixed | Roof
NJSTRE1545547360 |  | Transition Incentive Program | Bergenfield | 7621 | 7 | 5.53 | Residential | Yes | Behind the Meter | Net-metered residential rooftop and canopy |  | None | Vivint Solar Developer, LLC | PSE&G | Accepted | 2020-09-11 | 2020-09-11 | 2021-10-30 | JINKO SOLAR | JKM325M-60HBL | Solar Panels |  | 0.325 | 5 | 92 | 19 |  | Fixed | Roof
NJSTRE1545547594 |  | Transition Incentive Program | BOONTON | 7005 | 3 | 14.3 | Residential | Yes | Behind the Meter | Net-metered residential rooftop and canopy |  | None | Vivint Solar Developer, LLC | JCP&L | Accepted | 2020-09-11 | 2020-09-11 | 2021-10-30 | JINKO SOLAR | JKM325M-60HBL | Solar Panels |  | 0.325 | 5 | 357 | 29 |  | Fixed | Roof
NJSTRE1545547647 |  | Transition Incentive Program | Ewing | 8638 | 12 | 7.82 | Residential | No | Behind the Meter | Net-metered residential rooftop and canopy |  | None | Trinity Solar | PSE&G | Accepted | 2020-09-03 | 2020-09-09 | 2021-10-30 | HANWHA 340 (Q.PEAK DUO BLK-G6 340) | HANWHA 340 (Q.PEAK DUO BLK-G6 340) | Solar Panels |  | 0.34 | 23 | 196 | 16 |  | Fixed | Roof
NJSTRE1545547706 |  | Transition Incentive Program | Cranbury Township | 8512 | 11 | 11.2 | Residential | No | Behind the Meter | Net-metered residential rooftop and canopy |  | None | Pro Custom Solar dba Momentum Solar | PSE&G | Accepted | 2020-09-03 | 2020-09-08 | 2021-10-30 | LG ELECTRONICS | LG 350N1C-V5 | Solar Panels |  | 0.35 | 21 | 110 | 25 |  | Fixed | Roof
NJSTRE1545544329 |  | Transition Incentive Program | AUDUBON | 8106 | 14 | 7.48 | Residential | Yes | Behind the Meter | Net-metered residential rooftop and canopy |  | None | Trinity Solar | PSE&G | Accepted | 2020-09-02 | 2020-09-04 | 2021-10-30 | HANWHA | Q.PEAK DUO BLK-G6 340) | Solar Panels |  | 0.34 | 16 | 230 | 34 |  | Fixed | Roof
NJSTRE1545545207 |  | Transition Incentive Program | PLAINFIELD | 7060 | 10 | 9.75 | Residential | Yes | Behind the Meter | Net-metered residential rooftop and canopy |  | None | Vivint Solar Developer, LLC | PSE&G | Accepted | 2020-09-10 | 2020-09-11 | 2021-10-30 | JINKO SOLAR | JKM325M-60HBL | Solar Panels |  | 0.325 | 3 | 162 | 34 |  | Fixed | Roof
NJSTRE1545545250 |  | Transition Incentive Program | Morristown | 7960 | 3 | 15.84 | Residential | No | Behind the Meter | Net-metered residential rooftop and canopy |  | None | Public Service Solar | JCP&L | Accepted | 2020-09-02 | 2020-09-04 | 2021-10-30 | LG | Q1K-V5 | Solar Panels |  | 0.36 | 29 | 78 | 41 |  | Fixed | Roof
NJSTRE1545545319 |  | Transition Incentive Program | Linden | 7036 | 10 | 6.3 | Residential | Yes | Behind the Meter | Net-metered residential rooftop and canopy |  | None | Pro Custom Solar dba Momentum Solar | PSE&G | Accepted | 2020-09-02 | 2020-09-08 | 2021-10-30 | LG ELECTRONICS | LG 350N1C-V5 | Solar Panels |  | 0.35 | 4 | 48 | 20 |  | Fixed | Roof
NJSTRE1545545588 |  | Transition Incentive Program | TOMS RIVER | 8757 | 18 | 13.98 | Residential | Yes | Behind the Meter | Net-metered residential rooftop and canopy |  | None | Vivint Solar Developer, LLC | JCP&L | Accepted | 2020-09-10 | 2020-09-11 | 2021-10-30 | JINKO SOLAR | JKM325M-60HBL | Solar Panels |  | 0.325 | 5 | 258 | 43 |  | Fixed | Roof
NJSTRE1545545648 |  | Transition Incentive Program | Carneys Point | 8069 | 16 | 9.6 | Residential | Yes | Behind the Meter | Net-metered residential rooftop and canopy |  | None | RCL Enterprises Inc. | AC Electric | Accepted | 2020-09-02 | 2020-09-08 | 2021-10-30 | Trina Solar | TSM-320DD05M | Solar Panels |  | 0.32 | 17 | 219 | 18 |  | Fixed | Roof
NJSTRE1545547115 |  | Transition Incentive Program | Gloucester Twp | 8012 | 14 | 5.67 | Residential | No | Behind the Meter | Net-metered residential rooftop and canopy |  | None | Suntuity Solar LLC | PSE&G | Accepted | 2020-09-03 | 2020-09-08 | 2021-10-30 | Longi | LR6-60HPB-315M | Solar Panels |  | 0.315 | 18 | 180 | 22 |  | Fixed | Roof
NJSTRE1545547120 |  | Transition Incentive Program | OAKLYN | 8107 | 14 | 5.67 | Residential | Yes | Behind the Meter | Net-metered residential rooftop and canopy |  | None | Suntuity Solar LLC | PSE&G | Accepted | 2020-09-03 | 2020-09-09 | 2021-10-30 | Longi | LR6-60HPB-315M | Solar Panels |  | 0.315 | 5 | 219 | 15 |  | Fixed | Roof
NJSTRE1545547123 |  | Transition Incentive Program | WILLIAMSTOWN | 8094 | 15 | 5.04 | Residential | Yes | Behind the Meter | Net-metered residential rooftop and canopy |  | None | Suntuity Solar LLC | AC Electric | Accepted | 2020-09-03 | 2020-09-08 | 2021-10-30 | Longi | LR6-60HPB-315M | Solar Panels |  | 0.315 | 12 | 188 | 20 |  | Fixed | Roof
NJSTRE1545547126 |  | Transition Incentive Program | VILLAS | 8251 | 21 | 6.93 | Residential | Yes | Behind the Meter | Net-metered residential rooftop and canopy |  | None | Suntuity Solar LLC | AC Electric | Accepted | 2020-09-03 | 2020-09-08 | 2021-10-30 | Longi | LR6-60HPB-315M | Solar Panels |  | 0.315 | 5 | 208 | 33 |  | Fixed | Roof
NJSTRE1545547140 |  | Transition Incentive Program | Pine Beach | 8741 | 18 | 7.37 | Residential | No | Behind the Meter | Net-metered residential rooftop and canopy |  | None | Vision Solar LLC | JCP&L | Accepted | 2020-09-03 | 2020-09-08 | 2021-10-30 | HANWHA Q-CELLS | Q.PEAK DUO-G6+ 335 | Solar Panels |  | 0.335 | 10 | 18 | 32 |  | Fixed | Roof
NJSTRE1545547135 |  | Transition Incentive Program | SOMERDALE | 8083 | 14 | 5.67 | Residential | Yes | Behind the Meter | Net-metered residential rooftop and canopy |  | None | Suntuity Solar LLC | PSE&G | Accepted | 2020-09-03 | 2020-09-08 | 2021-10-30 | Longi | LR6-60HPB-315M | Solar Panels |  | 0.315 | 18 | 235 | 27 |  | Fixed | Roof
NJSTRE1545547145 |  | Transition Incentive Program | sewell | 8080 | 15 | 12.8 | Residential | No | Behind the Meter | Net-metered residential rooftop and canopy |  | None | Orbit Energy & Power, LLC | AC Electric | Accepted | 2020-09-03 | 2020-09-08 | 2021-10-30 | hanwha qcells | qpeak 320w | Solar Panels |  | 0.32 | 15 | 323 | 20 |  | Fixed | Roof
NJSTRE1545545602 |  | Transition Incentive Program | Montgomery TWP | 8502 | 5 | 11.22 | Residential | No | Behind the Meter | Net-metered residential rooftop and canopy |  | None | Tesla Energy Operations Inc. | PSE&G | Accepted | 2020-09-02 | 2020-09-08 | 2021-10-30 | Hanwha Q-Cells | Q.Peak DUO BLK-G6+/SC340 | Solar Panels |  | 0.34 | 6 | 214 | 30 |  | Fixed | Roof
NJSTRE1545545589 |  | Transition Incentive Program | West Deptford | 8096 | 15 | 5.99 | Residential | No | Behind the Meter | Net-metered residential rooftop and canopy |  | None | Advanced Renewable Solutions | PSE&G | Accepted | 2020-09-02 | 2020-09-08 | 2021-10-30 | CertainTeed | CT315M11-02 | Solar Panels |  | 0.315 | 9 | 186 | 20 |  | Fixed | Roof
NJSTRE1545547116 |  | Transition Incentive Program | MILLVILLE | 8332 | 20 | 14.81 | Residential | Yes | Behind the Meter | Net-metered residential rooftop and canopy |  | None | Suntuity Solar LLC | AC Electric | Accepted | 2020-09-04 | 2020-09-08 | 2021-10-30 | Longi | LR6-60HPB-315M | Solar Panels |  | 0.315 | 47 | 266 | 20 |  | Fixed | Roof
NJSTRE1545547118 |  | Transition Incentive Program | LINDENWOLD | 8021 | 14 | 7.88 | Residential | Yes | Behind the Meter | Net-metered residential rooftop and canopy |  | None | Suntuity Solar LLC | AC Electric | Accepted | 2020-09-03 | 2020-09-08 | 2021-10-30 | Longi | LR6-60HPB-315M | Solar Panels |  | 0.315 | 17 | 111 | 23 |  | Fixed | Roof
NJSTRE1545547126 |  | Transition Incentive Program | VILLAS | 8251 | 21 | 6.93 | Residential | Yes | Behind the Meter | Net-metered residential rooftop and canopy |  | None | Suntuity Solar LLC | AC Electric | Accepted | 2020-09-03 | 2020-09-08 | 2021-10-30 | Longi | LR6-60HPB-315M | Solar Panels |  | 0.315 | 11 | 119 | 18 |  | Fixed | Roof
NJSTRE1545547127 |  | Transition Incentive Program | MOUNT ROYAL | 8061 | 15 | 10.08 | Residential | No | Behind the Meter | Net-metered residential rooftop and canopy |  | None | Suntuity Solar LLC | AC Electric | Accepted | 2020-09-03 | 2020-09-08 | 2021-10-30 | Longi | LR6-60HPB-315M | Solar Panels |  | 0.315 | 14 | 307 | 18 |  | Fixed | Roof
NJSTRE1545547127 |  | Transition Incentive Program | MOUNT ROYAL | 8061 | 15 | 10.08 | Residential | No | Behind the Meter | Net-metered residential rooftop and canopy |  | None | Suntuity Solar LLC | AC Electric | Accepted | 2020-09-03 | 2020-09-08 | 2021-10-30 | Longi | LR6-60HPB-315M | Solar Panels |  | 0.315 | 8 | 307 | 18 |  | Fixed | Roof
NJSTRE1545547140 |  | Transition Incentive Program | Pine Beach | 8741 | 18 | 7.37 | Residential | No | Behind the Meter | Net-metered residential rooftop and canopy |  | None | Vision Solar LLC | JCP&L | Accepted | 2020-09-03 | 2020-09-08 | 2021-10-30 | HANWHA Q-CELLS | Q.PEAK DUO-G6+ 335 | Solar Panels |  | 0.335 | 12 | 198 | 32 |  | Fixed | Roof
NJSTRE1545547274 |  | Transition Incentive Program | Sicklerville | 8081 | 14 | 9.6 | Residential | Yes | Behind the Meter | Net-metered residential rooftop and canopy |  | None | Posigen NJ LLC | AC Electric | Accepted | 2020-09-03 | 2020-09-08 | 2021-10-30 | Silfab | SLA320BL | Solar Panels |  | 0.32 | 30 | 74254 | 29 |  | Fixed | Roof
NJSTRE1545547294 |  | Transition Incentive Program | Montclair Twp | 7042 | 9 | 5.58 | Residential | Yes | Behind the Meter | Net-metered residential rooftop and canopy |  | None | Bright Planet Solar | PSE&G | Accepted | 2020-09-03 | 2020-09-08 | 2021-10-30 | LONGI | LR6-60HPB-310M | Solar Panels |  | 0.31 | 7 | 291 | 45 |  | Fixed | Roof
NJSTRE1545547310 |  | Transition Incentive Program | Union | 7083 | 10 | 2.6 | Residential | Yes | Behind the Meter | Net-metered residential rooftop and canopy |  | None | Vivint Solar Developer, LLC | PSE&G | Accepted | 2020-09-11 | 2020-09-11 | 2021-10-30 | JINKO SOLAR | JKM325M-60HBL | Solar Panels |  | 0.325 | 8 | 130 | 24 |  | Fixed | Roof
NJSTRE1545547334 |  | Transition Incentive Program | Edison | 8820 | 11 | 9.52 | Residential | Yes | Behind the Meter | Net-metered residential rooftop and canopy |  | None | Tesla Energy Operations Inc. | PSE&G | Accepted | 2020-09-03 | 2020-09-08 | 2021-10-30 | Hanwha Q-CELLS | Q.Peak DUO BLK-G6+ 340 | Solar Panels |  | 0.34 | 20 | 226 | 23 |  | Fixed | Roof
NJSTRE1545547706 |  | Transition Incentive Program | Cranbury Township | 8512 | 11 | 11.2 | Residential | No | Behind the Meter | Net-metered residential rooftop and canopy |  | None | Pro Custom Solar dba Momentum Solar | PSE&G | Accepted | 2020-09-03 | 2020-09-08 | 2021-10-30 | LG ELECTRONICS | LG 350N1C-V5 | Solar Panels |  | 0.35 | 11 | 290 | 25 |  | Fixed | Roof
NJSTRE1545545252 |  | Transition Incentive Program | WAYNE | 7470 | 6 | 6.08 | Residential | No | Behind the Meter | Net-metered residential rooftop and canopy |  | None | Vivint Solar Developer, LLC | PSE&G | Accepted | 2020-09-07 | 2020-09-08 | 2021-10-30 | Hanwha Solar | Q.PEAK DUO BLK-G5 320w | Solar Panels |  | 0.32 | 17 | 123 | 44 |  | Fixed | Roof
NJSTRE1545545361 |  | Transition Incentive Program | Somerset | 8873 | 5 | 5.2 | Residential | Yes | Behind the Meter | Net-metered residential rooftop and canopy |  | None | Vivint Solar Developer, LLC | PSE&G | Accepted | 2020-09-10 | 2020-09-11 | 2021-10-30 | JINKO SOLAR | JKM325M-60HBL | Solar Panels |  | 0.325 | 4 | 38 | 24 |  | Fixed | Roof
NJSTRE1545545602 |  | Transition Incentive Program | Montgomery TWP | 8502 | 5 | 11.22 | Residential | No | Behind the Meter | Net-metered residential rooftop and canopy |  | None | Tesla Energy Operations Inc. | PSE&G | Accepted | 2020-09-02 | 2020-09-08 | 2021-10-30 | Hanwha Q-Cells | Q.Peak DUO BLK-G6+/SC340 | Solar Panels |  | 0.34 | 9 | 124 | 37 |  | Fixed | Roof
NJSTRE1545545606 |  | Transition Incentive Program | JERSEY CITY | 7305 | 8 | 2.6 | Residential | Yes | Behind the Meter | Net-metered residential rooftop and canopy |  | None | Vivint Solar Developer, LLC | PSE&G | Accepted | 2020-09-10 | 2020-09-11 | 2021-10-30 | JINKO SOLAR | JKM325M-60HBL | Solar Panels |  | 0.325 | 5 | 130 | 13 |  | Fixed | Roof
NJSTRE1545545606 |  | Transition Incentive Program | JERSEY CITY | 7305 | 8 | 2.6 | Residential | Yes | Behind the Meter | Net-metered residential rooftop and canopy |  | None | Vivint Solar Developer, LLC | PSE&G | Accepted | 2020-09-10 | 2020-09-11 | 2021-10-30 | JINKO SOLAR | JKM325M-60HBL | Solar Panels |  | 0.325 | 3 | 310 | 13 |  | Fixed | Roof
NJSTRE1545545660 |  | Transition Incentive Program | North Wildwood | 8260 | 21 | 7.04 | Residential | Yes | Behind the Meter | Net-metered residential rooftop and canopy |  | None | RCL Enterprises Inc. | AC Electric | Accepted | 2020-09-02 | 2020-09-08 | 2021-10-30 | Trina Solar | TSM-320DD06M | Solar Panels |  | 0.32 | 22 | 132 | 22 |  | Fixed | Roof
NJSTRE1545547117 |  | Transition Incentive Program | SOUTH PLAINFIELD | 7080 | 11 | 7.56 | Residential | No | Behind the Meter | Net-metered residential rooftop and canopy |  | None | Suntuity Solar LLC | PSE&G | Accepted | 2020-09-07 | 2020-09-08 | 2021-10-30 | Longi | LR6-60HPB-315M | Solar Panels |  | 0.315 | 15 | 162 | 25 |  | Fixed | Roof
NJSTRE1545547118 |  | Transition Incentive Program | LINDENWOLD | 8021 | 14 | 7.88 | Residential | Yes | Behind the Meter | Net-metered residential rooftop and canopy |  | None | Suntuity Solar LLC | AC Electric | Accepted | 2020-09-03 | 2020-09-08 | 2021-10-30 | Longi | LR6-60HPB-315M | Solar Panels |  | 0.315 | 8 | 291 | 23 |  | Fixed | Roof
NJSTRE1545547119 |  | Transition Incentive Program | Evesham Township | 8053 | 13 | 12.29 | Residential | Yes | Behind the Meter | Net-metered residential rooftop and canopy |  | None | Suntuity Solar LLC | PSE&G | Accepted | 2020-09-03 | 2020-09-08 | 2021-10-30 | Longi | LR6-60HPB-315M | Solar Panels |  | 0.315 | 27 | 39 | 30 |  | Fixed | Roof
NJSTRE1545547127 |  | Transition Incentive Program | MOUNT ROYAL | 8061 | 15 | 10.08 | Residential | No | Behind the Meter | Net-metered residential rooftop and canopy |  | None | Suntuity Solar LLC | AC Electric | Accepted | 2020-09-03 | 2020-09-08 | 2021-10-30 | Longi | LR6-60HPB-315M | Solar Panels |  | 0.315 | 3 | 217 | 18 |  | Fixed | Roof
NJSTRE1545547127 |  | Transition Incentive Program | MOUNT ROYAL | 8061 | 15 | 10.08 | Residential | No | Behind the Meter | Net-metered residential rooftop and canopy |  | None | Suntuity Solar LLC | AC Electric | Accepted | 2020-09-03 | 2020-09-08 | 2021-10-30 | Longi | LR6-60HPB-315M | Solar Panels |  | 0.315 | 7 | 127 | 18 |  | Fixed | Roof
NJSTRE1545547145 |  | Transition Incentive Program | sewell | 8080 | 15 | 12.8 | Residential | No | Behind the Meter | Net-metered residential rooftop and canopy |  | None | Orbit Energy & Power, LLC | AC Electric | Accepted | 2020-09-03 | 2020-09-08 | 2021-10-30 | hanwha qcells | qpeak 320w | Solar Panels |  | 0.32 | 6 | 20 | 323 |  | Fixed | Roof
NJSTRE1545547233 |  | Transition Incentive Program | Millville | 8332 | 20 | 11.2 | Residential | Yes | Behind the Meter | Net-metered residential rooftop and canopy |  | None | Sun Up Zero Down | AC Electric | Accepted | 2020-09-03 | 2020-09-08 | 2021-10-30 | Trina | TSM-320DD05H.05(II) | Solar Panels |  | 0.32 | 8 | 302 | 34 |  | Fixed | Roof
NJSTRE1545545361 |  | Transition Incentive Program | Somerset | 8873 | 5 | 5.2 | Residential | Yes | Behind the Meter | Net-metered residential rooftop and canopy |  | None | Vivint Solar Developer, LLC | PSE&G | Accepted | 2020-09-10 | 2020-09-11 | 2021-10-30 | JINKO SOLAR | JKM325M-60HBL | Solar Panels |  | 0.325 | 2 | 218 | 43 |  | Fixed | Roof
NJSTRE1545545602 |  | Transition Incentive Program | Montgomery TWP | 8502 | 5 | 11.22 | Residential | No | Behind the Meter | Net-metered residential rooftop and canopy |  | None | Tesla Energy Operations Inc. | PSE&G | Accepted | 2020-09-02 | 2020-09-08 | 2021-10-30 | Hanwha Q-Cells | Q.Peak DUO BLK-G6+/SC340 | Solar Panels |  | 0.34 | 2 | 304 | 37 |  | Fixed | Roof
NJSTRE1545547131 |  | Transition Incentive Program | Hillsborough Township | 8844 | 5 | 10.08 | Residential | Yes | Behind the Meter | Net-metered residential rooftop and canopy |  | None | Suntuity Solar LLC | PSE&G | Accepted | 2020-09-03 | 2020-09-08 | 2021-10-30 | Longi | LR6-60HPB-315M | Solar Panels |  | 0.315 | 14 | 79 | 25 |  | Fixed | Roof
NJSTRE1545547133 |  | Transition Incentive Program | Teaneck | 7666 | 7 | 5.36 | Residential | Yes | Behind the Meter | Net-metered residential rooftop and canopy |  | None | Suntuity Solar LLC | PSE&G | Accepted | 2020-09-03 | 2020-09-08 | 2021-10-30 | Longi | LR6-60HPB-315M | Solar Panels |  | 0.315 | 10 | 24 | 35 |  | Fixed | Roof
NJSTRE1545547271 |  | Transition Incentive Program | Brick | 8723 | 18 | 10.54 | Residential | No | Behind the Meter | Net-metered residential rooftop and canopy |  | None | Bright Planet Solar | JCP&L | Accepted | 2020-09-03 | 2020-09-08 | 2021-10-30 | LONGI | LR6-60HPB-310M | Solar Panels |  | 0.31 | 6 | 115 | 22 |  | Fixed | Roof
NJSTRE1545547270 |  | Transition Incentive Program | Mays Landing | 8330 | 19 | 9.28 | Residential | Yes | Behind the Meter | Net-metered residential rooftop and canopy |  | None | All Season Solar | AC Electric | Accepted | 2020-09-03 | 2020-09-08 | 2021-10-30 | Trina | TSMDD06M.05II | Solar Panels |  | 0.32 | 16 | 220 | 44 |  | Fixed | Roof
NJSTRE1545547270 |  | Transition Incentive Program | Mays Landing | 8330 | 19 | 9.28 | Residential | Yes | Behind the Meter | Net-metered residential rooftop and canopy |  | None | All Season Solar | AC Electric | Accepted | 2020-09-03 | 2020-09-08 | 2021-10-30 | Trina | TSMDD06M.05II | Solar Panels |  | 0.32 | 6 | 220 | 44 |  | Fixed | Roof
NJSTRE1545547293 |  | Transition Incentive Program | Ewing | 8618 | 12 | 3.84 | Residential | Yes | Behind the Meter | Net-metered residential rooftop and canopy |  | None | Posigen NJ LLC | PSE&G | Accepted | 2020-09-03 | 2020-09-08 | 2021-10-30 | Hanwha Q-Cells | Q.PEAK DUO-G5 320 | Solar Panels |  | 0.32 | 12 | 127 | 30 |  | Fixed | Roof
NJSTRE1545547288 |  | Transition Incentive Program | oak ridge | 7438 | 6 | 9.86 | Residential | No | Behind the Meter | Net-metered residential rooftop and canopy |  | None | Sundial Solar Innovations | JCP&L | Accepted | 2020-09-03 | 2020-09-09 | 2021-10-30 | Hanwha | QCell340 | Solar Panels |  | 0.34 | 29 | 220 | 25 |  | Fixed | Roof
NJSTRE1545547311 |  | Transition Incentive Program | Englishtown | 7726 | 17 | 5.76 | Residential | No | Behind the Meter | Net-metered residential rooftop and canopy |  | None | EMT Renewables | JCP&L | Accepted | 2020-09-03 | 2020-09-08 | 2021-10-30 | Trina | 320-BLK | Solar Panels |  | 0.32 | 2 | 289 | 25 |  | Fixed | Roof
NJSTRE1545547355 |  | Transition Incentive Program | Pitman | 8071 | 15 | 12.58 | Residential | No | Behind the Meter | Net-metered residential rooftop and canopy |  | None | EMT Renewables | AC Electric | Accepted | 2020-09-03 | 2020-09-08 | 2021-10-30 | QCELL | 340-BLK-G6 | Solar Panels |  | 0.34 | 14 | 161 | 25 |  | Fixed | Roof
NJSTRE1545547355 |  | Transition Incentive Program | Pitman | 8071 | 15 | 12.58 | Residential | No | Behind the Meter | Net-metered residential rooftop and canopy |  | None | EMT Renewables | AC Electric | Accepted | 2020-09-03 | 2020-09-08 | 2021-10-30 | QCELL | 340 BLK-G6 | Solar Panels |  | 0.34 | 3 | 161 | 25 |  | Fixed | Roof
NJSTRE1545547360 |  | Transition Incentive Program | Bergenfield | 7621 | 7 | 5.53 | Residential | Yes | Behind the Meter | Net-metered residential rooftop and canopy |  | None | Vivint Solar Developer, LLC | PSE&G | Accepted | 2020-09-11 | 2020-09-11 | 2021-10-30 | JINKO SOLAR | JKM325M-60HBL | Solar Panels |  | 0.325 | 12 | 272 | 19 |  | Fixed | Roof
NJSTRE1545547271 |  | Transition Incentive Program | Brick | 8723 | 18 | 10.54 | Residential | No | Behind the Meter | Net-metered residential rooftop and canopy |  | None | Bright Planet Solar | JCP&L | Accepted | 2020-09-03 | 2020-09-08 | 2021-10-30 | LONGI | LR6-60HPB-310M | Solar Panels |  | 0.31 | 28 | 205 | 22 |  | Fixed | Roof
NJSTRE1545547334 |  | Transition Incentive Program | Edison | 8820 | 11 | 9.52 | Residential | Yes | Behind the Meter | Net-metered residential rooftop and canopy |  | None | Tesla Energy Operations Inc. | PSE&G | Accepted | 2020-09-03 | 2020-09-08 | 2021-10-30 | Hanwha Q-CELLS | Q.Peak DUO BLK-G6+ 340 | Solar Panels |  | 0.34 | 8 | 46 | 23 |  | Fixed | Roof
NJSTRE1545547345 |  | Transition Incentive Program | McKee City | 8234 | 19 | 9.45 | Residential | No | Behind the Meter | Net-metered residential rooftop and canopy |  | None | All Season Solar | AC Electric | Accepted | 2020-09-03 | 2020-09-09 | 2021-10-30 | Certainteed | CT315HC11-04 | Solar Panels |  | 0.315 | 10 | 220 | 19 |  | Fixed | Roof
NJSTRE1545547355 |  | Transition Incentive Program | Pitman | 8071 | 15 | 12.58 | Residential | No | Behind the Meter | Net-metered residential rooftop and canopy |  | None | EMT Renewables | AC Electric | Accepted | 2020-09-03 | 2020-09-08 | 2021-10-30 | QCELL | 340-BLK-G6 | Solar Panels |  | 0.34 | 10 | 341 | 25 |  | Fixed | Roof
NJSTRE1545547361 |  | Transition Incentive Program | ocean city | 8226 | 21 | 12.6 | Residential | No | Behind the Meter | Net-metered residential rooftop and canopy |  | None | Orbit Energy & Power, LLC | AC Electric | Accepted | 2020-09-03 | 2020-09-09 | 2021-10-30 | solaria | 360w | Solar Panels |  | 0.36 | 9 | 265 | 39 |  | Fixed | Roof
NJSTRE1545547361 |  | Transition Incentive Program | ocean city | 8226 | 21 | 12.6 | Residential | No | Behind the Meter | Net-metered residential rooftop and canopy |  | None | Orbit Energy & Power, LLC | AC Electric | Accepted | 2020-09-03 | 2020-09-09 | 2021-10-30 | solaria | 360w | Solar Panels |  | 0.36 | 5 | 355 | 35 |  | Fixed | Roof
NJSTRE1545547372 |  | Transition Incentive Program | Burlington | 8016 | 13 | 8.5 | Residential | No | Behind the Meter | Net-metered residential rooftop and canopy |  | None | Maier Solar Engineering dba Solar Me | PSE&G | Accepted | 2020-09-03 | 2020-09-09 | 2021-10-30 | Hanwha | Q.CELL DUO BLK-G6 340W | Solar Panels |  | 0.34 | 20 | 110 | 34 |  | Fixed | Roof
NJSTRE1545547667 |  | Transition Incentive Program | Parsippany | 7054 | 3 | 10.88 | Residential | No | Behind the Meter | Net-metered residential rooftop and canopy |  | None | Trinity Solar | JCP&L | Accepted | 2020-09-03 | 2020-09-08 | 2021-10-30 | HANWHA 340 (Q.PEAK DUO BLK-G6 340) | HANWHA 340 (Q.PEAK DUO BLK-G6 340) | Solar Panels |  | 0.34 | 32 | 205 | 22 |  | Fixed | Roof
NJSTRE1545547366 |  | Transition Incentive Program | Egg Harbor Township | 8234 | 19 | 16.96 | Residential | Yes | Behind the Meter | Net-metered residential rooftop and canopy |  | None | Sun Up Zero Down | AC Electric | Accepted | 2020-09-03 | 2020-09-09 | 2021-10-30 | trina | TSM-320DD05H.05(II) | Solar Panels |  | 0.32 | 4 | 187 | 28 |  | Fixed | Roof
NJSTRE1545547727 |  | Transition Incentive Program | HASBROUCK HEIGHTS | 7604 | 7 | 7.48 | Residential | Yes | Behind the Meter | Net-metered residential rooftop and canopy |  | None | Vivint Solar Developer, LLC | PSE&G | Accepted | 2020-09-11 | 2020-09-11 | 2021-10-30 | JINKO SOLAR | JKM325M-60HBL | Solar Panels |  | 0.325 | 5 | 128 | 29 |  | Fixed | Roof
NJSTRE1545547727 |  | Transition Incentive Program | HASBROUCK HEIGHTS | 7604 | 7 | 7.48 | Residential | Yes | Behind the Meter | Net-metered residential rooftop and canopy |  | None | Vivint Solar Developer, LLC | PSE&G | Accepted | 2020-09-11 | 2020-09-11 | 2021-10-30 | JINKO SOLAR | JKM325M-60HBL | Solar Panels |  | 0.325 | 5 | 128 | 13 |  | Fixed | Roof
NJSTRE1545547761 |  | Transition Incentive Program | BLOOMFIELD | 7003 | 9 | 3.9 | Residential | Yes | Behind the Meter | Net-metered residential rooftop and canopy |  | None | Vivint Solar Developer, LLC | PSE&G | Accepted | 2020-09-11 | 2020-09-11 | 2021-10-30 | JINKO SOLAR | JKM325M-60HBL | Solar Panels |  | 0.325 | 12 | 183 | 33 |  | Fixed | Roof
NJSTRE1545547809 |  | Transition Incentive Program | Tenafly | 7670 | 7 | 7.35 | Residential | Yes | Behind the Meter | Net-metered residential rooftop and canopy |  | None | Pro Custom Solar dba Momentum Solar | PSE&G | Accepted | 2020-09-03 | 2020-09-08 | 2021-10-30 | LG ELECTRONICS | LG 350N1C-V5 | Solar Panels |  | 0.35 | 17 | 179 | 20 |  | Fixed | Roof
NJSTRE1545547682 |  | Transition Incentive Program | Point Pleasant Beach | 8742 | 18 | 10.88 | Residential | No | Behind the Meter | Net-metered residential rooftop and canopy |  | None | Tesla Energy Operations Inc. | JCP&L | Accepted | 2020-09-03 | 2020-09-08 | 2021-10-30 | Hanwha Q-CELLS | Q.Peak DUO BLK-G6+ 340 | Solar Panels |  | 0.34 | 8 | 89 | 23 |  | Fixed | Roof
NJSTRE1545547687 |  | Transition Incentive Program | MOUNT EPHRAIM | 8059 | 14 | 5.44 | Residential | Yes | Behind the Meter | Net-metered residential rooftop and canopy |  | None | Trinity Solar | PSE&G | Accepted | 2020-09-03 | 2020-09-08 | 2021-10-30 | HANWHA | Q.PEAK DUO BLK-G6 340 | Solar Panels |  | 0.34 | 13 | 162 | 37 |  | Fixed | Roof
NJSTRE1545547721 |  | Transition Incentive Program | South Brunswick | 8852 | 11 | 16.64 | Residential | No | Behind the Meter | Net-metered residential rooftop and canopy |  | None | Ampericon | PSE&G | Accepted | 2020-09-03 | 2020-09-08 | 2021-10-30 | Silfab | SLA-M-320 | Solar Panels |  | 0.32 | 26 | 216 | 20 |  | Fixed | Roof
NJSTRE1545547721 |  | Transition Incentive Program | South Brunswick | 8852 | 11 | 16.64 | Residential | No | Behind the Meter | Net-metered residential rooftop and canopy |  | None | Ampericon | PSE&G | Accepted | 2020-09-03 | 2020-09-08 | 2021-10-30 | Silfab | SLA-M-320 | Solar Panels |  | 0.32 | 26 | 126 | 20 |  | Fixed | Roof
NJSTRE1545547720 |  | Transition Incentive Program | Westfield | 7090 | 10 | 7.14 | Residential | No | Behind the Meter | Net-metered residential rooftop and canopy |  | None | Maier Solar Engineering dba Solar Me | PSE&G | Accepted | 2020-09-03 | 2020-09-08 | 2021-10-30 | Hanwha | Q.CELL DUO BLK-G6 340W | Solar Panels |  | 0.34 | 6 | 248 | 34 |  | Fixed | Roof
NJSTRE1545547742 |  | Transition Incentive Program | Holmdel | 7733 | 17 | 10.5 | Residential | Yes | Behind the Meter | Net-metered residential rooftop and canopy |  | None | Pro Custom Solar dba Momentum Solar | JCP&L | Accepted | 2020-09-03 | 2020-09-08 | 2021-10-30 | LG ELECTRONICS | LG 350N1C-V5 | Solar Panels |  | 0.35 | 10 | 221 | 28 |  | Fixed | Roof
NJSTRE1545547778 |  | Transition Incentive Program | Moonachie | 7074 | 7 | 7.48 | Residential | Yes | Behind the Meter | Net-metered residential rooftop and canopy |  | None | Trinity Solar | PSE&G | Accepted | 2020-09-03 | 2020-09-08 | 2021-10-30 | Hanwha | Q.PEAK DUO BLK-G6 340 | Solar Panels |  | 0.34 | 12 | 218 | 23 |  | Fixed | Roof
NJSTRE1545547792 |  | Transition Incentive Program | Jersey City | 7305 | 8 | 9.61 | Residential | Yes | Behind the Meter | Net-metered residential rooftop and canopy |  | None | Bright Planet Solar | PSE&G | Accepted | 2020-09-03 | 2020-09-08 | 2021-10-30 | LONGI | LR6-60HPB-310M | Solar Panels |  | 0.31 | 31 | 201 | 23 |  | Fixed | Roof
NJSTRE1545547803 |  | Transition Incentive Program | Cape May | 8204 | 21 | 28.16 | Residential | No | Behind the Meter | Net-metered residential rooftop and canopy |  | None | RCL Enterprises Inc. | AC Electric | Accepted | 2020-09-03 | 2020-09-08 | 2021-10-30 | Trina Solar | TSM-320DD06M | Solar Panels |  | 0.32 | 10 | 25 | 103 |  | Fixed | Roof
NJSTRE1545547831 |  | Transition Incentive Program | South Amboy | 8879 | 11 | 6.12 | Residential | Yes | Behind the Meter | Net-metered residential rooftop and canopy |  | None | Trinity Solar | JCP&L | Accepted | 2020-09-03 | 2020-09-09 | 2021-10-30 | Hanwha 340 | Q.PEAK DUO BLK-G6 340 | Solar Panels |  | 0.34 | 6 | 243 | 23 |  | Fixed | Roof
NJSTRE1545547852 |  | Transition Incentive Program | Old Bridge | 8857 | 11 | 8.75 | Residential | Yes | Behind the Meter | Net-metered residential rooftop and canopy |  | None | Pro Custom Solar dba Momentum Solar | JCP&L | Accepted | 2020-09-03 | 2020-09-08 | 2021-10-30 | LG ELECTRONICS | LG 350N1C-V5 | Solar Panels |  | 0.35 | 7 | 195 | 26 |  | Fixed | Roof
NJSTRE1545549854 |  | Transition Incentive Program | Jackson | 8527 | 18 | 12.95 | Residential | No | Behind the Meter | Net-metered residential rooftop and canopy |  | None | Powerlutions | JCP&L | Accepted | 2020-09-03 | 2020-09-09 | 2021-10-30 | REC | 370AA | Solar Panels |  | 0.37 | 2 | 221 | 38 |  | Fixed | Roof
NJSTRE1545549872 |  | Transition Incentive Program | Penns Grove | 8069 | 16 | 8.68 | Residential | Yes | Behind the Meter | Net-metered residential rooftop and canopy |  | None | 1st Light Energy Inc | AC Electric | Accepted | 2020-09-03 | 2020-09-09 | 2021-10-30 | Longi | LR6-60HPB-310M | Solar Panels |  | 0.31 | 15 | 119 | 27 |  | Fixed | Roof
NJSTRE1545547372 |  | Transition Incentive Program | Burlington | 8016 | 13 | 8.5 | Residential | No | Behind the Meter | Net-metered residential rooftop and canopy |  | None | Maier Solar Engineering dba Solar Me | PSE&G | Accepted | 2020-09-03 | 2020-09-09 | 2021-10-30 | Hanwha | Q.CELL DUO BLK-G6 340W | Solar Panels |  | 0.34 | 5 | 290 | 34 |  | Fixed | Roof
NJSTRE1545547594 |  | Transition Incentive Program | BOONTON | 7005 | 3 | 14.3 | Residential | Yes | Behind the Meter | Net-metered residential rooftop and canopy |  | None | Vivint Solar Developer, LLC | JCP&L | Accepted | 2020-09-11 | 2020-09-11 | 2021-10-30 | JINKO SOLAR | JKM325M-60HBL | Solar Panels |  | 0.325 | 7 | 87 | 29 |  | Fixed | Roof
NJSTRE1545547366 |  | Transition Incentive Program | Egg Harbor Township | 8234 | 19 | 16.96 | Residential | Yes | Behind the Meter | Net-metered residential rooftop and canopy |  | None | Sun Up Zero Down | AC Electric | Accepted | 2020-09-03 | 2020-09-09 | 2021-10-30 | trina | TSM-320DD05H.05(II) | Solar Panels |  | 0.32 | 26 | 187 | 28 |  | Fixed | Roof
NJSTRE1545547727 |  | Transition Incentive Program | HASBROUCK HEIGHTS | 7604 | 7 | 7.48 | Residential | Yes | Behind the Meter | Net-metered residential rooftop and canopy |  | None | Vivint Solar Developer, LLC | PSE&G | Accepted | 2020-09-11 | 2020-09-11 | 2021-10-30 | JINKO SOLAR | JKM325M-60HBL | Solar Panels |  | 0.325 | 6 | 128 | 8 |  | Fixed | Roof
NJSTRE1545547809 |  | Transition Incentive Program | Tenafly | 7670 | 7 | 7.35 | Residential | Yes | Behind the Meter | Net-metered residential rooftop and canopy |  | None | Pro Custom Solar dba Momentum Solar | PSE&G | Accepted | 2020-09-03 | 2020-09-08 | 2021-10-30 | LG ELECTRONICS | LG 350N1C-V5 | Solar Panels |  | 0.35 | 4 | 359 | 20 |  | Fixed | Roof
NJSTRE1545547807 |  | Transition Incentive Program | Monroeville | 8343 | 16 | 8.16 | Residential | No | Behind the Meter | Net-metered residential rooftop and canopy |  | None | Trinity Solar | AC Electric | Accepted | 2020-09-03 | 2020-09-09 | 2021-10-30 | Hanwha | Q.PEAK DUO BLK-G6 340 | Solar Panels |  | 0.34 | 12 | 129 | 40 |  | Fixed | Roof
NJSTRE1545547803 |  | Transition Incentive Program | Cape May | 8204 | 21 | 28.16 | Residential | No | Behind the Meter | Net-metered residential rooftop and canopy |  | None | RCL Enterprises Inc. | AC Electric | Accepted | 2020-09-03 | 2020-09-08 | 2021-10-30 | Trina Solar | TSM-320DD06M | Solar Panels |  | 0.32 | 3 | 193 | 32 |  | Fixed | Roof
NJSTRE1545547847 |  | Transition Incentive Program | VINELAND | 8360 | 20 | 6.46 | Residential | Yes | Behind the Meter | Net-metered residential rooftop and canopy |  | None | Trinity Solar | Vineland Muni Electric | Accepted | 2020-09-03 | 2020-09-09 | 2021-10-30 | HANWHA | Q.PEAK DUO BLK-G6 340 | Solar Panels |  | 0.34 | 19 | 183 | 34 |  | Fixed | Roof
NJSTRE1545549862 |  | Transition Incentive Program | City Paterson | 7513 | 6 | 10.2 | Residential | Yes | Behind the Meter | Net-metered residential rooftop and canopy |  | None | Trinity Solar | PSE&G | Accepted | 2020-09-03 | 2020-09-09 | 2021-10-30 | Hanwha | Q.PEAK DUO BLK-G6 340 | Solar Panels |  | 0.34 | 16 | 279 | 47 |  | Fixed | Roof
NJSTRE1545549895 |  | Transition Incentive Program | Belmar | 7719 | 17 | 5.78 | Residential | No | Behind the Meter | Net-metered residential rooftop and canopy |  | None | Trinity Solar | JCP&L | Accepted | 2020-09-03 | 2020-09-09 | 2021-10-30 | Hanwha | Q.PEAK DUO BLK-G6 340 | Solar Panels |  | 0.34 | 15 | 106 | 18 |  | Fixed | Roof
NJSTRE1545549923 |  | Transition Incentive Program | Kearny | 7032 | 8 | 8.54 | Residential | Yes | Behind the Meter | Net-metered residential rooftop and canopy |  | None | Sunrun Installation Services, Inc. | PSE&G | Accepted | 2020-09-03 | 2020-09-09 | 2021-10-30 | LONGi Green Energy Technology Co Ltd | LR6-60HPB-305M | Solar Panels |  | 0.305 | 10 | 34 | 18 |  | Fixed | Roof
NJSTRE1545549926 |  | Transition Incentive Program | clarksboro | 8020 | 15 | 10.88 | Residential | No | Behind the Meter | Net-metered residential rooftop and canopy |  | None | Orbit Energy & Power, LLC | AC Electric | Accepted | 2020-09-03 | 2020-09-09 | 2021-10-30 | hanwha qcells | qpeak 320w | Solar Panels |  | 0.32 | 4 | 132 | 27 |  | Fixed | Roof
NJSTRE1545547639 |  | Transition Incentive Program | Lakewood | 8701 | 18 | 7.13 | Residential | Yes | Behind the Meter | Net-metered residential rooftop and canopy |  | None | Bright Planet Solar | JCP&L | Accepted | 2020-09-03 | 2020-09-08 | 2021-10-30 | LONGI | LR6-60HPB-310M | Solar Panels |  | 0.31 | 23 | 187 | 33 |  | Fixed | Roof
NJSTRE1545547679 |  | Transition Incentive Program | Newark | 7108 | 9 | 7.44 | Residential | Yes | Behind the Meter | Net-metered residential rooftop and canopy |  | None | Posigen NJ LLC | PSE&G | Accepted | 2020-09-03 | 2020-09-08 | 2021-10-30 | Silfab | SLA310M | Solar Panels |  | 0.31 | 24 | 194,104,284,14 | 34 |  | Fixed | Roof
NJSTRE1545547681 |  | Transition Incentive Program | Piscataway | 8854 | 11 | 6.3 | Residential | No | Behind the Meter | Net-metered residential rooftop and canopy |  | None | Pro Custom Solar dba Momentum Solar | PSE&G | Accepted | 2020-09-03 | 2020-09-08 | 2021-10-30 | HANWHA | Q.PEAK DUO BLK G6+ 340 | Solar Panels |  | 0.35 | 18 | 233 | 21 |  | Fixed | Roof
NJSTRE1545547692 |  | Transition Incentive Program | FAIRVIEW | 7022 | 7 | 9.1 | Residential | Yes | Behind the Meter | Net-metered residential rooftop and canopy |  | None | Vivint Solar Developer, LLC | PSE&G | Accepted | 2020-09-11 | 2020-09-11 | 2021-10-30 | JINKO SOLAR | JKM325M-60HBL | Solar Panels |  | 0.325 | 9 | 124 | 19 |  | Fixed | Roof
NJSTRE1545547366 |  | Transition Incentive Program | Egg Harbor Township | 8234 | 19 | 16.96 | Residential | Yes | Behind the Meter | Net-metered residential rooftop and canopy |  | None | Sun Up Zero Down | AC Electric | Accepted | 2020-09-03 | 2020-09-09 | 2021-10-30 | trina | TSM-320DD05H.05(II) | Solar Panels |  | 0.32 | 15 | 7 | 28 |  | Fixed | Roof
NJSTRE1545547720 |  | Transition Incentive Program | Westfield | 7090 | 10 | 7.14 | Residential | No | Behind the Meter | Net-metered residential rooftop and canopy |  | None | Maier Solar Engineering dba Solar Me | PSE&G | Accepted | 2020-09-03 | 2020-09-08 | 2021-10-30 | Hanwha | Q.CELL DUO BLK-G6 340W | Solar Panels |  | 0.34 | 6 | 68 | 34 |  | Fixed | Roof
NJSTRE1545547734 |  | Transition Incentive Program | Bridgeton | 8302 | 20 | 6.8 | Residential | No | Behind the Meter | Net-metered residential rooftop and canopy |  | None | Trinity Solar | AC Electric | Accepted | 2020-09-03 | 2020-09-22 | 2021-10-30 | Hanwha | Q.PEAK DUO BLK-G6 340 | Solar Panels |  | 0.34 | 7 | 194 | 23 |  | Fixed | Roof
NJSTRE1545547734 |  | Transition Incentive Program | Bridgeton | 8302 | 20 | 6.8 | Residential | No | Behind the Meter | Net-metered residential rooftop and canopy |  | None | Trinity Solar | AC Electric | Accepted | 2020-09-03 | 2020-09-22 | 2021-10-30 | Hanwha | Q.PEAK DUO BLK-G6 340 | Solar Panels |  | 0.34 | 4 | 194 | 40 |  | Fixed | Roof
NJSTRE1545547772 |  | Transition Incentive Program | SOMERSET | 8873 | 5 | 11.38 | Residential | Yes | Behind the Meter | Net-metered residential rooftop and canopy |  | None | Vivint Solar Developer, LLC | PSE&G | Accepted | 2020-09-11 | 2020-09-14 | 2021-10-30 | JINKO SOLAR | JKM325M-60HBL | Solar Panels |  | 0.325 | 10 | 129 | 26 |  | Fixed | Roof
NJSTRE1545547803 |  | Transition Incentive Program | Cape May | 8204 | 21 | 28.16 | Residential | No | Behind the Meter | Net-metered residential rooftop and canopy |  | None | RCL Enterprises Inc. | AC Electric | Accepted | 2020-09-03 | 2020-09-08 | 2021-10-30 | Trina Solar | TSM-320DD06M | Solar Panels |  | 0.32 | 21 | 103 | 32 |  | Fixed | Roof
NJSTRE1545547858 |  | Transition Incentive Program | Monmouth Beach | 7750 | 17 | 5.44 | Residential | Yes | Behind the Meter | Net-metered residential rooftop and canopy |  | None | Trinity Solar | JCP&L | Accepted | 2020-09-03 | 2020-09-08 | 2021-10-30 | Hanwha | Q.PEAK DUO BLK-G6 340 | Solar Panels |  | 0.34 | 16 | 253 | 35 |  | Fixed | Roof
NJSTRE1545549762 |  | Transition Incentive Program | HELMETTA | 8828 | 11 | 12.68 | Residential | Yes | Behind the Meter | Net-metered residential rooftop and canopy |  | None | Vivint Solar Developer, LLC | JCP&L | Accepted | 2020-09-11 | 2020-09-14 | 2021-10-30 | JINKO SOLAR | JKM325M-60HBL | Solar Panels |  | 0.325 | 20 | 309 | 32 |  | Fixed | Roof
NJSTRE1545549840 |  | Transition Incentive Program | Hackettstown | 7840 | 2 | 5.19 | Residential | Yes | Behind the Meter | Net-metered residential rooftop and canopy |  | None | Sunrun Installation Services, Inc. | JCP&L | Accepted | 2020-09-03 | 2020-09-09 | 2021-10-30 | LONGi Green Energy Technology Co Ltd | LR6-60HPB-305M | Solar Panels |  | 0.305 | 17 | 158 | 23 |  | Fixed | Roof
NJSTRE1545547366 |  | Transition Incentive Program | Egg Harbor Township | 8234 | 19 | 16.96 | Residential | Yes | Behind the Meter | Net-metered residential rooftop and canopy |  | None | Sun Up Zero Down | AC Electric | Accepted | 2020-09-03 | 2020-09-09 | 2021-10-30 | trina | TSM-320DD05H.05(II) | Solar Panels |  | 0.32 | 6 | 187 | 28 |  | Fixed | Roof
NJSTRE1545547707 |  | Transition Incentive Program | Laurel Springs | 8021 | 14 | 7.93 | Residential | No | Behind the Meter | Net-metered residential rooftop and canopy |  | None | Sunrun, Inc. | AC Electric | Accepted | 2020-09-03 | 2020-09-08 | 2021-10-30 | LONGi Green Energy Technology Co Ltd | LR6-60HPB-305M | Solar Panels |  | 0.305 | 18 | 158 | 18 |  | Fixed | Roof
NJSTRE1545547727 |  | Transition Incentive Program | HASBROUCK HEIGHTS | 7604 | 7 | 7.48 | Residential | Yes | Behind the Meter | Net-metered residential rooftop and canopy |  | None | Vivint Solar Developer, LLC | PSE&G | Accepted | 2020-09-11 | 2020-09-11 | 2021-10-30 | JINKO SOLAR | JKM325M-60HBL | Solar Panels |  | 0.325 | 7 | 128 | 36 |  | Fixed | Roof
NJSTRE1545547738 |  | Transition Incentive Program | WILLIAMSTOWN | 8094 | 15 | 9.86 | Residential | No | Behind the Meter | Net-metered residential rooftop and canopy |  | None | Trinity Solar | AC Electric | Accepted | 2020-09-03 | 2020-09-09 | 2021-10-30 | HANWHA | Q.PEAK DUO BLK-G6 340 | Solar Panels |  | 0.34 | 20 | 91 | 23 |  | Fixed | Roof
NJSTRE1545547738 |  | Transition Incentive Program | WILLIAMSTOWN | 8094 | 15 | 9.86 | Residential | No | Behind the Meter | Net-metered residential rooftop and canopy |  | None | Trinity Solar | AC Electric | Accepted | 2020-09-03 | 2020-09-09 | 2021-10-30 | HANWHA | Q.PEAK DUO BLK-G6 340 | Solar Panels |  | 0.34 | 9 | 271 | 23 |  | Fixed | Roof
NJSTRE1545547772 |  | Transition Incentive Program | SOMERSET | 8873 | 5 | 11.38 | Residential | Yes | Behind the Meter | Net-metered residential rooftop and canopy |  | None | Vivint Solar Developer, LLC | PSE&G | Accepted | 2020-09-11 | 2020-09-14 | 2021-10-30 | JINKO SOLAR | JKM325M-60HBL | Solar Panels |  | 0.325 | 2 | 309 | 26 |  | Fixed | Roof
NJSTRE1545547772 |  | Transition Incentive Program | SOMERSET | 8873 | 5 | 11.38 | Residential | Yes | Behind the Meter | Net-metered residential rooftop and canopy |  | None | Vivint Solar Developer, LLC | PSE&G | Accepted | 2020-09-11 | 2020-09-14 | 2021-10-30 | JINKO SOLAR | JKM325M-60HBL | Solar Panels |  | 0.325 | 14 | 129 | 28 |  | Fixed | Roof
NJSTRE1545547807 |  | Transition Incentive Program | Monroeville | 8343 | 16 | 8.16 | Residential | No | Behind the Meter | Net-metered residential rooftop and canopy |  | None | Trinity Solar | AC Electric | Accepted | 2020-09-03 | 2020-09-09 | 2021-10-30 | Hanwha | Q.PEAK DUO BLK-G6 340 | Solar Panels |  | 0.34 | 6 | 309 | 11 |  | Fixed | Roof
NJSTRE1545547803 |  | Transition Incentive Program | Cape May | 8204 | 21 | 28.16 | Residential | No | Behind the Meter | Net-metered residential rooftop and canopy |  | None | RCL Enterprises Inc. | AC Electric | Accepted | 2020-09-03 | 2020-09-08 | 2021-10-30 | Trina Solar | TSM-320DD06M | Solar Panels |  | 0.32 | 27 | 193 | 28 |  | Fixed | Roof
NJSTRE1545549762 |  | Transition Incentive Program | HELMETTA | 8828 | 11 | 12.68 | Residential | Yes | Behind the Meter | Net-metered residential rooftop and canopy |  | None | Vivint Solar Developer, LLC | JCP&L | Accepted | 2020-09-11 | 2020-09-14 | 2021-10-30 | JINKO SOLAR | JKM325M-60HBL | Solar Panels |  | 0.325 | 19 | 129 | 32 |  | Fixed | Roof
NJSTRE1545549842 |  | Transition Incentive Program | North Bergen | 7047 | 8 | 5.6 | Residential | Yes | Behind the Meter | Net-metered residential rooftop and canopy |  | None | Pro Custom Solar dba Momentum Solar | PSE&G | Accepted | 2020-09-03 | 2020-09-09 | 2021-10-30 | LG ELECTRONICS | LG 350N1C-V5 | Solar Panels |  | 0.35 | 5 | 32 | 6 |  | Fixed | Roof
NJSTRE1545549854 |  | Transition Incentive Program | Jackson | 8527 | 18 | 12.95 | Residential | No | Behind the Meter | Net-metered residential rooftop and canopy |  | None | Powerlutions | JCP&L | Accepted | 2020-09-03 | 2020-09-09 | 2021-10-30 | REC | 370AA | Solar Panels |  | 0.37 | 11 | 311 | 29 |  | Fixed | Roof
NJSTRE1545547720 |  | Transition Incentive Program | Westfield | 7090 | 10 | 7.14 | Residential | No | Behind the Meter | Net-metered residential rooftop and canopy |  | None | Maier Solar Engineering dba Solar Me | PSE&G | Accepted | 2020-09-03 | 2020-09-08 | 2021-10-30 | Hanwha | Q.CELL DUO BLK-G6 340W | Solar Panels |  | 0.34 | 3 | 338 | 25 |  | Fixed | Roof
NJSTRE1545547734 |  | Transition Incentive Program | Bridgeton | 8302 | 20 | 6.8 | Residential | No | Behind the Meter | Net-metered residential rooftop and canopy |  | None | Trinity Solar | AC Electric | Accepted | 2020-09-03 | 2020-09-22 | 2021-10-30 | Hanwha | Q.PEAK DUO BLK-G6 340 | Solar Panels |  | 0.34 | 6 | 284 | 40 |  | Fixed | Roof
NJSTRE1545547768 |  | Transition Incentive Program | Mountainside | 7092 | 10 | 16.32 | Residential | No | Behind the Meter | Net-metered residential rooftop and canopy |  | JCPL | Maier Solar Engineering dba Solar Me | JCP&L | Accepted | 2020-09-03 | 2020-09-08 | 2021-10-30 | Hanwha | Q.CELL DUO BLK-G6 340 | Solar Panels |  | 0.34 | 48 | 153 | 30 |  | Fixed | Roof
NJSTRE1545547803 |  | Transition Incentive Program | Cape May | 8204 | 21 | 28.16 | Residential | No | Behind the Meter | Net-metered residential rooftop and canopy |  | None | RCL Enterprises Inc. | AC Electric | Accepted | 2020-09-03 | 2020-09-08 | 2021-10-30 | Trina Solar | TSM-320DD06M | Solar Panels |  | 0.32 | 27 | 25 | 193 |  | Fixed | Roof
NJSTRE1545547831 |  | Transition Incentive Program | South Amboy | 8879 | 11 | 6.12 | Residential | Yes | Behind the Meter | Net-metered residential rooftop and canopy |  | None | Trinity Solar | JCP&L | Accepted | 2020-09-03 | 2020-09-09 | 2021-10-30 | Hanwha 340 | Q.PEAK DUO BLK-G6 340 | Solar Panels |  | 0.34 | 12 | 153 | 23 |  | Fixed | Roof
NJSTRE1545547852 |  | Transition Incentive Program | Old Bridge | 8857 | 11 | 8.75 | Residential | Yes | Behind the Meter | Net-metered residential rooftop and canopy |  | None | Pro Custom Solar dba Momentum Solar | JCP&L | Accepted | 2020-09-03 | 2020-09-08 | 2021-10-30 | LG ELECTRONICS | LG 350N1C-V5 | Solar Panels |  | 0.35 | 12 | 195 | 23 |  | Fixed | Roof
NJSTRE1545549842 |  | Transition Incentive Program | North Bergen | 7047 | 8 | 5.6 | Residential | Yes | Behind the Meter | Net-metered residential rooftop and canopy |  | None | Pro Custom Solar dba Momentum Solar | PSE&G | Accepted | 2020-09-03 | 2020-09-09 | 2021-10-30 | LG ELECTRONICS | LG 350N1C-V5 | Solar Panels |  | 0.35 | 11 | 212 | 5 |  | Fixed | Roof
NJSTRE1545549855 |  | Transition Incentive Program | Mannington | 8079 | 16 | 8.96 | Residential | No | Behind the Meter | Net-metered residential rooftop and canopy |  | None | RCL Enterprises Inc. | AC Electric | Accepted | 2020-09-03 | 2020-09-09 | 2021-10-30 | Canadian Solar | CS1H-320MS | Solar Panels |  | 0.32 | 28 | 102 | 26 |  | Fixed | Roof
NJSTRE1545549846 |  | Transition Incentive Program | LINDEN | 7036 | 10 | 6.46 | Residential | No | Behind the Meter | Net-metered residential rooftop and canopy |  | None | Trinity Solar | PSE&G | Accepted | 2020-09-03 | 2020-09-10 | 2021-10-30 | HANWHA | Q.PEAK DUO BLK-G6 340 | Solar Panels |  | 0.34 | 8 | 152 | 30 |  | Fixed | Roof
NJSTRE1545549879 |  | Transition Incentive Program | Willingboro | 8046 | 13 | 6.7 | Residential | Yes | Behind the Meter | Net-metered residential rooftop and canopy |  | None | Vision Solar LLC | PSE&G | Accepted | 2020-09-03 | 2020-09-09 | 2021-10-30 | HANWHA Q-CELLS | Q.PEAK DUO-G6+ 335 | Solar Panels |  | 0.335 | 11 | 202 | 25 |  | Fixed | Roof
NJSTRE1545549923 |  | Transition Incentive Program | Kearny | 7032 | 8 | 8.54 | Residential | Yes | Behind the Meter | Net-metered residential rooftop and canopy |  | None | Sunrun Installation Services, Inc. | PSE&G | Accepted | 2020-09-03 | 2020-09-09 | 2021-10-30 | LONGi Green Energy Technology Co Ltd | LR6-60HPB-305M | Solar Panels |  | 0.305 | 10 | 214 | 40 |  | Fixed | Roof
NJSTRE1545550002 |  | Transition Incentive Program | Bridgewater TWP | 8807 | 5 | 10.54 | Residential | No | Behind the Meter | Net-metered residential rooftop and canopy |  | None | Tesla Energy Operations Inc. | PSE&G | Accepted | 2020-09-04 | 2020-09-10 | 2021-10-30 | Hanwha Q-CELLS | Q.Peak DUO BLK-G6+ 340 | Solar Panels |  | 0.34 | 9 | 136 | 37 |  | Fixed | Roof
NJSTRE1545550002 |  | Transition Incentive Program | Bridgewater TWP | 8807 | 5 | 10.54 | Residential | No | Behind the Meter | Net-metered residential rooftop and canopy |  | None | Tesla Energy Operations Inc. | PSE&G | Accepted | 2020-09-04 | 2020-09-10 | 2021-10-30 | Hanwha Q-CELLS | Q.Peak DUO BLK-G6+ 340 | Solar Panels |  | 0.34 | 11 | 46 | 37 |  | Fixed | Roof
NJSTRE1545549872 |  | Transition Incentive Program | Penns Grove | 8069 | 16 | 8.68 | Residential | Yes | Behind the Meter | Net-metered residential rooftop and canopy |  | None | 1st Light Energy Inc | AC Electric | Accepted | 2020-09-03 | 2020-09-09 | 2021-10-30 | Longi | LR6-60HPB-310M | Solar Panels |  | 0.31 | 7 | 299 | 27 |  | Fixed | Roof
NJSTRE1545549895 |  | Transition Incentive Program | Belmar | 7719 | 17 | 5.78 | Residential | No | Behind the Meter | Net-metered residential rooftop and canopy |  | None | Trinity Solar | JCP&L | Accepted | 2020-09-03 | 2020-09-09 | 2021-10-30 | Hanwha | Q.PEAK DUO BLK-G6 340 | Solar Panels |  | 0.34 | 2 | 286 | 34 |  | Fixed | Roof
NJSTRE1545550002 |  | Transition Incentive Program | Bridgewater TWP | 8807 | 5 | 10.54 | Residential | No | Behind the Meter | Net-metered residential rooftop and canopy |  | None | Tesla Energy Operations Inc. | PSE&G | Accepted | 2020-09-04 | 2020-09-10 | 2021-10-30 | Hanwha Q-CELLS | Q.Peak DUO BLK-G6+ 340 | Solar Panels |  | 0.34 | 2 | 136 | 37 |  | Fixed | Roof
NJSTRE1545551713 |  | Transition Incentive Program | Princeton | 8540 | 12 | 13.02 | Residential | No | Behind the Meter | Net-metered residential rooftop and canopy |  | None | Exact Solar | PSE&G | Accepted | 2020-09-03 | 2020-09-09 | 2021-10-30 | LG | LG360N1C-N5 | Solar Panels |  | 0.36 | 10 | 149 | 8 |  | Fixed | Roof
NJSTRE1545553185 |  | Transition Incentive Program | CARNEYS POINT | 8069 | 16 | 5.04 | Residential | Yes | Behind the Meter | Net-metered residential rooftop and canopy |  | None | Suntuity Solar LLC | AC Electric | Accepted | 2020-09-04 | 2020-09-10 | 2021-10-30 | Longi | LR6-60HPB-315M | Solar Panels |  | 0.315 | 11 | 259 | 27 |  | Fixed | Roof
NJSTRE1545553187 |  | Transition Incentive Program | WOODLAND PARK | 7424 | 6 | 9.77 | Residential | No | Behind the Meter | Net-metered residential rooftop and canopy |  | None | Suntuity Solar LLC | PSE&G | Accepted | 2020-09-04 | 2020-09-09 | 2021-10-30 | Longi | LR6-60HPB-315M | Solar Panels |  | 0.315 | 23 | 242 | 17 |  | Fixed | Roof
NJSTRE1545553192 |  | Transition Incentive Program | HILLSBOROUGH | 8844 | 5 | 9.14 | Residential | No | Behind the Meter | Net-metered residential rooftop and canopy |  | None | Suntuity Solar LLC | PSE&G | Accepted | 2020-09-04 | 2020-09-09 | 2021-10-30 | Longi | LR6-60HPB-315M | Solar Panels |  | 0.315 | 10 | 93 | 40 |  | Fixed | Roof
NJSTRE1545553258 |  | Transition Incentive Program | Berlin | 8009 | 14 | 9.8 | Residential | Yes | Behind the Meter | Net-metered residential rooftop and canopy |  | None | Pro Custom Solar dba Momentum Solar | AC Electric | Accepted | 2020-09-04 | 2020-09-09 | 2021-10-30 | LG ELECTRONICS | LG 350N1C-V5 | Solar Panels |  | 0.35 | 16 | 272 | 30 |  | Fixed | Roof
NJSTRE1545553296 |  | Transition Incentive Program | Swedesboro | 8085 | 15 | 5.1 | Residential | Yes | Behind the Meter | Net-metered residential rooftop and canopy |  | None | Trinity Solar | AC Electric | Accepted | 2020-09-04 | 2020-09-09 | 2021-10-30 | HANWHA 340 (Q.PEAK DUO BLK-G6 340) | HANWHA 340 (Q.PEAK DUO BLK-G6 340) | Solar Panels |  | 0.34 | 15 | 297 | 18 |  | Fixed | Roof
NJSTRE1545553331 |  | Transition Incentive Program | Nutley | 7110 | 9 | 7 | Residential | Yes | Behind the Meter | Net-metered residential rooftop and canopy |  | None | Pro Custom Solar dba Momentum Solar | PSE&G | Accepted | 2020-09-04 | 2020-09-09 | 2021-10-30 | LG ELECTRONICS | LG 350N1C-V5 | Solar Panels |  | 0.35 | 7 | 122 | 21 |  | Fixed | Roof
NJSTRE1545553364 |  | Transition Incentive Program | Woodbury | 8096 | 15 | 5.1 | Residential | Yes | Behind the Meter | Net-metered residential rooftop and canopy |  | None | Trinity Solar | PSE&G | Accepted | 2020-09-04 | 2020-09-09 | 2021-10-30 | Hanwha | Q.PEAK DUO BLK-G6 340 | Solar Panels |  | 0.34 | 15 | 185 | 35 |  | Fixed | Roof
NJSTRE1545553368 |  | Transition Incentive Program | Tinton Falls | 7712 | 17 | 13.26 | Residential | Yes | Behind the Meter | Net-metered residential rooftop and canopy |  | None | Trinity Solar | JCP&L | Accepted | 2020-09-04 | 2020-09-09 | 2021-10-30 | Hanwha | Q.PEAK DUO BLK-G6 340 | Solar Panels |  | 0.34 | 23 | 277 | 34 |  | Fixed | Roof
NJSTRE1545553413 |  | Transition Incentive Program | BROWN MILLS | 8015 | 13 | 8.16 | Residential | Yes | Behind the Meter | Net-metered residential rooftop and canopy |  | None | Trinity Solar | JCP&L | Accepted | 2020-09-04 | 2020-09-09 | 2021-10-30 | HANWHA | Q.PEAK DUO BLK-G6 340 | Solar Panels |  | 0.34 | 18 | 236 | 5 |  | Fixed | Roof
NJSTRE1545547311 |  | Transition Incentive Program | Englishtown | 7726 | 17 | 5.76 | Residential | No | Behind the Meter | Net-metered residential rooftop and canopy |  | None | EMT Renewables | JCP&L | Accepted | 2020-09-03 | 2020-09-08 | 2021-10-30 | Trina | 320-BLK | Solar Panels |  | 0.32 | 2 | 109 | 25 |  | Fixed | Roof
NJSTRE1545547318 |  | Transition Incentive Program | Villas | 8251 | 21 | 9.52 | Residential | Yes | Behind the Meter | Net-metered residential rooftop and canopy |  | None | Trinity Solar | AC Electric | Accepted | 2020-09-03 | 2020-09-08 | 2021-10-30 | Hanwha 340 | Q.PEAK DUO BLK-G6 340 | Solar Panels |  | 0.34 | 5 | 115 | 18 |  | Fixed | Roof
NJSTRE1545547594 |  | Transition Incentive Program | BOONTON | 7005 | 3 | 14.3 | Residential | Yes | Behind the Meter | Net-metered residential rooftop and canopy |  | None | Vivint Solar Developer, LLC | JCP&L | Accepted | 2020-09-11 | 2020-09-11 | 2021-10-30 | JINKO SOLAR | JKM325M-60HBL | Solar Panels |  | 0.325 | 6 | 177 | 29 |  | Fixed | Roof
NJSTRE1545547660 |  | Transition Incentive Program | Hillsborough Twp | 8844 | 5 | 8.85 | Residential | No | Behind the Meter | Net-metered residential rooftop and canopy |  | None | Sunrun Installation Services, Inc. | PSE&G | Accepted | 2020-09-03 | 2020-09-08 | 2021-10-30 | LONGi Green Energy Technology Co Ltd | LR6-60HPB-305M | Solar Panels |  | 0.305 | 29 | 145 | 28 |  | Fixed | Roof
NJSTRE1545547682 |  | Transition Incentive Program | Point Pleasant Beach | 8742 | 18 | 10.88 | Residential | No | Behind the Meter | Net-metered residential rooftop and canopy |  | None | Tesla Energy Operations Inc. | JCP&L | Accepted | 2020-09-03 | 2020-09-08 | 2021-10-30 | Hanwha Q-CELLS | Q.Peak DUO BLK-G6+ 340 | Solar Panels |  | 0.34 | 24 | 269 | 23 |  | Fixed | Roof
NJSTRE1545547687 |  | Transition Incentive Program | MOUNT EPHRAIM | 8059 | 14 | 5.44 | Residential | Yes | Behind the Meter | Net-metered residential rooftop and canopy |  | None | Trinity Solar | PSE&G | Accepted | 2020-09-03 | 2020-09-08 | 2021-10-30 | HANWHA | Q.PEAK DUO BLK-G6 340 | Solar Panels |  | 0.34 | 3 | 252 | 30 |  | Fixed | Roof
NJSTRE1545547366 |  | Transition Incentive Program | Egg Harbor Township | 8234 | 19 | 16.96 | Residential | Yes | Behind the Meter | Net-metered residential rooftop and canopy |  | None | Sun Up Zero Down | AC Electric | Accepted | 2020-09-03 | 2020-09-09 | 2021-10-30 | trina | TSM-320DD05H.05(II) | Solar Panels |  | 0.32 | 2 | 187 | 16 |  | Fixed | Roof
NJSTRE1545547707 |  | Transition Incentive Program | Laurel Springs | 8021 | 14 | 7.93 | Residential | No | Behind the Meter | Net-metered residential rooftop and canopy |  | None | Sunrun, Inc. | AC Electric | Accepted | 2020-09-03 | 2020-09-08 | 2021-10-30 | LONGi Green Energy Technology Co Ltd | LR6-60HPB-305M | Solar Panels |  | 0.305 | 8 | 338 | 18 |  | Fixed | Roof
NJSTRE1545547734 |  | Transition Incentive Program | Bridgeton | 8302 | 20 | 6.8 | Residential | No | Behind the Meter | Net-metered residential rooftop and canopy |  | None | Trinity Solar | AC Electric | Accepted | 2020-09-03 | 2020-09-22 | 2021-10-30 | Hanwha | Q.PEAK DUO BLK-G6 340 | Solar Panels |  | 0.34 | 3 | 104 | 27 |  | Fixed | Roof
NJSTRE1545547772 |  | Transition Incentive Program | SOMERSET | 8873 | 5 | 11.38 | Residential | Yes | Behind the Meter | Net-metered residential rooftop and canopy |  | None | Vivint Solar Developer, LLC | PSE&G | Accepted | 2020-09-11 | 2020-09-14 | 2021-10-30 | JINKO SOLAR | JKM325M-60HBL | Solar Panels |  | 0.325 | 9 | 309 | 28 |  | Fixed | Roof
NJSTRE1545547807 |  | Transition Incentive Program | Monroeville | 8343 | 16 | 8.16 | Residential | No | Behind the Meter | Net-metered residential rooftop and canopy |  | None | Trinity Solar | AC Electric | Accepted | 2020-09-03 | 2020-09-09 | 2021-10-30 | Hanwha | Q.PEAK DUO BLK-G6 340 | Solar Panels |  | 0.34 | 6 | 219 | 40 |  | Fixed | Roof
NJSTRE1545547852 |  | Transition Incentive Program | Old Bridge | 8857 | 11 | 8.75 | Residential | Yes | Behind the Meter | Net-metered residential rooftop and canopy |  | None | Pro Custom Solar dba Momentum Solar | JCP&L | Accepted | 2020-09-03 | 2020-09-08 | 2021-10-30 | LG ELECTRONICS | LG 350N1C-V5 | Solar Panels |  | 0.35 | 6 | 15 | 23 |  | Fixed | Roof
NJSTRE1545549846 |  | Transition Incentive Program | LINDEN | 7036 | 10 | 6.46 | Residential | No | Behind the Meter | Net-metered residential rooftop and canopy |  | None | Trinity Solar | PSE&G | Accepted | 2020-09-03 | 2020-09-10 | 2021-10-30 | HANWHA | Q.PEAK DUO BLK-G6 340 | Solar Panels |  | 0.34 | 7 | 332 | 30 |  | Fixed | Roof
NJSTRE1545549862 |  | Transition Incentive Program | City Paterson | 7513 | 6 | 10.2 | Residential | Yes | Behind the Meter | Net-metered residential rooftop and canopy |  | None | Trinity Solar | PSE&G | Accepted | 2020-09-03 | 2020-09-09 | 2021-10-30 | Hanwha | Q.PEAK DUO BLK-G6 340 | Solar Panels |  | 0.34 | 3 | 189 | 45 |  | Fixed | Roof
NJSTRE1545549872 |  | Transition Incentive Program | Penns Grove | 8069 | 16 | 8.68 | Residential | Yes | Behind the Meter | Net-metered residential rooftop and canopy |  | None | 1st Light Energy Inc | AC Electric | Accepted | 2020-09-03 | 2020-09-09 | 2021-10-30 | Longi | LR6-60HPB-310M | Solar Panels |  | 0.31 | 6 | 222 | 23 |  | Fixed | Roof
NJSTRE1545549912 |  | Transition Incentive Program | Somerdale | 8083 | 14 | 14.72 | Residential | No | Behind the Meter | Net-metered residential rooftop and canopy |  | None | RCL Enterprises Inc. | PSE&G | Accepted | 2020-09-08 | 2020-09-09 | 2021-10-30 | Canadian Solar | CS1H-320MS | Solar Panels |  | 0.32 | 33 | 250 | 27 |  | Fixed | Roof
NJSTRE1545549923 |  | Transition Incentive Program | Kearny | 7032 | 8 | 8.54 | Residential | Yes | Behind the Meter | Net-metered residential rooftop and canopy |  | None | Sunrun Installation Services, Inc. | PSE&G | Accepted | 2020-09-03 | 2020-09-09 | 2021-10-30 | LONGi Green Energy Technology Co Ltd | LR6-60HPB-305M | Solar Panels |  | 0.305 | 1 | 305 | 40 |  | Fixed | Roof
NJSTRE1545550002 |  | Transition Incentive Program | Bridgewater TWP | 8807 | 5 | 10.54 | Residential | No | Behind the Meter | Net-metered residential rooftop and canopy |  | None | Tesla Energy Operations Inc. | PSE&G | Accepted | 2020-09-04 | 2020-09-10 | 2021-10-30 | Hanwha Q-CELLS | Q.Peak DUO BLK-G6+ 340 | Solar Panels |  | 0.34 | 6 | 316 | 37 |  | Fixed | Roof
NJSTRE1545553185 |  | Transition Incentive Program | CARNEYS POINT | 8069 | 16 | 5.04 | Residential | Yes | Behind the Meter | Net-metered residential rooftop and canopy |  | None | Suntuity Solar LLC | AC Electric | Accepted | 2020-09-04 | 2020-09-10 | 2021-10-30 | Longi | LR6-60HPB-315M | Solar Panels |  | 0.315 | 5 | 169 | 35 |  | Fixed | Roof
NJSTRE1545553207 |  | Transition Incentive Program | Florence | 8518 | 13 | 8.5 | Residential | No | Behind the Meter | Net-metered residential rooftop and canopy |  | PSEG | Maier Solar Engineering dba Solar Me | PSE&G | Accepted | 2020-09-09 | 2020-09-14 | 2021-10-30 | Hanwha | Q.ECELLS DUO BLK-G6 | Solar Panels |  | 0.34 | 13 | 107 | 25 |  | Fixed | Roof
NJSTRE1545553292 |  | Transition Incentive Program | Toms River | 8755 | 18 | 11.55 | Residential | No | Behind the Meter | Net-metered residential rooftop and canopy |  | None | Powerlutions | JCP&L | Accepted | 2020-09-04 | 2020-09-09 | 2021-10-30 | Axitec | AC-330MH/120S | Solar Panels |  | 0.33 | 26 | 171 | 33 |  | Fixed | Roof
NJSTRE1545553300 |  | Transition Incentive Program | Hawthorne Boro | 7506 | 6 | 4.42 | Residential | Yes | Behind the Meter | Net-metered residential rooftop and canopy |  | None | Tesla Energy Operations Inc. | PSE&G | Accepted | 2020-09-04 | 2020-09-09 | 2021-10-30 | Hanwha Q-CELLS | Q.Peak DUO BLK-G6+ 340 | Solar Panels |  | 0.34 | 3 | 114 | 23 |  | Fixed | Roof
NJSTRE1545553326 |  | Transition Incentive Program | Swedesboro | 8085 | 15 | 7.14 | Residential | Yes | Behind the Meter | Net-metered residential rooftop and canopy |  | None | Trinity Solar | AC Electric | Accepted | 2020-09-04 | 2020-09-09 | 2021-10-30 | Hanwha | Q.PEAK DUO BLK-G6 340 | Solar Panels |  | 0.34 | 8 | 140 | 23 |  | Fixed | Roof
NJSTRE1545553333 |  | Transition Incentive Program | Oak Ridge | 7438 | 6 | 13.26 | Residential | Yes | Behind the Meter | Net-metered residential rooftop and canopy |  | None | Trinity Solar | JCP&L | Accepted | 2020-09-04 | 2020-09-09 | 2021-10-30 | Hanwha | Q.PEAK DUO BLK-G6 340 | Solar Panels |  | 0.34 | 9 | 304 | 30 |  | Fixed | Roof
NJSTRE1545553425 |  | Transition Incentive Program | Pennsauken | 8109 | 14 | 6.8 | Residential | Yes | Behind the Meter | Net-metered residential rooftop and canopy |  | None | Trinity Solar | PSE&G | Accepted | 2020-09-04 | 2020-09-09 | 2021-10-30 | Hanwha | Q.PEAK DUO BLK-G6 340 | Solar Panels |  | 0.34 | 20 | 23 | 237 |  | Fixed | Roof
NJSTRE1545547692 |  | Transition Incentive Program | FAIRVIEW | 7022 | 7 | 9.1 | Residential | Yes | Behind the Meter | Net-metered residential rooftop and canopy |  | None | Vivint Solar Developer, LLC | PSE&G | Accepted | 2020-09-11 | 2020-09-11 | 2021-10-30 | JINKO SOLAR | JKM325M-60HBL | Solar Panels |  | 0.325 | 19 | 214 | 19 |  | Fixed | Roof
NJSTRE1545547708 |  | Transition Incentive Program | Westampton Twp | 8060 | 13 | 7.44 | Residential | Yes | Behind the Meter | Net-metered residential rooftop and canopy |  | None | Bright Planet Solar | PSE&G | Accepted | 2020-09-03 | 2020-09-08 | 2021-10-30 | LONGI | LR6-60HPB-310M | Solar Panels |  | 0.31 | 12 | 105 | 26 |  | Fixed | Roof
NJSTRE1545547708 |  | Transition Incentive Program | Westampton Twp | 8060 | 13 | 7.44 | Residential | Yes | Behind the Meter | Net-metered residential rooftop and canopy |  | None | Bright Planet Solar | PSE&G | Accepted | 2020-09-03 | 2020-09-08 | 2021-10-30 | LONGI | LR6-60HPB-310M | Solar Panels |  | 0.31 | 12 | 285 | 26 |  | Fixed | Roof
NJSTRE1545547742 |  | Transition Incentive Program | Holmdel | 7733 | 17 | 10.5 | Residential | Yes | Behind the Meter | Net-metered residential rooftop and canopy |  | None | Pro Custom Solar dba Momentum Solar | JCP&L | Accepted | 2020-09-03 | 2020-09-08 | 2021-10-30 | LG ELECTRONICS | LG 350N1C-V5 | Solar Panels |  | 0.35 | 20 | 221 | 25 |  | Fixed | Roof
NJSTRE1545547778 |  | Transition Incentive Program | Moonachie | 7074 | 7 | 7.48 | Residential | Yes | Behind the Meter | Net-metered residential rooftop and canopy |  | None | Trinity Solar | PSE&G | Accepted | 2020-09-03 | 2020-09-08 | 2021-10-30 | Hanwha | Q.PEAK DUO BLK-G6 340 | Solar Panels |  | 0.34 | 10 | 128 | 23 |  | Fixed | Roof
NJSTRE1545549861 |  | Transition Incentive Program | HILLSIDE | 7205 | 10 | 3.25 | Residential | Yes | Behind the Meter | Net-metered residential rooftop and canopy |  | None | Vivint Solar Developer, LLC | PSE&G | Accepted | 2020-09-11 | 2020-09-14 | 2021-10-30 | JINKO SOLAR | JKM325M-60HBL | Solar Panels |  | 0.325 | 2 | 167 | 27 |  | Fixed | Roof
NJSTRE1545549862 |  | Transition Incentive Program | City Paterson | 7513 | 6 | 10.2 | Residential | Yes | Behind the Meter | Net-metered residential rooftop and canopy |  | None | Trinity Solar | PSE&G | Accepted | 2020-09-03 | 2020-09-09 | 2021-10-30 | Hanwha | Q.PEAK DUO BLK-G6 340 | Solar Panels |  | 0.34 | 8 | 99 | 47 |  | Fixed | Roof
NJSTRE1545549879 |  | Transition Incentive Program | Willingboro | 8046 | 13 | 6.7 | Residential | Yes | Behind the Meter | Net-metered residential rooftop and canopy |  | None | Vision Solar LLC | PSE&G | Accepted | 2020-09-03 | 2020-09-09 | 2021-10-30 | HANWHA Q-CELLS | Q.PEAK DUO-G6+ 335 | Solar Panels |  | 0.335 | 9 | 112 | 17 |  | Fixed | Roof
NJSTRE1545549953 |  | Transition Incentive Program | Weehawken | 7086 | 8 | 2.64 | Residential | No | Behind the Meter | Net-metered residential rooftop and canopy |  | None | Sunrun Installation Services, Inc. | PSE&G | Accepted | 2020-09-03 | 2020-09-09 | 2021-10-30 | LG Electronics | LG330N1C-A5 | Solar Panels |  | 0.33 | 4 | 29 | 30 |  | Fixed | Roof
NJSTRE1545551713 |  | Transition Incentive Program | Princeton | 8540 | 12 | 13.02 | Residential | No | Behind the Meter | Net-metered residential rooftop and canopy |  | None | Exact Solar | PSE&G | Accepted | 2020-09-03 | 2020-09-09 | 2021-10-30 | LG | LG360N1C-N5 | Solar Panels |  | 0.36 | 9 | 149 | 35 |  | Fixed | Roof
NJSTRE1545553292 |  | Transition Incentive Program | Toms River | 8755 | 18 | 11.55 | Residential | No | Behind the Meter | Net-metered residential rooftop and canopy |  | None | Powerlutions | JCP&L | Accepted | 2020-09-04 | 2020-09-09 | 2021-10-30 | Axitec | AC-330MH/120S | Solar Panels |  | 0.33 | 9 | 171 | 33 |  | Fixed | Roof
NJSTRE1545553290 |  | Transition Incentive Program | Union | 7083 | 10 | 8.4 | Residential | Yes | Behind the Meter | Net-metered residential rooftop and canopy |  | None | Pro Custom Solar dba Momentum Solar | PSE&G | Accepted | 2020-09-04 | 2020-09-09 | 2021-10-30 | LG ELECTRONICS | LG 350N1C-V5 | Solar Panels |  | 0.35 | 4 | 344 | 17 |  | Fixed | Roof
NJSTRE1545553331 |  | Transition Incentive Program | Nutley | 7110 | 9 | 7 | Residential | Yes | Behind the Meter | Net-metered residential rooftop and canopy |  | None | Pro Custom Solar dba Momentum Solar | PSE&G | Accepted | 2020-09-04 | 2020-09-09 | 2021-10-30 | LG ELECTRONICS | LG 350N1C-V5 | Solar Panels |  | 0.35 | 7 | 32 | 22 |  | Fixed | Roof
NJSTRE1545549843 |  | Transition Incentive Program | Wenonah | 8090 | 15 | 9.86 | Residential | Yes | Behind the Meter | Net-metered residential rooftop and canopy |  | None | Trinity Solar | PSE&G | Accepted | 2020-09-03 | 2020-09-09 | 2021-10-30 | Hanwha | Q.PEAK DUO BLK-G6 340 | Solar Panels |  | 0.34 | 29 | 257 | 23 |  | Fixed | Roof
NJSTRE1545549861 |  | Transition Incentive Program | HILLSIDE | 7205 | 10 | 3.25 | Residential | Yes | Behind the Meter | Net-metered residential rooftop and canopy |  | None | Vivint Solar Developer, LLC | PSE&G | Accepted | 2020-09-11 | 2020-09-14 | 2021-10-30 | JINKO SOLAR | JKM325M-60HBL | Solar Panels |  | 0.325 | 8 | 257 | 45 |  | Fixed | Roof
NJSTRE1545549943 |  | Transition Incentive Program | Williamstown | 8094 | 15 | 16.58 | Residential | No | Behind the Meter | Net-metered residential rooftop and canopy |  | None | Sun Up Zero Down | AC Electric | Accepted | 2020-09-03 | 2020-09-09 | 2021-10-30 | Trina | TSM-DD06M.05(II) 325 | Solar Panels |  | 0.325 | 7 | 88 | 45 |  | Fixed | Roof
NJSTRE1545550002 |  | Transition Incentive Program | Bridgewater TWP | 8807 | 5 | 10.54 | Residential | No | Behind the Meter | Net-metered residential rooftop and canopy |  | None | Tesla Energy Operations Inc. | PSE&G | Accepted | 2020-09-04 | 2020-09-10 | 2021-10-30 | Hanwha Q-CELLS | Q.Peak DUO BLK-G6+ 340 | Solar Panels |  | 0.34 | 3 | 226 | 37 |  | Fixed | Roof
NJSTRE1545551713 |  | Transition Incentive Program | Princeton | 8540 | 12 | 13.02 | Residential | No | Behind the Meter | Net-metered residential rooftop and canopy |  | None | Exact Solar | PSE&G | Accepted | 2020-09-03 | 2020-09-09 | 2021-10-30 | LG | LG360N1C-N5 | Solar Panels |  | 0.36 | 12 | 149 | 35 |  | Fixed | Roof
NJSTRE1545553186 |  | Transition Incentive Program | Monroeville | 8343 | 16 | 11.97 | Residential | No | Behind the Meter | Net-metered residential rooftop and canopy |  | None | Suntuity Solar LLC | AC Electric | Accepted | 2020-09-04 | 2020-09-09 | 2021-10-30 | Longi | LR6-60HPB-315M | Solar Panels |  | 0.315 | 3 | 130 | 37 |  | Fixed | Roof
NJSTRE1545553192 |  | Transition Incentive Program | HILLSBOROUGH | 8844 | 5 | 9.14 | Residential | No | Behind the Meter | Net-metered residential rooftop and canopy |  | None | Suntuity Solar LLC | PSE&G | Accepted | 2020-09-04 | 2020-09-09 | 2021-10-30 | Longi | LR6-60HPB-315M | Solar Panels |  | 0.315 | 19 | 273 | 40 |  | Fixed | Roof
NJSTRE1545553258 |  | Transition Incentive Program | Berlin | 8009 | 14 | 9.8 | Residential | Yes | Behind the Meter | Net-metered residential rooftop and canopy |  | None | Pro Custom Solar dba Momentum Solar | AC Electric | Accepted | 2020-09-04 | 2020-09-09 | 2021-10-30 | LG ELECTRONICS | LG 350N1C-V5 | Solar Panels |  | 0.35 | 12 | 92 | 31 |  | Fixed | Roof
NJSTRE1545553281 |  | Transition Incentive Program | Westwood | 7675 | 7 | 3.5 | Residential | Yes | Behind the Meter | Net-metered residential rooftop and canopy |  | None | Pro Custom Solar dba Momentum Solar | PSE&G | Accepted | 2020-09-04 | 2020-09-09 | 2021-10-30 | LG ELECTRONICS | LG 350N1C-V5 | Solar Panels |  | 0.35 | 10 | 197 | 23 |  | Fixed | Roof
NJSTRE1545553318 |  | Transition Incentive Program | Paterson | 7504 | 6 | 5.44 | Residential | Yes | Behind the Meter | Net-metered residential rooftop and canopy |  | None | Trinity Solar | PSE&G | Accepted | 2020-09-04 | 2020-09-09 | 2021-10-30 | Hanwha | Q.PEAK DUO BLK-G6 340 | Solar Panels |  | 0.34 | 3 | 278 | 34 |  | Fixed | Roof
NJSTRE1545553326 |  | Transition Incentive Program | Swedesboro | 8085 | 15 | 7.14 | Residential | Yes | Behind the Meter | Net-metered residential rooftop and canopy |  | None | Trinity Solar | AC Electric | Accepted | 2020-09-04 | 2020-09-09 | 2021-10-30 | Hanwha | Q.PEAK DUO BLK-G6 340 | Solar Panels |  | 0.34 | 13 | 141 | 23 |  | Fixed | Roof
NJSTRE1545553333 |  | Transition Incentive Program | Oak Ridge | 7438 | 6 | 13.26 | Residential | Yes | Behind the Meter | Net-metered residential rooftop and canopy |  | None | Trinity Solar | JCP&L | Accepted | 2020-09-04 | 2020-09-09 | 2021-10-30 | Hanwha | Q.PEAK DUO BLK-G6 340 | Solar Panels |  | 0.34 | 3 | 214 | 40 |  | Fixed | Roof
NJSTRE1545553363 |  | Transition Incentive Program | CLEMENTON | 8021 | 14 | 6.3 | Residential | Yes | Behind the Meter | Net-metered residential rooftop and canopy |  | None | Pro Custom Solar dba Momentum Solar | AC Electric | Accepted | 2020-09-04 | 2020-09-09 | 2021-10-30 | LG ELECTRONICS | LG 350N1C-V5 | Solar Panels |  | 0.35 | 3 | 306 | 24 |  | Fixed | Roof
NJSTRE1545549912 |  | Transition Incentive Program | Somerdale | 8083 | 14 | 14.72 | Residential | No | Behind the Meter | Net-metered residential rooftop and canopy |  | None | RCL Enterprises Inc. | PSE&G | Accepted | 2020-09-08 | 2020-09-09 | 2021-10-30 | Canadian Solar | CS1H-320MS | Solar Panels |  | 0.32 | 13 | 70 | 27 |  | Fixed | Roof
NJSTRE1545549923 |  | Transition Incentive Program | Kearny | 7032 | 8 | 8.54 | Residential | Yes | Behind the Meter | Net-metered residential rooftop and canopy |  | None | Sunrun Installation Services, Inc. | PSE&G | Accepted | 2020-09-03 | 2020-09-09 | 2021-10-30 | LONGi Green Energy Technology Co Ltd | LR6-60HPB-305M | Solar Panels |  | 0.305 | 2 | 126 | 40 |  | Fixed | Roof
NJSTRE1545549923 |  | Transition Incentive Program | Kearny | 7032 | 8 | 8.54 | Residential | Yes | Behind the Meter | Net-metered residential rooftop and canopy |  | None | Sunrun Installation Services, Inc. | PSE&G | Accepted | 2020-09-03 | 2020-09-09 | 2021-10-30 | LONGi Green Energy Technology Co Ltd | LR6-60HPB-305M | Solar Panels |  | 0.305 | 5 | 34 | 23 |  | Fixed | Roof
NJSTRE1545549926 |  | Transition Incentive Program | clarksboro | 8020 | 15 | 10.88 | Residential | No | Behind the Meter | Net-metered residential rooftop and canopy |  | None | Orbit Energy & Power, LLC | AC Electric | Accepted | 2020-09-03 | 2020-09-09 | 2021-10-30 | hanwha qcells | qpeak320w | Solar Panels |  | 0.32 | 30 | 132 | 27 |  | Fixed | Roof
NJSTRE1545549943 |  | Transition Incentive Program | Williamstown | 8094 | 15 | 16.58 | Residential | No | Behind the Meter | Net-metered residential rooftop and canopy |  | None | Sun Up Zero Down | AC Electric | Accepted | 2020-09-03 | 2020-09-09 | 2021-10-30 | Trina | TSM-DD06M.05(II) 325 | Solar Panels |  | 0.325 | 33 | 178 | 42 |  | Fixed | Roof
NJSTRE1545551713 |  | Transition Incentive Program | Princeton | 8540 | 12 | 13.02 | Residential | No | Behind the Meter | Net-metered residential rooftop and canopy |  | None | Exact Solar | PSE&G | Accepted | 2020-09-03 | 2020-09-09 | 2021-10-30 | LG | LG360N1C-N5 | Solar Panels |  | 0.26 | 3 | 329 | 35 |  | Fixed | Roof
NJSTRE1545551726 |  | Transition Incentive Program | West Wildwood | 8242 | 21 | 8.1 | Residential | No | Behind the Meter | Net-metered residential rooftop and canopy |  | None | Spectrum Energy, Inc. | AC Electric | Accepted | 2020-09-03 | 2020-09-09 | 2021-10-30 | Silvantis | F270CYC-3X | Solar Panels |  | 0.27 | 14 | 133 | 25 |  | Fixed | Roof
NJSTRE1545551726 |  | Transition Incentive Program | West Wildwood | 8242 | 21 | 8.1 | Residential | No | Behind the Meter | Net-metered residential rooftop and canopy |  | None | Spectrum Energy, Inc. | AC Electric | Accepted | 2020-09-03 | 2020-09-09 | 2021-10-30 | Silvantis | F270CYC-3X | Solar Panels |  | 0.27 | 16 | 133 | 25 |  | Fixed | Roof
NJSTRE1545553189 |  | Transition Incentive Program | OGDENSBURG | 7439 | 1 | 6.93 | Residential | No | Behind the Meter | Net-metered residential rooftop and canopy |  | None | Suntuity Solar LLC | JCP&L | Accepted | 2020-09-04 | 2020-09-09 | 2021-10-30 | Longi | LR6-60HPB-315M | Solar Panels |  | 0.315 | 12 | 93 | 18 |  | Fixed | Roof
NJSTRE1545553207 |  | Transition Incentive Program | Florence | 8518 | 13 | 8.5 | Residential | No | Behind the Meter | Net-metered residential rooftop and canopy |  | PSEG | Maier Solar Engineering dba Solar Me | PSE&G | Accepted | 2020-09-09 | 2020-09-14 | 2021-10-30 | Hanwha | Q.CELL DUO BLK-G6 | Solar Panels |  | 0.34 | 12 | 287 | 25 |  | Fixed | Roof
NJSTRE1545553247 |  | Transition Incentive Program | Pennington | 8534 | 12 | 13.2 | Residential | No | Behind the Meter | Net-metered residential rooftop and canopy |  | None | Maier Solar Engineering dba Solar Me | PSE&G | Accepted | 2020-09-04 | 2020-09-09 | 2021-10-30 | Hanwha | Q. PEAK DUO 400W | Solar Panels |  | 0.4 | 33 | 140 | 5 |  | Fixed | Roof
NJSTRE1545553300 |  | Transition Incentive Program | Hawthorne Boro | 7506 | 6 | 4.42 | Residential | Yes | Behind the Meter | Net-metered residential rooftop and canopy |  | None | Tesla Energy Operations Inc. | PSE&G | Accepted | 2020-09-04 | 2020-09-09 | 2021-10-30 | Hanwha Q-CELLS | Q.Peak DUO BLK-G6+ 340 | Solar Panels |  | 0.34 | 6 | 203 | 37 |  | Fixed | Roof
NJSTRE1545553300 |  | Transition Incentive Program | Hawthorne Boro | 7506 | 6 | 4.42 | Residential | Yes | Behind the Meter | Net-metered residential rooftop and canopy |  | None | Tesla Energy Operations Inc. | PSE&G | Accepted | 2020-09-04 | 2020-09-09 | 2021-10-30 | Hanwha Q-CELLS | Q.Peak DUO BLK-G6+ 340 | Solar Panels |  | 0.34 | 4 | 23 | 37 |  | Fixed | Roof
NJSTRE1545553446 |  | Transition Incentive Program | Gibbstown | 8027 | 15 | 8.5 | Residential | No | Behind the Meter | Net-metered residential rooftop and canopy |  | None | Trinity Solar | AC Electric | Accepted | 2020-09-04 | 2020-09-09 | 2021-10-30 | Hanwha | Q.PEAK DUO BLK-G6 340 | Solar Panels |  | 0.34 | 3 | 180 | 23 |  | Fixed | Roof
NJSTRE1545553476 |  | Transition Incentive Program | Trenton | 8690 | 12 | 16.1 | Residential | Yes | Behind the Meter | Net-metered residential rooftop and canopy |  | None | Pro Custom Solar dba Momentum Solar | PSE&G | Accepted | 2020-09-04 | 2020-09-09 | 2021-10-30 | LG ELECTRONICS | LG 350N1C-V5 | Solar Panels |  | 0.35 | 3 | 346 | 19 |  | Fixed | Roof
NJSTRE1545553503 |  | Transition Incentive Program | Secaucus | 7094 | 8 | 5.78 | Residential | No | Behind the Meter | Net-metered residential rooftop and canopy |  | None | Trinity Solar | PSE&G | Accepted | 2020-09-04 | 2020-09-09 | 2021-10-30 | Hanwha 340 | Q.PEAK DUO BLK-G6 340 | Solar Panels |  | 0.34 | 8 | 307 | 9 |  | Fixed | Roof
NJSTRE1545553522 |  | Transition Incentive Program | Nutley | 7110 | 9 | 6.7 | Residential | Yes | Behind the Meter | Net-metered residential rooftop and canopy |  | None | Trinity Solar | PSE&G | Accepted | 2020-09-04 | 2020-09-09 | 2021-10-30 | Hanwha 335 | Q.PEAK DUO BLK-G6 335 | Solar Panels |  | 0.335 | 10 | 109 | 23 |  | Fixed | Roof
NJSTRE1545553537 |  | Transition Incentive Program | Rahway | 7065 | 10 | 8.84 | Residential | Yes | Behind the Meter | Net-metered residential rooftop and canopy |  | None | Trinity Solar | PSE&G | Accepted | 2020-09-04 | 2020-09-09 | 2021-10-30 | Hanwha 340 | Q.PEAK DUO BLK-G6 340 | Solar Panels |  | 0.34 | 6 | 85 | 30 |  | Fixed | Roof
NJSTRE1545553545 |  | Transition Incentive Program | Millville | 8332 | 20 | 6.4 | Residential | Yes | Behind the Meter | Net-metered residential rooftop and canopy |  | None | All Season Solar | AC Electric | Accepted | 2020-09-04 | 2020-09-10 | 2021-10-30 | Trina | TSMDD06M.05II | Solar Panels |  | 0.32 | 20 | 151 | 27 |  | Fixed | Roof
NJSTRE1545553548 |  | Transition Incentive Program | West Creek | 8092 | 18 | 12.58 | Residential | No | Behind the Meter | Net-metered residential rooftop and canopy |  | None | EMT Renewables | AC Electric | Accepted | 2020-09-04 | 2020-09-09 | 2021-10-30 | QCELL | 340-BLK-G6 | Solar Panels |  | 0.34 | 9 | 204 | 38 |  | Fixed | Roof
NJSTRE1545553548 |  | Transition Incentive Program | West Creek | 8092 | 18 | 12.58 | Residential | No | Behind the Meter | Net-metered residential rooftop and canopy |  | None | EMT Renewables | AC Electric | Accepted | 2020-09-04 | 2020-09-09 | 2021-10-30 | QCELL | 340-BLK-G6 | Solar Panels |  | 0.34 | 4 | 284 | 38 |  | Fixed | Roof
NJSTRE1545553593 |  | Transition Incentive Program | CARTERET | 7008 | 11 | 8.78 | Residential | Yes | Behind the Meter | Net-metered residential rooftop and canopy |  | None | Vivint Solar Developer, LLC | PSE&G | Accepted | 2020-09-12 | 2020-09-14 | 2021-10-30 | JINKO SOLAR | JKM325M-60HBL | Solar Panels |  | 0.325 | 16 | 284 | 41 |  | Fixed | Roof
NJSTRE1545553706 |  | Transition Incentive Program | SUCCASUNNA | 7876 | 3 | 6.83 | Residential | Yes | Behind the Meter | Net-metered residential rooftop and canopy |  | None | Vivint Solar Developer, LLC | JCP&L | Accepted | 2020-09-12 | 2020-09-14 | 2021-10-30 | JINKO SOLAR | JKM325M-60HBL | Solar Panels |  | 0.325 | 9 | 138 | 33 |  | Fixed | Roof
NJSTRE1545553722 |  | Transition Incentive Program | blackwood | 8012 | 14 | 6.4 | Residential | No | Behind the Meter | Net-metered residential rooftop and canopy |  | None | Orbit Energy & Power, LLC | AC Electric | Accepted | 2020-09-04 | 2020-09-10 | 2021-10-30 | hanwha qcells | qpeak 320w | Solar Panels |  | 0.32 | 20 | 150 | 26 |  | Fixed | Roof
NJSTRE1545553730 |  | Transition Incentive Program | PISCATAWAY | 8854 | 11 | 7.71 | Residential | No | Behind the Meter | Net-metered residential rooftop and canopy |  | None | Vision Solar LLC | PSE&G | Accepted | 2020-09-04 | 2020-09-10 | 2021-10-30 | HANWHA Q-CELLS | Q.PEAK DUO-G6+ 335 | Solar Panels |  | 0.335 | 8 | 144 | 20 |  | Fixed | Roof
NJSTRE1545553774 |  | Transition Incentive Program | Mt. Laurel | 8054 | 13 | 11.38 | Residential | No | Behind the Meter | Net-metered residential rooftop and canopy |  | None | All Season Solar | PSE&G | Accepted | 2020-09-04 | 2020-09-10 | 2021-10-30 | Certainteed | CT325HC11-04 | Solar Panels |  | 0.325 | 23 | 190 | 25 |  | Fixed | Roof
NJSTRE1545553338 |  | Transition Incentive Program | FAIRLAWN | 7410 | 7 | 10.54 | Residential | Yes | Behind the Meter | Net-metered residential rooftop and canopy |  | None | Trinity Solar | PSE&G | Accepted | 2020-09-04 | 2020-09-09 | 2021-10-30 | HANWHA | Q.PEAK DUO BLK-G6 340 | Solar Panels |  | 0.34 | 16 | 71 | 27 |  | Fixed | Roof
NJSTRE1545553338 |  | Transition Incentive Program | FAIRLAWN | 7410 | 7 | 10.54 | Residential | Yes | Behind the Meter | Net-metered residential rooftop and canopy |  | None | Trinity Solar | PSE&G | Accepted | 2020-09-04 | 2020-09-09 | 2021-10-30 | HANWHA | Q.PEAK DUO BLK-G6 340 | Solar Panels |  | 0.34 | 9 | 251 | 27 |  | Fixed | Roof
NJSTRE1545553409 |  | Transition Incentive Program | North Brunswick | 8902 | 11 | 8.5 | Residential | Yes | Behind the Meter | Net-metered residential rooftop and canopy |  | None | Trinity Solar | PSE&G | Accepted | 2020-09-04 | 2020-09-09 | 2021-10-30 | Hanwha | Q.PEAK DUO BLK-G6 340 | Solar Panels |  | 0.34 | 14 | 218 | 34 |  | Fixed | Roof
NJSTRE1545553483 |  | Transition Incentive Program | Egg Harbor City | 8215 | 19 | 3.2 | Residential | Yes | Behind the Meter | Net-metered residential rooftop and canopy |  | None | Castle Energy, LLC | AC Electric | Accepted | 2020-09-04 | 2020-09-09 | 2021-10-30 | Hanwha Q-Cells | Q.Peak DUO-G5 320 | Solar Panels |  | 0.32 | 10 | 312 | 23 |  | Fixed | Roof
NJSTRE1545553476 |  | Transition Incentive Program | Trenton | 8690 | 12 | 16.1 | Residential | Yes | Behind the Meter | Net-metered residential rooftop and canopy |  | None | Pro Custom Solar dba Momentum Solar | PSE&G | Accepted | 2020-09-04 | 2020-09-09 | 2021-10-30 | LG ELECTRONICS | LG 350N1C-V5 | Solar Panels |  | 0.35 | 28 | 166 | 19 |  | Fixed | Roof
NJSTRE1545553501 |  | Transition Incentive Program | Toms River | 8577 |  | 24.75 | Residential | No | Behind the Meter | Net-metered residential rooftop and canopy |  | None | Powerlutions | JCP&L | Accepted | 2020-09-04 | 2020-09-09 | 2021-10-30 | Axitec | AC-330MH/120S | Solar Panels |  | 0.33 | 12 | 164 | 34 |  | Fixed | Roof
NJSTRE1545553515 |  | Transition Incentive Program | Lakewood | 8701 | 18 | 12.8 | Residential | No | Behind the Meter | Net-metered residential rooftop and canopy |  | None | Powerlutions | JCP&L | Accepted | 2020-09-04 | 2020-09-09 | 2021-10-30 | Axitec | AC-320MH/120S | Solar Panels |  | 0.32 | 4 | 97 | 43 |  | Fixed | Roof
NJSTRE1545553515 |  | Transition Incentive Program | Lakewood | 8701 | 18 | 12.8 | Residential | No | Behind the Meter | Net-metered residential rooftop and canopy |  | None | Powerlutions | JCP&L | Accepted | 2020-09-04 | 2020-09-09 | 2021-10-30 | Axitec | AC-320MH/120S | Solar Panels |  | 0.32 | 4 | 97 | 42 |  | Fixed | Roof
NJSTRE1545553521 |  | Transition Incentive Program | TOMS RIVER | 8755 | 18 | 4.42 | Residential | Yes | Behind the Meter | Net-metered residential rooftop and canopy |  | None | Trinity Solar | JCP&L | Accepted | 2020-09-04 | 2020-09-09 | 2021-10-30 | HANWHA | Q.PEAK DUO BLK-G6 340 | Solar Panels |  | 0.34 | 7 | 204 | 30 |  | Fixed | Roof
NJSTRE1545553572 |  | Transition Incentive Program | Surf City | 8008 | 18 | 9.92 | Residential | Yes | Behind the Meter | Net-metered residential rooftop and canopy |  | None | All Season Solar | AC Electric | Accepted | 2020-09-09 | 2020-09-09 | 2021-10-30 | Trina | TSMDD06M.05II | Solar Panels |  | 0.32 | 15 | 302 | 17 |  | Fixed | Roof
NJSTRE1545553714 |  | Transition Incentive Program | Flemington | 8822 | 4 | 17.67 | Residential | No | Behind the Meter | Net-metered residential rooftop and canopy |  | None | Bright Planet Solar | JCP&L | Accepted | 2020-09-04 | 2020-09-09 | 2021-10-30 | LONGI | LR6-60HPB-310M | Solar Panels |  | 0.31 | 14 | 261 | 33 |  | Fixed | Roof
NJSTRE1545553791 |  | Transition Incentive Program | North Brunswick Township | 8902 | 11 | 8.54 | Residential | No | Behind the Meter | Net-metered residential rooftop and canopy |  | None | Sunrun Installation Services, Inc. | PSE&G | Accepted | 2020-09-04 | 2020-09-10 | 2021-10-30 | LONGi Green Energy Technology Co Ltd | LR6-60HPB-305M | Solar Panels |  | 0.305 | 28 | 222 | 23 |  | Fixed | Roof
NJSTRE1545553928 |  | Transition Incentive Program | LIVINGSTON TWP | 7039 | 9 | 9.76 | Residential | Yes | Behind the Meter | Net-metered residential rooftop and canopy |  | None | Sunrun Installation Services, Inc. | PSE&G | Accepted | 2020-09-04 | 2020-09-10 | 2021-10-30 | LONGi Green Energy Technology Co Ltd | LR6-60HPB-305M | Solar Panels |  | 0.305 | 9 | 27 | 23 |  | Fixed | Roof
NJSTRE1545551713 |  | Transition Incentive Program | Princeton | 8540 | 12 | 13.02 | Residential | No | Behind the Meter | Net-metered residential rooftop and canopy |  | None | Exact Solar | PSE&G | Accepted | 2020-09-03 | 2020-09-09 | 2021-10-30 | LG | LG360N1C-N5 | Solar Panels |  | 0.36 | 1 | 239 | 25 |  | Fixed | Roof
NJSTRE1545553186 |  | Transition Incentive Program | Monroeville | 8343 | 16 | 11.97 | Residential | No | Behind the Meter | Net-metered residential rooftop and canopy |  | None | Suntuity Solar LLC | AC Electric | Accepted | 2020-09-04 | 2020-09-09 | 2021-10-30 | Longi | LR6-60HPB-315M | Solar Panels |  | 0.315 | 9 | 130 | 33 |  | Fixed | Roof
NJSTRE1545553186 |  | Transition Incentive Program | Monroeville | 8343 | 16 | 11.97 | Residential | No | Behind the Meter | Net-metered residential rooftop and canopy |  | None | Suntuity Solar LLC | AC Electric | Accepted | 2020-09-04 | 2020-09-09 | 2021-10-30 | Longi | LR6-60HPB-315M | Solar Panels |  | 0.315 | 26 | 310 | 33 |  | Fixed | Roof
NJSTRE1545553297 |  | Transition Incentive Program | Bergenfield | 7621 | 7 | 5.12 | Residential | No | Behind the Meter | Net-metered residential rooftop and canopy |  | None | Posigen NJ LLC | PSE&G | Accepted | 2020-09-04 | 2020-09-09 | 2021-10-30 | Silfab | SLA320BL | Solar Panels |  | 0.32 | 16 | 179359 | 40 |  | Fixed | Roof
NJSTRE1545553309 |  | Transition Incentive Program | NEWARK | 7112 | 9 | 8.5 | Residential | Yes | Behind the Meter | Net-metered residential rooftop and canopy |  | None | Trinity Solar | PSE&G | Accepted | 2020-09-04 | 2020-09-09 | 2021-10-30 | HANWHA | Q.PEAK DUO BLK-G6 340 | Solar Panels |  | 0.34 | 25 | 211 | 27 |  | Fixed | Roof
NJSTRE1545553318 |  | Transition Incentive Program | Paterson | 7504 | 6 | 5.44 | Residential | Yes | Behind the Meter | Net-metered residential rooftop and canopy |  | None | Trinity Solar | PSE&G | Accepted | 2020-09-04 | 2020-09-09 | 2021-10-30 | Hanwha | Q.PEAK DUO BLK-G6 340 | Solar Panels |  | 0.34 | 10 | 188 | 34 |  | Fixed | Roof
NJSTRE1545553331 |  | Transition Incentive Program | Nutley | 7110 | 9 | 7 | Residential | Yes | Behind the Meter | Net-metered residential rooftop and canopy |  | None | Pro Custom Solar dba Momentum Solar | PSE&G | Accepted | 2020-09-04 | 2020-09-09 | 2021-10-30 | LG ELECTRONICS | LG 350N1C-V5 | Solar Panels |  | 0.35 | 3 | 302 | 21 |  | Fixed | Roof
NJSTRE1545553332 |  | Transition Incentive Program | Howell | 7731 | 17 | 9.6 | Residential | No | Behind the Meter | Net-metered residential rooftop and canopy |  | None | Posigen NJ LLC | JCP&L | Accepted | 2020-09-04 | 2020-09-09 | 2021-10-30 | Silfab | SLA320BL | Solar Panels |  | 0.32 | 30 | 60150240 | 22 |  | Fixed | Roof
NJSTRE1545553333 |  | Transition Incentive Program | Oak Ridge | 7438 | 6 | 13.26 | Residential | Yes | Behind the Meter | Net-metered residential rooftop and canopy |  | None | Trinity Solar | JCP&L | Accepted | 2020-09-04 | 2020-09-09 | 2021-10-30 | Hanwha | Q.PEAK DUO BLK-G6 340 | Solar Panels |  | 0.34 | 2 | 304 | 30 |  | Fixed | Roof
NJSTRE1545553363 |  | Transition Incentive Program | CLEMENTON | 8021 | 14 | 6.3 | Residential | Yes | Behind the Meter | Net-metered residential rooftop and canopy |  | None | Pro Custom Solar dba Momentum Solar | AC Electric | Accepted | 2020-09-04 | 2020-09-09 | 2021-10-30 | LG ELECTRONICS | LG 350N1C-V5 | Solar Panels |  | 0.35 | 15 | 126 | 24 |  | Fixed | Roof
NJSTRE1545553501 |  | Transition Incentive Program | Toms River | 8577 |  | 24.75 | Residential | No | Behind the Meter | Net-metered residential rooftop and canopy |  | None | Powerlutions | JCP&L | Accepted | 2020-09-04 | 2020-09-09 | 2021-10-30 | Axitec | AC-330MH/120S | Solar Panels |  | 0.33 | 50 | 254 | 34 |  | Fixed | Roof
NJSTRE1545553515 |  | Transition Incentive Program | Lakewood | 8701 | 18 | 12.8 | Residential | No | Behind the Meter | Net-metered residential rooftop and canopy |  | None | Powerlutions | JCP&L | Accepted | 2020-09-04 | 2020-09-09 | 2021-10-30 | Axitec | AC-320MH/120S | Solar Panels |  | 0.32 | 21 | 187 | 33 |  | Fixed | Roof
NJSTRE1545553528 |  | Transition Incentive Program | Hasbrouck Heights | 7604 | 7 | 5.05 | Residential | Yes | Behind the Meter | Net-metered residential rooftop and canopy |  | None | Trinity Solar | PSE&G | Accepted | 2020-09-04 | 2020-09-09 | 2021-10-30 | Hanwha | Q.PEAK DUO BLK-G6 335 | Solar Panels |  | 0.335 | 10 | 222 | 23 |  | Fixed | Roof
NJSTRE1545549846 |  | Transition Incentive Program | LINDEN | 7036 | 10 | 6.46 | Residential | No | Behind the Meter | Net-metered residential rooftop and canopy |  | None | Trinity Solar | PSE&G | Accepted | 2020-09-03 | 2020-09-10 | 2021-10-30 | HANWHA | Q.PEAK DUO BLK-G6 340 | Solar Panels |  | 0.34 | 4 | 152 | 34 |  | Fixed | Roof
NJSTRE1545549854 |  | Transition Incentive Program | Jackson | 8527 | 18 | 12.95 | Residential | No | Behind the Meter | Net-metered residential rooftop and canopy |  | None | Powerlutions | JCP&L | Accepted | 2020-09-03 | 2020-09-09 | 2021-10-30 | REC | 370AA | Solar Panels |  | 0.37 | 22 | 131 | 29 |  | Fixed | Roof
NJSTRE1545549953 |  | Transition Incentive Program | Weehawken | 7086 | 8 | 2.64 | Residential | No | Behind the Meter | Net-metered residential rooftop and canopy |  | None | Sunrun Installation Services, Inc. | PSE&G | Accepted | 2020-09-03 | 2020-09-09 | 2021-10-30 | LG Electronics | LG330N1C-A5 | Solar Panels |  | 0.33 | 4 | 209 | 30 |  | Fixed | Roof
NJSTRE1545549985 |  | Transition Incentive Program | Pennsauken | 8109 | 14 | 8.19 | Residential | No | Behind the Meter | Net-metered residential rooftop and canopy |  | None | All Season Solar | PSE&G | Accepted | 2020-09-03 | 2020-09-09 | 2021-10-30 | Certainteed | CT315HC11-04 | Solar Panels |  | 0.315 | 6 | 262 | 17 |  | Fixed | Roof
NJSTRE1545551712 |  | Transition Incentive Program | SOMERVILLE | 8876 | 5 | 8.45 | Residential | Yes | Behind the Meter | Net-metered residential rooftop and canopy |  | None | Vivint Solar Developer, LLC | PSE&G | Accepted | 2020-09-12 | 2020-09-14 | 2021-10-30 | JINKO SOLAR | JKM325M-60HBL | Solar Panels |  | 0.325 | 14 | 103 | 34 |  | Fixed | Roof
NJSTRE1545553188 |  | Transition Incentive Program | KIRKWOOD | 8043 | 14 | 12.29 | Residential | No | Behind the Meter | Net-metered residential rooftop and canopy |  | None | Suntuity Solar LLC | AC Electric | Accepted | 2020-09-04 | 2020-09-09 | 2021-10-30 | Longi | LR6-60HPB-315M | Solar Panels |  | 0.315 | 17 | 40 | 29 |  | Fixed | Roof
NJSTRE1545553189 |  | Transition Incentive Program | OGDENSBURG | 7439 | 1 | 6.93 | Residential | No | Behind the Meter | Net-metered residential rooftop and canopy |  | None | Suntuity Solar LLC | JCP&L | Accepted | 2020-09-04 | 2020-09-09 | 2021-10-30 | Longi | LR6-60HPB-315M | Solar Panels |  | 0.315 | 10 | 273 | 18 |  | Fixed | Roof
NJSTRE1545553290 |  | Transition Incentive Program | Union | 7083 | 10 | 8.4 | Residential | Yes | Behind the Meter | Net-metered residential rooftop and canopy |  | None | Pro Custom Solar dba Momentum Solar | PSE&G | Accepted | 2020-09-04 | 2020-09-09 | 2021-10-30 | LG ELECTRONICS | LG 350N1C-V5 | Solar Panels |  | 0.35 | 8 | 164 | 25 |  | Fixed | Roof
NJSTRE1545553290 |  | Transition Incentive Program | Union | 7083 | 10 | 8.4 | Residential | Yes | Behind the Meter | Net-metered residential rooftop and canopy |  | None | Pro Custom Solar dba Momentum Solar | PSE&G | Accepted | 2020-09-04 | 2020-09-09 | 2021-10-30 | LG ELECTRONICS | LG 350N1C-V5 | Solar Panels |  | 0.35 | 6 | 164 | 5 |  | Fixed | Roof
NJSTRE1545553298 |  | Transition Incentive Program | Sewell | 8080 | 15 | 8.45 | Residential | No | Behind the Meter | Net-metered residential rooftop and canopy |  | None | SunnyMac LLC | AC Electric | Accepted | 2020-09-08 | 2020-09-09 | 2021-10-30 | REC | 325 TwinPeak 2 Mono | Solar Panels |  | 0.325 | 26 | 172 | 27 |  | Fixed | Roof
NJSTRE1545553331 |  | Transition Incentive Program | Nutley | 7110 | 9 | 7 | Residential | Yes | Behind the Meter | Net-metered residential rooftop and canopy |  | None | Pro Custom Solar dba Momentum Solar | PSE&G | Accepted | 2020-09-04 | 2020-09-09 | 2021-10-30 | LG ELECTRONICS | LG 350N1C-V5 | Solar Panels |  | 0.35 | 3 | 212 | 22 |  | Fixed | Roof
NJSTRE1545553333 |  | Transition Incentive Program | Oak Ridge | 7438 | 6 | 13.26 | Residential | Yes | Behind the Meter | Net-metered residential rooftop and canopy |  | None | Trinity Solar | JCP&L | Accepted | 2020-09-04 | 2020-09-09 | 2021-10-30 | Hanwha | Q.PEAK DUO BLK-G6 340 | Solar Panels |  | 0.34 | 25 | 124 | 30 |  | Fixed | Roof
NJSTRE1545553409 |  | Transition Incentive Program | North Brunswick | 8902 | 11 | 8.5 | Residential | Yes | Behind the Meter | Net-metered residential rooftop and canopy |  | None | Trinity Solar | PSE&G | Accepted | 2020-09-04 | 2020-09-09 | 2021-10-30 | Hanwha | Q.PEAK DUO BLK-G6 340 | Solar Panels |  | 0.34 | 11 | 38 | 34 |  | Fixed | Roof
NJSTRE1545553501 |  | Transition Incentive Program | Toms River | 8577 |  | 24.75 | Residential | No | Behind the Meter | Net-metered residential rooftop and canopy |  | None | Powerlutions | JCP&L | Accepted | 2020-09-04 | 2020-09-09 | 2021-10-30 | Axitec | AC-330MH/120S | Solar Panels |  | 0.33 | 5 | 164 | 34 |  | Fixed | Roof
NJSTRE1545553503 |  | Transition Incentive Program | Secaucus | 7094 | 8 | 5.78 | Residential | No | Behind the Meter | Net-metered residential rooftop and canopy |  | None | Trinity Solar | PSE&G | Accepted | 2020-09-04 | 2020-09-09 | 2021-10-30 | Hanwha 340 | Q.PEAK DUO BLK-G6 340 | Solar Panels |  | 0.34 | 9 | 127 | 9 |  | Fixed | Roof
NJSTRE1545553515 |  | Transition Incentive Program | Lakewood | 8701 | 18 | 12.8 | Residential | No | Behind the Meter | Net-metered residential rooftop and canopy |  | None | Powerlutions | JCP&L | Accepted | 2020-09-04 | 2020-09-09 | 2021-10-30 | Axitec | AC-320MH/120S | Solar Panels |  | 0.32 | 2 | 277 | 42 |  | Fixed | Roof
NJSTRE1545553515 |  | Transition Incentive Program | Lakewood | 8701 | 18 | 12.8 | Residential | No | Behind the Meter | Net-metered residential rooftop and canopy |  | None | Powerlutions | JCP&L | Accepted | 2020-09-04 | 2020-09-09 | 2021-10-30 | Axitec | AC-320MH/120S | Solar Panels |  | 0.32 | 9 | 187 | 33 |  | Fixed | Roof
NJSTRE1545553522 |  | Transition Incentive Program | Nutley | 7110 | 9 | 6.7 | Residential | Yes | Behind the Meter | Net-metered residential rooftop and canopy |  | None | Trinity Solar | PSE&G | Accepted | 2020-09-04 | 2020-09-09 | 2021-10-30 | Hanwha 335 | Q.PEAK DUO BLK-G6 335 | Solar Panels |  | 0.335 | 10 | 289 | 23 |  | Fixed | Roof
NJSTRE1545553548 |  | Transition Incentive Program | West Creek | 8092 | 18 | 12.58 | Residential | No | Behind the Meter | Net-metered residential rooftop and canopy |  | None | EMT Renewables | AC Electric | Accepted | 2020-09-04 | 2020-09-09 | 2021-10-30 | QCELL | 340-BLK-G6 | Solar Panels |  | 0.34 | 10 | 104 | 38 |  | Fixed | Roof
NJSTRE1545553715 |  | Transition Incentive Program | Cherry Hill | 8003 | 14 | 16.64 | Commercial | Yes | Behind the Meter | Net-metered non-residential rooftop and canopy |  | None | All Season Solar | PSE&G | Accepted | 2020-09-04 | 2020-09-09 | 2021-10-30 | Trina | TSMDD06M.05II | Solar Panels |  | 0.32 | 28 | 184 | 18 |  | Fixed | Roof
NJSTRE1545553792 |  | Transition Incentive Program | BEVERLY | 8010 | 13 | 5.2 | Residential | Yes | Behind the Meter | Net-metered residential rooftop and canopy |  | None | Vivint Solar Developer, LLC | PSE&G | Accepted | 2020-09-12 | 2020-09-14 | 2021-10-30 | JINKO SOLAR | JKM325M-60HBL | Solar Panels |  | 0.325 | 6 | 162 | 20 |  | Fixed | Roof
NJSTRE1545553939 |  | Transition Incentive Program | Voorhees Township | 8043 | 14 | 11.59 | Residential | Yes | Behind the Meter | Net-metered residential rooftop and canopy |  | None | Sunrun Installation Services, Inc. | AC Electric | Accepted | 2020-09-04 | 2020-09-10 | 2021-10-30 | LONGi Green Energy Technology Co Ltd | LR6-60HPB-305M | Solar Panels |  | 0.305 | 21 | 239 | 27 |  | Fixed | Roof
NJSTRE1545559631 |  | Transition Incentive Program | RUNNEMEDE | 8078 | 14 | 12.29 | Residential | Yes | Behind the Meter | Net-metered residential rooftop and canopy |  | None | Suntuity Solar LLC | PSE&G | Accepted | 2020-09-07 | 2020-09-10 | 2021-10-30 | Longi | LR6-60HPB-315M | Solar Panels |  | 0.315 | 21 | 74 | 20 |  | Fixed | Roof
NJSTRE1545559631 |  | Transition Incentive Program | RUNNEMEDE | 8078 | 14 | 12.29 | Residential | Yes | Behind the Meter | Net-metered residential rooftop and canopy |  | None | Suntuity Solar LLC | PSE&G | Accepted | 2020-09-07 | 2020-09-10 | 2021-10-30 | Longi | LR6-60HPB-315M | Solar Panels |  | 0.315 | 18 | 254 | 20 |  | Fixed | Roof
NJSTRE1545559673 |  | Transition Incentive Program | Ventnor City | 8406 | 19 | 12.1 | Residential | Yes | Behind the Meter | Net-metered residential rooftop and canopy |  | None | Seabright Solar | AC Electric | Accepted | 2020-09-07 | 2020-09-10 | 2021-10-30 | Sunpower | SPR-E20-327 | Solar Panels |  | 0.327 | 4 | 239 | 23 |  | Fixed | Roof
NJSTRE1545559673 |  | Transition Incentive Program | Ventnor City | 8406 | 19 | 12.1 | Residential | Yes | Behind the Meter | Net-metered residential rooftop and canopy |  | None | Seabright Solar | AC Electric | Accepted | 2020-09-07 | 2020-09-10 | 2021-10-30 | Sunpower | SPR-E20-327 | Solar Panels |  | 0.327 | 4 | 59 | 23 |  | Fixed | Roof
NJSTRE1545553528 |  | Transition Incentive Program | Hasbrouck Heights | 7604 | 7 | 5.05 | Residential | Yes | Behind the Meter | Net-metered residential rooftop and canopy |  | None | Trinity Solar | PSE&G | Accepted | 2020-09-04 | 2020-09-09 | 2021-10-30 | Hanwha | Q.PEAK DUO BLK-G6 335 | Solar Panels |  | 0.34 | 5 | 132 | 23 |  | Fixed | Roof
NJSTRE1545553531 |  | Transition Incentive Program | RAHWAY CITY | 7065 | 10 | 8.24 | Residential | Yes | Behind the Meter | Net-metered residential rooftop and canopy |  | None | Sunrun Installation Services, Inc. | PSE&G | Accepted | 2020-09-04 | 2020-09-09 | 2021-10-30 | LONGi Green Energy Technology Co Ltd | LR6-60HPB-305M | Solar Panels |  | 0.305 | 12 | 190 | 23 |  | Fixed | Roof
NJSTRE1545553531 |  | Transition Incentive Program | RAHWAY CITY | 7065 | 10 | 8.24 | Residential | Yes | Behind the Meter | Net-metered residential rooftop and canopy |  | None | Sunrun Installation Services, Inc. | PSE&G | Accepted | 2020-09-04 | 2020-09-09 | 2021-10-30 | LONGi Green Energy Technology Co Ltd | LR6-60HPB-305M | Solar Panels |  | 0.305 | 8 | 99 | 7 |  | Fixed | Roof
NJSTRE1545553529 |  | Transition Incentive Program | Erial | 8081 | 14 | 10.24 | Residential | No | Behind the Meter | Net-metered residential rooftop and canopy |  | None | Orbit Energy & Power, LLC | AC Electric | Accepted | 2020-09-04 | 2020-09-09 | 2021-10-30 | hanwha cells | qpeak320w | Solar Panels |  | 0.32 | 32 | 158 | 20 |  | Fixed | Pole
NJSTRE1545553542 |  | Transition Incentive Program | Oxford | 7863 | 2 | 9.8 | Residential | Yes | Behind the Meter | Net-metered residential rooftop and canopy |  | None | Pro Custom Solar dba Momentum Solar | JCP&L | Accepted | 2020-09-04 | 2020-09-09 | 2021-10-30 | LG ELECTRONICS | LG 350N1C-V5 | Solar Panels |  | 0.35 | 8 | 92 | 30 |  | Fixed | Roof
NJSTRE1545553542 |  | Transition Incentive Program | Oxford | 7863 | 2 | 9.8 | Residential | Yes | Behind the Meter | Net-metered residential rooftop and canopy |  | None | Pro Custom Solar dba Momentum Solar | JCP&L | Accepted | 2020-09-04 | 2020-09-09 | 2021-10-30 | LG ELECTRONICS | LG 350N1C-V5 | Solar Panels |  | 0.35 | 9 | 272 | 30 |  | Fixed | Roof
NJSTRE1545553558 |  | Transition Incentive Program | FLANDERS | 7836 | 3 | 9.43 | Residential | Yes | Behind the Meter | Net-metered residential rooftop and canopy |  | None | Vivint Solar Developer, LLC | JCP&L | Accepted | 2020-09-12 | 2020-09-14 | 2021-10-30 | JINKO SOLAR | JKM325M-60HBL | Solar Panels |  | 0.325 | 8 | 165 | 19 |  | Fixed | Roof
NJSTRE1545553714 |  | Transition Incentive Program | Flemington | 8822 | 4 | 17.67 | Residential | No | Behind the Meter | Net-metered residential rooftop and canopy |  | None | Bright Planet Solar | JCP&L | Accepted | 2020-09-04 | 2020-09-09 | 2021-10-30 | LONGI | LR6-60HPB-310M | Solar Panels |  | 0.31 | 28 | 261 | 33 |  | Fixed | Roof
NJSTRE1545553807 |  | Transition Incentive Program | Cranford | 7016 | 10 | 4.08 | Residential | Yes | Behind the Meter | Net-metered residential rooftop and canopy |  | None | Tesla Energy Operations Inc. | PSE&G | Accepted | 2020-09-04 | 2020-09-10 | 2021-10-30 | Hanwha Q-CELLS | Q.Peak DUO BLK-G6+ 340 | Solar Panels |  | 0.34 | 8 | 219 | 34 |  | Fixed | Roof
NJSTRE1545553810 |  | Transition Incentive Program | ENGLISHTOWN | 7726 | 17 | 3.11 | Residential | Yes | Behind the Meter | Net-metered residential rooftop and canopy |  | None | Sunrun Installation Services, Inc. | JCP&L | Accepted | 2020-09-04 | 2020-09-10 | 2021-10-30 | LG Electronics | LG345N1C-V5 | Solar Panels |  | 0.345 | 9 | 203 | 34 |  | Fixed | Roof
NJSTRE1545559629 |  | Transition Incentive Program | Williamstown | 8094 | 15 | 10.08 | Residential | No | Behind the Meter | Net-metered residential rooftop and canopy |  | None | Suntuity Solar LLC | AC Electric | Accepted | 2020-09-07 | 2020-09-10 | 2021-10-30 | Longi | LR6-60HPB-315M | Solar Panels |  | 0.315 | 11 | 54 | 28 |  | Fixed | Roof
NJSTRE1545559672 |  | Transition Incentive Program | Robbinsville | 8691 | 12 | 12.24 | Residential | No | Behind the Meter | Net-metered residential rooftop and canopy |  | None | Tesla Energy Operations Inc. | JCP&L | Accepted | 2020-09-07 | 2020-09-10 | 2021-10-30 | Hanwha Q-CELLS | Q.Peak DUO BLK-G6+ 340 | Solar Panels |  | 0.34 | 36 | 168 | 27 |  | Fixed | Roof
NJSTRE1545559684 |  | Transition Incentive Program | Cherry Hill | 8003 | 14 | 8.88 | Residential | No | Behind the Meter | Net-metered residential rooftop and canopy |  | None | Green Sun Energy Services, LLC | PSE&G | Accepted | 2020-09-07 | 2020-09-11 | 2021-10-30 | Solaria | PowerXT 370R-PD | Solar Panels |  | 0.37 | 24 | 190 | 24 |  | Fixed | Roof | Roof
NJSTRE1545553408 |  | Transition Incentive Program | Perth Amboy | 8861 | 11 | 381.06 | Commercial | No | Behind the Meter | Net-metered non-residential rooftop and canopy |  | None | Green Power Developers LLC | PSE&G | Accepted | 2020-09-04 | 2020-09-09 | 2021-10-30 | Astro | CHSM6612M | Solar Panels |  | 0.365 | 1044 | 200 | 2 |  | Fixed | Roof
NJSTRE1545553473 |  | Transition Incentive Program | Barnegat | 8005 | 18 | 12.16 | Residential | Yes | Behind the Meter | Net-metered residential rooftop and canopy |  | None | Trinity Solar | JCP&L | Accepted | 2020-09-04 | 2020-09-09 | 2021-10-30 | Hanwha 320 | Q.PEAK DUO BLK-G5 320 | Solar Panels |  | 0.32 | 16 | 218 | 23 |  | Fixed | Roof
NJSTRE1545553482 |  | Transition Incentive Program | Burlington | 8016 | 13 | 10.2 | Residential | No | Behind the Meter | Net-metered residential rooftop and canopy |  | None | Trinity Solar | PSE&G | Accepted | 2020-09-04 | 2020-09-09 | 2021-10-30 | Hanwha | Q.PEAK DUO BLK-G6 340 | Solar Panels |  | 0.34 | 30 | 122 | 30 |  | Fixed | Roof
NJSTRE1545553472 |  | Transition Incentive Program | Tinton Falls | 7724 | 17 | 8.16 | Residential | No | Behind the Meter | Net-metered residential rooftop and canopy |  | None | Tesla Energy Operations Inc. | JCP&L | Accepted | 2020-09-04 | 2020-09-09 | 2021-10-30 | Hanwha Q-CELLS | Q.Peak DUO BLK-G6+ 340 | Solar Panels |  | 0.34 | 24 | 87 | 30 |  | Fixed | Roof
NJSTRE1545553513 |  | Transition Incentive Program | Palisades Park | 7650 | 7 | 3.02 | Residential | Yes | Behind the Meter | Net-metered residential rooftop and canopy |  | None | Trinity Solar | PSE&G | Accepted | 2020-09-04 | 2020-09-10 | 2021-10-30 | Hanwha | Q.PEAK DUO BLK-G6 335 | Solar Panels |  | 0.335 | 9 | 127 | 23 |  | Fixed | Roof
NJSTRE1545553520 |  | Transition Incentive Program | Hasbrouck Heights | 7604 | 7 | 3.02 | Residential | Yes | Behind the Meter | Net-metered residential rooftop and canopy |  | None | Trinity Solar | PSE&G | Accepted | 2020-09-04 | 2020-09-09 | 2021-10-30 | Hanwha | Q.PEAK DUO BLK-G6 335 | Solar Panels |  | 0.335 | 3 | 217 | 18 |  | Fixed | Roof
NJSTRE1545553540 |  | Transition Incentive Program | Flanders | 7836 | 3 | 6.83 | Residential | Yes | Behind the Meter | Net-metered residential rooftop and canopy |  | None | Vivint Solar Developer, LLC | JCP&L | Accepted | 2020-09-12 | 2020-09-14 | 2021-10-30 | JINKO SOLAR | JKM325M-60HBL | Solar Panels |  | 0.325 | 9 | 183 | 21 |  | Fixed | Roof
NJSTRE1545553593 |  | Transition Incentive Program | CARTERET | 7008 | 11 | 8.78 | Residential | Yes | Behind the Meter | Net-metered residential rooftop and canopy |  | None | Vivint Solar Developer, LLC | PSE&G | Accepted | 2020-09-12 | 2020-09-14 | 2021-10-30 | JINKO SOLAR | JKM325M-60HBL | Solar Panels |  | 0.325 | 11 | 104 | 41 |  | Fixed | Roof
NJSTRE1545553589 |  | Transition Incentive Program | Freehold | 7731 | 17 | 13.01 | Residential | No | Behind the Meter | Net-metered residential rooftop and canopy |  | None | Simply Solar, LLC | JCP&L | Accepted | 2020-09-04 | 2020-09-21 | 2021-10-30 | TRINA | TSM-255PD05. | Solar Panels |  | 0.255 | 51 | 200 | 35 |  | Fixed | Roof
NJSTRE1545553774 |  | Transition Incentive Program | Mt. Laurel | 8054 | 13 | 11.38 | Residential | No | Behind the Meter | Net-metered residential rooftop and canopy |  | None | All Season Solar | PSE&G | Accepted | 2020-09-04 | 2020-09-10 | 2021-10-30 | Certainteed | CT325HC11-04 | Solar Panels |  | 0.325 | 12 | 100 | 25 |  | Fixed | Roof
NJSTRE1545553755 |  | Transition Incentive Program | Howell | 7731 | 17 | 3.58 | Residential | Yes | Behind the Meter | Net-metered residential rooftop and canopy |  | None | Vivint Solar Developer, LLC | JCP&L | Accepted | 2020-09-12 | 2020-09-14 | 2021-10-30 | JINKO SOLAR | JKM325M-60HBL | Solar Panels |  | 0.325 | 11 | 355 | 22 |  | Fixed | Roof
NJSTRE1545553922 |  | Transition Incentive Program | Edison | 8817 | 11 | 7.02 | Residential | Yes | Behind the Meter | Net-metered residential rooftop and canopy |  | None | Sunrun Installation Services, Inc. | PSE&G | Accepted | 2020-09-04 | 2020-09-14 | 2021-10-30 | LONGi Green Energy Technology Co Ltd | LR6-60HPB-305M | Solar Panels |  | 0.305 | 23 | 130 | 23 |  | Fixed | Roof
NJSTRE1545559404 |  | Transition Incentive Program | West Orange | 7052 | 9 | 10.88 | Residential | Yes | Behind the Meter | Net-metered residential rooftop and canopy |  | None | Tesla Energy Operations Inc. | PSE&G | Accepted | 2020-09-06 | 2020-09-10 | 2021-10-30 | Hanwha Q-CELLS | Q.Peak DUO BLK-G6+ 340 | Solar Panels |  | 0.34 | 13 | 199 | 23 |  | Fixed | Roof
NJSTRE1545553446 |  | Transition Incentive Program | Gibbstown | 8027 | 15 | 8.5 | Residential | No | Behind the Meter | Net-metered residential rooftop and canopy |  | None | Trinity Solar | AC Electric | Accepted | 2020-09-04 | 2020-09-09 | 2021-10-30 | Hanwha | Q.PEAK DUO BLK-G6 340 | Solar Panels |  | 0.34 | 22 | 179 | 23 |  | Fixed | Roof
NJSTRE1545553520 |  | Transition Incentive Program | Hasbrouck Heights | 7604 | 7 | 3.02 | Residential | Yes | Behind the Meter | Net-metered residential rooftop and canopy |  | None | Trinity Solar | PSE&G | Accepted | 2020-09-04 | 2020-09-09 | 2021-10-30 | Hanwha | Q.PEAK DUO BLK-G6 335 | Solar Panels |  | 0.335 | 6 | 217 | 30 |  | Fixed | Roof
NJSTRE1545553537 |  | Transition Incentive Program | Rahway | 7065 | 10 | 8.84 | Residential | Yes | Behind the Meter | Net-metered residential rooftop and canopy |  | None | Trinity Solar | PSE&G | Accepted | 2020-09-04 | 2020-09-09 | 2021-10-30 | Hanwha 340 | Q.PEAK DUO BLK-G6 340 | Solar Panels |  | 0.34 | 10 | 265 | 30 |  | Fixed | Roof
NJSTRE1545553531 |  | Transition Incentive Program | RAHWAY CITY | 7065 | 10 | 8.24 | Residential | Yes | Behind the Meter | Net-metered residential rooftop and canopy |  | None | Sunrun Installation Services, Inc. | PSE&G | Accepted | 2020-09-04 | 2020-09-09 | 2021-10-30 | LONGi Green Energy Technology Co Ltd | LR6-60HPB-305M | Solar Panels |  | 0.305 | 7 | 279 | 8 |  | Fixed | Roof
NJSTRE1545553558 |  | Transition Incentive Program | FLANDERS | 7836 | 3 | 9.43 | Residential | Yes | Behind the Meter | Net-metered residential rooftop and canopy |  | None | Vivint Solar Developer, LLC | JCP&L | Accepted | 2020-09-12 | 2020-09-14 | 2021-10-30 | JINKO SOLAR | JKM325M-60HBL | Solar Panels |  | 0.325 | 5 | 345 | 18 |  | Fixed | Roof
NJSTRE1545553558 |  | Transition Incentive Program | FLANDERS | 7836 | 3 | 9.43 | Residential | Yes | Behind the Meter | Net-metered residential rooftop and canopy |  | None | Vivint Solar Developer, LLC | JCP&L | Accepted | 2020-09-12 | 2020-09-14 | 2021-10-30 | JINKO SOLAR | JKM325M-60HBL | Solar Panels |  | 0.325 | 16 | 165 | 18 |  | Fixed | Roof
NJSTRE1545553572 |  | Transition Incentive Program | Surf City | 8008 | 18 | 9.92 | Residential | Yes | Behind the Meter | Net-metered residential rooftop and canopy |  | None | All Season Solar | AC Electric | Accepted | 2020-09-09 | 2020-09-09 | 2021-10-30 | Trina | TSMDD06M.05II | Solar Panels |  | 0.32 | 16 | 122 | 17 |  | Fixed | Roof
NJSTRE1545553706 |  | Transition Incentive Program | SUCCASUNNA | 7876 | 3 | 6.83 | Residential | Yes | Behind the Meter | Net-metered residential rooftop and canopy |  | None | Vivint Solar Developer, LLC | JCP&L | Accepted | 2020-09-12 | 2020-09-14 | 2021-10-30 | JINKO SOLAR | JKM325M-60HBL | Solar Panels |  | 0.325 | 12 | 138 | 12 |  | Fixed | Roof
NJSTRE1545553715 |  | Transition Incentive Program | Cherry Hill | 8003 | 14 | 16.64 | Commercial | Yes | Behind the Meter | Net-metered non-residential rooftop and canopy |  | None | All Season Solar | PSE&G | Accepted | 2020-09-04 | 2020-09-09 | 2021-10-30 | Trina | TSMDD06M.05II | Solar Panels |  | 0.32 | 15 | 94 | 26 |  | Fixed | Roof
NJSTRE1545553730 |  | Transition Incentive Program | PISCATAWAY | 8854 | 11 | 7.71 | Residential | No | Behind the Meter | Net-metered residential rooftop and canopy |  | None | Vision Solar LLC | PSE&G | Accepted | 2020-09-04 | 2020-09-10 | 2021-10-30 | HANWHA Q-CELLS | Q.PEAK DUO-G6+ 335 | Solar Panels |  | 0.335 | 15 | 143 | 16 |  | Fixed | Roof
NJSTRE1545553797 |  | Transition Incentive Program | East Windsor | 8520 | 12 | 4.9 | Residential | No | Behind the Meter | Net-metered residential rooftop and canopy |  | None | Pro Custom Solar dba Momentum Solar | PSE&G | Accepted | 2020-09-04 | 2020-09-10 | 2021-10-30 | LG ELECTRONICS | LG 350N1C-V5 | Solar Panels |  | 0.35 | 8 | 192 | 39 |  | Fixed | Roof
NJSTRE1545553939 |  | Transition Incentive Program | Voorhees Township | 8043 | 14 | 11.59 | Residential | Yes | Behind the Meter | Net-metered residential rooftop and canopy |  | None | Sunrun Installation Services, Inc. | AC Electric | Accepted | 2020-09-04 | 2020-09-10 | 2021-10-30 | LONGi Green Energy Technology Co Ltd | LR6-60HPB-305M | Solar Panels |  | 0.305 | 3 | 330 | 35 |  | Fixed | Roof
NJSTRE1545549943 |  | Transition Incentive Program | Williamstown | 8094 | 15 | 16.58 | Residential | No | Behind the Meter | Net-metered residential rooftop and canopy |  | None | Sun Up Zero Down | AC Electric | Accepted | 2020-09-03 | 2020-09-09 | 2021-10-30 | Trina | TSM-DD06M.05(II) 325 | Solar Panels |  | 0.325 | 11 | 178 | 9 |  | Fixed | Roof
NJSTRE1545549985 |  | Transition Incentive Program | Pennsauken | 8109 | 14 | 8.19 | Residential | No | Behind the Meter | Net-metered residential rooftop and canopy |  | None | All Season Solar | PSE&G | Accepted | 2020-09-03 | 2020-09-09 | 2021-10-30 | Certainteed | CT315HC11-04 | Solar Panels |  | 0.315 | 20 | 262 | 23 |  | Fixed | Roof
NJSTRE1545551712 |  | Transition Incentive Program | SOMERVILLE | 8876 | 5 | 8.45 | Residential | Yes | Behind the Meter | Net-metered residential rooftop and canopy |  | None | Vivint Solar Developer, LLC | PSE&G | Accepted | 2020-09-12 | 2020-09-14 | 2021-10-30 | JINKO SOLAR | JKM325M-60HBL | Solar Panels |  | 0.325 | 12 | 283 | 34 |  | Fixed | Roof
NJSTRE1545551713 |  | Transition Incentive Program | Princeton | 8540 | 12 | 13.02 | Residential | No | Behind the Meter | Net-metered residential rooftop and canopy |  | None | Exact Solar | PSE&G | Accepted | 2020-09-03 | 2020-09-09 | 2021-10-30 | LG | LG360N1C-N5 | Solar Panels |  | 0.36 | 2 | 239 | 25 |  | Fixed | Roof
NJSTRE1545553187 |  | Transition Incentive Program | WOODLAND PARK | 7424 | 6 | 9.77 | Residential | No | Behind the Meter | Net-metered residential rooftop and canopy |  | None | Suntuity Solar LLC | PSE&G | Accepted | 2020-09-04 | 2020-09-09 | 2021-10-30 | Longi | LR6-60HPB-315M | Solar Panels |  | 0.315 | 8 | 62 | 11 |  | Fixed | Roof
NJSTRE1545553188 |  | Transition Incentive Program | KIRKWOOD | 8043 | 14 | 12.29 | Residential | No | Behind the Meter | Net-metered residential rooftop and canopy |  | None | Suntuity Solar LLC | AC Electric | Accepted | 2020-09-04 | 2020-09-09 | 2021-10-30 | Longi | LR6-60HPB-315M | Solar Panels |  | 0.315 | 22 | 220 | 29 |  | Fixed | Roof
NJSTRE1545553290 |  | Transition Incentive Program | Union | 7083 | 10 | 8.4 | Residential | Yes | Behind the Meter | Net-metered residential rooftop and canopy |  | None | Pro Custom Solar dba Momentum Solar | PSE&G | Accepted | 2020-09-04 | 2020-09-09 | 2021-10-30 | LG ELECTRONICS | LG 350N1C-V5 | Solar Panels |  | 0.35 | 6 | 164 | 16 |  | Fixed | Roof
NJSTRE1545553318 |  | Transition Incentive Program | Paterson | 7504 | 6 | 5.44 | Residential | Yes | Behind the Meter | Net-metered residential rooftop and canopy |  | None | Trinity Solar | PSE&G | Accepted | 2020-09-04 | 2020-09-09 | 2021-10-30 | Hanwha | Q.PEAK DUO BLK-G6 340 | Solar Panels |  | 0.34 | 3 | 98 | 30 |  | Fixed | Roof
NJSTRE1545553413 |  | Transition Incentive Program | BROWN MILLS | 8015 | 13 | 8.16 | Residential | Yes | Behind the Meter | Net-metered residential rooftop and canopy |  | None | Trinity Solar | JCP&L | Accepted | 2020-09-04 | 2020-09-09 | 2021-10-30 | HANWHA | Q.PEAK DUO BLK-G6 340 | Solar Panels |  | 0.34 | 6 | 236 | 18 |  | Fixed | Roof
NJSTRE1545553473 |  | Transition Incentive Program | Barnegat | 8005 | 18 | 12.16 | Residential | Yes | Behind the Meter | Net-metered residential rooftop and canopy |  | None | Trinity Solar | JCP&L | Accepted | 2020-09-04 | 2020-09-09 | 2021-10-30 | Hanwha 320 | Q.PEAK DUO BLK-G5 320 | Solar Panels |  | 0.32 | 22 | 38 | 23 |  | Fixed | Roof
NJSTRE1545553501 |  | Transition Incentive Program | Toms River | 8577 |  | 24.75 | Residential | No | Behind the Meter | Net-metered residential rooftop and canopy |  | None | Powerlutions | JCP&L | Accepted | 2020-09-04 | 2020-09-09 | 2021-10-30 | Axitec | AC-330MH/120S | Solar Panels |  | 0.33 | 8 | 164 | 19 |  | Fixed | Roof
NJSTRE1545553521 |  | Transition Incentive Program | TOMS RIVER | 8755 | 18 | 4.42 | Residential | Yes | Behind the Meter | Net-metered residential rooftop and canopy |  | None | Trinity Solar | JCP&L | Accepted | 2020-09-04 | 2020-09-09 | 2021-10-30 | HANWHA | Q.PEAK DUO BLK-G6 340 | Solar Panels |  | 0.34 | 6 | 114 | 31 |  | Fixed | Roof
NJSTRE1545553540 |  | Transition Incentive Program | Flanders | 7836 | 3 | 6.83 | Residential | Yes | Behind the Meter | Net-metered residential rooftop and canopy |  | None | Vivint Solar Developer, LLC | JCP&L | Accepted | 2020-09-12 | 2020-09-14 | 2021-10-30 | JINKO SOLAR | JKM325M-60HBL | Solar Panels |  | 0.325 | 12 | 183 | 20 |  | Fixed | Roof
NJSTRE1545559628 |  | Transition Incentive Program | GLOUCESTER CITY | 8030 | 14 | 9.14 | Residential | Yes | Behind the Meter | Net-metered residential rooftop and canopy |  | None | Suntuity Solar LLC | PSE&G | Accepted | 2020-09-07 | 2020-09-10 | 2021-10-30 | Longi | LR6-60HPB-315M | Solar Panels |  | 0.315 | 9 | 38 | 30 |  | Fixed | Roof
NJSTRE1545559629 |  | Transition Incentive Program | Williamstown | 8094 | 15 | 10.08 | Residential | No | Behind the Meter | Net-metered residential rooftop and canopy |  | None | Suntuity Solar LLC | AC Electric | Accepted | 2020-09-07 | 2020-09-10 | 2021-10-30 | Longi | LR6-60HPB-315M | Solar Panels |  | 0.315 | 21 | 234 | 28 |  | Fixed | Roof
NJSTRE1545559632 |  | Transition Incentive Program | PALMYRA BORO | 8065 | 13 | 9.14 | Residential | No | Behind the Meter | Net-metered residential rooftop and canopy |  | None | Suntuity Solar LLC | PSE&G | Accepted | 2020-09-07 | 2020-09-10 | 2021-10-30 | Longi | LR6-60HPB-315M | Solar Panels |  | 0.315 | 4 | 73 | 24 |  | Fixed | Roof
NJSTRE1545559683 |  | Transition Incentive Program | Lakewood | 8701 | 18 | 32.95 | Commercial | Yes | Behind the Meter | Net-metered non-residential rooftop and canopy |  | None | Green Revoluton Solar | JCP&L | Accepted | 2020-09-07 | 2020-09-11 | 2021-10-30 | s-energy | SN20-60MAE-320W | Solar Panels |  | 0.323 | 102 | 97 | 35 |  | Fixed | Roof
NJSTRE1545559701 |  | Transition Incentive Program | Spotswood | 8884 | 11 | 7.75 | Residential | Yes | Behind the Meter | Net-metered residential rooftop and canopy |  | None | Bright Planet Solar | JCP&L | Accepted | 2020-09-07 | 2020-09-10 | 2021-10-30 | LONGI | LR6-60HPB-310M | Solar Panels |  | 0.31 | 20 | 181 | 27 |  | Fixed | Roof
NJSTRE1545559705 |  | Transition Incentive Program | Monmouth Beach | 7750 | 17 | 4.08 | Residential | Yes | Behind the Meter | Net-metered residential rooftop and canopy |  | None | Tesla Energy Operations Inc. | JCP&L | Accepted | 2020-09-07 | 2020-09-10 | 2021-10-30 | Hanwha Q-CELLS | Q.Peak DUO BLK-G6+ 340 | Solar Panels |  | 0.34 | 8 | 165 | 25 |  | Fixed | Roof
NJSTRE1545559933 |  | Transition Incentive Program | Montclair | 7043 | 9 | 4.08 | Residential | Yes | Behind the Meter | Net-metered residential rooftop and canopy |  | None | Tesla Energy Operations Inc. | PSE&G | Accepted | 2020-09-07 | 2020-09-10 | 2021-10-30 | Hanwha Q-CELLS | Q.Peak DUO BLK-G6+ 340 | Solar Panels |  | 0.34 | 12 | 187 | 40 |  | Fixed | Roof
NJSTRE1545560702 |  | Transition Incentive Program | NEW BRUNSWICK CITY | 8901 | 11 | 6.41 | Residential | Yes | Behind the Meter | Net-metered residential rooftop and canopy |  | None | Sunrun Installation Services, Inc. | PSE&G | Accepted | 2020-09-08 | 2020-09-10 | 2021-10-30 | LONGi Green Energy Technology Co Ltd | LR6-60HPB-305M | Solar Panels |  | 0.305 | 21 | 55 | 43 |  | Fixed | Roof
NJSTRE1545560722 |  | Transition Incentive Program | SICKLERVILLE | 8081 | 14 | 11.34 | Residential | No | Behind the Meter | Net-metered residential rooftop and canopy |  | None | Suntuity Solar LLC | AC Electric | Accepted | 2020-09-08 | 2020-09-10 | 2021-10-30 | Longi | LR6-60HPB-315M | Solar Panels |  | 0.315 | 28 | 211 | 30 |  | Fixed | Roof
NJSTRE1545560722 |  | Transition Incentive Program | SICKLERVILLE | 8081 | 14 | 11.34 | Residential | No | Behind the Meter | Net-metered residential rooftop and canopy |  | None | Suntuity Solar LLC | AC Electric | Accepted | 2020-09-08 | 2020-09-10 | 2021-10-30 | Longi | LR6-60HPB-315M | Solar Panels |  | 0.315 | 4 | 31 | 30 |  | Fixed | Roof
NJSTRE1545560739 |  | Transition Incentive Program | GARWOOD | 7027 | 10 | 10.4 | Residential | Yes | Behind the Meter | Net-metered residential rooftop and canopy |  | None | Suntuity Solar LLC | PSE&G | Accepted | 2020-09-08 | 2020-09-10 | 2021-10-30 | Longi | LR6-60HPB-315M | Solar Panels |  | 0.315 | 7 | 349 | 21 |  | Fixed | Roof
NJSTRE1545560741 |  | Transition Incentive Program | HILLSBOROUGH | 8844 | 5 | 7.56 | Residential | No | Behind the Meter | Net-metered residential rooftop and canopy |  | None | Suntuity Solar LLC | PSE&G | Accepted | 2020-09-09 | 2020-09-10 | 2021-10-30 | Longi | LR6-60HPB-315M | Solar Panels |  | 0.315 | 9 | 304 | 31 |  | Fixed | Roof
NJSTRE1545553338 |  | Transition Incentive Program | FAIRLAWN | 7410 | 7 | 10.54 | Residential | Yes | Behind the Meter | Net-metered residential rooftop and canopy |  | None | Trinity Solar | PSE&G | Accepted | 2020-09-04 | 2020-09-09 | 2021-10-30 | HANWHA | Q.PEAK DUO BLK-G6 340 | Solar Panels |  | 0.34 | 6 | 251 | 27 |  | Fixed | Roof
NJSTRE1545553368 |  | Transition Incentive Program | Tinton Falls | 7712 | 17 | 13.26 | Residential | Yes | Behind the Meter | Net-metered residential rooftop and canopy |  | None | Trinity Solar | JCP&L | Accepted | 2020-09-04 | 2020-09-09 | 2021-10-30 | Hanwha | Q.PEAK DUO BLK-G6 340 | Solar Panels |  | 0.34 | 16 | 187 | 34 |  | Fixed | Roof
NJSTRE1545553476 |  | Transition Incentive Program | Trenton | 8690 | 12 | 16.1 | Residential | Yes | Behind the Meter | Net-metered residential rooftop and canopy |  | None | Pro Custom Solar dba Momentum Solar | PSE&G | Accepted | 2020-09-04 | 2020-09-09 | 2021-10-30 | LG ELECTRONICS | LG 350N1C-V5 | Solar Panels |  | 0.35 | 15 | 166 | 19 |  | Fixed | Roof
NJSTRE1545553526 |  | Transition Incentive Program | MORRISTOWN | 7960 | 3 | 8.78 | Residential | Yes | Behind the Meter | Net-metered residential rooftop and canopy |  | None | Vivint Solar Developer, LLC | JCP&L | Accepted | 2020-09-12 | 2020-09-14 | 2021-10-30 | JINKO SOLAR | JKM325M-60HBL | Solar Panels |  | 0.325 | 27 | 293 | 35 |  | Fixed | Roof
NJSTRE1545553535 |  | Transition Incentive Program | Irvington | 7111 | 9 | 3.5 | Residential | Yes | Behind the Meter | Net-metered residential rooftop and canopy |  | None | Pro Custom Solar dba Momentum Solar | PSE&G | Accepted | 2020-09-04 | 2020-09-09 | 2021-10-30 | LG ELECTRONICS | LG 350N1C-V5 | Solar Panels |  | 0.35 | 10 | 86 | 45 |  | Fixed | Roof
NJSTRE1545553537 |  | Transition Incentive Program | Rahway | 7065 | 10 | 8.84 | Residential | Yes | Behind the Meter | Net-metered residential rooftop and canopy |  | None | Trinity Solar | PSE&G | Accepted | 2020-09-04 | 2020-09-09 | 2021-10-30 | Hanwha 340 | Q.PEAK DUO BLK-G6 340 | Solar Panels |  | 0.34 | 10 | 355 | 30 |  | Fixed | Roof
NJSTRE1545553542 |  | Transition Incentive Program | Oxford | 7863 | 2 | 9.8 | Residential | Yes | Behind the Meter | Net-metered residential rooftop and canopy |  | None | Pro Custom Solar dba Momentum Solar | JCP&L | Accepted | 2020-09-04 | 2020-09-09 | 2021-10-30 | LG ELECTRONICS | LG 350N1C-V5 | Solar Panels |  | 0.35 | 3 | 272 | 30 |  | Fixed | Roof
NJSTRE1545553548 |  | Transition Incentive Program | West Creek | 8092 | 18 | 12.58 | Residential | No | Behind the Meter | Net-metered residential rooftop and canopy |  | None | EMT Renewables | AC Electric | Accepted | 2020-09-04 | 2020-09-09 | 2021-10-30 | QCELL | 340-BLK-G6 | Solar Panels |  | 0.34 | 6 | 284 | 38 |  | Fixed | Roof
NJSTRE1545553548 |  | Transition Incentive Program | West Creek | 8092 | 18 | 12.58 | Residential | No | Behind the Meter | Net-metered residential rooftop and canopy |  | None | EMT Renewables | AC Electric | Accepted | 2020-09-04 | 2020-09-09 | 2021-10-30 | QCELL | 340-BLK-G6 | Solar Panels |  | 0.34 | 8 | 194 | 38 |  | Fixed | Roof
NJSTRE1545553714 |  | Transition Incentive Program | Flemington | 8822 | 4 | 17.67 | Residential | No | Behind the Meter | Net-metered residential rooftop and canopy |  | None | Bright Planet Solar | JCP&L | Accepted | 2020-09-04 | 2020-09-09 | 2021-10-30 | LONGI | LR6-60HPB-310M | Solar Panels |  | 0.31 | 15 | 171 | 39 |  | Fixed | Roof
NJSTRE1545553715 |  | Transition Incentive Program | Cherry Hill | 8003 | 14 | 16.64 | Commercial | Yes | Behind the Meter | Net-metered non-residential rooftop and canopy |  | None | All Season Solar | PSE&G | Accepted | 2020-09-04 | 2020-09-09 | 2021-10-30 | Trina | TSMDD06M.05II | Solar Panels |  | 0.32 | 9 | 184 | 18 |  | Fixed | Roof
NJSTRE1545553805 |  | Transition Incentive Program | BAYVILLE | 8721 | 18 | 2.93 | Residential | Yes | Behind the Meter | Net-metered residential rooftop and canopy |  | None | Vivint Solar Developer, LLC | JCP&L | Accepted | 2020-09-12 | 2020-09-14 | 2021-10-30 | JINKO SOLAR | JKM325M-60HBL | Solar Panels |  | 0.325 | 9 | 46 | 22 |  | Fixed | Roof
NJSTRE1545553939 |  | Transition Incentive Program | Voorhees Township | 8043 | 14 | 11.59 | Residential | Yes | Behind the Meter | Net-metered residential rooftop and canopy |  | None | Sunrun Installation Services, Inc. | AC Electric | Accepted | 2020-09-04 | 2020-09-10 | 2021-10-30 | LONGi Green Energy Technology Co Ltd | LR6-60HPB-305M | Solar Panels |  | 0.305 | 14 | 59 | 34 |  | Fixed | Roof
NJSTRE1545553792 |  | Transition Incentive Program | BEVERLY | 8010 | 13 | 5.2 | Residential | Yes | Behind the Meter | Net-metered residential rooftop and canopy |  | None | Vivint Solar Developer, LLC | PSE&G | Accepted | 2020-09-12 | 2020-09-14 | 2021-10-30 | JINKO SOLAR | JKM325M-60HBL | Solar Panels |  | 0.325 | 10 | 162 | 21 |  | Fixed | Roof
NJSTRE1545553797 |  | Transition Incentive Program | East Windsor | 8520 | 12 | 4.9 | Residential | No | Behind the Meter | Net-metered residential rooftop and canopy |  | None | Pro Custom Solar dba Momentum Solar | PSE&G | Accepted | 2020-09-04 | 2020-09-10 | 2021-10-30 | LG ELECTRONICS | LG 350N1C-V5 | Solar Panels |  | 0.35 | 6 | 282 | 37 |  | Fixed | Roof
NJSTRE1545553798 |  | Transition Incentive Program | STAFFORD TOWNSHIP | 8050 | 18 | 4.55 | Residential | Yes | Behind the Meter | Net-metered residential rooftop and canopy |  | None | Vivint Solar Developer, LLC | AC Electric | Accepted | 2020-09-12 | 2020-09-14 | 2021-10-30 | JINKO SOLAR | JKM325M-60HBL | Solar Panels |  | 0.325 | 14 | 156 | 30 |  | Fixed | Roof
NJSTRE1545553807 |  | Transition Incentive Program | Cranford | 7016 | 10 | 4.08 | Residential | Yes | Behind the Meter | Net-metered residential rooftop and canopy |  | None | Tesla Energy Operations Inc. | PSE&G | Accepted | 2020-09-04 | 2020-09-10 | 2021-10-30 | Hanwha Q-CELLS | Q.Peak DUO BLK-G6+ 340 | Solar Panels |  | 0.34 | 4 | 39 | 34 |  | Fixed | Roof
NJSTRE1545553928 |  | Transition Incentive Program | LIVINGSTON TWP | 7039 | 9 | 9.76 | Residential | Yes | Behind the Meter | Net-metered residential rooftop and canopy |  | None | Sunrun Installation Services, Inc. | PSE&G | Accepted | 2020-09-04 | 2020-09-10 | 2021-10-30 | LONGi Green Energy Technology Co Ltd | LR6-60HPB-305M | Solar Panels |  | 0.305 | 7 | 297 | 23 |  | Fixed | Roof
NJSTRE1545559404 |  | Transition Incentive Program | West Orange | 7052 | 9 | 10.88 | Residential | Yes | Behind the Meter | Net-metered residential rooftop and canopy |  | None | Tesla Energy Operations Inc. | PSE&G | Accepted | 2020-09-06 | 2020-09-10 | 2021-10-30 | Hanwha Q-CELLS | Q.Peak DUO BLK-G6+ 340 | Solar Panels |  | 0.34 | 8 | 19 | 23 |  | Fixed | Roof
NJSTRE1545559628 |  | Transition Incentive Program | GLOUCESTER CITY | 8030 | 14 | 9.14 | Residential | Yes | Behind the Meter | Net-metered residential rooftop and canopy |  | None | Suntuity Solar LLC | PSE&G | Accepted | 2020-09-07 | 2020-09-10 | 2021-10-30 | Longi | LR6-60HPB-315M | Solar Panels |  | 0.315 | 20 | 218 | 30 |  | Fixed | Roof
NJSTRE1545559630 |  | Transition Incentive Program | WILLIAMSTOWN | 8094 | 15 | 8.19 | Residential | Yes | Behind the Meter | Net-metered residential rooftop and canopy |  | None | Suntuity Solar LLC | AC Electric | Accepted | 2020-09-07 | 2020-09-10 | 2021-10-30 | Longi | LR6-60HPB-315M | Solar Panels |  | 0.315 | 5 | 84 | 26 |  | Fixed | Roof
NJSTRE1545559632 |  | Transition Incentive Program | PALMYRA BORO | 8065 | 13 | 9.14 | Residential | No | Behind the Meter | Net-metered residential rooftop and canopy |  | None | Suntuity Solar LLC | PSE&G | Accepted | 2020-09-07 | 2020-09-10 | 2021-10-30 | Longi | LR6-60HPB-315M | Solar Panels |  | 0.315 | 8 | 253 | 26 |  | Fixed | Roof
NJSTRE1545559673 |  | Transition Incentive Program | Ventnor City | 8406 | 19 | 12.1 | Residential | Yes | Behind the Meter | Net-metered residential rooftop and canopy |  | None | Seabright Solar | AC Electric | Accepted | 2020-09-07 | 2020-09-10 | 2021-10-30 | Sunpower | SPR-E20-327 | Solar Panels |  | 0.327 | 11 | 59 | 9 |  | Fixed | Roof
NJSTRE1545559697 |  | Transition Incentive Program | Lakewood | 8701 | 18 | 9.92 | Residential | Yes | Behind the Meter | Net-metered residential rooftop and canopy |  | None | Green Revoluton Solar | JCP&L | Accepted | 2020-09-08 | 2020-09-10 | 2021-10-30 | S-energy | SN20-60MAE-320W | Solar Panels |  | 0.32 | 12 | 277 | 30 |  | Fixed | Roof
NJSTRE1545559701 |  | Transition Incentive Program | Spotswood | 8884 | 11 | 7.75 | Residential | Yes | Behind the Meter | Net-metered residential rooftop and canopy |  | None | Bright Planet Solar | JCP&L | Accepted | 2020-09-07 | 2020-09-10 | 2021-10-30 | LONGI | LR6-60HPB-310M | Solar Panels |  | 0.31 | 5 | 1 | 27 |  | Fixed | Roof
NJSTRE1545560737 |  | Transition Incentive Program | WEST PATERSON BORO | 7424 | 6 | 6.93 | Residential | No | Behind the Meter | Net-metered residential rooftop and canopy |  | None | Suntuity Solar LLC | PSE&G | Accepted | 2020-09-08 | 2020-09-10 | 2021-10-30 | Longi | LR6-60HPB-315M | Solar Panels |  | 0.315 | 9 | 201 | 15 |  | Fixed | Roof
NJSTRE1545553941 |  | Transition Incentive Program | ROCKAWAY | 7866 | 3 | 8.54 | Residential | Yes | Behind the Meter | Net-metered residential rooftop and canopy |  | None | Sunrun Installation Services, Inc. | JCP&L | Accepted | 2020-09-04 | 2020-09-16 | 2021-10-30 | LONGi Green Energy Technology Co Ltd | LR6-60HPB-305M | Solar Panels |  | 0.305 | 14 | 55 | 23 |  | Fixed | Roof
NJSTRE1545559404 |  | Transition Incentive Program | West Orange | 7052 | 9 | 10.88 | Residential | Yes | Behind the Meter | Net-metered residential rooftop and canopy |  | None | Tesla Energy Operations Inc. | PSE&G | Accepted | 2020-09-06 | 2020-09-10 | 2021-10-30 | Hanwha Q-CELLS | Q.Peak DUO BLK-G6+ 340 | Solar Panels |  | 0.34 | 8 | 289 | 23 |  | Fixed | Roof
NJSTRE1545559632 |  | Transition Incentive Program | PALMYRA BORO | 8065 | 13 | 9.14 | Residential | No | Behind the Meter | Net-metered residential rooftop and canopy |  | None | Suntuity Solar LLC | PSE&G | Accepted | 2020-09-07 | 2020-09-10 | 2021-10-30 | Longi | LR6-60HPB-315M | Solar Panels |  | 0.315 | 3 | 163 | 26 |  | Fixed | Roof
NJSTRE1545559673 |  | Transition Incentive Program | Ventnor City | 8406 | 19 | 12.1 | Residential | Yes | Behind the Meter | Net-metered residential rooftop and canopy |  | None | Seabright Solar | AC Electric | Accepted | 2020-09-07 | 2020-09-10 | 2021-10-30 | Sunpower | SPR-E20-327 | Solar Panels |  | 0.327 | 10 | 239 | 23 |  | Fixed | Roof
NJSTRE1545559702 |  | Transition Incentive Program | Towaco | 7082 | 3 | 8.16 | Residential | Yes | Behind the Meter | Net-metered residential rooftop and canopy |  | None | Tesla Energy Operations Inc. | JCP&L | Accepted | 2020-09-07 | 2020-09-10 | 2021-10-30 | Hanwha Q-CELLS | Q.Peak DUO BLK-G6+ 340 | Solar Panels |  | 0.34 | 16 | 250 | 42 |  | Fixed | Roof
NJSTRE1545560665 |  | Transition Incentive Program | Deptford Township | 8096 | 15 | 7.32 | Residential | Yes | Behind the Meter | Net-metered residential rooftop and canopy |  | None | Sunrun Installation Services, Inc. | PSE&G | Accepted | 2020-09-08 | 2020-09-10 | 2021-10-30 | LONGi Green Energy Technology Co Ltd | LR6-60HPB-305M | Solar Panels |  | 0.305 | 12 | 264 | 16 |  | Fixed | Roof
NJSTRE1545560738 |  | Transition Incentive Program | Somers Point | 8244 | 19 | 9.16 | Residential | Yes | Behind the Meter | Net-metered residential rooftop and canopy |  | None | SunPower Corporation, Systems | AC Electric | Accepted | 2020-09-08 | 2020-09-10 | 2021-10-30 | SunPower | SPR-E20-327-E-AC | Solar Panels |  | 0.327 | 10 | 114 | 20 |  | Fixed | Roof
NJSTRE1545560743 |  | Transition Incentive Program | LITTLE FALLS | 7424 | 6 | 5.99 | Residential | Yes | Behind the Meter | Net-metered residential rooftop and canopy |  | None | Suntuity Solar LLC | PSE&G | Accepted | 2020-09-09 | 2020-09-10 | 2021-10-30 | Longi | LR6-60HPB-315M | Solar Panels |  | 0.315 | 8 | 102 | 24 |  | Fixed | Roof
NJSTRE1545560744 |  | Transition Incentive Program | Sewell | 8080 | 15 | 11.16 | Residential | No | Behind the Meter | Net-metered residential rooftop and canopy |  | None | Suntuity Solar LLC | AC Electric | Accepted | 2020-09-08 | 2020-09-10 | 2021-10-30 | LG Electronics | LG360N1C-V5 | Solar Panels |  | 0.36 | 18 | 221 | 22 |  | Fixed | Roof
NJSTRE1545560762 |  | Transition Incentive Program | Rahway | 7065 | 10 | 13.5 | Non Profit | No | Behind the Meter | Net-metered non-residential rooftop and canopy |  | None | CE Team Inc. | PSE&G | Final As-Built Received | 2020-09-08 | 2020-09-11 | 2021-10-30 | Trina | tsm300ddo5 | Solar Panels |  | 0.3 | 12 | 295 | 24 |  | Fixed | Roof
NJSTRE1545560778 |  | Transition Incentive Program | PINE HILL | 8021 | 14 | 4.41 | Residential | Yes | Behind the Meter | Net-metered residential rooftop and canopy |  | None | Suntuity Solar LLC | AC Electric | Accepted | 2020-09-08 | 2020-09-10 | 2021-10-30 | Longi | LR6-60HPB-315M | Solar Panels |  | 0.315 | 8 | 358 | 23 |  | Fixed | Roof
NJSTRE1545560782 |  | Transition Incentive Program | SICKLERVILLE | 8081 | 14 | 12.92 | Residential | Yes | Behind the Meter | Net-metered residential rooftop and canopy |  | None | Suntuity Solar LLC | AC Electric | Accepted | 2020-09-08 | 2020-09-10 | 2021-10-30 | Longi | LR6-60HPB-315M | Solar Panels |  | 0.315 | 10 | 19 | 30 |  | Fixed | Roof
NJSTRE1545553928 |  | Transition Incentive Program | LIVINGSTON TWP | 7039 | 9 | 9.76 | Residential | Yes | Behind the Meter | Net-metered residential rooftop and canopy |  | None | Sunrun Installation Services, Inc. | PSE&G | Accepted | 2020-09-04 | 2020-09-10 | 2021-10-30 | LONGi Green Energy Technology Co Ltd | LR6-60HPB-305M | Solar Panels |  | 0.305 | 12 | 207 | 23 |  | Fixed | Roof
NJSTRE1545559632 |  | Transition Incentive Program | PALMYRA BORO | 8065 | 13 | 9.14 | Residential | No | Behind the Meter | Net-metered residential rooftop and canopy |  | None | Suntuity Solar LLC | PSE&G | Accepted | 2020-09-07 | 2020-09-10 | 2021-10-30 | Longi | LR6-60HPB-315M | Solar Panels |  | 0.315 | 9 | 73 | 26 |  | Fixed | Roof
NJSTRE1545559642 |  | Transition Incentive Program | SICKLERVILLE | 8081 | 14 | 4.1 | Residential | Yes | Behind the Meter | Net-metered residential rooftop and canopy |  | None | Suntuity Solar LLC | AC Electric | Accepted | 2020-09-07 | 2020-09-10 | 2021-10-30 | Longi | LR6-60HPB-315M | Solar Panels |  | 0.315 | 9 | 149 | 27 |  | Fixed | Roof
NJSTRE1545559642 |  | Transition Incentive Program | SICKLERVILLE | 8081 | 14 | 4.1 | Residential | Yes | Behind the Meter | Net-metered residential rooftop and canopy |  | None | Suntuity Solar LLC | AC Electric | Accepted | 2020-09-07 | 2020-09-10 | 2021-10-30 | Longi | LR6-60HPB-315M | Solar Panels |  | 0.315 | 4 | 329 | 27 |  | Fixed | Roof
NJSTRE1545559673 |  | Transition Incentive Program | Ventnor City | 8406 | 19 | 12.1 | Residential | Yes | Behind the Meter | Net-metered residential rooftop and canopy |  | None | Seabright Solar | AC Electric | Accepted | 2020-09-07 | 2020-09-10 | 2021-10-30 | Sunpower | SPR-E20-327 | Solar Panels |  | 0.327 | 8 | 239 | 20 |  | Fixed | Roof
NJSTRE1545560616 |  | Transition Incentive Program | VERONA TWP | 7044 | 9 | 7.02 | Residential | Yes | Behind the Meter | Net-metered residential rooftop and canopy |  | None | Sunrun Installation Services, Inc. | PSE&G | Accepted | 2020-09-08 | 2020-09-10 | 2021-10-30 | LONGi Green Energy Technology Co Ltd | LR6-60HPB-305M | Solar Panels |  | 0.305 | 23 | 202 | 25 |  | Fixed | Roof
NJSTRE1545560718 |  | Transition Incentive Program | FRANKLIN TWP SOM | 8823 | 5 | 13.42 | Residential | No | Behind the Meter | Net-metered residential rooftop and canopy |  | None | Sunrun Installation Services, Inc. | PSE&G | Accepted | 2020-09-08 | 2020-09-10 | 2021-10-30 | LONGi Green Energy Technology Co Ltd | LR6-60HPB-305M | Solar Panels |  | 0.305 | 9 | 119 | 44 |  | Fixed | Roof
NJSTRE1545560718 |  | Transition Incentive Program | FRANKLIN TWP SOM | 8823 | 5 | 13.42 | Residential | No | Behind the Meter | Net-metered residential rooftop and canopy |  | None | Sunrun Installation Services, Inc. | PSE&G | Accepted | 2020-09-08 | 2020-09-10 | 2021-10-30 | LONGi Green Energy Technology Co Ltd | LR6-60HPB-305M | Solar Panels |  | 0.305 | 11 | 210 | 26 |  | Fixed | Roof
NJSTRE1545560736 |  | Transition Incentive Program | CEDAR BROOK | 8018 | 14 | 8.19 | Residential | Yes | Behind the Meter | Net-metered residential rooftop and canopy |  | None | Suntuity Solar LLC | AC Electric | Accepted | 2020-09-08 | 2020-09-10 | 2021-10-30 | Longi | LR6-60HPB-315M | Solar Panels |  | 0.315 | 11 | 224 | 23 |  | Fixed | Roof
NJSTRE1545560744 |  | Transition Incentive Program | Sewell | 8080 | 15 | 11.16 | Residential | No | Behind the Meter | Net-metered residential rooftop and canopy |  | None | Suntuity Solar LLC | AC Electric | Accepted | 2020-09-08 | 2020-09-10 | 2021-10-30 | LG Electronics | LG360N1C-V5 | Solar Panels |  | 0.36 | 2 | 311 | 21 |  | Fixed | Roof
NJSTRE1545560765 |  | Transition Incentive Program | Clayton | 8312 | 15 | 8.71 | Residential | Yes | Behind the Meter | Net-metered residential rooftop and canopy |  | None | Vision Solar LLC | AC Electric | Accepted | 2020-09-08 | 2020-09-10 | 2021-10-30 | HANWHA Q-CELLS | Q.PEAK DUO-G6+ 335 | Solar Panels |  | 0.335 | 21 | 84 | 20 |  | Fixed | Roof
NJSTRE1545560794 |  | Transition Incentive Program | EDISON | 8837 | 11 | 12.92 | Residential | Yes | Behind the Meter | Net-metered residential rooftop and canopy |  | None | Suntuity Solar LLC | PSE&G | Accepted | 2020-09-08 | 2020-09-10 | 2021-10-30 | Longi | LR6-60HPB-315M | Solar Panels |  | 0.315 | 21 | 85 | 19 |  | Fixed | Roof
NJSTRE1545559705 |  | Transition Incentive Program | Monmouth Beach | 7750 | 17 | 4.08 | Residential | Yes | Behind the Meter | Net-metered residential rooftop and canopy |  | None | Tesla Energy Operations Inc. | JCP&L | Accepted | 2020-09-07 | 2020-09-10 | 2021-10-30 | Hanwha Q-CELLS | Q.Peak DUO BLK-G6+ 340 | Solar Panels |  | 0.34 | 4 | 345 | 25 |  | Fixed | Roof
NJSTRE1545560158 |  | Transition Incentive Program | Boonton | 7005 | 3 | 4.94 | Residential | Yes | Behind the Meter | Net-metered residential rooftop and canopy |  | None | Vivint Solar Developer, LLC | JCP&L | Accepted | 2020-09-23 | 2020-09-24 | 2021-10-30 | Trina Solar | TSM-260 PD05.08 | Solar Panels |  | 0.26 | 10 | 295 | 12 |  | Fixed | Roof
NJSTRE1545560665 |  | Transition Incentive Program | Deptford Township | 8096 | 15 | 7.32 | Residential | Yes | Behind the Meter | Net-metered residential rooftop and canopy |  | None | Sunrun Installation Services, Inc. | PSE&G | Accepted | 2020-09-08 | 2020-09-10 | 2021-10-30 | LONGi Green Energy Technology Co Ltd | LR6-60HPB-305M | Solar Panels |  | 0.305 | 12 | 84 | 16 |  | Fixed | Roof
NJSTRE1545560722 |  | Transition Incentive Program | SICKLERVILLE | 8081 | 14 | 11.34 | Residential | No | Behind the Meter | Net-metered residential rooftop and canopy |  | None | Suntuity Solar LLC | AC Electric | Accepted | 2020-09-08 | 2020-09-10 | 2021-10-30 | Longi | LR6-60HPB-315M | Solar Panels |  | 0.315 | 4 | 211 | 19 |  | Fixed | Roof
NJSTRE1545560739 |  | Transition Incentive Program | GARWOOD | 7027 | 10 | 10.4 | Residential | Yes | Behind the Meter | Net-metered residential rooftop and canopy |  | None | Suntuity Solar LLC | PSE&G | Accepted | 2020-09-08 | 2020-09-10 | 2021-10-30 | Longi | LR6-60HPB-315M | Solar Panels |  | 0.315 | 26 | 169 | 21 |  | Fixed | Roof
NJSTRE1545560741 |  | Transition Incentive Program | HILLSBOROUGH | 8844 | 5 | 7.56 | Residential | No | Behind the Meter | Net-metered residential rooftop and canopy |  | None | Suntuity Solar LLC | PSE&G | Accepted | 2020-09-09 | 2020-09-10 | 2021-10-30 | Longi | LR6-60HPB-315M | Solar Panels |  | 0.315 | 15 | 124 | 31 |  | Fixed | Roof
NJSTRE1545560746 |  | Transition Incentive Program | MOUNT LAUREL | 8054 | 13 | 9.14 | Residential | No | Behind the Meter | Net-metered residential rooftop and canopy |  | None | Suntuity Solar LLC | PSE&G | Accepted | 2020-09-08 | 2020-09-10 | 2021-10-30 | Longi | LR6-60HPB-315M | Solar Panels |  | 0.315 | 14 | 65 | 25 |  | Fixed | Roof
NJSTRE1545560762 |  | Transition Incentive Program | Rahway | 7065 | 10 | 13.5 | Non Profit | No | Behind the Meter | Net-metered non-residential rooftop and canopy |  | None | CE Team Inc. | PSE&G | Final As-Built Received | 2020-09-08 | 2020-09-11 | 2021-10-30 | Trina | tsm300ddo5 | Solar Panels |  | 0.3 | 8 | 205 | 24 |  | Fixed | Roof
NJSTRE1545560782 |  | Transition Incentive Program | SICKLERVILLE | 8081 | 14 | 12.92 | Residential | Yes | Behind the Meter | Net-metered residential rooftop and canopy |  | None | Suntuity Solar LLC | AC Electric | Accepted | 2020-09-08 | 2020-09-10 | 2021-10-30 | Longi | LR6-60HPB-315M | Solar Panels |  | 0.315 | 6 | 19 | 30 |  | Fixed | Roof
NJSTRE1545560907 |  | Transition Incentive Program | ┬áWillingboro | 8046 | 13 | 16.02 | Residential | Yes | Behind the Meter | Net-metered residential rooftop and canopy |  | None | Seabright Solar | PSE&G | Accepted | 2020-09-08 | 2020-09-10 | 2021-10-30 | Sunpower | SPR-E20-327 | Solar Panels |  | 0.327 | 26 | 201 | 31 |  | Fixed | Roof
NJSTRE1545560931 |  | Transition Incentive Program | Gibbstown | 8027 | 15 | 7.15 | Residential | No | Behind the Meter | Net-metered residential rooftop and canopy |  | None | SunnyMac LLC | AC Electric | Accepted | 2020-09-08 | 2020-09-10 | 2021-10-30 | REC | REC 325 TwinPeak 2 Mono | Solar Panels |  | 0.325 | 22 | 188 | 23 |  | Fixed | Roof
NJSTRE1545560953 |  | Transition Incentive Program | Washington TWP MER | 8691 | 12 | 14.28 | Residential | Yes | Behind the Meter | Net-metered residential rooftop and canopy |  | None | Tesla Energy Operations Inc. | PSE&G | Accepted | 2020-09-08 | 2020-09-11 | 2021-10-30 | Hanwha Q-CELLS | Q.Peak DUO BLK-G6+ 340 | Solar Panels |  | 0.34 | 24 | 224 | 37 |  | Fixed | Roof
NJSTRE1545560961 |  | Transition Incentive Program | Penns Grove | 8069 | 16 | 7.8 | Residential | Yes | Behind the Meter | Net-metered residential rooftop and canopy |  | None | SunnyMac LLC | AC Electric | Accepted | 2020-09-08 | 2020-09-10 | 2021-10-30 | REC | REC 325 TwinPeak 2 Mono | Solar Panels |  | 0.325 | 24 | 281 | 34 |  | Fixed | Roof
NJSTRE1545553799 |  | Transition Incentive Program | Englishtown | 7726 | 17 | 7.32 | Residential | No | Behind the Meter | Net-metered residential rooftop and canopy |  | None | Sunrun Installation Services, Inc. | JCP&L | Accepted | 2020-09-04 | 2020-09-10 | 2021-10-30 | LONGi Green Energy Technology Co Ltd | LR6-60HPB-305M | Solar Panels |  | 0.305 | 24 | 194 | 18 |  | Fixed | Roof
NJSTRE1545553928 |  | Transition Incentive Program | LIVINGSTON TWP | 7039 | 9 | 9.76 | Residential | Yes | Behind the Meter | Net-metered residential rooftop and canopy |  | None | Sunrun Installation Services, Inc. | PSE&G | Accepted | 2020-09-04 | 2020-09-10 | 2021-10-30 | LONGi Green Energy Technology Co Ltd | LR6-60HPB-305M | Solar Panels |  | 0.305 | 4 | 117 | 23 |  | Fixed | Roof
NJSTRE1545559404 |  | Transition Incentive Program | West Orange | 7052 | 9 | 10.88 | Residential | Yes | Behind the Meter | Net-metered residential rooftop and canopy |  | None | Tesla Energy Operations Inc. | PSE&G | Accepted | 2020-09-06 | 2020-09-10 | 2021-10-30 | Hanwha Q-CELLS | Q.Peak DUO BLK-G6+ 340 | Solar Panels |  | 0.34 | 3 | 109 | 23 |  | Fixed | Roof
NJSTRE1545559638 |  | Transition Incentive Program | Williamstown | 8094 | 15 | 5.36 | Residential | No | Behind the Meter | Net-metered residential rooftop and canopy |  | None | Suntuity Solar LLC | AC Electric | Accepted | 2020-09-07 | 2020-09-10 | 2021-10-30 | Longi | LR6-60HPB-315M | Solar Panels |  | 0.315 | 17 | 179 | 25 |  | Fixed | Roof
NJSTRE1545559697 |  | Transition Incentive Program | Lakewood | 8701 | 18 | 9.92 | Residential | Yes | Behind the Meter | Net-metered residential rooftop and canopy |  | None | Green Revoluton Solar | JCP&L | Accepted | 2020-09-08 | 2020-09-10 | 2021-10-30 | s-energy | SN20-60MAE-320W | Solar Panels |  | 0.32 | 19 | 97 | 30 |  | Fixed | Roof
NJSTRE1545560158 |  | Transition Incentive Program | Boonton | 7005 | 3 | 4.94 | Residential | Yes | Behind the Meter | Net-metered residential rooftop and canopy |  | None | Vivint Solar Developer, LLC | JCP&L | Accepted | 2020-09-23 | 2020-09-24 | 2021-10-30 | Trina Solar | TSM-260 PD05.08 | Solar Panels |  | 0.26 | 9 | 205 | 24 |  | Fixed | Roof
NJSTRE1545560742 |  | Transition Incentive Program | VINELAND | 8360 | 20 | 7.88 | Residential | Yes | Behind the Meter | Net-metered residential rooftop and canopy |  | None | Suntuity Solar LLC | Vineland Muni Electric | Accepted | 2020-09-08 | 2020-09-10 | 2021-10-30 | Longi | LR6-60HPB-315M | Solar Panels |  | 0.315 | 14 | 274 | 27 |  | Fixed | Roof
NJSTRE1545560745 |  | Transition Incentive Program | Port Norris | 8349 | 20 | 8.19 | Residential | No | Behind the Meter | Net-metered residential rooftop and canopy |  | None | Suntuity Solar LLC | AC Electric | Accepted | 2020-09-08 | 2020-09-10 | 2021-10-30 | Longi | LR6-60HPB-315M | Solar Panels |  | 0.315 | 10 | 357 | 17 |  | Fixed | Roof
NJSTRE1545560746 |  | Transition Incentive Program | MOUNT LAUREL | 8054 | 13 | 9.14 | Residential | No | Behind the Meter | Net-metered residential rooftop and canopy |  | None | Suntuity Solar LLC | PSE&G | Accepted | 2020-09-08 | 2020-09-10 | 2021-10-30 | Longi | LR6-60HPB-315M | Solar Panels |  | 0.315 | 12 | 245 | 25 |  | Fixed | Roof
NJSTRE1545560768 |  | Transition Incentive Program | SICKLERVILLE | 8081 | 14 | 12.29 | Residential | Yes | Behind the Meter | Net-metered residential rooftop and canopy |  | None | Suntuity Solar LLC | AC Electric | Accepted | 2020-09-08 | 2020-09-10 | 2021-10-30 | Longi | LR6-60HPB-315M | Solar Panels |  | 0.315 | 12 | 243 | 28 |  | Fixed | Roof
NJSTRE1545560787 |  | Transition Incentive Program | Beverly | 8010 | 13 | 4.36 | Residential | No | Behind the Meter | Net-metered residential rooftop and canopy |  | None | Vision Solar LLC | PSE&G | Accepted | 2020-09-08 | 2020-09-10 | 2021-10-30 | HANWHA Q-CELLS | Q.PEAK DUO-G6+ 335 | Solar Panels |  | 0.335 | 9 | 80 | 27 |  | Fixed | Roof
NJSTRE1545560787 |  | Transition Incentive Program | Beverly | 8010 | 13 | 4.36 | Residential | No | Behind the Meter | Net-metered residential rooftop and canopy |  | None | Vision Solar LLC | PSE&G | Accepted | 2020-09-08 | 2020-09-10 | 2021-10-30 | HANWHA Q-CELLS | Q.PEAK DUO-G6+ 335 | Solar Panels |  | 0.335 | 2 | 350 | 26 |  | Fixed | Roof
NJSTRE1545560808 |  | Transition Incentive Program | WILDWOOD | 8260 | 21 | 6.3 | Residential | Yes | Behind the Meter | Net-metered residential rooftop and canopy |  | None | Suntuity Solar LLC | AC Electric | Accepted | 2020-09-09 | 2020-09-10 | 2021-10-30 | Longi | LR6-60HPB-315M | Solar Panels |  | 0.315 | 20 | 137 | 23 |  | Fixed | Roof
NJSTRE1545560815 |  | Transition Incentive Program | Beachwood | 8722 | 18 | 10.14 | Residential | Yes | Behind the Meter | Net-metered residential rooftop and canopy |  | None | EMT Renewables | JCP&L | Accepted | 2020-09-08 | 2020-09-10 | 2021-10-30 | Sunpower | SPR-E20-327 | Solar Panels |  | 0.327 | 9 | 124 | 23 |  | Fixed | Roof
NJSTRE1545560904 |  | Transition Incentive Program | National Park | 8063 | 15 | 7.8 | Residential | Yes | Behind the Meter | Net-metered residential rooftop and canopy |  | None | SunnyMac LLC | PSE&G | Accepted | 2020-09-08 | 2020-09-11 | 2021-10-30 | REC | TwinPeak 2 Mono | Solar Panels |  | 0.325 | 24 | 226 | 23 |  | Fixed | Roof
NJSTRE1545560987 |  | Transition Incentive Program | Lakewood | 8701 | 18 | 12.8 | Residential | No | Behind the Meter | Net-metered residential rooftop and canopy |  | None | Green Revoluton Solar | JCP&L | Accepted | 2020-09-10 | 2020-09-18 | 2021-10-30 | S-Energy | SN20-60MAE-320W | Solar Panels |  | 0.32 | 16 | 277 | 35 |  | Fixed | Roof
NJSTRE1545561100 |  | Transition Incentive Program | Belmawr | 8031 | 14 | 6.7 | Residential | Yes | Behind the Meter | Net-metered residential rooftop and canopy |  | None | Trinity Solar | PSE&G | Accepted | 2020-09-08 | 2020-09-10 | 2021-10-30 | Hanwha | Q.PEAK DUO BLK-G6 335 | Solar Panels |  | 0.335 | 3 | 342 | 18 |  | Fixed | Roof
NJSTRE1545561123 |  | Transition Incentive Program | Kearny | 7032 | 8 | 8.4 | Residential | Yes | Behind the Meter | Net-metered residential rooftop and canopy |  | None | Pro Custom Solar dba Momentum Solar | PSE&G | Accepted | 2020-09-08 | 2020-09-10 | 2021-10-30 | LG ELECTRONICS | LG 350N1C-V5 | Solar Panels |  | 0.35 | 12 | 305 | 33 |  | Fixed | Roof
NJSTRE1545561176 |  | Transition Incentive Program | Trenton | 8610 | 12 | 10.15 | Residential | Yes | Behind the Meter | Net-metered residential rooftop and canopy |  | None | Pro Custom Solar dba Momentum Solar | PSE&G | Accepted | 2020-09-08 | 2020-09-10 | 2021-10-30 | LG ELECTRONICS | LG 350N1C-V5 | Solar Panels |  | 0.35 | 8 | 38 | 29 |  | Fixed | Roof
NJSTRE1545561205 |  | Transition Incentive Program | Burlington | 8016 | 13 | 11.38 | Residential | Yes | Behind the Meter | Net-metered residential rooftop and canopy |  | None | SunnyMac LLC | PSE&G | Accepted | 2020-09-08 | 2020-09-10 | 2021-10-30 | REC | TwinPeak 2 Mono | Solar Panels |  | 0.325 | 3 | 20 | 180 |  | Fixed | Roof
NJSTRE1545561222 |  | Transition Incentive Program | Bayville | 8721 | 18 | 17 | Residential | No | Behind the Meter | Net-metered residential rooftop and canopy |  | None | NJ Solar Power, LLC | JCP&L | Accepted | 2020-09-08 | 2020-09-10 | 2021-10-30 | panasonic | VBHN340SA17 | Solar Panels |  | 0.34 | 24 | 102 | 18 |  | Fixed | Roof
NJSTRE1545563774 |  | Transition Incentive Program | Garfield | 7026 | 7 | 7 | Residential | Yes | Behind the Meter | Net-metered residential rooftop and canopy |  | None | Pro Custom Solar dba Momentum Solar | PSE&G | Accepted | 2020-09-08 | 2020-09-10 | 2021-10-30 | LG ELECTRONICS | LG 350N1C-V5 | Solar Panels |  | 0.35 | 8 | 161 | 10 |  | Fixed | Roof
NJSTRE1545563774 |  | Transition Incentive Program | Garfield | 7026 | 7 | 7 | Residential | Yes | Behind the Meter | Net-metered residential rooftop and canopy |  | None | Pro Custom Solar dba Momentum Solar | PSE&G | Accepted | 2020-09-08 | 2020-09-10 | 2021-10-30 | LG ELECTRONICS | LG 350N1C-V5 | Solar Panels |  | 0.35 | 2 | 341 | 15 |  | Fixed | Roof
NJSTRE1545564279 |  | Transition Incentive Program | Delran Twp | 8075 | 13 | 8.04 | Residential | No | Behind the Meter | Net-metered residential rooftop and canopy |  | None | Green Power Energy | PSE&G | Accepted | 2020-09-09 | 2020-09-11 | 2021-10-30 | Hanwha | Q.PEAK DUO BLK-G6 335 | Solar Panels |  | 0.335 | 6 | 235 | 30 |  | Fixed | Roof
NJSTRE1545564307 |  | Transition Incentive Program | Elizabeth | 7208 | 10 | 7.35 | Residential | Yes | Behind the Meter | Net-metered residential rooftop and canopy |  | None | Pro Custom Solar dba Momentum Solar | PSE&G | Accepted | 2020-09-08 | 2020-09-10 | 2021-10-30 | LG ELECTRONICS | LG 350N1C-V5 | Solar Panels |  | 0.35 | 5 | 114 | 31 |  | Fixed | Roof
NJSTRE1545560718 |  | Transition Incentive Program | FRANKLIN TWP SOM | 8823 | 5 | 13.42 | Residential | No | Behind the Meter | Net-metered residential rooftop and canopy |  | None | Sunrun Installation Services, Inc. | PSE&G | Accepted | 2020-09-08 | 2020-09-10 | 2021-10-30 | LONGi Green Energy Technology Co Ltd | LR6-60HPB-305M | Solar Panels |  | 0.305 | 24 | 210 | 26 |  | Fixed | Roof
NJSTRE1545560736 |  | Transition Incentive Program | CEDAR BROOK | 8018 | 14 | 8.19 | Residential | Yes | Behind the Meter | Net-metered residential rooftop and canopy |  | None | Suntuity Solar LLC | AC Electric | Accepted | 2020-09-08 | 2020-09-10 | 2021-10-30 | Longi | LR6-60HPB-315M | Solar Panels |  | 0.315 | 15 | 224 | 23 |  | Fixed | Roof
NJSTRE1545560738 |  | Transition Incentive Program | Somers Point | 8244 | 19 | 9.16 | Residential | Yes | Behind the Meter | Net-metered residential rooftop and canopy |  | None | SunPower Corporation, Systems | AC Electric | Accepted | 2020-09-08 | 2020-09-10 | 2021-10-30 | SunPower | SPR-E20-327-E-AC | Solar Panels |  | 0.327 | 10 | 114 | 17 |  | Fixed | Roof
NJSTRE1545560744 |  | Transition Incentive Program | Sewell | 8080 | 15 | 11.16 | Residential | No | Behind the Meter | Net-metered residential rooftop and canopy |  | None | Suntuity Solar LLC | AC Electric | Accepted | 2020-09-08 | 2020-09-10 | 2021-10-30 | LG Electronics | LG360N1C-V5 | Solar Panels |  | 0.36 | 9 | 41 | 22 |  | Fixed | Roof
NJSTRE1545560744 |  | Transition Incentive Program | Sewell | 8080 | 15 | 11.16 | Residential | No | Behind the Meter | Net-metered residential rooftop and canopy |  | None | Suntuity Solar LLC | AC Electric | Accepted | 2020-09-08 | 2020-09-10 | 2021-10-30 | LG Electronics | LG360N1C-V5 | Solar Panels |  | 0.36 | 2 | 131 | 21 |  | Fixed | Roof
NJSTRE1545560765 |  | Transition Incentive Program | Clayton | 8312 | 15 | 8.71 | Residential | Yes | Behind the Meter | Net-metered residential rooftop and canopy |  | None | Vision Solar LLC | AC Electric | Accepted | 2020-09-08 | 2020-09-10 | 2021-10-30 | HANWHA Q-CELLS | Q.PEAK DUO-G6+ 335 | Solar Panels |  | 0.335 | 5 | 264 | 20 |  | Fixed | Roof
NJSTRE1545560782 |  | Transition Incentive Program | SICKLERVILLE | 8081 | 14 | 12.92 | Residential | Yes | Behind the Meter | Net-metered residential rooftop and canopy |  | None | Suntuity Solar LLC | AC Electric | Accepted | 2020-09-08 | 2020-09-10 | 2021-10-30 | Longi | LR6-60HPB-315M | Solar Panels |  | 0.315 | 16 | 199 | 30 |  | Fixed | Roof
NJSTRE1545561013 |  | Transition Incentive Program | Neptune | 7753 | 17 | 3.35 | Residential | No | Behind the Meter | Net-metered residential rooftop and canopy |  | None | Vision Solar LLC | JCP&L | Accepted | 2020-09-08 | 2020-09-10 | 2021-10-30 | HANWHA Q-CELLS | Q.PEAK DUO-G6+ 335 | Solar Panels |  | 0.335 | 5 | 275 | 20 |  | Fixed | Roof
NJSTRE1545561057 |  | Transition Incentive Program | ROCHELLE PARK | 7662 | 7 | 8.5 | Residential | Yes | Behind the Meter | Net-metered residential rooftop and canopy |  | None | Infinity Solar Systems | PSE&G | Accepted | 2020-09-08 | 2020-09-10 | 2021-10-30 | LG | LG340N1K-V5 | Solar Panels |  | 0.34 | 12 | 129 | 30 |  | Fixed | Roof
NJSTRE1545561154 |  | Transition Incentive Program | Chesterfield | 8515 | 13 | 9.72 | Residential | No | Behind the Meter | Net-metered residential rooftop and canopy |  | None | Vision Solar LLC | PSE&G | Accepted | 2020-09-08 | 2020-09-10 | 2021-10-30 | HANWHA Q-CELLS | Q.PEAK DUO-G6+ 335 | Solar Panels |  | 0.335 | 3 | 77 | 18 |  | Fixed | Roof
NJSTRE1545561173 |  | Transition Incentive Program | Barnegat | 8005 | 18 | 8.5 | Residential | Yes | Behind the Meter | Net-metered residential rooftop and canopy |  | None | Trinity Solar | JCP&L | Accepted | 2020-09-08 | 2020-09-10 | 2021-10-30 | Hanwha | Q.PEAK DUO BLK-G6 340 | Solar Panels |  | 0.34 | 25 | 217 | 23 |  | Fixed | Roof
NJSTRE1545561205 |  | Transition Incentive Program | Burlington | 8016 | 13 | 11.38 | Residential | Yes | Behind the Meter | Net-metered residential rooftop and canopy |  | None | SunnyMac LLC | PSE&G | Accepted | 2020-09-08 | 2020-09-10 | 2021-10-30 | REC | TwinPeak 2 Mono | Solar Panels |  | 0.325 | 4 | 218 | 27 |  | Fixed | Roof
NJSTRE1545561235 |  | Transition Incentive Program | Randolph | 7869 | 3 | 21.78 | Residential | Yes | Behind the Meter | Net-metered residential rooftop and canopy |  | None | Sunrun Installation Services, Inc. | JCP&L | Accepted | 2020-09-08 | 2020-09-10 | 2021-10-30 | LG Electronics | LG330N1C-A5 | Solar Panels |  | 0.33 | 15 | 212 | 9 |  | Fixed | Roof
NJSTRE1545553941 |  | Transition Incentive Program | ROCKAWAY | 7866 | 3 | 8.54 | Residential | Yes | Behind the Meter | Net-metered residential rooftop and canopy |  | None | Sunrun Installation Services, Inc. | JCP&L | Accepted | 2020-09-04 | 2020-09-16 | 2021-10-30 | LONGi Green Energy Technology Co Ltd | LR6-60HPB-305M | Solar Panels |  | 0.305 | 14 | 235 | 23 |  | Fixed | Roof
NJSTRE1545559630 |  | Transition Incentive Program | WILLIAMSTOWN | 8094 | 15 | 8.19 | Residential | Yes | Behind the Meter | Net-metered residential rooftop and canopy |  | None | Suntuity Solar LLC | AC Electric | Accepted | 2020-09-07 | 2020-09-10 | 2021-10-30 | Longi | LR6-60HPB-315M | Solar Panels |  | 0.315 | 19 | 174 | 27 |  | Fixed | Roof
NJSTRE1545559630 |  | Transition Incentive Program | WILLIAMSTOWN | 8094 | 15 | 8.19 | Residential | Yes | Behind the Meter | Net-metered residential rooftop and canopy |  | None | Suntuity Solar LLC | AC Electric | Accepted | 2020-09-07 | 2020-09-10 | 2021-10-30 | Longi | LR6-60HPB-315M | Solar Panels |  | 0.315 | 2 | 264 | 26 |  | Fixed | Roof
NJSTRE1545559632 |  | Transition Incentive Program | PALMYRA BORO | 8065 | 13 | 9.14 | Residential | No | Behind the Meter | Net-metered residential rooftop and canopy |  | None | Suntuity Solar LLC | PSE&G | Accepted | 2020-09-07 | 2020-09-10 | 2021-10-30 | Longi | LR6-60HPB-315M | Solar Panels |  | 0.315 | 3 | 343 | 26 |  | Fixed | Roof
NJSTRE1545559632 |  | Transition Incentive Program | PALMYRA BORO | 8065 | 13 | 9.14 | Residential | No | Behind the Meter | Net-metered residential rooftop and canopy |  | None | Suntuity Solar LLC | PSE&G | Accepted | 2020-09-07 | 2020-09-10 | 2021-10-30 | Longi | LR6-60HPB-315M | Solar Panels |  | 0.315 | 2 | 253 | 24 |  | Fixed | Roof
NJSTRE1545559702 |  | Transition Incentive Program | Towaco | 7082 | 3 | 8.16 | Residential | Yes | Behind the Meter | Net-metered residential rooftop and canopy |  | None | Tesla Energy Operations Inc. | JCP&L | Accepted | 2020-09-07 | 2020-09-10 | 2021-10-30 | Hanwha Q-CELLS | Q.Peak DUO BLK-G6+ 340 | Solar Panels |  | 0.34 | 8 | 160 | 42 |  | Fixed | Roof
NJSTRE1545560737 |  | Transition Incentive Program | WEST PATERSON BORO | 7424 | 6 | 6.93 | Residential | No | Behind the Meter | Net-metered residential rooftop and canopy |  | None | Suntuity Solar LLC | PSE&G | Accepted | 2020-09-08 | 2020-09-10 | 2021-10-30 | Longi | LR6-60HPB-315M | Solar Panels |  | 0.315 | 13 | 201 | 12 |  | Fixed | Roof
NJSTRE1545560738 |  | Transition Incentive Program | Somers Point | 8244 | 19 | 9.16 | Residential | Yes | Behind the Meter | Net-metered residential rooftop and canopy |  | None | SunPower Corporation, Systems | AC Electric | Accepted | 2020-09-08 | 2020-09-10 | 2021-10-30 | SunPower | SPR-E20-327-E-AC | Solar Panels |  | 0.327 | 8 | 114 | 30 |  | Fixed | Roof
NJSTRE1545560743 |  | Transition Incentive Program | LITTLE FALLS | 7424 | 6 | 5.99 | Residential | Yes | Behind the Meter | Net-metered residential rooftop and canopy |  | None | Suntuity Solar LLC | PSE&G | Accepted | 2020-09-09 | 2020-09-10 | 2021-10-30 | Longi | LR6-60HPB-315M | Solar Panels |  | 0.315 | 11 | 282 | 24 |  | Fixed | Roof
NJSTRE1545560748 |  | Transition Incentive Program | MARLTON | 8053 | 13 | 12.6 | Residential | No | Behind the Meter | Net-metered residential rooftop and canopy |  | None | Suntuity Solar LLC | PSE&G | Accepted | 2020-09-08 | 2020-09-10 | 2021-10-30 | Longi | LR6-60HPB-315M | Solar Panels |  | 0.315 | 22 | 35 | 26 |  | Fixed | Roof
NJSTRE1545560761 |  | Transition Incentive Program | HILLSBOROUGH | 8844 | 5 | 4.73 | Residential | Yes | Behind the Meter | Net-metered residential rooftop and canopy |  | None | Suntuity Solar LLC | PSE&G | Accepted | 2020-09-08 | 2020-09-10 | 2021-10-30 | Longi | LR6-60HPB-315M | Solar Panels |  | 0.315 | 11 | 86 | 35 |  | Fixed | Roof
NJSTRE1545560782 |  | Transition Incentive Program | SICKLERVILLE | 8081 | 14 | 12.92 | Residential | Yes | Behind the Meter | Net-metered residential rooftop and canopy |  | None | Suntuity Solar LLC | AC Electric | Accepted | 2020-09-08 | 2020-09-10 | 2021-10-30 | Longi | LR6-60HPB-315M | Solar Panels |  | 0.315 | 5 | 109 | 45 |  | Fixed | Roof
NJSTRE1545561022 |  | Transition Incentive Program | Merchantville | 8109 | 14 | 6.83 | Residential | Yes | Behind the Meter | Net-metered residential rooftop and canopy |  | None | SunnyMac LLC | PSE&G | Accepted | 2020-09-08 | 2020-09-10 | 2021-10-30 | REC | REC 325 TwinPeak 2 Mono | Solar Panels |  | 0.325 | 21 | 266 | 30 |  | Fixed | Roof
NJSTRE1545561051 |  | Transition Incentive Program | Keasbey | 8832 | 11 | 7.7 | Residential | Yes | Behind the Meter | Net-metered residential rooftop and canopy |  | None | Pro Custom Solar dba Momentum Solar | PSE&G | Accepted | 2020-09-08 | 2020-09-10 | 2021-10-30 | LG ELECTRONICS | LG 350N1C-V5 | Solar Panels |  | 0.35 | 13 | 278 | 43 |  | Fixed | Roof
NJSTRE1545561051 |  | Transition Incentive Program | Keasbey | 8832 | 11 | 7.7 | Residential | Yes | Behind the Meter | Net-metered residential rooftop and canopy |  | None | Pro Custom Solar dba Momentum Solar | PSE&G | Accepted | 2020-09-08 | 2020-09-10 | 2021-10-30 | LG ELECTRONICS | LG 350N1C-V5 | Solar Panels |  | 0.35 | 9 | 98 | 44 |  | Fixed | Roof
NJSTRE1545561100 |  | Transition Incentive Program | Belmawr | 8031 | 14 | 6.7 | Residential | Yes | Behind the Meter | Net-metered residential rooftop and canopy |  | None | Trinity Solar | PSE&G | Accepted | 2020-09-08 | 2020-09-10 | 2021-10-30 | Hanwha | Q.PEAK DUO BLK-G6 335 | Solar Panels |  | 0.335 | 7 | 162 | 45 |  | Fixed | Roof
NJSTRE1545561180 |  | Transition Incentive Program | Point Pleasant | 8742 | 18 | 6.46 | Residential | Yes | Behind the Meter | Net-metered residential rooftop and canopy |  | None | Trinity Solar | JCP&L | Accepted | 2020-09-08 | 2020-09-10 | 2021-10-30 | Hanwha | Q.PEAK DUO BLK-G6 340 | Solar Panels |  | 0.34 | 10 | 42 | 23 |  | Fixed | Roof
NJSTRE1545561180 |  | Transition Incentive Program | Point Pleasant | 8742 | 18 | 6.46 | Residential | Yes | Behind the Meter | Net-metered residential rooftop and canopy |  | None | Trinity Solar | JCP&L | Accepted | 2020-09-08 | 2020-09-10 | 2021-10-30 | Hanwha | Q.PEAK DUO BLK-G6 340 | Solar Panels |  | 0.34 | 5 | 132 | 23 |  | Fixed | Roof
NJSTRE1545561211 |  | Transition Incentive Program | Trenton | 8690 | 12 | 7.7 | Residential | Yes | Behind the Meter | Net-metered residential rooftop and canopy |  | None | Pro Custom Solar dba Momentum Solar | PSE&G | Accepted | 2020-09-08 | 2020-09-10 | 2021-10-30 | LG ELECTRONICS | LG 350N1C-V5 | Solar Panels |  | 0.35 | 5 | 144 | 12 |  | Fixed | Roof
NJSTRE1545561244 |  | Transition Incentive Program | Trenton | 8610 | 12 | 5.25 | Residential | Yes | Behind the Meter | Net-metered residential rooftop and canopy |  | None | Pro Custom Solar dba Momentum Solar | PSE&G | Accepted | 2020-09-08 | 2020-09-10 | 2021-10-30 | LG ELECTRONICS | LG 350N1C-V5 | Solar Panels |  | 0.35 | 5 | 249 | 17 |  | Fixed | Roof
NJSTRE1545563774 |  | Transition Incentive Program | Garfield | 7026 | 7 | 7 | Residential | Yes | Behind the Meter | Net-metered residential rooftop and canopy |  | None | Pro Custom Solar dba Momentum Solar | PSE&G | Accepted | 2020-09-08 | 2020-09-10 | 2021-10-30 | LG ELECTRONICS | LG 350N1C-V5 | Solar Panels |  | 0.35 | 10 | 161 | 16 |  | Fixed | Roof
NJSTRE1545564306 |  | Transition Incentive Program | Morris plains | 7950 | 3 | 5.36 | Residential | Yes | Behind the Meter | Net-metered residential rooftop and canopy |  | None | Vision Solar LLC | JCP&L | Accepted | 2020-09-08 | 2020-09-11 | 2021-10-30 | HANWHA Q-CELLS | Q.PEAK DUO-G6+ 335 | Solar Panels |  | 0.335 | 16 | 94 | 24 |  | Fixed | Roof
NJSTRE1545564307 |  | Transition Incentive Program | Elizabeth | 7208 | 10 | 7.35 | Residential | Yes | Behind the Meter | Net-metered residential rooftop and canopy |  | None | Pro Custom Solar dba Momentum Solar | PSE&G | Accepted | 2020-09-08 | 2020-09-10 | 2021-10-30 | LG ELECTRONICS | LG 350N1C-V5 | Solar Panels |  | 0.35 | 11 | 24 | 34 |  | Fixed | Roof
NJSTRE1545564347 |  | Transition Incentive Program | Pleasantville | 8232 | 19 | 77 | Commercial | Yes | Behind the Meter | Net-metered non-residential rooftop and canopy |  | None | South Jersey Industries | AC Electric | Accepted | 2020-09-08 | 2020-09-23 | 2021-10-30 | Boviet | BVM6612M-385 | Solar Panels |  | 0.385 | 200 | 206 | 5 |  | Fixed | Roof
NJSTRE1545564353 |  | Transition Incentive Program | Parsippany | 7054 | 3 | 15.28 | Residential | Yes | Behind the Meter | Net-metered residential rooftop and canopy |  | None | Vivint Solar Developer, LLC | JCP&L | Accepted | 2020-09-12 | 2020-09-14 | 2021-10-30 | JINKO SOLAR | JKM325M-60HBL | Solar Panels |  | 0.325 | 13 | 90 | 39 |  | Fixed | Roof
NJSTRE1545560746 |  | Transition Incentive Program | MOUNT LAUREL | 8054 | 13 | 9.14 | Residential | No | Behind the Meter | Net-metered residential rooftop and canopy |  | None | Suntuity Solar LLC | PSE&G | Accepted | 2020-09-08 | 2020-09-10 | 2021-10-30 | Longi | LR6-60HPB-315M | Solar Panels |  | 0.315 | 3 | 245 | 25 |  | Fixed | Roof
NJSTRE1545560748 |  | Transition Incentive Program | MARLTON | 8053 | 13 | 12.6 | Residential | No | Behind the Meter | Net-metered residential rooftop and canopy |  | None | Suntuity Solar LLC | PSE&G | Accepted | 2020-09-08 | 2020-09-10 | 2021-10-30 | Longi | LR6-60HPB-315M | Solar Panels |  | 0.315 | 18 | 215 | 26 |  | Fixed | Roof
NJSTRE1545560761 |  | Transition Incentive Program | HILLSBOROUGH | 8844 | 5 | 4.73 | Residential | Yes | Behind the Meter | Net-metered residential rooftop and canopy |  | None | Suntuity Solar LLC | PSE&G | Accepted | 2020-09-08 | 2020-09-10 | 2021-10-30 | Longi | LR6-60HPB-315M | Solar Panels |  | 0.315 | 4 | 86 | 30 |  | Fixed | Roof
NJSTRE1545560778 |  | Transition Incentive Program | PINE HILL | 8021 | 14 | 4.41 | Residential | Yes | Behind the Meter | Net-metered residential rooftop and canopy |  | None | Suntuity Solar LLC | AC Electric | Accepted | 2020-09-08 | 2020-09-10 | 2021-10-30 | Longi | LR6-60HPB-315M | Solar Panels |  | 0.315 | 6 | 178 | 23 |  | Fixed | Roof
NJSTRE1545560782 |  | Transition Incentive Program | SICKLERVILLE | 8081 | 14 | 12.92 | Residential | Yes | Behind the Meter | Net-metered residential rooftop and canopy |  | None | Suntuity Solar LLC | AC Electric | Accepted | 2020-09-08 | 2020-09-10 | 2021-10-30 | Longi | LR6-60HPB-315M | Solar Panels |  | 0.315 | 4 | 289 | 45 |  | Fixed | Roof
NJSTRE1545560989 |  | Transition Incentive Program | Sicklerville | 8081 | 14 | 3.9 | Residential | Yes | Behind the Meter | Net-metered residential rooftop and canopy |  | None | SunnyMac LLC | AC Electric | Accepted | 2020-09-08 | 2020-09-10 | 2021-10-30 | REC | REC 325 TwinPeak 2 Mono | Solar Panels |  | 0.325 | 12 | 162 | 37 |  | Fixed | Roof
NJSTRE1545561036 |  | Transition Incentive Program | Williamstown | 8094 | 15 | 6.72 | Residential | No | Behind the Meter | Net-metered residential rooftop and canopy |  | None | EMT Renewables | AC Electric | Accepted | 2020-09-08 | 2020-09-10 | 2021-10-30 | Trina | 320-BLK | Solar Panels |  | 0.32 | 15 | 212 | 33 |  | Fixed | Roof
NJSTRE1545561036 |  | Transition Incentive Program | Williamstown | 8094 | 15 | 6.72 | Residential | No | Behind the Meter | Net-metered residential rooftop and canopy |  | None | EMT Renewables | AC Electric | Accepted | 2020-09-08 | 2020-09-10 | 2021-10-30 | Trina | 320-BLK | Solar Panels |  | 0.32 | 6 | 212 | 33 |  | Fixed | Roof
NJSTRE1545561075 |  | Transition Incentive Program | Vineland | 8360 | 20 | 6.46 | Residential | Yes | Behind the Meter | Net-metered residential rooftop and canopy |  | None | Trinity Solar | Vineland Muni Electric | Accepted | 2020-09-08 | 2020-09-10 | 2021-10-30 | Hanwha | Q.PEAK DUO BLK-G6 340 | Solar Panels |  | 0.34 | 19 | 183 | 30 |  | Fixed | Roof
NJSTRE1545561109 |  | Transition Incentive Program | Leonardo | 7737 | 17 | 8.04 | Residential | No | Behind the Meter | Net-metered residential rooftop and canopy |  | None | Vision Solar LLC | JCP&L | Accepted | 2020-09-08 | 2020-09-10 | 2021-10-30 | HANWHA Q-CELLS | Q.PEAK DUO-G6+ 335 | Solar Panels |  | 0.335 | 14 | 82 | 32 |  | Fixed | Roof
NJSTRE1545561180 |  | Transition Incentive Program | Point Pleasant | 8742 | 18 | 6.46 | Residential | Yes | Behind the Meter | Net-metered residential rooftop and canopy |  | None | Trinity Solar | JCP&L | Accepted | 2020-09-08 | 2020-09-10 | 2021-10-30 | Hanwha | Q.PEAK DUO BLK-G6 340 | Solar Panels |  | 0.34 | 4 | 312 | 23 |  | Fixed | Roof
NJSTRE1545561176 |  | Transition Incentive Program | Trenton | 8610 | 12 | 10.15 | Residential | Yes | Behind the Meter | Net-metered residential rooftop and canopy |  | None | Pro Custom Solar dba Momentum Solar | PSE&G | Accepted | 2020-09-08 | 2020-09-10 | 2021-10-30 | LG ELECTRONICS | LG 350N1C-V5 | Solar Panels |  | 0.35 | 6 | 219 | 29 |  | Fixed | Roof
NJSTRE1545561213 |  | Transition Incentive Program | Tuckerton | 8087 | 18 | 3.06 | Residential | Yes | Behind the Meter | Net-metered residential rooftop and canopy |  | None | Trinity Solar | AC Electric | Accepted | 2020-09-08 | 2020-09-10 | 2021-10-30 | Hanwha | Q.PEAK DUO BLK-G6 340 | Solar Panels |  | 0.34 | 9 | 231 | 18 |  | Fixed | Roof
NJSTRE1545560907 |  | Transition Incentive Program | ┬áWillingboro | 8046 | 13 | 16.02 | Residential | Yes | Behind the Meter | Net-metered residential rooftop and canopy |  | None | Seabright Solar | PSE&G | Accepted | 2020-09-08 | 2020-09-10 | 2021-10-30 | Sunpower | SPR-E20-327 | Solar Panels |  | 0.327 | 18 | 201 | 8 |  | Fixed | Roof
NJSTRE1545560907 |  | Transition Incentive Program | ┬áWillingboro | 8046 | 13 | 16.02 | Residential | Yes | Behind the Meter | Net-metered residential rooftop and canopy |  | None | Seabright Solar | PSE&G | Accepted | 2020-09-08 | 2020-09-10 | 2021-10-30 | Sunpower | SPR-E20-327 | Solar Panels |  | 0.327 | 5 | 21 | 31 |  | Fixed | Roof
NJSTRE1545560953 |  | Transition Incentive Program | Washington TWP MER | 8691 | 12 | 14.28 | Residential | Yes | Behind the Meter | Net-metered residential rooftop and canopy |  | None | Tesla Energy Operations Inc. | PSE&G | Accepted | 2020-09-08 | 2020-09-11 | 2021-10-30 | Hanwha Q-CELLS | Q.Peak DUO BLK-G6+ 340 | Solar Panels |  | 0.34 | 11 | 313 | 34 |  | Fixed | Roof
NJSTRE1545561013 |  | Transition Incentive Program | Neptune | 7753 | 17 | 3.35 | Residential | No | Behind the Meter | Net-metered residential rooftop and canopy |  | None | Vision Solar LLC | JCP&L | Accepted | 2020-09-08 | 2020-09-10 | 2021-10-30 | HANWHA Q-CELLS | Q.PEAK DUO-G6+ 335 | Solar Panels |  | 0.335 | 3 | 95 | 20 |  | Fixed | Roof
NJSTRE1545561057 |  | Transition Incentive Program | ROCHELLE PARK | 7662 | 7 | 8.5 | Residential | Yes | Behind the Meter | Net-metered residential rooftop and canopy |  | None | Infinity Solar Systems | PSE&G | Accepted | 2020-09-08 | 2020-09-10 | 2021-10-30 | LG | LG340N1K-V5 | Solar Panels |  | 0.34 | 6 | 309 | 30 |  | Fixed | Roof
NJSTRE1545561138 |  | Transition Incentive Program | Bound Brook | 8805 | 5 | 6.46 | Residential | Yes | Behind the Meter | Net-metered residential rooftop and canopy |  | None | Trinity Solar | PSE&G | Accepted | 2020-09-08 | 2020-09-10 | 2021-10-30 | Hanwha | Q.PEAK DUO BLK-G6 340 | Solar Panels |  | 0.34 | 8 | 260 | 15 |  | Fixed | Roof
NJSTRE1545561194 |  | Transition Incentive Program | Hillsborough TWP | 8844 | 5 | 6.46 | Residential | No | Behind the Meter | Net-metered residential rooftop and canopy |  | None | Tesla Energy Operations Inc. | PSE&G | Accepted | 2020-09-08 | 2020-09-10 | 2021-10-30 | Hanwha Q-CELLS | Q.Peak DUO BLK-G6+ 340 | Solar Panels |  | 0.34 | 19 | 134 | 23 |  | Fixed | Roof
NJSTRE1545561211 |  | Transition Incentive Program | Trenton | 8690 | 12 | 7.7 | Residential | Yes | Behind the Meter | Net-metered residential rooftop and canopy |  | None | Pro Custom Solar dba Momentum Solar | PSE&G | Accepted | 2020-09-08 | 2020-09-10 | 2021-10-30 | LG ELECTRONICS | LG 350N1C-V5 | Solar Panels |  | 0.35 | 17 | 235 | 39 |  | Fixed | Roof
NJSTRE1545561244 |  | Transition Incentive Program | Trenton | 8610 | 12 | 5.25 | Residential | Yes | Behind the Meter | Net-metered residential rooftop and canopy |  | None | Pro Custom Solar dba Momentum Solar | PSE&G | Accepted | 2020-09-08 | 2020-09-10 | 2021-10-30 | LG ELECTRONICS | LG 350N1C-V5 | Solar Panels |  | 0.35 | 10 | 339 | 17 |  | Fixed | Roof
NJSTRE1545564278 |  | Transition Incentive Program | Vineland | 8360 | 20 | 4.91 | Residential | Yes | Behind the Meter | Net-metered residential rooftop and canopy |  | None | Castle Energy, LLC | Vineland Muni Electric | Accepted | 2020-09-08 | 2020-09-10 | 2021-10-30 | SunPower | SPR-E20-327-E-AC | Solar Panels |  | 0.327 | 15 | 15 | 20 |  | Fixed | Roof
NJSTRE1545564368 |  | Transition Incentive Program | Lodi | 7644 | 7 | 8.13 | Residential | Yes | Behind the Meter | Net-metered residential rooftop and canopy |  | None | Vivint Solar Developer, LLC | PSE&G | Accepted | 2020-09-14 | 2020-09-14 | 2021-10-30 | JINKO SOLAR | JKM325M-60HBL | Solar Panels |  | 0.325 | 22 | 214 | 35 |  | Fixed | Roof
NJSTRE1545564406 |  | Transition Incentive Program | Waterford | 8089 | 14 | 84.7 | Commercial | Yes | Behind the Meter | Net-metered non-residential rooftop and canopy |  | None | South Jersey Industries | AC Electric | Accepted | 2020-09-08 | 2020-09-23 | 2021-10-30 | Boviet | BVM6612M-385 | Solar Panels |  | 0.385 | 220 | 150 | 5 |  | Fixed | Roof
NJSTRE1545564443 |  | Transition Incentive Program | PATERSON | 7514 | 6 | 9.75 | Residential | Yes | Behind the Meter | Net-metered residential rooftop and canopy |  | None | Vivint Solar Developer, LLC | PSE&G | Accepted | 2020-09-23 | 2020-09-23 | 2021-10-30 | JINKO SOLAR | JKM325M-60HBL | Solar Panels |  | 0.325 | 6 | 283 | 22 |  | Fixed | Roof
NJSTRE1545560742 |  | Transition Incentive Program | VINELAND | 8360 | 20 | 7.88 | Residential | Yes | Behind the Meter | Net-metered residential rooftop and canopy |  | None | Suntuity Solar LLC | Vineland Muni Electric | Accepted | 2020-09-08 | 2020-09-10 | 2021-10-30 | Longi | LR6-60HPB-315M | Solar Panels |  | 0.315 | 11 | 94 | 27 |  | Fixed | Roof
NJSTRE1545560745 |  | Transition Incentive Program | Port Norris | 8349 | 20 | 8.19 | Residential | No | Behind the Meter | Net-metered residential rooftop and canopy |  | None | Suntuity Solar LLC | AC Electric | Accepted | 2020-09-08 | 2020-09-10 | 2021-10-30 | Longi | LR6-60HPB-315M | Solar Panels |  | 0.315 | 16 | 177 | 17 |  | Fixed | Roof
NJSTRE1545560762 |  | Transition Incentive Program | Rahway | 7065 | 10 | 13.5 | Non Profit | No | Behind the Meter | Net-metered non-residential rooftop and canopy |  | None | CE Team Inc. | PSE&G | Final As-Built Received | 2020-09-08 | 2020-09-11 | 2021-10-30 | Trina | tsm300ddo5 | Solar Panels |  | 0.3 | 25 | 125 | 24 |  | Fixed | Roof
NJSTRE1545560768 |  | Transition Incentive Program | SICKLERVILLE | 8081 | 14 | 12.29 | Residential | Yes | Behind the Meter | Net-metered residential rooftop and canopy |  | None | Suntuity Solar LLC | AC Electric | Accepted | 2020-09-08 | 2020-09-10 | 2021-10-30 | Longi | LR6-60HPB-315M | Solar Panels |  | 0.315 | 15 | 153 | 20 |  | Fixed | Roof
NJSTRE1545560768 |  | Transition Incentive Program | SICKLERVILLE | 8081 | 14 | 12.29 | Residential | Yes | Behind the Meter | Net-metered residential rooftop and canopy |  | None | Suntuity Solar LLC | AC Electric | Accepted | 2020-09-08 | 2020-09-10 | 2021-10-30 | Longi | LR6-60HPB-315M | Solar Panels |  | 0.315 | 12 | 63 | 28 |  | Fixed | Roof
NJSTRE1545560787 |  | Transition Incentive Program | Beverly | 8010 | 13 | 4.36 | Residential | No | Behind the Meter | Net-metered residential rooftop and canopy |  | None | Vision Solar LLC | PSE&G | Accepted | 2020-09-08 | 2020-09-10 | 2021-10-30 | HANWHA Q-CELLS | Q.PEAK DUO-G6+ 335 | Solar Panels |  | 0.335 | 2 | 170 | 26 |  | Fixed | Roof
NJSTRE1545560815 |  | Transition Incentive Program | Beachwood | 8722 | 18 | 10.14 | Residential | Yes | Behind the Meter | Net-metered residential rooftop and canopy |  | None | EMT Renewables | JCP&L | Accepted | 2020-09-08 | 2020-09-10 | 2021-10-30 | Sunpower | SPR-E20-327 | Solar Panels |  | 0.327 | 22 | 124 | 43 |  | Fixed | Roof
NJSTRE1545560928 |  | Transition Incentive Program | Raritan | 8869 | 5 | 5.44 | Residential | Yes | Behind the Meter | Net-metered residential rooftop and canopy |  | None | e2/ECTA | PSE&G | Accepted | 2020-09-08 | 2020-09-10 | 2021-10-30 | Axitec | AC-320MH120S | Solar Panels |  | 0.32 | 5 | 267 | 34 |  | Fixed | Roof | Garage roof west facing
NJSTRE1545561013 |  | Transition Incentive Program | Neptune | 7753 | 17 | 3.35 | Residential | No | Behind the Meter | Net-metered residential rooftop and canopy |  | None | Vision Solar LLC | JCP&L | Accepted | 2020-09-08 | 2020-09-10 | 2021-10-30 | HANWHA Q-CELLS | Q.PEAK DUO-G6+ 335 | Solar Panels |  | 0.335 | 1 | 5 | 20 |  | Fixed | Roof
NJSTRE1545561050 |  | Transition Incentive Program | Vineland | 8361 | 20 | 6.7 | Residential | No | Behind the Meter | Net-metered residential rooftop and canopy |  | None | Vision Solar LLC | Vineland Muni Electric | Accepted | 2020-09-08 | 2020-09-10 | 2021-10-30 | HANWHA Q-CELLS | Q.PEAK DUO-G6+ 335 | Solar Panels |  | 0.335 | 4 | 109 | 20 |  | Fixed | Roof
NJSTRE1545561100 |  | Transition Incentive Program | Belmawr | 8031 | 14 | 6.7 | Residential | Yes | Behind the Meter | Net-metered residential rooftop and canopy |  | None | Trinity Solar | PSE&G | Accepted | 2020-09-08 | 2020-09-10 | 2021-10-30 | Hanwha | Q.PEAK DUO BLK-G6 335 | Solar Panels |  | 0.335 | 10 | 162 | 40 |  | Fixed | Roof
NJSTRE1545561123 |  | Transition Incentive Program | Kearny | 7032 | 8 | 8.4 | Residential | Yes | Behind the Meter | Net-metered residential rooftop and canopy |  | None | Pro Custom Solar dba Momentum Solar | PSE&G | Accepted | 2020-09-08 | 2020-09-10 | 2021-10-30 | LG ELECTRONICS | LG 350N1C-V5 | Solar Panels |  | 0.35 | 9 | 125 | 33 |  | Fixed | Roof
NJSTRE1545561134 |  | Transition Incentive Program | Margate City | 8402 | 19 | 2.72 | Residential | No | Behind the Meter | Net-metered residential rooftop and canopy |  | None | CE Team Inc. | AC Electric | Accepted | 2020-09-09 | 2020-09-10 | 2021-10-30 | Hanwha | Qcell 320 | Solar Panels |  | 0.34 | 8 | 145 | 27 |  | Fixed | Roof
NJSTRE1545564368 |  | Transition Incentive Program | Lodi | 7644 | 7 | 8.13 | Residential | Yes | Behind the Meter | Net-metered residential rooftop and canopy |  | None | Vivint Solar Developer, LLC | PSE&G | Accepted | 2020-09-14 | 2020-09-14 | 2021-10-30 | JINKO SOLAR | JKM325M-60HBL | Solar Panels |  | 0.325 | 3 | 34 | 35 |  | Fixed | Roof
NJSTRE1545564378 |  | Transition Incentive Program | Englewood Cliffs Boro | 7631 | 7 | 8.16 | Residential | No | Behind the Meter | Net-metered residential rooftop and canopy |  | None | Tesla Energy Operations Inc. | PSE&G | Accepted | 2020-09-08 | 2020-09-11 | 2021-10-30 | Hanwha Q-CELLS | Q.Peak DUO BLK-G6+ 340 | Solar Panels |  | 0.34 | 10 | 127 | 18 |  | Fixed | Roof
NJSTRE1545564404 |  | Transition Incentive Program | WEST CALDWELL | 7006 | 9 | 5.85 | Residential | Yes | Behind the Meter | Net-metered residential rooftop and canopy |  | None | Vivint Solar Developer, LLC | PSE&G | Accepted | 2020-09-14 | 2020-09-14 | 2021-10-30 | JINKO SOLAR | JKM325M-60HBL | Solar Panels |  | 0.325 | 6 | 306 | 16 |  | Fixed | Roof
NJSTRE1545564404 |  | Transition Incentive Program | WEST CALDWELL | 7006 | 9 | 5.85 | Residential | Yes | Behind the Meter | Net-metered residential rooftop and canopy |  | None | Vivint Solar Developer, LLC | PSE&G | Accepted | 2020-09-14 | 2020-09-14 | 2021-10-30 | JINKO SOLAR | JKM325M-60HBL | Solar Panels |  | 0.325 | 12 | 306 | 28 |  | Fixed | Roof
NJSTRE1545564419 |  | Transition Incentive Program | Glassboro | 8037 | 19 | 93.17 | Commercial | Yes | Behind the Meter | Net-metered non-residential rooftop and canopy |  | None | South Jersey industries | AC Electric | Accepted | 2020-09-08 | 2020-09-23 | 2021-10-30 | Boviet | BVM6612M-385 | Solar Panels |  | 0.385 | 242 | 190 | 5 |  | Fixed | Roof
NJSTRE1545564444 |  | Transition Incentive Program | South Brunswick TWP | 8540 | 12 | 15.64 | Residential | Yes | Behind the Meter | Net-metered residential rooftop and canopy |  | None | Tesla Energy Operations Inc. | PSE&G | Accepted | 2020-09-08 | 2020-09-11 | 2021-10-30 | Hanwha Q-CELLS | Q.Peak DUO BLK-G6+ 340 | Solar Panels |  | 0.34 | 7 | 215 | 42 |  | Fixed | Roof
NJSTRE1545564444 |  | Transition Incentive Program | South Brunswick TWP | 8540 | 12 | 15.64 | Residential | Yes | Behind the Meter | Net-metered residential rooftop and canopy |  | None | Tesla Energy Operations Inc. | PSE&G | Accepted | 2020-09-08 | 2020-09-11 | 2021-10-30 | Hanwha Q-CELLS | Q.Peak DUO BLK-G6+ 340 | Solar Panels |  | 0.34 | 6 | 35 | 34 |  | Fixed | Roof
NJSTRE1545564441 |  | Transition Incentive Program | Mantua | 8051 | 15 | 9.6 | Residential | No | Behind the Meter | Net-metered residential rooftop and canopy |  | None | Sun Up Zero Down | AC Electric | Accepted | 2020-09-08 | 2020-09-11 | 2021-10-30 | LG | LG320NIK-A5 | Solar Panels |  | 0.32 | 10 | 258 | 37 |  | Fixed | Roof
NJSTRE1545567535 |  | Transition Incentive Program | CAPE MAY COURT HOUSE | 8210 | 21 | 9.14 | Residential | Yes | Behind the Meter | Net-metered residential rooftop and canopy |  | None | Suntuity Solar LLC | AC Electric | Accepted | 2020-09-10 | 2020-09-11 | 2021-10-30 | Longi | LR6-60HPB-315M | Solar Panels |  | 0.315 | 7 | 219 | 28 |  | Fixed | Roof
NJSTRE1545567538 |  | Transition Incentive Program | MARLTON | 8053 | 13 | 9.77 | Residential | Yes | Behind the Meter | Net-metered residential rooftop and canopy |  | None | Suntuity Solar LLC | PSE&G | Accepted | 2020-09-09 | 2020-09-11 | 2021-10-30 | Longi | LR6-60HPB-315M | Solar Panels |  | 0.315 | 11 | 1 | 34 |  | Fixed | Roof
NJSTRE1545567539 |  | Transition Incentive Program | SICKLERVILLE | 8081 | 14 | 8.51 | Residential | No | Behind the Meter | Net-metered residential rooftop and canopy |  | None | Suntuity Solar LLC | AC Electric | Accepted | 2020-09-09 | 2020-09-11 | 2021-10-30 | Longi | LR6-60HPB-315M | Solar Panels |  | 0.315 | 27 | 154 | 30 |  | Fixed | Roof
NJSTRE1545567623 |  | Transition Incentive Program | Delran Twp | 8075 | 13 | 8.78 | Residential | No | Behind the Meter | Net-metered residential rooftop and canopy |  | None | SunnyMac LLC | PSE&G | Accepted | 2020-09-09 | 2020-09-14 | 2021-10-30 | REC | TwinPeak 2 Mono | Solar Panels |  | 0.325 | 21 | 155 | 20 |  | Fixed | Roof
NJSTRE1545567804 |  | Transition Incentive Program | Gibbstown | 8027 | 15 | 10.54 | Residential | Yes | Behind the Meter | Net-metered residential rooftop and canopy |  | None | Trinity Solar | AC Electric | Accepted | 2020-09-09 | 2020-09-11 | 2021-10-30 | Hanwha | Q.PEAK DUO BLK-G6 340 | Solar Panels |  | 0.34 | 31 | 125 | 18 |  | Fixed | Roof
NJSTRE1545561176 |  | Transition Incentive Program | Trenton | 8610 | 12 | 10.15 | Residential | Yes | Behind the Meter | Net-metered residential rooftop and canopy |  | None | Pro Custom Solar dba Momentum Solar | PSE&G | Accepted | 2020-09-08 | 2020-09-10 | 2021-10-30 | LG ELECTRONICS | LG 350N1C-V5 | Solar Panels |  | 0.35 | 15 | 218 | 29 |  | Fixed | Roof
NJSTRE1545561205 |  | Transition Incentive Program | Burlington | 8016 | 13 | 11.38 | Residential | Yes | Behind the Meter | Net-metered residential rooftop and canopy |  | None | SunnyMac LLC | PSE&G | Accepted | 2020-09-08 | 2020-09-10 | 2021-10-30 | REC | TwinPeak 2 Mono | Solar Panels |  | 0.325 | 3 | 128 | 26 |  | Fixed | Roof
NJSTRE1545561205 |  | Transition Incentive Program | Burlington | 8016 | 13 | 11.38 | Residential | Yes | Behind the Meter | Net-metered residential rooftop and canopy |  | None | SunnyMac LLC | PSE&G | Accepted | 2020-09-08 | 2020-09-10 | 2021-10-30 | REC | TwinPeak 2 Mono | Solar Panels |  | 0.325 | 12 | 308 | 25 |  | Double Axis | Roof
NJSTRE1545561205 |  | Transition Incentive Program | Burlington | 8016 | 13 | 11.38 | Residential | Yes | Behind the Meter | Net-metered residential rooftop and canopy |  | None | SunnyMac LLC | PSE&G | Accepted | 2020-09-08 | 2020-09-10 | 2021-10-30 | REC | TwinPeak 2 Mono | Solar Panels |  | 0.325 | 13 | 128 | 26 |  | Fixed | Roof
NJSTRE1545561230 |  | Transition Incentive Program | Westville | 8093 | 15 | 4.42 | Residential | No | Behind the Meter | Net-metered residential rooftop and canopy |  | None | Trinity Solar | PSE&G | Accepted | 2020-09-08 | 2020-09-10 | 2021-10-30 | Hanwha | Q.PEAK DUO BLK-G6 340 | Solar Panels |  | 0.34 | 7 | 173 | 34 |  | Fixed | Roof
NJSTRE1545561235 |  | Transition Incentive Program | Randolph | 7869 | 3 | 21.78 | Residential | Yes | Behind the Meter | Net-metered residential rooftop and canopy |  | None | Sunrun Installation Services, Inc. | JCP&L | Accepted | 2020-09-08 | 2020-09-10 | 2021-10-30 | LG Electronics | LG330N1C-A5 | Solar Panels |  | 0.33 | 31 | 122 | 27 |  | Fixed | Roof
NJSTRE1545564311 |  | Transition Incentive Program | Hillsborough TWP | 8844 | 5 | 9.18 | Residential | Yes | Behind the Meter | Net-metered residential rooftop and canopy |  | None | Tesla Energy Operations Inc. | PSE&G | Accepted | 2020-09-08 | 2020-09-11 | 2021-10-30 | Hanwha Q-CELLS | Q.Peak DUO BLK-G6+ 340 | Solar Panels |  | 0.34 | 20 | 82 | 34 |  | Fixed | Roof
NJSTRE1545564366 |  | Transition Incentive Program | Lakewood | 8701 | 18 | 11.9 | Residential | No | Behind the Meter | Net-metered residential rooftop and canopy |  | None | Skyline Solar | JCP&L | Accepted | 2020-09-08 | 2020-09-10 | 2021-10-30 | Hanwha | QPEAK340 | Solar Panels |  | 0.34 | 35 | 239 | 27 |  | Fixed | Roof
NJSTRE1545564378 |  | Transition Incentive Program | Englewood Cliffs Boro | 7631 | 7 | 8.16 | Residential | No | Behind the Meter | Net-metered residential rooftop and canopy |  | None | Tesla Energy Operations Inc. | PSE&G | Accepted | 2020-09-08 | 2020-09-11 | 2021-10-30 | Hanwha Q-CELLS | Q.Peak DUO BLK-G6+ 340 | Solar Panels |  | 0.34 | 6 | 307 | 18 |  | Fixed | Roof
NJSTRE1545564554 |  | Transition Incentive Program | Paramus | 7652 | 7 | 16.32 | Residential | Yes | Behind the Meter | Net-metered residential rooftop and canopy |  | None | Tesla Energy Operations Inc. | PSE&G | Accepted | 2020-09-08 | 2020-09-11 | 2021-10-30 | Hanwha Q-CELLS | Q.Peak DUO BLK-G6+ 340 | Solar Panels |  | 0.34 | 48 | 109 | 23 |  | Fixed | Roof
NJSTRE1545567534 |  | Transition Incentive Program | DELRAN | 8075 | 13 | 6.3 | Residential | Yes | Behind the Meter | Net-metered residential rooftop and canopy |  | None | Suntuity Solar LLC | PSE&G | Accepted | 2020-09-09 | 2020-09-11 | 2021-10-30 | Longi | LR6-60HPB-315M | Solar Panels |  | 0.315 | 12 | 116 | 30 |  | Fixed | Roof
NJSTRE1545567535 |  | Transition Incentive Program | CAPE MAY COURT HOUSE | 8210 | 21 | 9.14 | Residential | Yes | Behind the Meter | Net-metered residential rooftop and canopy |  | None | Suntuity Solar LLC | AC Electric | Accepted | 2020-09-10 | 2020-09-11 | 2021-10-30 | Longi | LR6-60HPB-315M | Solar Panels |  | 0.315 | 8 | 129 | 29 |  | Fixed | Roof
NJSTRE1545567538 |  | Transition Incentive Program | MARLTON | 8053 | 13 | 9.77 | Residential | Yes | Behind the Meter | Net-metered residential rooftop and canopy |  | None | Suntuity Solar LLC | PSE&G | Accepted | 2020-09-09 | 2020-09-11 | 2021-10-30 | Longi | LR6-60HPB-315M | Solar Panels |  | 0.315 | 5 | 181 | 34 |  | Fixed | Roof
NJSTRE1545560953 |  | Transition Incentive Program | Washington TWP MER | 8691 | 12 | 14.28 | Residential | Yes | Behind the Meter | Net-metered residential rooftop and canopy |  | None | Tesla Energy Operations Inc. | PSE&G | Accepted | 2020-09-08 | 2020-09-11 | 2021-10-30 | Hanwha Q-CELLS | Q.Peak DUO BLK-G6+ 340 | Solar Panels |  | 0.34 | 7 | 134 | 37 |  | Fixed | Roof
NJSTRE1545560928 |  | Transition Incentive Program | Raritan | 8869 | 5 | 5.44 | Residential | Yes | Behind the Meter | Net-metered residential rooftop and canopy |  | None | e2/ECTA | PSE&G | Accepted | 2020-09-08 | 2020-09-10 | 2021-10-30 | Axitec | AC-320MH/120S | Solar Panels |  | 0.32 | 12 | 177 | 34 |  | Fixed | Roof
NJSTRE1545560987 |  | Transition Incentive Program | Lakewood | 8701 | 18 | 12.8 | Residential | No | Behind the Meter | Net-metered residential rooftop and canopy |  | None | Green Revoluton Solar | JCP&L | Accepted | 2020-09-10 | 2020-09-18 | 2021-10-30 | s-energy | SN20-60MAE-320W | Solar Panels |  | 0.32 | 16 | 97 | 15 |  | Fixed | Roof
NJSTRE1545561032 |  | Transition Incentive Program | Monroe Township | 8831 | 11 | 6.5 | Residential | No | Behind the Meter | Net-metered residential rooftop and canopy |  | None | NJ Solar Power, LLC | JCP&L | Accepted | 2020-09-08 | 2020-09-10 | 2021-10-30 | panasonic | VBHN325SA17 | Solar Panels |  | 0.325 | 20 | 162 | 30 |  | Fixed | Roof
NJSTRE1545561057 |  | Transition Incentive Program | ROCHELLE PARK | 7662 | 7 | 8.5 | Residential | Yes | Behind the Meter | Net-metered residential rooftop and canopy |  | None | Infinity Solar Systems | PSE&G | Accepted | 2020-09-08 | 2020-09-10 | 2021-10-30 | LG | LG340N1K-V5 | Solar Panels |  | 0.34 | 7 | 219 | 20 |  | Fixed | Roof
NJSTRE1545561050 |  | Transition Incentive Program | Vineland | 8361 | 20 | 6.7 | Residential | No | Behind the Meter | Net-metered residential rooftop and canopy |  | None | Vision Solar LLC | Vineland Muni Electric | Accepted | 2020-09-08 | 2020-09-10 | 2021-10-30 | HANWHA Q-CELLS | Q.PEAK DUO-G6+ 335 | Solar Panels |  | 0.335 | 16 | 108 | 33 |  | Fixed | Roof
NJSTRE1545561103 |  | Transition Incentive Program | Union | 7083 | 10 | 8.16 | Residential | No | Behind the Meter | Net-metered residential rooftop and canopy |  | None | Pro Custom Solar dba Momentum Solar | PSE&G | Accepted | 2020-09-08 | 2020-09-10 | 2021-10-30 | HANWHA | Q.PEAK DUO BLK G6+ 340 | Solar Panels |  | 0.34 | 17 | 222 | 22 |  | Fixed | Roof
NJSTRE1545561113 |  | Transition Incentive Program | Trenton | 8610 | 12 | 2.04 | Residential | Yes | Behind the Meter | Net-metered residential rooftop and canopy |  | None | Trinity Solar | PSE&G | Accepted | 2020-09-08 | 2020-09-10 | 2021-10-30 | Hanwha | Q.PEAK DUO BLK-G6 340 | Solar Panels |  | 0.34 | 6 | 118 | 25 |  | Fixed | Roof
NJSTRE1545561109 |  | Transition Incentive Program | Leonardo | 7737 | 17 | 8.04 | Residential | No | Behind the Meter | Net-metered residential rooftop and canopy |  | None | Vision Solar LLC | JCP&L | Accepted | 2020-09-08 | 2020-09-10 | 2021-10-30 | HANWHA Q-CELLS | Q.PEAK DUO-G6+ 335 | Solar Panels |  | 0.335 | 10 | 262 | 32 |  | Fixed | Roof
NJSTRE1545561138 |  | Transition Incentive Program | Bound Brook | 8805 | 5 | 6.46 | Residential | Yes | Behind the Meter | Net-metered residential rooftop and canopy |  | None | Trinity Solar | PSE&G | Accepted | 2020-09-08 | 2020-09-10 | 2021-10-30 | Hanwha | Q.PEAK DUO BLK-G6 340 | Solar Panels |  | 0.34 | 8 | 80 | 19 |  | Fixed | Roof
NJSTRE1545561335 |  | Transition Incentive Program | Bayville | 8721 | 18 | 9.18 | Residential | Yes | Behind the Meter | Net-metered residential rooftop and canopy |  | None | Trinity Solar | JCP&L | Accepted | 2020-09-08 | 2020-09-10 | 2021-10-30 | Hanwha | Q.PEAK DUO BLK-G6 340 | Solar Panels |  | 0.34 | 4 | 263 | 21 |  | Fixed | Roof
NJSTRE1545564279 |  | Transition Incentive Program | Delran Twp | 8075 | 13 | 8.04 | Residential | No | Behind the Meter | Net-metered residential rooftop and canopy |  | None | Green Power Energy | PSE&G | Accepted | 2020-09-09 | 2020-09-11 | 2021-10-30 | Hanwha | Q.PEAK DUO BLK-G6 335 | Solar Panels |  | 0.335 | 18 | 145 | 33 |  | Fixed | Roof
NJSTRE1545564311 |  | Transition Incentive Program | Hillsborough TWP | 8844 | 5 | 9.18 | Residential | Yes | Behind the Meter | Net-metered residential rooftop and canopy |  | None | Tesla Energy Operations Inc. | PSE&G | Accepted | 2020-09-08 | 2020-09-11 | 2021-10-30 | Hanwha Q-CELLS | Q.Peak DUO BLK-G6+ 340 | Solar Panels |  | 0.34 | 7 | 82 | 34 |  | Fixed | Roof
NJSTRE1545561222 |  | Transition Incentive Program | Bayville | 8721 | 18 | 17 | Residential | No | Behind the Meter | Net-metered residential rooftop and canopy |  | None | NJ Solar Power, LLC | JCP&L | Accepted | 2020-09-08 | 2020-09-10 | 2021-10-30 | panasonic | VBHN340SA17 | Solar Panels |  | 0.34 | 26 | 282 | 18 |  | Fixed | Roof
NJSTRE1545561335 |  | Transition Incentive Program | Bayville | 8721 | 18 | 9.18 | Residential | Yes | Behind the Meter | Net-metered residential rooftop and canopy |  | None | Trinity Solar | JCP&L | Accepted | 2020-09-08 | 2020-09-10 | 2021-10-30 | Hanwha | Q.PEAK DUO BLK-G6 340 | Solar Panels |  | 0.34 | 9 | 173 | 20 |  | Fixed | Roof
NJSTRE1545564434 |  | Transition Incentive Program | Plainsboro Township | 8536 | 11 | 12.28 | Residential | No | Behind the Meter | Net-metered residential rooftop and canopy |  | None | Tesla Energy Operations Inc. | PSE&G | Accepted | 2020-09-08 | 2020-09-11 | 2021-10-30 | Tesla | SR60T1 | Solar Panels |  | 0.05847 | 35 | 30 | 290 |  | Fixed | Roof
NJSTRE1545564441 |  | Transition Incentive Program | Mantua | 8051 | 15 | 9.6 | Residential | No | Behind the Meter | Net-metered residential rooftop and canopy |  | None | Sun Up Zero Down | AC Electric | Accepted | 2020-09-08 | 2020-09-11 | 2021-10-30 | lg | LG320NIK-A5 | Solar Panels |  | 0.32 | 4 | 257 | 37 |  | Fixed | Roof
NJSTRE1545564453 |  | Transition Incentive Program | Clifton | 7013 | 6 | 2.93 | Residential | Yes | Behind the Meter | Net-metered residential rooftop and canopy |  | None | Vivint Solar Developer, LLC | PSE&G | Accepted | 2020-09-14 | 2020-09-15 | 2021-10-30 | JINKO SOLAR | JKM325M-60HBL | Solar Panels |  | 0.325 | 4 | 133 | 26 |  | Fixed | Roof
NJSTRE1545564453 |  | Transition Incentive Program | Clifton | 7013 | 6 | 2.93 | Residential | Yes | Behind the Meter | Net-metered residential rooftop and canopy |  | None | Vivint Solar Developer, LLC | PSE&G | Accepted | 2020-09-14 | 2020-09-15 | 2021-10-30 | JINKO SOLAR | JKM325M-60HBL | Solar Panels |  | 0.325 | 5 | 43 | 26 |  | Fixed | Roof
NJSTRE1545567532 |  | Transition Incentive Program | NORTH WILDWOOD | 8260 | 21 | 7.88 | Residential | Yes | Behind the Meter | Net-metered residential rooftop and canopy |  | None | Suntuity Solar LLC | AC Electric | Accepted | 2020-09-09 | 2020-09-11 | 2021-10-30 | Longi | LR6-60HPB-315M | Solar Panels |  | 0.315 | 12 | 313 | 19 |  | Fixed | Roof
NJSTRE1545567536 |  | Transition Incentive Program | MOUNT LAUREL | 8054 | 13 | 11.34 | Residential | No | Behind the Meter | Net-metered residential rooftop and canopy |  | None | Suntuity Solar LLC | PSE&G | Accepted | 2020-09-09 | 2020-09-11 | 2021-10-30 | Longi | LR6-60HPB-315M | Solar Panels |  | 0.315 | 26 | 270 | 10 |  | Fixed | Roof
NJSTRE1545567537 |  | Transition Incentive Program | WILLIAMSTOWN | 8094 | 15 | 7.56 | Residential | No | Behind the Meter | Net-metered residential rooftop and canopy |  | None | Suntuity Solar LLC | AC Electric | Accepted | 2020-09-09 | 2020-09-11 | 2021-10-30 | Longi | LR6-60HPB-315M | Solar Panels |  | 0.315 | 18 | 151 | 27 |  | Fixed | Roof
NJSTRE1545567588 |  | Transition Incentive Program | Franklin | 7416 | 1 | 10.4 | Residential | No | Behind the Meter | Net-metered residential rooftop and canopy |  | None | Whitman Construction, LLC | JCP&L | Accepted | 2020-09-14 | 2020-09-29 | 2021-10-30 | trina | tsm 325 DE06M | Solar Panels |  | 0.325 | 4 | 38 | 25 |  | Fixed | Roof
NJSTRE1545567588 |  | Transition Incentive Program | Franklin | 7416 | 1 | 10.4 | Residential | No | Behind the Meter | Net-metered residential rooftop and canopy |  | None | Whitman Construction, LLC | JCP&L | Accepted | 2020-09-14 | 2020-09-29 | 2021-10-30 | trina | tsm 325 DE06M | Solar Panels |  | 0.325 | 20 | 216 | 20 |  | Fixed | Roof
NJSTRE1545567734 |  | Transition Incentive Program | Montgomery | 8504 | 5 | 8.16 | Residential | Yes | Behind the Meter | Net-metered residential rooftop and canopy |  | None | Tesla Energy Operations Inc. | PSE&G | Accepted | 2020-09-09 | 2020-09-11 | 2021-10-30 | Hanwha Q-CELLS | Q.Peak DUO BLK-G6+ 340 | Solar Panels |  | 0.34 | 6 | 231 | 40 |  | Fixed | Roof
NJSTRE1545567805 |  | Transition Incentive Program | Mt. Royal | 8061 | 15 | 13.33 | Residential | No | Behind the Meter | Net-metered residential rooftop and canopy |  | None | Impact Solar LLC | AC Electric | Accepted | 2020-09-09 | 2020-09-11 | 2021-10-30 | panasonic | VBHN328SA17 | Solar Panels |  | 0.325 | 17 | 231 | 34 |  | Fixed | Roof
NJSTRE1545560794 |  | Transition Incentive Program | EDISON | 8837 | 11 | 12.92 | Residential | Yes | Behind the Meter | Net-metered residential rooftop and canopy |  | None | Suntuity Solar LLC | PSE&G | Accepted | 2020-09-08 | 2020-09-10 | 2021-10-30 | Longi | LR6-60HPB-315M | Solar Panels |  | 0.315 | 20 | 265 | 19 |  | Fixed | Roof
NJSTRE1545560942 |  | Transition Incentive Program | Galloway | 8205 | 19 | 11.7 | Residential | Yes | Behind the Meter | Net-metered residential rooftop and canopy |  | None | Whitman Construction, LLC | AC Electric | Accepted | 2020-09-08 | 2020-09-10 | 2021-10-30 | Trina | TSM 325 DE06M | Solar Panels |  | 0.325 | 36 | 226 | 26 |  | Fixed | Roof
NJSTRE1545560987 |  | Transition Incentive Program | Lakewood | 8701 | 18 | 12.8 | Residential | No | Behind the Meter | Net-metered residential rooftop and canopy |  | None | Green Revoluton Solar | JCP&L | Accepted | 2020-09-10 | 2020-09-18 | 2021-10-30 | s-energy | SN20-60MAE-320W | Solar Panels |  | 0.32 | 8 | 97 | 35 |  | Fixed | Roof
NJSTRE1545561017 |  | Transition Incentive Program | Chesterfield | 8515 | 13 | 5.94 | Residential | No | Behind the Meter | Net-metered residential rooftop and canopy |  | None | Whitman Construction, LLC | PSE&G | Accepted | 2020-09-08 | 2020-09-10 | 2021-10-30 | panasonic | VBHN330SA16 | Solar Panels |  | 0.33 | 18 | 186 | 30 |  | Fixed | Roof
NJSTRE1545561013 |  | Transition Incentive Program | Neptune | 7753 | 17 | 3.35 | Residential | No | Behind the Meter | Net-metered residential rooftop and canopy |  | None | Vision Solar LLC | JCP&L | Accepted | 2020-09-08 | 2020-09-10 | 2021-10-30 | HANWHA Q-CELLS | Q.PEAK DUO-G6+ 335 | Solar Panels |  | 0.335 | 1 | 185 | 20 |  | Fixed | Roof
NJSTRE1545561103 |  | Transition Incentive Program | Union | 7083 | 10 | 8.16 | Residential | No | Behind the Meter | Net-metered residential rooftop and canopy |  | None | Pro Custom Solar dba Momentum Solar | PSE&G | Accepted | 2020-09-08 | 2020-09-10 | 2021-10-30 | HANWHA | Q.PEAK DUO BLK G6+ 340 | Solar Panels |  | 0.34 | 7 | 42 | 21 |  | Fixed | Roof
NJSTRE1545561123 |  | Transition Incentive Program | Kearny | 7032 | 8 | 8.4 | Residential | Yes | Behind the Meter | Net-metered residential rooftop and canopy |  | None | Pro Custom Solar dba Momentum Solar | PSE&G | Accepted | 2020-09-08 | 2020-09-10 | 2021-10-30 | LG ELECTRONICS | LG 350N1C-V5 | Solar Panels |  | 0.35 | 3 | 125 | 33 |  | Fixed | Roof
NJSTRE1545561138 |  | Transition Incentive Program | Bound Brook | 8805 | 5 | 6.46 | Residential | Yes | Behind the Meter | Net-metered residential rooftop and canopy |  | None | Trinity Solar | PSE&G | Accepted | 2020-09-08 | 2020-09-10 | 2021-10-30 | Hanwha | Q.PEAK DUO BLK-G6 340 | Solar Panels |  | 0.34 | 3 | 170 | 15 |  | Fixed | Roof
NJSTRE1545561154 |  | Transition Incentive Program | Chesterfield | 8515 | 13 | 9.72 | Residential | No | Behind the Meter | Net-metered residential rooftop and canopy |  | None | Vision Solar LLC | PSE&G | Accepted | 2020-09-08 | 2020-09-10 | 2021-10-30 | HANWHA Q-CELLS | Q.PEAK DUO-G6+ 335 | Solar Panels |  | 0.335 | 26 | 257 | 18 |  | Fixed | Roof
NJSTRE1545561230 |  | Transition Incentive Program | Westville | 8093 | 15 | 4.42 | Residential | No | Behind the Meter | Net-metered residential rooftop and canopy |  | None | Trinity Solar | PSE&G | Accepted | 2020-09-08 | 2020-09-10 | 2021-10-30 | Hanwha | Q.PEAK DUO BLK-G6 340 | Solar Panels |  | 0.34 | 6 | 353 | 34 |  | Fixed | Roof
NJSTRE1545561235 |  | Transition Incentive Program | Randolph | 7869 | 3 | 21.78 | Residential | Yes | Behind the Meter | Net-metered residential rooftop and canopy |  | None | Sunrun Installation Services, Inc. | JCP&L | Accepted | 2020-09-08 | 2020-09-10 | 2021-10-30 | LG Electronics | LG330N1C-A5 | Solar Panels |  | 0.33 | 20 | 302 | 27 |  | Fixed | Roof
NJSTRE1545561305 |  | Transition Incentive Program | Trenton | 8618 | 12 | 8.78 | Residential | No | Behind the Meter | Net-metered residential rooftop and canopy |  | None | SunnyMac LLC | PSE&G | Accepted | 2020-09-08 | 2020-09-10 | 2021-10-30 | REC | TwinPeak 2 Mono | Solar Panels |  | 0.325 | 8 | 314 | 40 |  | Fixed | Roof
NJSTRE1545561335 |  | Transition Incentive Program | Bayville | 8721 | 18 | 9.18 | Residential | Yes | Behind the Meter | Net-metered residential rooftop and canopy |  | None | Trinity Solar | JCP&L | Accepted | 2020-09-08 | 2020-09-10 | 2021-10-30 | Hanwha | Q.PEAK DUO BLK-G6 340 | Solar Panels |  | 0.34 | 14 | 174 | 20 |  | Fixed | Roof
NJSTRE1545567811 |  | Transition Incentive Program | Robbinsville | 8691 | 12 | 12.24 | Residential | No | Behind the Meter | Net-metered residential rooftop and canopy |  | None | Tesla Energy Operations Inc. | JCP&L | Accepted | 2020-09-09 | 2020-09-14 | 2021-10-30 | Hanwha Q-CELLS | Q.Peak DUO BLK-G6+ 340 | Solar Panels |  | 0.34 | 8 | 48 | 27 |  | Fixed | Roof
NJSTRE1545567811 |  | Transition Incentive Program | Robbinsville | 8691 | 12 | 12.24 | Residential | No | Behind the Meter | Net-metered residential rooftop and canopy |  | None | Tesla Energy Operations Inc. | JCP&L | Accepted | 2020-09-09 | 2020-09-14 | 2021-10-30 | Hanwha Q-CELLS | Q.Peak DUO BLK-G6+ 340 | Solar Panels |  | 0.34 | 5 | 228 | 27 |  | Fixed | Roof
NJSTRE1545567846 |  | Transition Incentive Program | Red Bank | 7701 | 17 | 9.52 | Residential | Yes | Behind the Meter | Net-metered residential rooftop and canopy |  | None | Trinity Solar | JCP&L | Accepted | 2020-09-09 | 2020-09-11 | 2021-10-30 | Hanwha | Q.PEAK DUO BLK-G6 340 | Solar Panels |  | 0.34 | 23 | 248 | 31 |  | Fixed | Roof
NJSTRE1545567844 |  | Transition Incentive Program | Long Valley | 7853 | 3 | 14.52 | Residential | No | Behind the Meter | Net-metered residential rooftop and canopy |  | None | Green Power Energy | JCP&L | Accepted | 2020-09-09 | 2020-09-11 | 2021-10-30 | LG Electronics | LG330N1K-V5 | Solar Panels |  | 0.33 | 16 | 149 | 18 |  | Fixed | Roof
NJSTRE1545567855 |  | Transition Incentive Program | Monroeville | 8343 | 16 | 14.4 | Residential | No | Behind the Meter | Net-metered residential rooftop and canopy |  | None | RCL Enterprises Inc. | AC Electric | Accepted | 2020-09-09 | 2020-09-11 | 2021-10-30 | Trina Solar | TSM-320DD06M | Solar Panels |  | 0.32 | 30 | 160 | 18 |  | Fixed | Roof
NJSTRE1545567902 |  | Transition Incentive Program | Howell Township | 7731 | 17 | 8.84 | Residential | No | Behind the Meter | Net-metered residential rooftop and canopy |  | None | Trinity Solar | JCP&L | Accepted | 2020-09-09 | 2020-09-14 | 2021-10-30 | Hanwha | Q.PEAK DUO BLK-G6 340 | Solar Panels |  | 0.34 | 17 | 148 | 23 |  | Fixed | Roof
NJSTRE1545569043 |  | Transition Incentive Program | Sparta | 7871 | 1 | 16.47 | Residential | Yes | Behind the Meter | Net-metered residential rooftop and canopy |  | None | Sunrun Installation Services, Inc. | JCP&L | Accepted | 2020-09-09 | 2020-09-11 | 2021-10-30 | LONGi Green Energy Technology Co Ltd | LR6-60HPB-305M | Solar Panels |  | 0.305 | 48 | 246 | 18 |  | Fixed | Roof
NJSTRE1545569056 |  | Transition Incentive Program | Manahawkin | 8050 | 18 | 7.8 | Residential | No | Behind the Meter | Net-metered residential rooftop and canopy |  | None | Impact Solar LLC | AC Electric | Accepted | 2020-09-09 | 2020-09-11 | 2021-10-30 | panasonic | VBHN325SA17 | Solar Panels |  | 0.325 | 16 | 189 | 27 |  | Fixed | Roof
NJSTRE1545569092 |  | Transition Incentive Program | Audubon | 8106 | 14 | 7.48 | Residential | Yes | Behind the Meter | Net-metered residential rooftop and canopy |  | None | Trinity Solar | PSE&G | Accepted | 2020-09-09 | 2020-09-14 | 2021-10-30 | HANWHA 340 (Q.PEAK DUO BLK-G6 340) | HANWHA 340 (Q.PEAK DUO BLK-G6 340) | Solar Panels |  | 0.34 | 22 | 231 | 30 |  | Fixed | Roof
NJSTRE1545569097 |  | Transition Incentive Program | Brick | 8723 | 18 | 6.41 | Residential | Yes | Behind the Meter | Net-metered residential rooftop and canopy |  | None | Sunrun Installation Services, Inc. | JCP&L | Accepted | 2020-09-09 | 2020-09-14 | 2021-10-30 | LONGi Green Energy Technology Co Ltd | LR6-60HPB-305M | Solar Panels |  | 0.305 | 11 | 275 | 28 |  | Fixed | Roof
NJSTRE1545569131 |  | Transition Incentive Program | Egg Harbor Township | 8234 | 19 | 9.6 | Residential | Yes | Behind the Meter | Net-metered residential rooftop and canopy |  | None | RCL Enterprises Inc. | AC Electric | Accepted | 2020-09-09 | 2020-09-11 | 2021-10-30 | Trina Solar | TSM-320DD06M | Solar Panels |  | 0.32 | 12 | 111 | 32 |  | Fixed | Roof
NJSTRE1545569162 |  | Transition Incentive Program | SEWELL | 8080 | 15 | 10.2 | Residential | Yes | Behind the Meter | Net-metered residential rooftop and canopy |  | None | Trinity Solar | AC Electric | Accepted | 2020-09-09 | 2020-09-14 | 2021-10-30 | HANWHA | Q.PEAK DUO BLK-G6 340 | Solar Panels |  | 0.34 | 6 | 237 | 30 |  | Fixed | Roof
NJSTRE1545569224 |  | Transition Incentive Program | River Edge | 7661 | 7 | 9.18 | Residential | No | Behind the Meter | Net-metered residential rooftop and canopy |  | None | Maier Solar Engineering dba Solar Me | PSE&G | Accepted | 2020-09-09 | 2020-09-15 | 2021-10-30 | Hanwha | Q.CELL DUO BLK-G6 340W | Solar Panels |  | 0.34 | 10 | 290 | 17 |  | Fixed | Roof
NJSTRE1545564323 |  | Transition Incentive Program | Pleasantville | 8232 | 19 | 4.42 | Residential | Yes | Behind the Meter | Net-metered residential rooftop and canopy |  | None | Castle Energy, LLC | AC Electric | Accepted | 2020-09-08 | 2020-09-10 | 2021-10-30 | Hanwha Q-Cells | Q.Peak DUO BLK-G6 340 | Solar Panels |  | 0.34 | 13 | 223 | 20 |  | Fixed | Roof
NJSTRE1545564393 |  | Transition Incentive Program | Leesburg | 8327 | 20 | 7.82 | Residential | No | Behind the Meter | Net-metered residential rooftop and canopy |  | None | Castle Energy, LLC | AC Electric | Accepted | 2020-09-08 | 2020-09-11 | 2021-10-30 | Hanwha Q-Cells | Q.Peak DUO BLK-G6 340 | Solar Panels |  | 0.34 | 19 | 129 | 25 |  | Fixed | Roof
NJSTRE1545564434 |  | Transition Incentive Program | Plainsboro Township | 8536 | 11 | 12.28 | Residential | No | Behind the Meter | Net-metered residential rooftop and canopy |  | None | Tesla Energy Operations Inc. | PSE&G | Accepted | 2020-09-08 | 2020-09-11 | 2021-10-30 | Tesla | SR60T1 | Solar Panels |  | 0.05847 | 116 | 110 | 30 |  | Fixed | Roof
NJSTRE1545564441 |  | Transition Incentive Program | Mantua | 8051 | 15 | 9.6 | Residential | No | Behind the Meter | Net-metered residential rooftop and canopy |  | None | Sun Up Zero Down | AC Electric | Accepted | 2020-09-08 | 2020-09-11 | 2021-10-30 | lg | LG320NIK-A5 | Solar Panels |  | 0.32 | 1 | 167 | 34 |  | Fixed | Roof
NJSTRE1545567532 |  | Transition Incentive Program | NORTH WILDWOOD | 8260 | 21 | 7.88 | Residential | Yes | Behind the Meter | Net-metered residential rooftop and canopy |  | None | Suntuity Solar LLC | AC Electric | Accepted | 2020-09-09 | 2020-09-11 | 2021-10-30 | Longi | LR6-60HPB-315M | Solar Panels |  | 0.315 | 13 | 133 | 19 |  | Fixed | Roof
NJSTRE1545567536 |  | Transition Incentive Program | MOUNT LAUREL | 8054 | 13 | 11.34 | Residential | No | Behind the Meter | Net-metered residential rooftop and canopy |  | None | Suntuity Solar LLC | PSE&G | Accepted | 2020-09-09 | 2020-09-11 | 2021-10-30 | Longi | LR6-60HPB-315M | Solar Panels |  | 0.315 | 10 | 90 | 19 |  | Fixed | Roof
NJSTRE1545567598 |  | Transition Incentive Program | National park | 8063 | 15 | 12.73 | Residential | No | Behind the Meter | Net-metered residential rooftop and canopy |  | None | Vision Solar LLC | PSE&G | Accepted | 2020-09-09 | 2020-09-11 | 2021-10-30 | HANWHA Q-CELLS | Q.PEAK DUO-G6+ 335 | Solar Panels |  | 0.335 | 6 | 227 | 16 |  | Fixed | Roof
NJSTRE1545567811 |  | Transition Incentive Program | Robbinsville | 8691 | 12 | 12.24 | Residential | No | Behind the Meter | Net-metered residential rooftop and canopy |  | None | Tesla Energy Operations Inc. | JCP&L | Accepted | 2020-09-09 | 2020-09-14 | 2021-10-30 | Hanwha Q-CELLS | Q.Peak DUO BLK-G6+ 340 | Solar Panels |  | 0.34 | 8 | 318 | 23 |  | Fixed | Roof
NJSTRE1545567844 |  | Transition Incentive Program | Long Valley | 7853 | 3 | 14.52 | Residential | No | Behind the Meter | Net-metered residential rooftop and canopy |  | None | Green Power Energy | JCP&L | Accepted | 2020-09-09 | 2020-09-11 | 2021-10-30 | LG Electronics | LG330N1K-V5 | Solar Panels |  | 0.33 | 28 | 151 | 40 |  | Fixed | Roof
NJSTRE1545567902 |  | Transition Incentive Program | Howell Township | 7731 | 17 | 8.84 | Residential | No | Behind the Meter | Net-metered residential rooftop and canopy |  | None | Trinity Solar | JCP&L | Accepted | 2020-09-09 | 2020-09-14 | 2021-10-30 | Hanwha | Q.PEAK DUO BLK-G6 340 | Solar Panels |  | 0.34 | 9 | 238 | 16 |  | Fixed | Roof
NJSTRE1545569136 |  | Transition Incentive Program | Kirkwood | 8043 | 14 | 9.9 | Residential | Yes | Behind the Meter | Net-metered residential rooftop and canopy |  | None | Sunrun, Inc. | AC Electric | Accepted | 2020-09-09 | 2020-09-14 | 2021-10-30 | LG Electronics | LG330N1C-A5 | Solar Panels |  | 0.33 | 30 | 8 | 26 |  | Fixed | Roof
NJSTRE1545569224 |  | Transition Incentive Program | River Edge | 7661 | 7 | 9.18 | Residential | No | Behind the Meter | Net-metered residential rooftop and canopy |  | None | Maier Solar Engineering dba Solar Me | PSE&G | Accepted | 2020-09-09 | 2020-09-15 | 2021-10-30 | Hanwha | Q.CELL DUO BLK-G6 340W | Solar Panels |  | 0.34 | 11 | 110 | 17 |  | Fixed | Roof
NJSTRE1545564444 |  | Transition Incentive Program | South Brunswick TWP | 8540 | 12 | 15.64 | Residential | Yes | Behind the Meter | Net-metered residential rooftop and canopy |  | None | Tesla Energy Operations Inc. | PSE&G | Accepted | 2020-09-08 | 2020-09-11 | 2021-10-30 | Hanwha Q-CELLS | Q.Peak DUO BLK-G6+ 340 | Solar Panels |  | 0.34 | 17 | 305 | 18 |  | Fixed | Roof
NJSTRE1545564444 |  | Transition Incentive Program | South Brunswick TWP | 8540 | 12 | 15.64 | Residential | Yes | Behind the Meter | Net-metered residential rooftop and canopy |  | None | Tesla Energy Operations Inc. | PSE&G | Accepted | 2020-09-08 | 2020-09-11 | 2021-10-30 | Hanwha Q-CELLS | Q.Peak DUO BLK-G6+ 340 | Solar Panels |  | 0.34 | 16 | 125 | 18 |  | Fixed | Roof
NJSTRE1545564441 |  | Transition Incentive Program | Mantua | 8051 | 15 | 9.6 | Residential | No | Behind the Meter | Net-metered residential rooftop and canopy |  | None | Sun Up Zero Down | AC Electric | Accepted | 2020-09-08 | 2020-09-11 | 2021-10-30 | lg | LG320NIK-A5 | Solar Panels |  | 0.32 | 3 | 167 | 34 |  | Fixed | Roof
NJSTRE1545564441 |  | Transition Incentive Program | Mantua | 8051 | 15 | 9.6 | Residential | No | Behind the Meter | Net-metered residential rooftop and canopy |  | None | Sun Up Zero Down | AC Electric | Accepted | 2020-09-08 | 2020-09-11 | 2021-10-30 | LG | LG320NIK-A5 | Solar Panels |  | 0.32 | 4 | 167 | 34 |  | Fixed | Roof
NJSTRE1545564557 |  | Transition Incentive Program | Jersey city | 7305 | 8 | 6.21 | Residential | No | Behind the Meter | Net-metered residential rooftop and canopy |  | None | Fusion Solar Energy LLC | PSE&G | Accepted | 2020-09-30 | 2020-09-30 | 2021-10-30 | Sunpower | Sunpower 327 e ac | Solar Panels |  | 0.327 | 19 | South, west | 24 |  | Fixed | Roof
NJSTRE1545567534 |  | Transition Incentive Program | DELRAN | 8075 | 13 | 6.3 | Residential | Yes | Behind the Meter | Net-metered residential rooftop and canopy |  | None | Suntuity Solar LLC | PSE&G | Accepted | 2020-09-09 | 2020-09-11 | 2021-10-30 | Longi | LR6-60HPB-315M | Solar Panels |  | 0.315 | 8 | 116 | 30 |  | Fixed | Roof
NJSTRE1545567588 |  | Transition Incentive Program | Franklin | 7416 | 1 | 10.4 | Residential | No | Behind the Meter | Net-metered residential rooftop and canopy |  | None | Whitman Construction, LLC | JCP&L | Accepted | 2020-09-14 | 2020-09-29 | 2021-10-30 | trina | tsm 325 DE06M | Solar Panels |  | 0.325 | 8 | 218 | 25 |  | Fixed | Roof
NJSTRE1545567805 |  | Transition Incentive Program | Mt. Royal | 8061 | 15 | 13.33 | Residential | No | Behind the Meter | Net-metered residential rooftop and canopy |  | None | Impact Solar LLC | AC Electric | Accepted | 2020-09-09 | 2020-09-11 | 2021-10-30 | panasonic | VBHN328SA17 | Solar Panels |  | 0.325 | 6 | 141 | 41 |  | Fixed | Roof
NJSTRE1545567846 |  | Transition Incentive Program | Red Bank | 7701 | 17 | 9.52 | Residential | Yes | Behind the Meter | Net-metered residential rooftop and canopy |  | None | Trinity Solar | JCP&L | Accepted | 2020-09-09 | 2020-09-11 | 2021-10-30 | Hanwha | Q.PEAK DUO BLK-G6 340 | Solar Panels |  | 0.34 | 5 | 68 | 14 |  | Fixed | Roof
NJSTRE1545569097 |  | Transition Incentive Program | Brick | 8723 | 18 | 6.41 | Residential | Yes | Behind the Meter | Net-metered residential rooftop and canopy |  | None | Sunrun Installation Services, Inc. | JCP&L | Accepted | 2020-09-09 | 2020-09-14 | 2021-10-30 | LONGi Green Energy Technology Co Ltd | LR6-60HPB-305M | Solar Panels |  | 0.305 | 10 | 95 | 25 |  | Fixed | Roof
NJSTRE1545569101 |  | Transition Incentive Program | Keyport | 7735 | 17 | 7.04 | Residential | Yes | Behind the Meter | Net-metered residential rooftop and canopy |  | None | Posigen NJ LLC | JCP&L | Accepted | 2020-09-09 | 2020-09-11 | 2021-10-30 | Hanwha Q-Cells | Q.PEAK DUO-G5 320 | Solar Panels |  | 0.32 | 22 | 164 | 44 |  | Fixed | Roof
NJSTRE1545569155 |  | Transition Incentive Program | Manahawkin | 8050 | 18 | 10.39 | Residential | No | Behind the Meter | Net-metered residential rooftop and canopy |  | None | Green Powwr Energy | AC Electric | Accepted | 2020-09-09 | 2020-09-14 | 2021-10-30 | Hanwha | Q.PEAK DUO BLK-G6 335 | Solar Panels |  | 0.335 | 16 | 92 | 33 |  | Fixed | Roof
NJSTRE1545569155 |  | Transition Incentive Program | Manahawkin | 8050 | 18 | 10.39 | Residential | No | Behind the Meter | Net-metered residential rooftop and canopy |  | None | Green Powwr Energy | AC Electric | Accepted | 2020-09-09 | 2020-09-14 | 2021-10-30 | Hanwha | Q.PEAK DUO BLK-G6 335 | Solar Panels |  | 0.335 | 15 | 272 | 33 |  | Fixed | Roof
NJSTRE1545561305 |  | Transition Incentive Program | Trenton | 8618 | 12 | 8.78 | Residential | No | Behind the Meter | Net-metered residential rooftop and canopy |  | None | SunnyMac LLC | PSE&G | Accepted | 2020-09-08 | 2020-09-10 | 2021-10-30 | REC | TwinPeak 2 Mono | Solar Panels |  | 0.325 | 19 | 134 | 40 |  | Fixed | Roof
NJSTRE1545564280 |  | Transition Incentive Program | Millville | 8332 | 20 | 167.86 | Commercial | Yes | Behind the Meter | Net-metered non-residential rooftop and canopy |  | None | South Jersey industries | AC Electric | Accepted | 2020-09-08 | 2020-09-23 | 2021-10-30 | Boviet | BVM6612M-385 | Solar Panels |  | 0.385 | 436 | 180 | 5 |  | Fixed | Roof
NJSTRE1545564307 |  | Transition Incentive Program | Elizabeth | 7208 | 10 | 7.35 | Residential | Yes | Behind the Meter | Net-metered residential rooftop and canopy |  | None | Pro Custom Solar dba Momentum Solar | PSE&G | Accepted | 2020-09-08 | 2020-09-10 | 2021-10-30 | LG ELECTRONICS | LG 350N1C-V5 | Solar Panels |  | 0.35 | 5 | 294 | 32 |  | Fixed | Roof
NJSTRE1545564353 |  | Transition Incentive Program | Parsippany | 7054 | 3 | 15.28 | Residential | Yes | Behind the Meter | Net-metered residential rooftop and canopy |  | None | Vivint Solar Developer, LLC | JCP&L | Accepted | 2020-09-12 | 2020-09-14 | 2021-10-30 | JINKO SOLAR | JKM325M-60HBL | Solar Panels |  | 0.325 | 19 | 270 | 39 |  | Fixed | Roof
NJSTRE1545564353 |  | Transition Incentive Program | Parsippany | 7054 | 3 | 15.28 | Residential | Yes | Behind the Meter | Net-metered residential rooftop and canopy |  | None | Vivint Solar Developer, LLC | JCP&L | Accepted | 2020-09-12 | 2020-09-14 | 2021-10-30 | JINKO SOLAR | JKM325M-60HBL | Solar Panels |  | 0.325 | 10 | 180 | 39 |  | Fixed | Roof
NJSTRE1545564378 |  | Transition Incentive Program | Englewood Cliffs Boro | 7631 | 7 | 8.16 | Residential | No | Behind the Meter | Net-metered residential rooftop and canopy |  | None | Tesla Energy Operations Inc. | PSE&G | Accepted | 2020-09-08 | 2020-09-11 | 2021-10-30 | Hanwha Q-CELLS | Q.Peak DUO BLK-G6+ 340 | Solar Panels |  | 0.34 | 8 | 217 | 18 |  | Fixed | Roof
NJSTRE1545564387 |  | Transition Incentive Program | MANAHAWKIN | 8050 | 18 | 9.75 | Residential | Yes | Behind the Meter | Net-metered residential rooftop and canopy |  | None | Vivint Solar Developer, LLC | AC Electric | Accepted | 2020-09-14 | 2020-09-14 | 2021-10-30 | JINKO SOLAR | JKM325M-60HBL | Solar Panels |  | 0.325 | 30 | 155 | 27 |  | Fixed | Roof
NJSTRE1545564434 |  | Transition Incentive Program | Plainsboro Township | 8536 | 11 | 12.28 | Residential | No | Behind the Meter | Net-metered residential rooftop and canopy |  | None | Tesla Energy Operations Inc. | PSE&G | Accepted | 2020-09-08 | 2020-09-11 | 2021-10-30 | Tesla | SR60T1 | Solar Panels |  | 0.05847 | 59 | 290 | 30 |  | Fixed | Roof
NJSTRE1545567538 |  | Transition Incentive Program | MARLTON | 8053 | 13 | 9.77 | Residential | Yes | Behind the Meter | Net-metered residential rooftop and canopy |  | None | Suntuity Solar LLC | PSE&G | Accepted | 2020-09-09 | 2020-09-11 | 2021-10-30 | Longi | LR6-60HPB-315M | Solar Panels |  | 0.315 | 10 | 91 | 44 |  | Fixed | Roof
NJSTRE1545567734 |  | Transition Incentive Program | Montgomery | 8504 | 5 | 8.16 | Residential | Yes | Behind the Meter | Net-metered residential rooftop and canopy |  | None | Tesla Energy Operations Inc. | PSE&G | Accepted | 2020-09-09 | 2020-09-11 | 2021-10-30 | Hanwha Q-CELLS | Q.Peak DUO BLK-G6+ 340 | Solar Panels |  | 0.34 | 14 | 141 | 28 |  | Fixed | Roof
NJSTRE1545567805 |  | Transition Incentive Program | Mt. Royal | 8061 | 15 | 13.33 | Residential | No | Behind the Meter | Net-metered residential rooftop and canopy |  | None | Impact Solar LLC | AC Electric | Accepted | 2020-09-09 | 2020-09-11 | 2021-10-30 | panasonic | VBHN328SA17 | Solar Panels |  | 0.325 | 16 | 51 | 34 |  | Fixed | Roof
NJSTRE1545567811 |  | Transition Incentive Program | Robbinsville | 8691 | 12 | 12.24 | Residential | No | Behind the Meter | Net-metered residential rooftop and canopy |  | None | Tesla Energy Operations Inc. | JCP&L | Accepted | 2020-09-09 | 2020-09-14 | 2021-10-30 | Hanwha Q-CELLS | Q.Peak DUO BLK-G6+ 340 | Solar Panels |  | 0.34 | 6 | 228 | 26 |  | Fixed | Roof
NJSTRE1545567908 |  | Transition Incentive Program | Roselle Park | 7204 | 10 | 7.04 | Residential | Yes | Behind the Meter | Net-metered residential rooftop and canopy |  | None | Posigen NJ LLC | PSE&G | Accepted | 2020-09-09 | 2020-09-14 | 2021-10-30 | Hanwha Q-Cells | Q.PEAK DUO-G5 320 | Solar Panels |  | 0.32 | 22 | 171 | 45 |  | Fixed | Roof
NJSTRE1545569076 |  | Transition Incentive Program | Jackson | 8527 | 18 | 8.71 | Residential | Yes | Behind the Meter | Net-metered residential rooftop and canopy |  | None | Trinity Solar | JCP&L | Accepted | 2020-09-09 | 2020-09-11 | 2021-10-30 | HANWHA 335 (Q.PEAK DUO BLK-G6 335) | HANWHA 335 (Q.PEAK DUO BLK-G6 335) | Solar Panels |  | 0.335 | 21 | 139 | 34 |  | Fixed | Roof
NJSTRE1545569167 |  | Transition Incentive Program | Hackensack | 7601 | 7 | 6.03 | Residential | Yes | Behind the Meter | Net-metered residential rooftop and canopy |  | None | Vision Solar LLC | PSE&G | Accepted | 2020-09-09 | 2020-09-14 | 2021-10-30 | HANWHA Q-CELLS | Q.PEAK DUO-G6+ 335 | Solar Panels |  | 0.335 | 1 | 104 | 10 |  | Fixed | Roof
NJSTRE1545569194 |  | Transition Incentive Program | Vineland | 8360 | 20 | 6.7 | Residential | Yes | Behind the Meter | Net-metered residential rooftop and canopy |  | None | Vision Solar LLC | Vineland Muni Electric | Accepted | 2020-09-09 | 2020-09-14 | 2021-10-30 | HANWHA Q-CELLS | Q.PEAK DUO-G6+ 335 | Solar Panels |  | 0.335 | 7 | 184 | 35 |  | Fixed | Roof
NJSTRE1545569194 |  | Transition Incentive Program | Vineland | 8360 | 20 | 6.7 | Residential | Yes | Behind the Meter | Net-metered residential rooftop and canopy |  | None | Vision Solar LLC | Vineland Muni Electric | Accepted | 2020-09-09 | 2020-09-14 | 2021-10-30 | HANWHA Q-CELLS | Q.PEAK DUO-G6+ 335 | Solar Panels |  | 0.335 | 5 | 4 | 35 |  | Fixed | Roof
NJSTRE1545569239 |  | Transition Incentive Program | Clifton | 7013 | 6 | 7.92 | Residential | No | Behind the Meter | Net-metered residential rooftop and canopy |  | None | SunnyMac LLC | PSE&G | Accepted | 2020-09-09 | 2020-09-14 | 2021-10-30 | REC | 360AA Blk | Solar Panels |  | 0.36 | 9 | 167 | 9 |  | Fixed | Roof
NJSTRE1545570290 |  | Transition Incentive Program | Boonton | 7005 | 3 | 5.95 | Residential | Yes | Behind the Meter | Net-metered residential rooftop and canopy |  | None | Pro Custom Solar dba Momentum Solar | JCP&L | Accepted | 2020-09-09 | 2020-09-14 | 2021-10-30 | LG ELECTRONICS | LG 350N1C-V5 | Solar Panels |  | 0.35 | 8 | 216 | 24 |  | Fixed | Roof
NJSTRE1545571849 |  | Transition Incentive Program | Somerville | 8876 | 5 | 7.7 | Residential | Yes | Behind the Meter | Net-metered residential rooftop and canopy |  | None | Pro Custom Solar dba Momentum Solar | PSE&G | Accepted | 2020-09-09 | 2020-09-14 | 2021-10-30 | LG ELECTRONICS | LG 350N1C-V5 | Solar Panels |  | 0.35 | 12 | 105 | 24 |  | Fixed | Roof
NJSTRE1545572809 |  | Transition Incentive Program | Brooklawn | 8030 | 14 | 6.03 | Residential | Yes | Behind the Meter | Net-metered residential rooftop and canopy |  | None | Vision Solar LLC | PSE&G | Accepted | 2020-09-09 | 2020-09-15 | 2021-10-30 | HANWHA Q-CELLS | Q.PEAK DUO-G6+ 335 | Solar Panels |  | 0.335 | 9 | 349 | 40 |  | Fixed | Roof
NJSTRE1545572809 |  | Transition Incentive Program | Brooklawn | 8030 | 14 | 6.03 | Residential | Yes | Behind the Meter | Net-metered residential rooftop and canopy |  | None | Vision Solar LLC | PSE&G | Accepted | 2020-09-09 | 2020-09-15 | 2021-10-30 | HANWHA Q-CELLS | Q.PEAK DUO-G6+ 335 | Solar Panels |  | 0.335 | 9 | 169 | 40 |  | Fixed | Roof
NJSTRE1545572834 |  | Transition Incentive Program | Somerville | 8876 | 5 | 12.24 | Residential | No | Behind the Meter | Net-metered residential rooftop and canopy |  | PSEG | Maier Solar Engineering dba Solar Me | PSE&G | Accepted | 2020-09-09 | 2020-09-14 | 2021-10-30 | Hanwha | Q.CELL DUO BLK-G6 340W | Solar Panels |  | 0.34 | 15 | 95 | 45 |  | Fixed | Roof
NJSTRE1545572834 |  | Transition Incentive Program | Somerville | 8876 | 5 | 12.24 | Residential | No | Behind the Meter | Net-metered residential rooftop and canopy |  | PSEG | Maier Solar Engineering dba Solar Me | PSE&G | Accepted | 2020-09-09 | 2020-09-14 | 2021-10-30 | Hanwha | Q.CELL DUO BLK-G6 340W | Solar Panels |  | 0.34 | 3 | 185 | 45 |  | Fixed | Roof
NJSTRE1545572840 |  | Transition Incentive Program | woodbury heights | 8097 | 15 | 11.84 | Residential | No | Behind the Meter | Net-metered residential rooftop and canopy |  | None | Orbit Energy & Power, LLC | PSE&G | Accepted | 2020-09-09 | 2020-09-14 | 2021-10-30 | hanwha qcells | qpeak 320w | Solar Panels |  | 0.32 | 2 | 264 | 17 |  | Fixed | Roof
NJSTRE1545572853 |  | Transition Incentive Program | KEARNY | 7032 | 8 | 7.93 | Residential | Yes | Behind the Meter | Net-metered residential rooftop and canopy |  | None | Sunrun Installation Services, Inc. | PSE&G | Accepted | 2020-09-09 | 2020-09-14 | 2021-10-30 | LONGi Green Energy Technology Co Ltd | LR6-60HPB-305M | Solar Panels |  | 0.305 | 26 | 214 | 37 |  | Fixed | Roof
NJSTRE1545564353 |  | Transition Incentive Program | Parsippany | 7054 | 3 | 15.28 | Residential | Yes | Behind the Meter | Net-metered residential rooftop and canopy |  | None | Vivint Solar Developer, LLC | JCP&L | Accepted | 2020-09-12 | 2020-09-14 | 2021-10-30 | JINKO SOLAR | JKM325M-60HBL | Solar Panels |  | 0.325 | 5 | 0 | 39 |  | Fixed | Roof
NJSTRE1545564393 |  | Transition Incentive Program | Leesburg | 8327 | 20 | 7.82 | Residential | No | Behind the Meter | Net-metered residential rooftop and canopy |  | None | Castle Energy, LLC | AC Electric | Accepted | 2020-09-08 | 2020-09-11 | 2021-10-30 | Hanwha Q-Cells | Q.Peak DUO BLK-G6 340 | Solar Panels |  | 0.34 | 4 | 309 | 15 |  | Fixed | Roof
NJSTRE1545564443 |  | Transition Incentive Program | PATERSON | 7514 | 6 | 9.75 | Residential | Yes | Behind the Meter | Net-metered residential rooftop and canopy |  | None | Vivint Solar Developer, LLC | PSE&G | Accepted | 2020-09-23 | 2020-09-23 | 2021-10-30 | JINKO SOLAR | JKM325M-60HBL | Solar Panels |  | 0.325 | 16 | 13 | 22 |  | Fixed | Roof
NJSTRE1545564443 |  | Transition Incentive Program | PATERSON | 7514 | 6 | 9.75 | Residential | Yes | Behind the Meter | Net-metered residential rooftop and canopy |  | None | Vivint Solar Developer, LLC | PSE&G | Accepted | 2020-09-23 | 2020-09-23 | 2021-10-30 | JINKO SOLAR | JKM325M-60HBL | Solar Panels |  | 0.325 | 8 | 193 | 22 |  | Fixed | Roof
NJSTRE1545564441 |  | Transition Incentive Program | Mantua | 8051 | 15 | 9.6 | Residential | No | Behind the Meter | Net-metered residential rooftop and canopy |  | None | Sun Up Zero Down | AC Electric | Accepted | 2020-09-08 | 2020-09-11 | 2021-10-30 | lg | LG320NIK-A5 | Solar Panels |  | 0.32 | 8 | 168 | 34 |  | Fixed | Roof
NJSTRE1545567535 |  | Transition Incentive Program | CAPE MAY COURT HOUSE | 8210 | 21 | 9.14 | Residential | Yes | Behind the Meter | Net-metered residential rooftop and canopy |  | None | Suntuity Solar LLC | AC Electric | Accepted | 2020-09-10 | 2020-09-11 | 2021-10-30 | Longi | LR6-60HPB-315M | Solar Panels |  | 0.315 | 11 | 39 | 28 |  | Fixed | Roof
NJSTRE1545567623 |  | Transition Incentive Program | Delran Twp | 8075 | 13 | 8.78 | Residential | No | Behind the Meter | Net-metered residential rooftop and canopy |  | None | SunnyMac LLC | PSE&G | Accepted | 2020-09-09 | 2020-09-14 | 2021-10-30 | REC | TwinPeak 2 Mono | Solar Panels |  | 0.325 | 6 | 156 | 20 |  | Fixed | Roof
NJSTRE1545569096 |  | Transition Incentive Program | Beachwood | 8722 | 18 | 5.61 | Residential | No | Behind the Meter | Net-metered residential rooftop and canopy |  | None | Green Power Energy | JCP&L | Accepted | 2020-09-09 | 2020-09-14 | 2021-10-30 | LG Electronics | LG330N1K-V5 | Solar Panels |  | 0.33 | 17 | 126 | 6 |  | Fixed | Roof
NJSTRE1545569162 |  | Transition Incentive Program | SEWELL | 8080 | 15 | 10.2 | Residential | Yes | Behind the Meter | Net-metered residential rooftop and canopy |  | None | Trinity Solar | AC Electric | Accepted | 2020-09-09 | 2020-09-14 | 2021-10-30 | HANWHA | Q.PEAK DUO BLK-G6 340 | Solar Panels |  | 0.34 | 24 | 237 | 30 |  | Fixed | Roof
NJSTRE1545569202 |  | Transition Incentive Program | Hammonton | 8037 | 19 | 10.88 | Residential | Yes | Behind the Meter | Net-metered residential rooftop and canopy |  | None | Castle Energy, LLC | AC Electric | Accepted | 2020-09-09 | 2020-09-14 | 2021-10-30 | Hanwha Q-Cells | Q.Peak DUO BLK-G6 340 | Solar Panels |  | 0.34 | 25 | 220 | 23 |  | Fixed | Roof
NJSTRE1545569196 |  | Transition Incentive Program | TRENTON | 8629 | 12 | 4.76 | Residential | Yes | Behind the Meter | Net-metered residential rooftop and canopy |  | None | Trinity Solar | PSE&G | Accepted | 2020-09-09 | 2020-09-14 | 2021-10-30 | HANWHA | Q.PEAK DUO BLK-G6 340 | Solar Panels |  | 0.34 | 7 | 158 | 16 |  | Fixed | Roof
NJSTRE1545569224 |  | Transition Incentive Program | River Edge | 7661 | 7 | 9.18 | Residential | No | Behind the Meter | Net-metered residential rooftop and canopy |  | None | Maier Solar Engineering dba Solar Me | PSE&G | Accepted | 2020-09-09 | 2020-09-15 | 2021-10-30 | Hanwha | Q.CELL DUO BLK-G6 340W | Solar Panels |  | 0.34 | 6 | 200 | 40 |  | Fixed | Roof
NJSTRE1545569230 |  | Transition Incentive Program | Haddon Heights | 8035 | 14 | 3.02 | Residential | Yes | Behind the Meter | Net-metered residential rooftop and canopy |  | None | Vision Solar LLC | PSE&G | Accepted | 2020-09-09 | 2020-09-14 | 2021-10-30 | HANWHA Q-CELLS | Q.PEAK DUO-G6+ 335 | Solar Panels |  | 0.335 | 2 | 163 | 28 |  | Fixed | Roof
NJSTRE1545567772 |  | Transition Incentive Program | Mount Laurel | 8054 | 13 | 10.4 | Residential | Yes | Behind the Meter | Net-metered residential rooftop and canopy |  | None | SunnyMac LLC | PSE&G | Accepted | 2020-09-09 | 2020-09-11 | 2021-10-30 | REC | TwinPeak 2 Mono | Solar Panels |  | 0.325 | 25 | 234 | 23 |  | Fixed | Roof
NJSTRE1545567772 |  | Transition Incentive Program | Mount Laurel | 8054 | 13 | 10.4 | Residential | Yes | Behind the Meter | Net-metered residential rooftop and canopy |  | None | SunnyMac LLC | PSE&G | Accepted | 2020-09-09 | 2020-09-11 | 2021-10-30 | REC | TwinPeak 2 Mono | Solar Panels |  | 0.325 | 7 | 54 | 23 |  | Fixed | Roof
NJSTRE1545567820 |  | Transition Incentive Program | Mount Ephraim | 8059 | 14 | 8.84 | Residential | Yes | Behind the Meter | Net-metered residential rooftop and canopy |  | None | Trinity Solar | PSE&G | Accepted | 2020-09-09 | 2020-09-11 | 2021-10-30 | Hanwha | Q.PEAK DUO BLK-G6 340 | Solar Panels |  | 0.34 | 17 | 258 | 25 |  | Fixed | Roof
NJSTRE1545567820 |  | Transition Incentive Program | Mount Ephraim | 8059 | 14 | 8.84 | Residential | Yes | Behind the Meter | Net-metered residential rooftop and canopy |  | None | Trinity Solar | PSE&G | Accepted | 2020-09-09 | 2020-09-11 | 2021-10-30 | Hanwha | Q.PEAK DUO BLK-G6 340 | Solar Panels |  | 0.34 | 9 | 78 | 25 |  | Fixed | Roof
NJSTRE1545567880 |  | Transition Incentive Program | Piscataway | 8854 | 11 | 3.84 | Residential | Yes | Behind the Meter | Net-metered residential rooftop and canopy |  | None | Posigen NJ LLC | PSE&G | Accepted | 2020-09-09 | 2020-09-11 | 2021-10-30 | Silfab | SLA320BL | Solar Panels |  | 0.32 | 12 | 84 | 13 |  | Fixed | Roof
NJSTRE1545567892 |  | Transition Incentive Program | Merchantville | 8109 | 14 | 6.5 | Residential | Yes | Behind the Meter | Net-metered residential rooftop and canopy |  | None | SunnyMac LLC | PSE&G | Accepted | 2020-09-09 | 2020-09-11 | 2021-10-30 | REC | TwinPeak 2 Mono | Solar Panels |  | 0.325 | 20 | 237 | 40 |  | Fixed | Roof
NJSTRE1545569043 |  | Transition Incentive Program | Sparta | 7871 | 1 | 16.47 | Residential | Yes | Behind the Meter | Net-metered residential rooftop and canopy |  | None | Sunrun Installation Services, Inc. | JCP&L | Accepted | 2020-09-09 | 2020-09-11 | 2021-10-30 | LONGi Green Energy Technology Co Ltd | LR6-60HPB-305M | Solar Panels |  | 0.305 | 4 | 332 | 18 |  | Fixed | Roof
NJSTRE1545569043 |  | Transition Incentive Program | Sparta | 7871 | 1 | 16.47 | Residential | Yes | Behind the Meter | Net-metered residential rooftop and canopy |  | None | Sunrun Installation Services, Inc. | JCP&L | Accepted | 2020-09-09 | 2020-09-11 | 2021-10-30 | LONGi Green Energy Technology Co Ltd | LR6-60HPB-305M | Solar Panels |  | 0.305 | 2 | 152 | 18 |  | Fixed | Roof
NJSTRE1545569076 |  | Transition Incentive Program | Jackson | 8527 | 18 | 8.71 | Residential | Yes | Behind the Meter | Net-metered residential rooftop and canopy |  | None | Trinity Solar | JCP&L | Accepted | 2020-09-09 | 2020-09-11 | 2021-10-30 | HANWHA 335 (Q.PEAK DUO BLK-G6 335) | HANWHA 335 (Q.PEAK DUO BLK-G6 335) | Solar Panels |  | 0.335 | 5 | 139 | 34 |  | Fixed | Roof
NJSTRE1545569194 |  | Transition Incentive Program | Vineland | 8360 | 20 | 6.7 | Residential | Yes | Behind the Meter | Net-metered residential rooftop and canopy |  | None | Vision Solar LLC | Vineland Muni Electric | Accepted | 2020-09-09 | 2020-09-14 | 2021-10-30 | HANWHA Q-CELLS | Q.PEAK DUO-G6+ 335 | Solar Panels |  | 0.335 | 8 | 184 | 21 |  | Fixed | Roof
NJSTRE1545569196 |  | Transition Incentive Program | TRENTON | 8629 | 12 | 4.76 | Residential | Yes | Behind the Meter | Net-metered residential rooftop and canopy |  | None | Trinity Solar | PSE&G | Accepted | 2020-09-09 | 2020-09-14 | 2021-10-30 | HANWHA | Q.PEAK DUO BLK-G6 340 | Solar Panels |  | 0.34 | 4 | 68 | 30 |  | Fixed | Roof
NJSTRE1545569239 |  | Transition Incentive Program | Clifton | 7013 | 6 | 7.92 | Residential | No | Behind the Meter | Net-metered residential rooftop and canopy |  | None | SunnyMac LLC | PSE&G | Accepted | 2020-09-09 | 2020-09-14 | 2021-10-30 | REC | 360AA Blk | Solar Panels |  | 0.36 | 3 | 167 | 30 |  | Fixed | Roof
NJSTRE1545570252 |  | Transition Incentive Program | Allentown (Hamilton Twp.) | 8501 | 17 | 6.3 | Residential | No | Behind the Meter | Net-metered residential rooftop and canopy |  | None | Kopp Electric Company | PSE&G | Accepted | 2020-09-09 | 2020-09-14 | 2021-10-30 | CertainTeed | CT315HC11-04 | Solar Panels |  | 0.315 | 2 | 168 | 40 |  | Fixed | Roof
NJSTRE1545567535 |  | Transition Incentive Program | CAPE MAY COURT HOUSE | 8210 | 21 | 9.14 | Residential | Yes | Behind the Meter | Net-metered residential rooftop and canopy |  | None | Suntuity Solar LLC | AC Electric | Accepted | 2020-09-10 | 2020-09-11 | 2021-10-30 | Longi | LR6-60HPB-315M | Solar Panels |  | 0.315 | 3 | 309 | 30 |  | Fixed | Roof
NJSTRE1545567537 |  | Transition Incentive Program | WILLIAMSTOWN | 8094 | 15 | 7.56 | Residential | No | Behind the Meter | Net-metered residential rooftop and canopy |  | None | Suntuity Solar LLC | AC Electric | Accepted | 2020-09-09 | 2020-09-11 | 2021-10-30 | Longi | LR6-60HPB-315M | Solar Panels |  | 0.315 | 6 | 331 | 27 |  | Fixed | Roof
NJSTRE1545567598 |  | Transition Incentive Program | National park | 8063 | 15 | 12.73 | Residential | No | Behind the Meter | Net-metered residential rooftop and canopy |  | None | Vision Solar LLC | PSE&G | Accepted | 2020-09-09 | 2020-09-11 | 2021-10-30 | HANWHA Q-CELLS | Q.PEAK DUO-G6+ 335 | Solar Panels |  | 0.335 | 18 | 47 | 21 |  | Fixed | Roof
NJSTRE1545567734 |  | Transition Incentive Program | Montgomery | 8504 | 5 | 8.16 | Residential | Yes | Behind the Meter | Net-metered residential rooftop and canopy |  | None | Tesla Energy Operations Inc. | PSE&G | Accepted | 2020-09-09 | 2020-09-11 | 2021-10-30 | Hanwha Q-CELLS | Q.Peak DUO BLK-G6+ 340 | Solar Panels |  | 0.34 | 4 | 141 | 34 |  | Fixed | Roof
NJSTRE1545567811 |  | Transition Incentive Program | Robbinsville | 8691 | 12 | 12.24 | Residential | No | Behind the Meter | Net-metered residential rooftop and canopy |  | None | Tesla Energy Operations Inc. | JCP&L | Accepted | 2020-09-09 | 2020-09-14 | 2021-10-30 | Hanwha Q-CELLS | Q.Peak DUO BLK-G6+ 340 | Solar Panels |  | 0.34 | 9 | 138 | 23 |  | Fixed | Roof
NJSTRE1545567855 |  | Transition Incentive Program | Monroeville | 8343 | 16 | 14.4 | Residential | No | Behind the Meter | Net-metered residential rooftop and canopy |  | None | RCL Enterprises Inc. | AC Electric | Accepted | 2020-09-09 | 2020-09-11 | 2021-10-30 | Trina Solar | TSM-320DD06M | Solar Panels |  | 0.32 | 15 | 340 | 18 |  | Fixed | Roof
NJSTRE1545569025 |  | Transition Incentive Program | Monroe Township | 8831 | 11 | 6.8 | Residential | No | Behind the Meter | Net-metered residential rooftop and canopy |  | None | Tesla Energy Operations Inc. | JCP&L | Accepted | 2020-09-09 | 2020-09-14 | 2021-10-30 | Hanwha Q-CELLS | Q.Peak DUO BLK-G6+ 340 | Solar Panels |  | 0.34 | 11 | 175 | 34 |  | Fixed | Roof
NJSTRE1545569167 |  | Transition Incentive Program | Hackensack | 7601 | 7 | 6.03 | Residential | Yes | Behind the Meter | Net-metered residential rooftop and canopy |  | None | Vision Solar LLC | PSE&G | Accepted | 2020-09-09 | 2020-09-14 | 2021-10-30 | HANWHA Q-CELLS | Q.PEAK DUO-G6+ 335 | Solar Panels |  | 0.335 | 7 | 284 | 36 |  | Fixed | Roof
NJSTRE1545569202 |  | Transition Incentive Program | Hammonton | 8037 | 19 | 10.88 | Residential | Yes | Behind the Meter | Net-metered residential rooftop and canopy |  | None | Castle Energy, LLC | AC Electric | Accepted | 2020-09-09 | 2020-09-14 | 2021-10-30 | Hanwha Q-Cells | Q.Peak DUO BLK-G6 340 | Solar Panels |  | 0.34 | 7 | 220 | 10 |  | Fixed | Roof
NJSTRE1545569270 |  | Transition Incentive Program | Egg Harbor City | 8215 | 19 | 17.52 | Residential | No | Behind the Meter | Net-metered residential rooftop and canopy |  | None | Castle Energy, LLC | AC Electric | Accepted | 2020-09-09 | 2020-09-14 | 2021-10-30 | REC Solar | REC365AA | Solar Panels |  | 0.365 | 16 | 42 | 20 |  | Fixed | Roof
NJSTRE1545570064 |  | Transition Incentive Program | Elmwood Park | 7407 | 7 | 8.75 | Residential | No | Behind the Meter | Net-metered residential rooftop and canopy |  | None | Pro Custom Solar dba Momentum Solar | PSE&G | Accepted | 2020-09-09 | 2020-09-14 | 2021-10-30 | LG | LG 350N1C-V5 | Solar Panels |  | 0.35 | 4 | 250 | 16 |  | Fixed | Roof
NJSTRE1545570290 |  | Transition Incentive Program | Boonton | 7005 | 3 | 5.95 | Residential | Yes | Behind the Meter | Net-metered residential rooftop and canopy |  | None | Pro Custom Solar dba Momentum Solar | JCP&L | Accepted | 2020-09-09 | 2020-09-14 | 2021-10-30 | LG ELECTRONICS | LG 350N1C-V5 | Solar Panels |  | 0.35 | 9 | 126 | 33 |  | Fixed | Roof
NJSTRE1545567598 |  | Transition Incentive Program | National park | 8063 | 15 | 12.73 | Residential | No | Behind the Meter | Net-metered residential rooftop and canopy |  | None | Vision Solar LLC | PSE&G | Accepted | 2020-09-09 | 2020-09-11 | 2021-10-30 | HANWHA Q-CELLS | Q.PEAK DUO-G6+ 335 | Solar Panels |  | 0.335 | 14 | 227 | 21 |  | Fixed | Roof
NJSTRE1545567606 |  | Transition Incentive Program | Willingboro | 8046 | 13 | 8.64 | Residential | No | Behind the Meter | Net-metered residential rooftop and canopy |  | None | SunnyMac LLC | PSE&G | Accepted | 2020-09-09 | 2020-09-11 | 2021-10-30 | REC | REC 360AA Blk | Solar Panels |  | 0.36 | 24 | 190 | 41 |  | Fixed | Roof
NJSTRE1545567805 |  | Transition Incentive Program | Mt. Royal | 8061 | 15 | 13.33 | Residential | No | Behind the Meter | Net-metered residential rooftop and canopy |  | None | Impact Solar LLC | AC Electric | Accepted | 2020-09-09 | 2020-09-11 | 2021-10-30 | panasonic | VBHN328SA17 | Solar Panels |  | 0.325 | 2 | 141 | 41 |  | Fixed | Roof
NJSTRE1545569025 |  | Transition Incentive Program | Monroe Township | 8831 | 11 | 6.8 | Residential | No | Behind the Meter | Net-metered residential rooftop and canopy |  | None | Tesla Energy Operations Inc. | JCP&L | Accepted | 2020-09-09 | 2020-09-14 | 2021-10-30 | Hanwha Q-CELLS | Q.Peak DUO BLK-G6+ 340 | Solar Panels |  | 0.34 | 9 | 175 | 34 |  | Fixed | Roof
NJSTRE1545569050 |  | Transition Incentive Program | Bridgewater Township | 8807 | 5 | 5.61 | Residential | No | Behind the Meter | Net-metered residential rooftop and canopy |  | None | Green Power Energy | PSE&G | Accepted | 2020-09-09 | 2020-09-11 | 2021-10-30 | LG Electronics | LG330N1K-V5 | Solar Panels |  | 0.33 | 17 | 196 | 22 |  | Fixed | Roof
NJSTRE1545569056 |  | Transition Incentive Program | Manahawkin | 8050 | 18 | 7.8 | Residential | No | Behind the Meter | Net-metered residential rooftop and canopy |  | None | Impact Solar LLC | AC Electric | Accepted | 2020-09-09 | 2020-09-11 | 2021-10-30 | panasonic | VBHN325SA17 | Solar Panels |  | 0.325 | 8 | 99 | 27 |  | Fixed | Roof
NJSTRE1545569112 |  | Transition Incentive Program | Pleasantville | 8232 | 19 | 4.76 | Residential | No | Behind the Meter | Net-metered residential rooftop and canopy |  | None | Castle Energy, LLC | AC Electric | Accepted | 2020-09-09 | 2020-09-14 | 2021-10-30 | Hanwha Q-Cells | Q.Peak DUO BLK-G6 340 | Solar Panels |  | 0.34 | 14 | 134 | 15 |  | Fixed | Roof
NJSTRE1545569128 |  | Transition Incentive Program | Pedricktown | 8067 | 16 | 6.12 | Residential | Yes | Behind the Meter | Net-metered residential rooftop and canopy |  | None | Trinity Solar | AC Electric | Accepted | 2020-09-09 | 2020-09-11 | 2021-10-30 | HANWHA 340 (Q.PEAK DUO BLK-G6 340) | HANWHA 340 (Q.PEAK DUO BLK-G6 340) | Solar Panels |  | 0.34 | 18 | 164 | 18 |  | Fixed | Roof
NJSTRE1545569167 |  | Transition Incentive Program | Hackensack | 7601 | 7 | 6.03 | Residential | Yes | Behind the Meter | Net-metered residential rooftop and canopy |  | None | Vision Solar LLC | PSE&G | Accepted | 2020-09-09 | 2020-09-14 | 2021-10-30 | HANWHA Q-CELLS | Q.PEAK DUO-G6+ 335 | Solar Panels |  | 0.335 | 9 | 104 | 36 |  | Fixed | Roof
NJSTRE1545569167 |  | Transition Incentive Program | Hackensack | 7601 | 7 | 6.03 | Residential | Yes | Behind the Meter | Net-metered residential rooftop and canopy |  | None | Vision Solar LLC | PSE&G | Accepted | 2020-09-09 | 2020-09-14 | 2021-10-30 | HANWHA Q-CELLS | Q.PEAK DUO-G6+ 335 | Solar Panels |  | 0.335 | 1 | 284 | 10 |  | Fixed | Roof
NJSTRE1545569230 |  | Transition Incentive Program | Haddon Heights | 8035 | 14 | 3.02 | Residential | Yes | Behind the Meter | Net-metered residential rooftop and canopy |  | None | Vision Solar LLC | PSE&G | Accepted | 2020-09-09 | 2020-09-14 | 2021-10-30 | HANWHA Q-CELLS | Q.PEAK DUO-G6+ 335 | Solar Panels |  | 0.335 | 7 | 163 | 28 |  | Fixed | Roof
NJSTRE1545569254 |  | Transition Incentive Program | Fair lawn | 7410 | 7 | 6.03 | Residential | Yes | Behind the Meter | Net-metered residential rooftop and canopy |  | PSEG | Vision Solar LLC | PSE&G | Accepted | 2020-09-09 | 2020-09-14 | 2021-10-30 | HANWHA Q-CELLS | Q.PEAK DUO-G6+ 335 | Solar Panels |  | 0.335 | 8 | 160 | 12 |  | Fixed | Roof
NJSTRE1545569263 |  | Transition Incentive Program | Carteret | 7008 | 11 | 7.35 | Residential | Yes | Behind the Meter | Net-metered residential rooftop and canopy |  | None | Pro Custom Solar dba Momentum Solar | PSE&G | Accepted | 2020-09-09 | 2020-09-14 | 2021-10-30 | LG ELECTRONICS | LG 350N1C-V5 | Solar Panels |  | 0.35 | 9 | 100 | 23 |  | Fixed | Roof
NJSTRE1545569240 |  | Transition Incentive Program | Monroeville | 8343 | 16 | 12.8 | Residential | Yes | Behind the Meter | Net-metered residential rooftop and canopy |  | None | RCL Enterprises Inc. | AC Electric | Accepted | 2020-09-09 | 2020-09-14 | 2021-10-30 | Trina Solar | TSM-320DD06M | Solar Panels |  | 0.32 | 40 | 215 | 34 |  | Fixed | Pole
NJSTRE1545569270 |  | Transition Incentive Program | Egg Harbor City | 8215 | 19 | 17.52 | Residential | No | Behind the Meter | Net-metered residential rooftop and canopy |  | None | Castle Energy, LLC | AC Electric | Accepted | 2020-09-09 | 2020-09-14 | 2021-10-30 | REC Solar | REC365AA | Solar Panels |  | 0.365 | 16 | 222 | 20 |  | Fixed | Roof
NJSTRE1545570517 |  | Transition Incentive Program | West Paterson Boro | 7424 | 6 | 13.6 | Residential | Yes | Behind the Meter | Net-metered residential rooftop and canopy |  | None | Tesla Energy Operations Inc. | PSE&G | Accepted | 2020-09-09 | 2020-09-14 | 2021-10-30 | Hanwha Q-CELLS | Q.Peak DUO BLK-G6+ 340 | Solar Panels |  | 0.34 | 15 | 264 | 23 |  | Fixed | Roof
NJSTRE1545572494 |  | Transition Incentive Program | West Deptford | 8086 | 15 | 18.3 | Residential | Yes | Behind the Meter | Net-metered residential rooftop and canopy |  | None | Sunrun Installation Services, Inc. | PSE&G | Accepted | 2020-09-09 | 2020-09-14 | 2021-10-30 | LONGi Green Energy Technology Co Ltd | LR6-60HPB-305M | Solar Panels |  | 0.305 | 34 | 72 | 18 |  | Fixed | Roof
NJSTRE1545572829 |  | Transition Incentive Program | Berlin | 8009 | 14 | 8.04 | Residential | Yes | Behind the Meter | Net-metered residential rooftop and canopy |  | None | Vision Solar LLC | AC Electric | Accepted | 2020-09-09 | 2020-09-14 | 2021-10-30 | HANWHA Q-CELLS | Q.PEAK DUO-G6+ 335 | Solar Panels |  | 0.335 | 8 | 182 | 20 |  | Fixed | Roof
NJSTRE1545572834 |  | Transition Incentive Program | Somerville | 8876 | 5 | 12.24 | Residential | No | Behind the Meter | Net-metered residential rooftop and canopy |  | PSEG | Maier Solar Engineering dba Solar Me | PSE&G | Accepted | 2020-09-09 | 2020-09-14 | 2021-10-30 | Hanwha | Q.CELL DUO BLK-G6 340W | Solar Panels |  | 0.34 | 16 | 95 | 45 |  | Fixed | Roof
NJSTRE1545572838 |  | Transition Incentive Program | Mt. Laurel | 8054 | 13 | 7.82 | Residential | No | Behind the Meter | Net-metered residential rooftop and canopy |  | None | Impact Solar LLC | PSE&G | Accepted | 2020-09-09 | 2020-09-14 | 2021-10-30 | hanwha | Q.PEAKDUO-G5340 | Solar Panels |  | 0.34 | 4 | 185 | 44 |  | Fixed | Roof
NJSTRE1545572846 |  | Transition Incentive Program | WILLINGBORO | 8046 | 13 | 13.12 | Residential | No | Behind the Meter | Net-metered residential rooftop and canopy |  | None | Orbit Energy & Power, LLC | PSE&G | Accepted | 2020-09-09 | 2020-09-14 | 2021-10-30 | HANWHA | Q PEAK CELLS 320 W | Solar Panels |  | 0.32 | 20 | 147 | 38 |  | Fixed | Roof
NJSTRE1545574426 |  | Transition Incentive Program | SOMERDALE | 8083 | 14 | 14.81 | Residential | No | Behind the Meter | Net-metered residential rooftop and canopy |  | None | Suntuity Solar LLC | PSE&G | Accepted | 2020-09-10 | 2020-09-14 | 2021-10-30 | Longi | LR6-60HPB-315M | Solar Panels |  | 0.315 | 13 | 55 | 24 |  | Fixed | Roof
NJSTRE1545574428 |  | Transition Incentive Program | MOUNT ROYAL | 8061 | 15 | 5.99 | Residential | No | Behind the Meter | Net-metered residential rooftop and canopy |  | None | Suntuity Solar LLC | AC Electric | Accepted | 2020-09-10 | 2020-09-14 | 2021-10-30 | Longi | LR6-60HPB-315M | Solar Panels |  | 0.315 | 8 | 49 | 34 |  | Fixed | Roof
NJSTRE1545574454 |  | Transition Incentive Program | Centerton | 8318 | 16 | 5.7 | Residential | No | Behind the Meter | Net-metered residential rooftop and canopy |  | None | Vision Solar LLC | AC Electric | Accepted | 2020-09-10 | 2020-09-14 | 2021-10-30 | HANWHA Q-CELLS | Q.PEAK DUO-G6+ 335 | Solar Panels |  | 0.335 | 17 | 272 | 28 |  | Fixed | Roof
NJSTRE1545574463 |  | Transition Incentive Program | Audubon | 8106 | 14 | 7.19 | Residential | Yes | Behind the Meter | Net-metered residential rooftop and canopy |  | None | Vision Solar LLC | PSE&G | Accepted | 2020-09-10 | 2020-09-14 | 2021-10-30 | SUNPOWER | SPR-E20-327-E-AC | Solar Panels |  | 0.327 | 17 | 140 | 35 |  | Fixed | Roof
NJSTRE1545574509 |  | Transition Incentive Program | Wenonah | 8090 | 15 | 7.48 | Residential | Yes | Behind the Meter | Net-metered residential rooftop and canopy |  | None | Trinity Solar | PSE&G | Accepted | 2020-09-10 | 2020-09-14 | 2021-10-30 | Hanwha | Q.PEAK DUO BLK-G6 340 | Solar Panels |  | 0.34 | 4 | 122 | 23 |  | Fixed | Roof
NJSTRE1545569239 |  | Transition Incentive Program | Clifton | 7013 | 6 | 7.92 | Residential | No | Behind the Meter | Net-metered residential rooftop and canopy |  | None | SunnyMac LLC | PSE&G | Accepted | 2020-09-09 | 2020-09-14 | 2021-10-30 | REC | 360AA Blk | Solar Panels |  | 0.36 | 10 | 257 | 23 |  | Fixed | Roof
NJSTRE1545570064 |  | Transition Incentive Program | Elmwood Park | 7407 | 7 | 8.75 | Residential | No | Behind the Meter | Net-metered residential rooftop and canopy |  | None | Pro Custom Solar dba Momentum Solar | PSE&G | Accepted | 2020-09-09 | 2020-09-14 | 2021-10-30 | LG | LG 350N1C-V5 | Solar Panels |  | 0.35 | 13 | 160 | 16 |  | Fixed | Roof
NJSTRE1545570252 |  | Transition Incentive Program | Allentown (Hamilton Twp.) | 8501 | 17 | 6.3 | Residential | No | Behind the Meter | Net-metered residential rooftop and canopy |  | None | Kopp Electric Company | PSE&G | Accepted | 2020-09-09 | 2020-09-14 | 2021-10-30 | CertainTeed | CT315HC11-04 | Solar Panels |  | 0.315 | 5 | 168 | 40 |  | Fixed | Roof
NJSTRE1545570517 |  | Transition Incentive Program | West Paterson Boro | 7424 | 6 | 13.6 | Residential | Yes | Behind the Meter | Net-metered residential rooftop and canopy |  | None | Tesla Energy Operations Inc. | PSE&G | Accepted | 2020-09-09 | 2020-09-14 | 2021-10-30 | Hanwha Q-CELLS | Q.Peak DUO BLK-G6+ 340 | Solar Panels |  | 0.34 | 25 | 84 | 23 |  | Fixed | Roof
NJSTRE1545571248 |  | Transition Incentive Program | Waterford | 8089 | 14 | 11.38 | Residential | No | Behind the Meter | Net-metered residential rooftop and canopy |  | None | SunnyMac LLC | AC Electric | Accepted | 2020-09-09 | 2020-09-14 | 2021-10-30 | REC | TwinPeak 2 Mono | Solar Panels |  | 0.325 | 11 | 289 | 23 |  | Fixed | Roof
NJSTRE1545572312 |  | Transition Incentive Program | Paterson | 7503 | 6 | 6.03 | Residential | Yes | Behind the Meter | Net-metered residential rooftop and canopy |  | None | Vision Solar LLC | PSE&G | Accepted | 2020-09-09 | 2020-09-14 | 2021-10-30 | HANWHA Q-CELLS | Q.PEAK DUO-G6+ 335 | Solar Panels |  | 0.335 | 6 | 216 | 12 |  | Fixed | Roof
NJSTRE1545572829 |  | Transition Incentive Program | Berlin | 8009 | 14 | 8.04 | Residential | Yes | Behind the Meter | Net-metered residential rooftop and canopy |  | None | Vision Solar LLC | AC Electric | Accepted | 2020-09-09 | 2020-09-14 | 2021-10-30 | HANWHA Q-CELLS | Q.PEAK DUO-G6+ 335 | Solar Panels |  | 0.335 | 8 | 2 | 20 |  | Fixed | Roof
NJSTRE1545572838 |  | Transition Incentive Program | Mt. Laurel | 8054 | 13 | 7.82 | Residential | No | Behind the Meter | Net-metered residential rooftop and canopy |  | None | Impact Solar LLC | PSE&G | Accepted | 2020-09-09 | 2020-09-14 | 2021-10-30 | hanwha | Q.PEAKDUO-G5340 | Solar Panels |  | 0.34 | 10 | 95 | 31 |  | Fixed | Roof
NJSTRE1545572892 |  | Transition Incentive Program | Bergenfield | 7621 | 7 | 8.05 | Residential | Yes | Behind the Meter | Net-metered residential rooftop and canopy |  | None | Pro Custom Solar dba Momentum Solar | PSE&G | Accepted | 2020-09-09 | 2020-09-14 | 2021-10-30 | LG ELECTRONICS | LG 350N1C-V5 | Solar Panels |  | 0.35 | 5 | 90 | 17 |  | Fixed | Roof
NJSTRE1545572921 |  | Transition Incentive Program | Kresson | 8053 | 13 | 12.51 | Residential | No | Behind the Meter | Net-metered residential rooftop and canopy |  | None | Tesla Energy Operations Inc. | AC Electric | Accepted | 2020-09-09 | 2020-09-14 | 2021-10-30 | Tesla | SR60T1 | Solar Panels |  | 0.05847 | 56 | 264 | 40 |  | Fixed | Roof
NJSTRE1545572970 |  | Transition Incentive Program | Shamong | 8088 | 13 | 8.8 | Residential | No | Behind the Meter | Net-metered residential rooftop and canopy |  | None | R U Bright LLC | AC Electric | Accepted | 2020-09-09 | 2020-09-14 | 2021-10-30 | Axitec | AC-400MH/144S | Solar Panels |  | 0.4 | 22 | 194 | 45 |  | Fixed | Roof
NJSTRE1545572972 |  | Transition Incentive Program | Bergenfield | 7621 | 7 | 9.1 | Residential | Yes | Behind the Meter | Net-metered residential rooftop and canopy |  | None | Vivint Solar Developer, LLC | PSE&G | Accepted | 2020-09-14 | 2020-09-15 | 2021-10-30 | JINKO SOLAR | JKM325M-60HBL | Solar Panels |  | 0.325 | 14 | 270 | 35 |  | Fixed | Roof
NJSTRE1545574427 |  | Transition Incentive Program | BELLMAWR | 8031 | 14 | 8.51 | Residential | Yes | Behind the Meter | Net-metered residential rooftop and canopy |  | None | Suntuity Solar LLC | PSE&G | Accepted | 2020-09-10 | 2020-09-14 | 2021-10-30 | Longi | LR6-60HPB-315M | Solar Panels |  | 0.315 | 24 | 160 | 35 |  | Fixed | Roof
NJSTRE1545569270 |  | Transition Incentive Program | Egg Harbor City | 8215 | 19 | 17.52 | Residential | No | Behind the Meter | Net-metered residential rooftop and canopy |  | None | Castle Energy, LLC | AC Electric | Accepted | 2020-09-09 | 2020-09-14 | 2021-10-30 | REC Solar | REC365AA | Solar Panels |  | 0.365 | 8 | 132 | 20 |  | Fixed | Roof
NJSTRE1545570235 |  | Transition Incentive Program | GREAT MEADOWS | 7838 | 2 | 2.01 | Residential | No | Behind the Meter | Net-metered residential ground mount |  | None | Vision Solar LLC | JCP&L | Accepted | 2020-09-09 | 2020-09-14 | 2021-10-30 | HANWHA Q-CELLS | Q.PEAK DUO-G6+ 335 | Solar Panels |  | 0.335 | 6 | 174 | 30 |  | Fixed | Ground
NJSTRE1545571849 |  | Transition Incentive Program | Somerville | 8876 | 5 | 7.7 | Residential | Yes | Behind the Meter | Net-metered residential rooftop and canopy |  | None | Pro Custom Solar dba Momentum Solar | PSE&G | Accepted | 2020-09-09 | 2020-09-14 | 2021-10-30 | LG ELECTRONICS | LG 350N1C-V5 | Solar Panels |  | 0.35 | 10 | 285 | 24 |  | Fixed | Roof
NJSTRE1545572846 |  | Transition Incentive Program | WILLINGBORO | 8046 | 13 | 13.12 | Residential | No | Behind the Meter | Net-metered residential rooftop and canopy |  | None | Orbit Energy & Power, LLC | PSE&G | Accepted | 2020-09-09 | 2020-09-14 | 2021-10-30 | HANWHA | Q PEAK CELLS 320 W | Solar Panels |  | 0.32 | 21 | 327 | 38 |  | Fixed | Roof
NJSTRE1545574427 |  | Transition Incentive Program | BELLMAWR | 8031 | 14 | 8.51 | Residential | Yes | Behind the Meter | Net-metered residential rooftop and canopy |  | None | Suntuity Solar LLC | PSE&G | Accepted | 2020-09-10 | 2020-09-14 | 2021-10-30 | Longi | LR6-60HPB-315M | Solar Panels |  | 0.315 | 3 | 340 | 35 |  | Fixed | Roof
NJSTRE1545574440 |  | Transition Incentive Program | Woodbury | 8096 | 15 | 13.4 | Residential | Yes | Behind the Meter | Net-metered residential rooftop and canopy |  | None | Vision Solar LLC | PSE&G | Accepted | 2020-09-10 | 2020-09-14 | 2021-10-30 | HANWHA Q-CELLS | Q.PEAK DUO-G6+ 335 | Solar Panels |  | 0.335 | 25 | 119 | 38 |  | Fixed | Roof
NJSTRE1545574526 |  | Transition Incentive Program | Newark | 7112 | 9 | 6.03 | Residential | Yes | Behind the Meter | Net-metered residential rooftop and canopy |  | None | Vision Solar LLC | PSE&G | Accepted | 2020-09-10 | 2020-09-14 | 2021-10-30 | HANWHA Q-CELLS | Q.PEAK DUO-G6+ 335 | Solar Panels |  | 0.335 | 14 | 216 | 12 |  | Fixed | Roof
NJSTRE1545574554 |  | Transition Incentive Program | Moonachie | 7074 | 7 | 7.14 | Residential | Yes | Behind the Meter | Net-metered residential rooftop and canopy |  | None | Trinity Solar | PSE&G | Accepted | 2020-09-10 | 2020-09-14 | 2021-10-30 | Hanwha | Q.PEAK DUO BLK-G6 340 | Solar Panels |  | 0.34 | 6 | 93 | 14 |  | Fixed | Roof
NJSTRE1545574568 |  | Transition Incentive Program | Toms River | 8755 | 18 | 9.86 | Residential | Yes | Behind the Meter | Net-metered residential rooftop and canopy |  | None | Trinity Solar | JCP&L | Accepted | 2020-09-10 | 2020-09-14 | 2021-10-30 | HANWHA 340 (Q.PEAK DUO BLK-G6 340) | HANWHA 340 (Q.PEAK DUO BLK-G6 340) | Solar Panels |  | 0.34 | 12 | 283 | 23 |  | Fixed | Roof
NJSTRE1545574588 |  | Transition Incentive Program | Pennsville | 8070 | 16 | 7.82 | Residential | Yes | Behind the Meter | Net-metered residential rooftop and canopy |  | None | Trinity Solar | AC Electric | Accepted | 2020-09-10 | 2020-09-14 | 2021-10-30 | HANWHA 340 (Q.PEAK DUO BLK-G6 340) | HANWHA 340 (Q.PEAK DUO BLK-G6 340) | Solar Panels |  | 0.34 | 23 | 173 | 14 |  | Fixed | Roof
NJSTRE1545574577 |  | Transition Incentive Program | Cherry Hill | 8002 | 14 | 27.72 | School Other | No | Behind the Meter | Net-metered non-residential rooftop and canopy |  | None | Spectacular Solar | PSE&G | Final As-Built Received | 2020-09-10 | 2020-09-14 | 2021-10-30 | Axitec | AC-385MH/144S | Solar Panels |  | 0.385 | 72 | 270 | 5 |  | Fixed | Roof
NJSTRE1545574592 |  | Transition Incentive Program | New milford | 7646 | 7 | 6.7 | Residential | Yes | Behind the Meter | Net-metered residential rooftop and canopy |  | None | Vision Solar LLC | PSE&G | Accepted | 2020-09-10 | 2020-09-18 | 2021-10-30 | HANWHA Q-CELLS | Q.PEAK DUO-G6+ 335 | Solar Panels |  | 0.335 | 2 | 184 | 17 |  | Fixed | Roof
NJSTRE1545574596 |  | Transition Incentive Program | Tuckerton | 8087 | 18 | 9.75 | Residential | No | Behind the Meter | Net-metered residential rooftop and canopy |  | None | Sun Up Zero Down | AC Electric | Accepted | 2020-09-15 | 2020-09-15 | 2021-10-30 | Trina | TSM-325DE06M(II) | Solar Panels |  | 0.325 | 30 | 230 | 22 |  | Fixed | Roof
NJSTRE1545569131 |  | Transition Incentive Program | Egg Harbor Township | 8234 | 19 | 9.6 | Residential | Yes | Behind the Meter | Net-metered residential rooftop and canopy |  | None | RCL Enterprises Inc. | AC Electric | Accepted | 2020-09-09 | 2020-09-11 | 2021-10-30 | Trina Solar | TSM-320DD06M | Solar Panels |  | 0.32 | 6 | 201 | 40 |  | Fixed | Roof
NJSTRE1545569211 |  | Transition Incentive Program | Toms River | 8753 | 18 | 4.69 | Residential | Yes | Behind the Meter | Net-metered residential rooftop and canopy |  | None | Vision Solar LLC | JCP&L | Accepted | 2020-09-09 | 2020-09-14 | 2021-10-30 | HANWHA Q-CELLS | Q.PEAK DUO-G6+ 335 | Solar Panels |  | 0.335 | 14 | 212 | 20 |  | Fixed | Roof
NJSTRE1545569196 |  | Transition Incentive Program | TRENTON | 8629 | 12 | 4.76 | Residential | Yes | Behind the Meter | Net-metered residential rooftop and canopy |  | None | Trinity Solar | PSE&G | Accepted | 2020-09-09 | 2020-09-14 | 2021-10-30 | HANWHA | Q.PEAK DUO BLK-G6 340 | Solar Panels |  | 0.34 | 3 | 158 | 28 |  | Fixed | Roof
NJSTRE1545569254 |  | Transition Incentive Program | Fair lawn | 7410 | 7 | 6.03 | Residential | Yes | Behind the Meter | Net-metered residential rooftop and canopy |  | PSEG | Vision Solar LLC | PSE&G | Accepted | 2020-09-09 | 2020-09-14 | 2021-10-30 | HANWHA Q-CELLS | Q.PEAK DUO-G6+ 335 | Solar Panels |  | 0.335 | 6 | 340 | 12 |  | Fixed | Roof
NJSTRE1545569254 |  | Transition Incentive Program | Fair lawn | 7410 | 7 | 6.03 | Residential | Yes | Behind the Meter | Net-metered residential rooftop and canopy |  | PSEG | Vision Solar LLC | PSE&G | Accepted | 2020-09-09 | 2020-09-14 | 2021-10-30 | HANWHA Q-CELLS | Q.PEAK DUO-G6+ 335 | Solar Panels |  | 0.335 | 4 | 161 | 10 |  | Fixed | Roof
NJSTRE1545570064 |  | Transition Incentive Program | Elmwood Park | 7407 | 7 | 8.75 | Residential | No | Behind the Meter | Net-metered residential rooftop and canopy |  | None | Pro Custom Solar dba Momentum Solar | PSE&G | Accepted | 2020-09-09 | 2020-09-14 | 2021-10-30 | LG | LG 350N1C-V5 | Solar Panels |  | 0.35 | 8 | 340 | 16 |  | Fixed | Roof
NJSTRE1545572829 |  | Transition Incentive Program | Berlin | 8009 | 14 | 8.04 | Residential | Yes | Behind the Meter | Net-metered residential rooftop and canopy |  | None | Vision Solar LLC | AC Electric | Accepted | 2020-09-09 | 2020-09-14 | 2021-10-30 | HANWHA Q-CELLS | Q.PEAK DUO-G6+ 335 | Solar Panels |  | 0.335 | 4 | 1 | 20 |  | Fixed | Roof
NJSTRE1545572829 |  | Transition Incentive Program | Berlin | 8009 | 14 | 8.04 | Residential | Yes | Behind the Meter | Net-metered residential rooftop and canopy |  | None | Vision Solar LLC | AC Electric | Accepted | 2020-09-09 | 2020-09-14 | 2021-10-30 | HANWHA Q-CELLS | Q.PEAK DUO-G6+ 335 | Solar Panels |  | 0.335 | 4 | 181 | 20 |  | Fixed | Roof
NJSTRE1545572840 |  | Transition Incentive Program | woodbury heights | 8097 | 15 | 11.84 | Residential | No | Behind the Meter | Net-metered residential rooftop and canopy |  | None | Orbit Energy & Power, LLC | PSE&G | Accepted | 2020-09-09 | 2020-09-14 | 2021-10-30 | hanwha qcells | qpeak 320w | Solar Panels |  | 0.32 | 16 | 84 | 23 |  | Fixed | Roof
NJSTRE1545572840 |  | Transition Incentive Program | woodbury heights | 8097 | 15 | 11.84 | Residential | No | Behind the Meter | Net-metered residential rooftop and canopy |  | None | Orbit Energy & Power, LLC | PSE&G | Accepted | 2020-09-09 | 2020-09-14 | 2021-10-30 | enphase | iq7-60-2-us | Solar Panels |  | 0.32 | 11 | 264 | 23 |  | Fixed | Roof
NJSTRE1545572877 |  | Transition Incentive Program | Passaic | 7055 | 6 | 4.55 | Residential | Yes | Behind the Meter | Net-metered residential rooftop and canopy |  | None | Pro Custom Solar dba Momentum Solar | PSE&G | Accepted | 2020-09-09 | 2020-09-14 | 2021-10-30 | LG ELECTRONICS | LG 350N1C-V5 | Solar Panels |  | 0.35 | 8 | 216 | 37 |  | Fixed | Roof
NJSTRE1545572877 |  | Transition Incentive Program | Passaic | 7055 | 6 | 4.55 | Residential | Yes | Behind the Meter | Net-metered residential rooftop and canopy |  | None | Pro Custom Solar dba Momentum Solar | PSE&G | Accepted | 2020-09-09 | 2020-09-14 | 2021-10-30 | LG ELECTRONICS | LG 350N1C-V5 | Solar Panels |  | 0.35 | 5 | 36 | 37 |  | Fixed | Roof
NJSTRE1545572892 |  | Transition Incentive Program | Bergenfield | 7621 | 7 | 8.05 | Residential | Yes | Behind the Meter | Net-metered residential rooftop and canopy |  | None | Pro Custom Solar dba Momentum Solar | PSE&G | Accepted | 2020-09-09 | 2020-09-14 | 2021-10-30 | LG ELECTRONICS | LG 350N1C-V5 | Solar Panels |  | 0.35 | 18 | 270 | 17 |  | Fixed | Roof
NJSTRE1545572921 |  | Transition Incentive Program | Kresson | 8053 | 13 | 12.51 | Residential | No | Behind the Meter | Net-metered residential rooftop and canopy |  | None | Tesla Energy Operations Inc. | AC Electric | Accepted | 2020-09-09 | 2020-09-14 | 2021-10-30 | Tesla | SR60T1 | Solar Panels |  | 0.05847 | 29 | 354 | 33 |  | Fixed | Roof
NJSTRE1545572921 |  | Transition Incentive Program | Kresson | 8053 | 13 | 12.51 | Residential | No | Behind the Meter | Net-metered residential rooftop and canopy |  | None | Tesla Energy Operations Inc. | AC Electric | Accepted | 2020-09-09 | 2020-09-14 | 2021-10-30 | Tesla | SR60T1 | Solar Panels |  | 0.05847 | 23 | 174 | 33 |  | Fixed | Roof
NJSTRE1545572921 |  | Transition Incentive Program | Kresson | 8053 | 13 | 12.51 | Residential | No | Behind the Meter | Net-metered residential rooftop and canopy |  | None | Tesla Energy Operations Inc. | AC Electric | Accepted | 2020-09-09 | 2020-09-14 | 2021-10-30 | Tesla | SR60T1 | Solar Panels |  | 0.05847 | 106 | 84 | 40 |  | Fixed | Roof
NJSTRE1545572963 |  | Transition Incentive Program | MONTVILLE | 7045 | 3 | 12.68 | Residential | Yes | Behind the Meter | Net-metered residential rooftop and canopy |  | None | Vivint Solar Developer, LLC | JCP&L | Accepted | 2020-09-14 | 2020-09-15 | 2021-10-30 | JINKO SOLAR | JKM325M-60HBL | Solar Panels |  | 0.325 | 3 | 78 | 34 |  | Fixed | Roof
NJSTRE1545572963 |  | Transition Incentive Program | MONTVILLE | 7045 | 3 | 12.68 | Residential | Yes | Behind the Meter | Net-metered residential rooftop and canopy |  | None | Vivint Solar Developer, LLC | JCP&L | Accepted | 2020-09-14 | 2020-09-15 | 2021-10-30 | JINKO SOLAR | JKM325M-60HBL | Solar Panels |  | 0.325 | 3 | 258 | 36 |  | Fixed | Roof
NJSTRE1545574429 |  | Transition Incentive Program | CARNEYS POINT | 8069 | 16 | 9.14 | Residential | Yes | Behind the Meter | Net-metered residential rooftop and canopy |  | None | Suntuity Solar LLC | AC Electric | Accepted | 2020-09-10 | 2020-09-14 | 2021-10-30 | Longi | LR6-60HPB-315M | Solar Panels |  | 0.315 | 10 | 337 | 37 |  | Fixed | Roof
NJSTRE1545574463 |  | Transition Incentive Program | Audubon | 8106 | 14 | 7.19 | Residential | Yes | Behind the Meter | Net-metered residential rooftop and canopy |  | None | Vision Solar LLC | PSE&G | Accepted | 2020-09-10 | 2020-09-14 | 2021-10-30 | SUNPOWER | SPR-E20-327-E-AC | Solar Panels |  | 0.327 | 4 | 320 | 35 |  | Fixed | Roof
NJSTRE1545574528 |  | Transition Incentive Program | Wildwood | 8260 | 21 | 4.42 | Residential | Yes | Behind the Meter | Net-metered residential rooftop and canopy |  | None | Trinity Solar | AC Electric | Accepted | 2020-09-10 | 2020-09-14 | 2021-10-30 | Hanwha | Q.PEAK DUO BLK-G6 340 | Solar Panels |  | 0.34 | 13 | 137 | 34 |  | Fixed | Roof
NJSTRE1545574526 |  | Transition Incentive Program | Newark | 7112 | 9 | 6.03 | Residential | Yes | Behind the Meter | Net-metered residential rooftop and canopy |  | None | Vision Solar LLC | PSE&G | Accepted | 2020-09-10 | 2020-09-14 | 2021-10-30 | HANWHA Q-CELLS | Q.PEAK DUO-G6+ 335 | Solar Panels |  | 0.335 | 1 | 306 | 35 |  | Fixed | Roof
NJSTRE1545574587 |  | Transition Incentive Program | Plainfield | 7060 | 10 | 9.18 | Residential | Yes | Behind the Meter | Net-metered residential rooftop and canopy |  | None | Trinity Solar | PSE&G | Accepted | 2020-09-10 | 2020-09-14 | 2021-10-30 | Hanwha | Q.PEAK DUO BLK-G6 340 | Solar Panels |  | 0.34 | 27 | 178 | 21 |  | Fixed | Roof
NJSTRE1545574592 |  | Transition Incentive Program | New milford | 7646 | 7 | 6.7 | Residential | Yes | Behind the Meter | Net-metered residential rooftop and canopy |  | None | Vision Solar LLC | PSE&G | Accepted | 2020-09-10 | 2020-09-18 | 2021-10-30 | HANWHA Q-CELLS | Q.PEAK DUO-G6+ 335 | Solar Panels |  | 0.335 | 2 | 274 | 14 |  | Fixed | Roof
NJSTRE1545574612 |  | Transition Incentive Program | Wall Township | 7719 | 17 | 10.54 | Residential | Yes | Behind the Meter | Net-metered residential rooftop and canopy |  | None | Trinity Solar | JCP&L | Accepted | 2020-09-10 | 2020-09-14 | 2021-10-30 | HANWHA 340 (Q.PEAK DUO BLK-G6 340) | HANWHA 340 (Q.PEAK DUO BLK-G6 340) | Solar Panels |  | 0.34 | 7 | 292 | 37 |  | Fixed | Roof
NJSTRE1545574659 |  | Transition Incentive Program | Bridgewater TWP | 8807 | 5 | 8.16 | Residential | No | Behind the Meter | Net-metered residential rooftop and canopy |  | None | Tesla Energy Operations Inc. | PSE&G | Accepted | 2020-09-10 | 2020-09-15 | 2021-10-30 | Hanwha Q-CELLS | Q.Peak DUO BLK-G6+ 340 | Solar Panels |  | 0.34 | 3 | 146 | 27 |  | Fixed | Roof
NJSTRE1545574460 |  | Transition Incentive Program | Willingb | 8046 | 13 | 7.26 | Residential | No | Behind the Meter | Net-metered residential rooftop and canopy |  | None | Posigen NJ LLC | PSE&G | Accepted | 2020-09-10 | 2020-09-14 | 2021-10-30 | Silfab | SIL330HL | Solar Panels |  | 0.33 | 22 | 84264 | 18 |  | Fixed | Roof
NJSTRE1545574509 |  | Transition Incentive Program | Wenonah | 8090 | 15 | 7.48 | Residential | Yes | Behind the Meter | Net-metered residential rooftop and canopy |  | None | Trinity Solar | PSE&G | Accepted | 2020-09-10 | 2020-09-14 | 2021-10-30 | Hanwha | Q.PEAK DUO BLK-G6 340 | Solar Panels |  | 0.34 | 18 | 122 | 23 |  | Fixed | Roof
NJSTRE1545574522 |  | Transition Incentive Program | Paterson | 7501 | 6 | 10.2 | Residential | Yes | Behind the Meter | Net-metered residential rooftop and canopy |  | None | Trinity Solar | PSE&G | Accepted | 2020-09-10 | 2020-09-14 | 2021-10-30 | HANWHA 340 (Q.PEAK DUO BLK-G6 340) | HANWHA 340 (Q.PEAK DUO BLK-G6 340) | Solar Panels |  | 0.34 | 16 | 273 | 34 |  | Fixed | Roof
NJSTRE1545574526 |  | Transition Incentive Program | Newark | 7112 | 9 | 6.03 | Residential | Yes | Behind the Meter | Net-metered residential rooftop and canopy |  | None | Vision Solar LLC | PSE&G | Accepted | 2020-09-10 | 2020-09-14 | 2021-10-30 | HANWHA Q-CELLS | Q.PEAK DUO-G6+ 335 | Solar Panels |  | 0.335 | 2 | 36 | 35 |  | Fixed | Roof
NJSTRE1545574554 |  | Transition Incentive Program | Moonachie | 7074 | 7 | 7.14 | Residential | Yes | Behind the Meter | Net-metered residential rooftop and canopy |  | None | Trinity Solar | PSE&G | Accepted | 2020-09-10 | 2020-09-14 | 2021-10-30 | Hanwha | Q.PEAK DUO BLK-G6 340 | Solar Panels |  | 0.34 | 6 | 4 | 21 |  | Fixed | Roof
NJSTRE1545574564 |  | Transition Incentive Program | Hamilton | 8619 | 12 | 3.69 | Residential | Yes | Behind the Meter | Net-metered residential rooftop and canopy |  | None | Vision Solar LLC | PSE&G | Accepted | 2020-09-10 | 2020-09-14 | 2021-10-30 | HANWHA Q-CELLS | Q.PEAK DUO-G6+ 335 | Solar Panels |  | 0.335 | 11 | 148 | 33 |  | Fixed | Roof
NJSTRE1545574629 |  | Transition Incentive Program | Wharton | 7885 | 3 | 5.7 | Residential | Yes | Behind the Meter | Net-metered residential rooftop and canopy |  | None | Vision Solar LLC | JCP&L | Accepted | 2020-09-10 | 2020-09-14 | 2021-10-30 | HANWHA Q-CELLS | Q.PEAK DUO-G6+ 335 | Solar Panels |  | 0.335 | 13 | 251 | 33 |  | Fixed | Roof
NJSTRE1545574636 |  | Transition Incentive Program | Brick | 8723 | 18 | 11.2 | Residential | Yes | Behind the Meter | Net-metered residential rooftop and canopy |  | None | Trinity Solar | JCP&L | Accepted | 2020-09-10 | 2020-09-14 | 2021-10-30 | Hanwha | Q.PEAK DUO BLK-G5 320 | Solar Panels |  | 0.32 | 15 | 93 | 34 |  | Fixed | Roof
NJSTRE1545574673 |  | Transition Incentive Program | Rahway | 7065 | 10 | 11.1 | Residential | No | Behind the Meter | Net-metered residential rooftop and canopy |  | None | Whitman Construction, LLC | PSE&G | Accepted | 2020-09-10 | 2020-09-14 | 2021-10-30 | SOLARIA POWER | XT-370R-PD | Solar Panels |  | 0.37 | 14 | 139 | 20 |  | Fixed | Roof
NJSTRE1545574623 |  | Transition Incentive Program | Barnegat | 8005 | 18 | 8.28 | Residential | No | Behind the Meter | Net-metered residential rooftop and canopy |  | None | Kamtech Solar Solutions | JCP&L | Accepted | 2020-09-10 | 2020-09-14 | 2021-10-30 | Sunpower | SPR-X22-360-E-AC | Solar Panels |  | 0.36 | 14 | 230 | 45 |  | Fixed | Roof
NJSTRE1545574685 |  | Transition Incentive Program | Brick | 8724 | 18 | 5.7 | Residential | Yes | Behind the Meter | Net-metered residential rooftop and canopy |  | None | Trinity Solar | JCP&L | Accepted | 2020-09-10 | 2020-09-14 | 2021-10-30 | Hanwha | Q.PEAK DUO BLK-G6 335 | Solar Panels |  | 0.335 | 14 | 150 | 16 |  | Fixed | Roof
NJSTRE1545574730 |  | Transition Incentive Program | WEST MILFORD | 7480 | 6 | 7.48 | Residential | Yes | Behind the Meter | Net-metered residential rooftop and canopy |  | None | Vivint Solar Developer, LLC | Orange Rockland Electric | Accepted | 2020-09-23 | 2020-09-23 | 2021-10-30 | JINKO SOLAR | JKM325M-60HBL | Solar Panels |  | 0.325 | 15 | 287 | 27 |  | Fixed | Roof
NJSTRE1545574755 |  | Transition Incentive Program | LINDEN | 7036 | 10 | 7.48 | Residential | Yes | Behind the Meter | Net-metered residential rooftop and canopy |  | None | Vivint Solar Developer, LLC | PSE&G | Accepted | 2020-09-15 | 2020-09-16 | 2021-10-30 | JINKO SOLAR | JKM325M-60HBL | Solar Panels |  | 0.325 | 3 | 216 | 36 |  | Fixed | Roof
NJSTRE1545574526 |  | Transition Incentive Program | Newark | 7112 | 9 | 6.03 | Residential | Yes | Behind the Meter | Net-metered residential rooftop and canopy |  | None | Vision Solar LLC | PSE&G | Accepted | 2020-09-10 | 2020-09-14 | 2021-10-30 | HANWHA Q-CELLS | Q.PEAK DUO-G6+ 335 | Solar Panels |  | 0.335 | 1 | 126 | 35 |  | Fixed | Roof
NJSTRE1545574537 |  | Transition Incentive Program | Williamstown | 8094 | 15 | 5.44 | Residential | No | Behind the Meter | Net-metered residential rooftop and canopy |  | None | Trinity Solar | AC Electric | Accepted | 2020-09-10 | 2020-09-22 | 2021-10-30 | Hanwha | Q.PEAK DUO BLK-G6 340 | Solar Panels |  | 0.34 | 16 | 173 | 30 |  | Fixed | Roof
NJSTRE1545574543 |  | Transition Incentive Program | Paterson | 7501 | 6 | 5.44 | Residential | Yes | Behind the Meter | Net-metered residential rooftop and canopy |  | None | Trinity Solar | PSE&G | Accepted | 2020-09-10 | 2020-09-14 | 2021-10-30 | HANWHA 340 (Q.PEAK DUO BLK-G6 340) | HANWHA 340 (Q.PEAK DUO BLK-G6 340) | Solar Panels |  | 0.34 | 8 | 273 | 34 |  | Fixed | Roof
NJSTRE1545574568 |  | Transition Incentive Program | Toms River | 8755 | 18 | 9.86 | Residential | Yes | Behind the Meter | Net-metered residential rooftop and canopy |  | None | Trinity Solar | JCP&L | Accepted | 2020-09-10 | 2020-09-14 | 2021-10-30 | HANWHA 340 (Q.PEAK DUO BLK-G6 340) | HANWHA 340 (Q.PEAK DUO BLK-G6 340) | Solar Panels |  | 0.34 | 5 | 283 | 23 |  | Fixed | Roof
NJSTRE1545574612 |  | Transition Incentive Program | Wall Township | 7719 | 17 | 10.54 | Residential | Yes | Behind the Meter | Net-metered residential rooftop and canopy |  | None | Trinity Solar | JCP&L | Accepted | 2020-09-10 | 2020-09-14 | 2021-10-30 | HANWHA 340 (Q.PEAK DUO BLK-G6 340) | HANWHA 340 (Q.PEAK DUO BLK-G6 340) | Solar Panels |  | 0.34 | 4 | 202 | 18 |  | Fixed | Roof
NJSTRE1545574658 |  | Transition Incentive Program | Sicklerville | 8081 | 14 | 8.5 | Residential | Yes | Behind the Meter | Net-metered residential rooftop and canopy |  | None | Trinity Solar | AC Electric | Accepted | 2020-09-10 | 2020-09-15 | 2021-10-30 | HANWHA 340 (Q.PEAK DUO BLK-G6 340) | HANWHA 340 (Q.PEAK DUO BLK-G6 340) | Solar Panels |  | 0.34 | 25 | 175 | 27 |  | Fixed | Roof
NJSTRE1545574659 |  | Transition Incentive Program | Bridgewater TWP | 8807 | 5 | 8.16 | Residential | No | Behind the Meter | Net-metered residential rooftop and canopy |  | None | Tesla Energy Operations Inc. | PSE&G | Accepted | 2020-09-10 | 2020-09-15 | 2021-10-30 | Hanwha Q-CELLS | Q.Peak DUO BLK-G6+ 340 | Solar Panels |  | 0.34 | 10 | 146 | 27 |  | Fixed | Roof
NJSTRE1545574685 |  | Transition Incentive Program | Brick | 8724 | 18 | 5.7 | Residential | Yes | Behind the Meter | Net-metered residential rooftop and canopy |  | None | Trinity Solar | JCP&L | Accepted | 2020-09-10 | 2020-09-14 | 2021-10-30 | Hanwha | Q.PEAK DUO BLK-G6 335 | Solar Panels |  | 0.335 | 3 | 150 | 16 |  | Fixed | Roof
NJSTRE1545574701 |  | Transition Incentive Program | PHILLIPSBURG | 8865 | 2 | 3.9 | Residential | Yes | Behind the Meter | Net-metered residential rooftop and canopy |  | None | Vivint Solar Developer, LLC | JCP&L | Accepted | 2020-09-15 | 2020-09-15 | 2021-10-30 | JINKO SOLAR | JKM325M-60HBL | Solar Panels |  | 0.325 | 12 | 238 | 20 |  | Fixed | Roof
NJSTRE1545574723 |  | Transition Incentive Program | Perth amboy | 8861 | 11 | 4.02 | Residential | No | Behind the Meter | Net-metered residential rooftop and canopy |  | None | Vision Solar LLC | PSE&G | Accepted | 2020-09-10 | 2020-09-14 | 2021-10-30 | HANWHA Q-CELLS | Q.PEAK DUO-G6+ 335 | Solar Panels |  | 0.335 | 8 | 113 | 38 |  | Fixed | Roof
NJSTRE1545574735 |  | Transition Incentive Program | Monroe | 8831 | 11 | 5.78 | Residential | No | Behind the Meter | Net-metered residential rooftop and canopy |  | None | Trinity Solar | JCP&L | Accepted | 2020-09-10 | 2020-09-15 | 2021-10-30 | HANWHA 340 (Q.PEAK DUO BLK-G6 340) | HANWHA 340 (Q.PEAK DUO BLK-G6 340) | Solar Panels |  | 0.34 | 6 | 242 | 38 |  | Fixed | Roof
NJSTRE1545574730 |  | Transition Incentive Program | WEST MILFORD | 7480 | 6 | 7.48 | Residential | Yes | Behind the Meter | Net-metered residential rooftop and canopy |  | None | Vivint Solar Developer, LLC | Orange Rockland Electric | Accepted | 2020-09-23 | 2020-09-23 | 2021-10-30 | JINKO SOLAR | JKM325M-60HBL | Solar Panels |  | 0.325 | 4 | 107 | 27 |  | Fixed | Roof
NJSTRE1545569263 |  | Transition Incentive Program | Carteret | 7008 | 11 | 7.35 | Residential | Yes | Behind the Meter | Net-metered residential rooftop and canopy |  | None | Pro Custom Solar dba Momentum Solar | PSE&G | Accepted | 2020-09-09 | 2020-09-14 | 2021-10-30 | LG ELECTRONICS | LG 350N1C-V5 | Solar Panels |  | 0.35 | 12 | 280 | 12 |  | Fixed | Roof
NJSTRE1545569270 |  | Transition Incentive Program | Egg Harbor City | 8215 | 19 | 17.52 | Residential | No | Behind the Meter | Net-metered residential rooftop and canopy |  | None | Castle Energy, LLC | AC Electric | Accepted | 2020-09-09 | 2020-09-14 | 2021-10-30 | REC Solar | REC365AA | Solar Panels |  | 0.365 | 8 | 312 | 20 |  | Fixed | Roof
NJSTRE1545570252 |  | Transition Incentive Program | Allentown (Hamilton Twp.) | 8501 | 17 | 6.3 | Residential | No | Behind the Meter | Net-metered residential rooftop and canopy |  | None | Kopp Electric Company | PSE&G | Accepted | 2020-09-09 | 2020-09-14 | 2021-10-30 | CertainTeed | CT315HC11-04 | Solar Panels |  | 0.315 | 13 | 168 | 18 |  | Fixed | Roof
NJSTRE1545571248 |  | Transition Incentive Program | Waterford | 8089 | 14 | 11.38 | Residential | No | Behind the Meter | Net-metered residential rooftop and canopy |  | None | SunnyMac LLC | AC Electric | Accepted | 2020-09-09 | 2020-09-14 | 2021-10-30 | REC | TwinPeak 2 Mono | Solar Panels |  | 0.325 | 24 | 109 | 23 |  | Fixed | Roof
NJSTRE1545572312 |  | Transition Incentive Program | Paterson | 7503 | 6 | 6.03 | Residential | Yes | Behind the Meter | Net-metered residential rooftop and canopy |  | None | Vision Solar LLC | PSE&G | Accepted | 2020-09-09 | 2020-09-14 | 2021-10-30 | HANWHA Q-CELLS | Q.PEAK DUO-G6+ 335 | Solar Panels |  | 0.335 | 6 | 126 | 39 |  | Fixed | Roof
NJSTRE1545572838 |  | Transition Incentive Program | Mt. Laurel | 8054 | 13 | 7.82 | Residential | No | Behind the Meter | Net-metered residential rooftop and canopy |  | None | Impact Solar LLC | PSE&G | Accepted | 2020-09-09 | 2020-09-14 | 2021-10-30 | hanwha | Q.PEAKDUO-G5340 | Solar Panels |  | 0.34 | 9 | 185 | 48 |  | Fixed | Roof
NJSTRE1545574429 |  | Transition Incentive Program | CARNEYS POINT | 8069 | 16 | 9.14 | Residential | Yes | Behind the Meter | Net-metered residential rooftop and canopy |  | None | Suntuity Solar LLC | AC Electric | Accepted | 2020-09-10 | 2020-09-14 | 2021-10-30 | Longi | LR6-60HPB-315M | Solar Panels |  | 0.315 | 9 | 157 | 37 |  | Fixed | Roof
NJSTRE1545574440 |  | Transition Incentive Program | Woodbury | 8096 | 15 | 13.4 | Residential | Yes | Behind the Meter | Net-metered residential rooftop and canopy |  | None | Vision Solar LLC | PSE&G | Accepted | 2020-09-10 | 2020-09-14 | 2021-10-30 | HANWHA Q-CELLS | Q.PEAK DUO-G6+ 335 | Solar Panels |  | 0.335 | 15 | 299 | 38 |  | Fixed | Roof
NJSTRE1545574536 |  | Transition Incentive Program | Glen Gardner | 8825 | 4 | 7.26 | Residential | No | Behind the Meter | Net-metered residential rooftop and canopy |  | None | Green Power energy | JCP&L | Accepted | 2020-09-10 | 2020-09-14 | 2021-10-30 | LG Electronics | LG330N1K-V5 | Solar Panels |  | 0.33 | 14 | 187 | 25 |  | Fixed | Roof
NJSTRE1545574554 |  | Transition Incentive Program | Moonachie | 7074 | 7 | 7.14 | Residential | Yes | Behind the Meter | Net-metered residential rooftop and canopy |  | None | Trinity Solar | PSE&G | Accepted | 2020-09-10 | 2020-09-14 | 2021-10-30 | Hanwha | Q.PEAK DUO BLK-G6 340 | Solar Panels |  | 0.34 | 3 | 273 | 14 |  | Fixed | Roof
NJSTRE1545574592 |  | Transition Incentive Program | New milford | 7646 | 7 | 6.7 | Residential | Yes | Behind the Meter | Net-metered residential rooftop and canopy |  | None | Vision Solar LLC | PSE&G | Accepted | 2020-09-10 | 2020-09-18 | 2021-10-30 | HANWHA Q-CELLS | Q.PEAK DUO-G6+ 335 | Solar Panels |  | 0.335 | 5 | 94 | 26 |  | Fixed | Roof
NJSTRE1545574592 |  | Transition Incentive Program | New milford | 7646 | 7 | 6.7 | Residential | Yes | Behind the Meter | Net-metered residential rooftop and canopy |  | None | Vision Solar LLC | PSE&G | Accepted | 2020-09-10 | 2020-09-18 | 2021-10-30 | HANWHA Q-CELLS | Q.PEAK DUO-G6+ 335 | Solar Panels |  | 0.335 | 3 | 94 | 14 |  | Fixed | Roof
NJSTRE1545574604 |  | Transition Incentive Program | Monmouth Beach | 7750 | 17 | 4.08 | Residential | Yes | Behind the Meter | Net-metered residential rooftop and canopy |  | None | Trinity Solar | JCP&L | Accepted | 2020-09-10 | 2020-09-14 | 2021-10-30 | Hanwha | Q.PEAK DUO BLK-G6 340 | Solar Panels |  | 0.34 | 12 | 165 | 14 |  | Fixed | Roof
NJSTRE1545572312 |  | Transition Incentive Program | Paterson | 7503 | 6 | 6.03 | Residential | Yes | Behind the Meter | Net-metered residential rooftop and canopy |  | None | Vision Solar LLC | PSE&G | Accepted | 2020-09-09 | 2020-09-14 | 2021-10-30 | HANWHA Q-CELLS | Q.PEAK DUO-G6+ 335 | Solar Panels |  | 0.335 | 6 | 306 | 38 |  | Fixed | Roof
NJSTRE1545572811 |  | Transition Incentive Program | Somerset | 8873 | 5 | 5.94 | Residential | Yes | Behind the Meter | Net-metered residential rooftop and canopy |  | None | Sunrun Installation Services, Inc. | PSE&G | Accepted | 2020-09-09 | 2020-09-14 | 2021-10-30 | LG Electronics | LG330N1C-A5 | Solar Panels |  | 0.33 | 10 | 333 | 5 |  | Fixed | Roof
NJSTRE1545572834 |  | Transition Incentive Program | Somerville | 8876 | 5 | 12.24 | Residential | No | Behind the Meter | Net-metered residential rooftop and canopy |  | PSEG | Maier Solar Engineering dba Solar Me | PSE&G | Accepted | 2020-09-09 | 2020-09-14 | 2021-10-30 | Hanwha | Q.CELL DUO BLK-G6 340W | Solar Panels |  | 0.34 | 2 | 185 | 45 |  | Fixed | Roof
NJSTRE1545572840 |  | Transition Incentive Program | woodbury heights | 8097 | 15 | 11.84 | Residential | No | Behind the Meter | Net-metered residential rooftop and canopy |  | None | Orbit Energy & Power, LLC | PSE&G | Accepted | 2020-09-09 | 2020-09-14 | 2021-10-30 | hanwha qcells | qpeak320w | Solar Panels |  | 0.32 | 8 | 84 | 17 |  | Fixed | Roof
NJSTRE1545572963 |  | Transition Incentive Program | MONTVILLE | 7045 | 3 | 12.68 | Residential | Yes | Behind the Meter | Net-metered residential rooftop and canopy |  | None | Vivint Solar Developer, LLC | JCP&L | Accepted | 2020-09-14 | 2020-09-15 | 2021-10-30 | JINKO SOLAR | JKM325M-60HBL | Solar Panels |  | 0.325 | 10 | 168 | 36 |  | Fixed | Roof
NJSTRE1545574447 |  | Transition Incentive Program | Villas | 8251 | 21 | 5.28 | Residential | Yes | Behind the Meter | Net-metered residential rooftop and canopy |  | None | Posigen NJ LLC | AC Electric | Accepted | 2020-09-10 | 2020-09-14 | 2021-10-30 | Silfab | SIL330HL | Solar Panels |  | 0.33 | 16 | 126 | 26 |  | Fixed | Roof
NJSTRE1545574463 |  | Transition Incentive Program | Audubon | 8106 | 14 | 7.19 | Residential | Yes | Behind the Meter | Net-metered residential rooftop and canopy |  | None | Vision Solar LLC | PSE&G | Accepted | 2020-09-10 | 2020-09-14 | 2021-10-30 | SUNPOWER | SPR-E20-327-E-AC | Solar Panels |  | 0.327 | 1 | 50 | 18 |  | Fixed | Roof
NJSTRE1545574522 |  | Transition Incentive Program | Paterson | 7501 | 6 | 10.2 | Residential | Yes | Behind the Meter | Net-metered residential rooftop and canopy |  | None | Trinity Solar | PSE&G | Accepted | 2020-09-10 | 2020-09-14 | 2021-10-30 | HANWHA 340 (Q.PEAK DUO BLK-G6 340) | HANWHA 340 (Q.PEAK DUO BLK-G6 340) | Solar Panels |  | 0.34 | 14 | 93 | 34 |  | Fixed | Roof
NJSTRE1545574554 |  | Transition Incentive Program | Moonachie | 7074 | 7 | 7.14 | Residential | Yes | Behind the Meter | Net-metered residential rooftop and canopy |  | None | Trinity Solar | PSE&G | Accepted | 2020-09-10 | 2020-09-14 | 2021-10-30 | Hanwha | Q.PEAK DUO BLK-G6 340 | Solar Panels |  | 0.34 | 6 | 184 | 21 |  | Fixed | Roof
NJSTRE1545574576 |  | Transition Incentive Program | WILLIAMSTOWN | 8094 | 15 | 7.15 | Residential | Yes | Behind the Meter | Net-metered residential rooftop and canopy |  | None | Vivint Solar Developer, LLC | AC Electric | Accepted | 2020-09-14 | 2020-09-30 | 2021-10-30 | JINKO SOLAR | JKM325M-60HBL | Solar Panels |  | 0.325 | 22 | 353 | 30 |  | Fixed | Roof
NJSTRE1545574612 |  | Transition Incentive Program | Wall Township | 7719 | 17 | 10.54 | Residential | Yes | Behind the Meter | Net-metered residential rooftop and canopy |  | None | Trinity Solar | JCP&L | Accepted | 2020-09-10 | 2020-09-14 | 2021-10-30 | HANWHA 340 (Q.PEAK DUO BLK-G6 340) | HANWHA 340 (Q.PEAK DUO BLK-G6 340) | Solar Panels |  | 0.34 | 11 | 112 | 23 |  | Fixed | Roof
NJSTRE1545574632 |  | Transition Incentive Program | EAST WINDSOR | 8520 | 12 | 9.43 | Residential | Yes | Behind the Meter | Net-metered residential rooftop and canopy |  | None | Vivint Solar Developer, LLC | JCP&L | Accepted | 2020-09-15 | 2020-09-15 | 2021-10-30 | JINKO SOLAR | JKM325M-60HBL | Solar Panels |  | 0.325 | 15 | 6 | 24 |  | Fixed | Roof
NJSTRE1545574612 |  | Transition Incentive Program | Wall Township | 7719 | 17 | 10.54 | Residential | Yes | Behind the Meter | Net-metered residential rooftop and canopy |  | None | Trinity Solar | JCP&L | Accepted | 2020-09-10 | 2020-09-14 | 2021-10-30 | HANWHA 340 (Q.PEAK DUO BLK-G6 340) | HANWHA 340 (Q.PEAK DUO BLK-G6 340) | Solar Panels |  | 0.34 | 4 | 202 | 9 |  | Fixed | Roof
NJSTRE1545574612 |  | Transition Incentive Program | Wall Township | 7719 | 17 | 10.54 | Residential | Yes | Behind the Meter | Net-metered residential rooftop and canopy |  | None | Trinity Solar | JCP&L | Accepted | 2020-09-10 | 2020-09-14 | 2021-10-30 | HANWHA 340 (Q.PEAK DUO BLK-G6 340) | HANWHA 340 (Q.PEAK DUO BLK-G6 340) | Solar Panels |  | 0.34 | 5 | 112 | 37 |  | Fixed | Roof
NJSTRE1545574636 |  | Transition Incentive Program | Brick | 8723 | 18 | 11.2 | Residential | Yes | Behind the Meter | Net-metered residential rooftop and canopy |  | None | Trinity Solar | JCP&L | Accepted | 2020-09-10 | 2020-09-14 | 2021-10-30 | Hanwha | Q.PEAK DUO BLK-G5 320 | Solar Panels |  | 0.32 | 5 | 183 | 40 |  | Fixed | Roof
NJSTRE1545574623 |  | Transition Incentive Program | Barnegat | 8005 | 18 | 8.28 | Residential | No | Behind the Meter | Net-metered residential rooftop and canopy |  | None | Kamtech Solar Solutions | JCP&L | Accepted | 2020-09-10 | 2020-09-14 | 2021-10-30 | SunPower | SPR-X22-360-E-AC | Solar Panels |  | 0.36 | 9 | 139 | 47 |  | Fixed | Roof
NJSTRE1545574691 |  | Transition Incentive Program | Stewartsville | 8886 | 2 | 7.82 | Residential | Yes | Behind the Meter | Net-metered residential rooftop and canopy |  | None | Trinity Solar | JCP&L | Accepted | 2020-09-10 | 2020-09-14 | 2021-10-30 | HANWHA 340 (Q.PEAK DUO BLK-G6 340) | HANWHA 340 (Q.PEAK DUO BLK-G6 340) | Solar Panels |  | 0.34 | 23 | 137 | 23 |  | Fixed | Roof
NJSTRE1545574735 |  | Transition Incentive Program | Monroe | 8831 | 11 | 5.78 | Residential | No | Behind the Meter | Net-metered residential rooftop and canopy |  | None | Trinity Solar | JCP&L | Accepted | 2020-09-10 | 2020-09-15 | 2021-10-30 | HANWHA 340 (Q.PEAK DUO BLK-G6 340) | HANWHA 340 (Q.PEAK DUO BLK-G6 340) | Solar Panels |  | 0.34 | 4 | 206 | 40 |  | Fixed | Roof
NJSTRE1545574767 |  | Transition Incentive Program | Port Republic | 8241 | 19 | 7.14 | Residential | No | Behind the Meter | Net-metered residential rooftop and canopy |  | None | Trinity Solar | AC Electric | Accepted | 2020-09-10 | 2020-09-14 | 2021-10-30 | HANWHA 340 (Q.PEAK DUO BLK-G6 340) | HANWHA 340 (Q.PEAK DUO BLK-G6 340) | Solar Panels |  | 0.34 | 9 | 262 | 24 |  | Fixed | Roof
NJSTRE1545574755 |  | Transition Incentive Program | LINDEN | 7036 | 10 | 7.48 | Residential | Yes | Behind the Meter | Net-metered residential rooftop and canopy |  | None | Vivint Solar Developer, LLC | PSE&G | Accepted | 2020-09-15 | 2020-09-16 | 2021-10-30 | JINKO SOLAR | JKM325M-60HBL | Solar Panels |  | 0.325 | 2 | 36 | 36 |  | Fixed | Roof
NJSTRE1545574788 |  | Transition Incentive Program | Rochelle park | 7662 | 7 | 4.36 | Residential | Yes | Behind the Meter | Net-metered residential rooftop and canopy |  | None | Vision Solar LLC | PSE&G | Accepted | 2020-09-10 | 2020-09-15 | 2021-10-30 | HANWHA Q-CELLS | Q.PEAK DUO-G6+ 335 | Solar Panels |  | 0.335 | 6 | 308 | 36 |  | Fixed | Roof
NJSTRE1545574800 |  | Transition Incentive Program | Oakland | 7436 | 7 | 7.48 | Residential | Yes | Behind the Meter | Net-metered residential rooftop and canopy |  | None | Trinity Solar | Orange Rockland Electric | Accepted | 2020-09-10 | 2020-09-14 | 2021-10-30 | HANWHA 340 (Q.PEAK DUO BLK-G6 340) | HANWHA 340 (Q.PEAK DUO BLK-G6 340) | Solar Panels |  | 0.34 | 7 | 238 | 18 |  | Fixed | Roof
NJSTRE1545574811 |  | Transition Incentive Program | Little Egg Harbor Township | 8087 | 18 | 6.12 | Residential | Yes | Behind the Meter | Net-metered residential rooftop and canopy |  | None | Trinity Solar | AC Electric | Accepted | 2020-09-10 | 2020-09-14 | 2021-10-30 | HANWHA 340 (Q.PEAK DUO BLK-G6 340) | HANWHA 340 (Q.PEAK DUO BLK-G6 340) | Solar Panels |  | 0.34 | 4 | 34 | 14 |  | Fixed | Roof
NJSTRE1545574830 |  | Transition Incentive Program | Mullica Hill | 8062 | 15 | 11.9 | Residential | Yes | Behind the Meter | Net-metered residential rooftop and canopy |  | None | Trinity Solar | AC Electric | Accepted | 2020-09-10 | 2020-09-15 | 2021-10-30 | Hanwha 340 | Q.PEAK DUO BLK-G6 340 | Solar Panels |  | 0.34 | 27 | 214 | 30 |  | Fixed | Roof
NJSTRE1545574636 |  | Transition Incentive Program | Brick | 8723 | 18 | 11.2 | Residential | Yes | Behind the Meter | Net-metered residential rooftop and canopy |  | None | Trinity Solar | JCP&L | Accepted | 2020-09-10 | 2020-09-14 | 2021-10-30 | Hanwha | Q.PEAK DUO BLK-G5 320 | Solar Panels |  | 0.32 | 2 | 93 | 34 |  | Fixed | Roof
NJSTRE1545574659 |  | Transition Incentive Program | Bridgewater TWP | 8807 | 5 | 8.16 | Residential | No | Behind the Meter | Net-metered residential rooftop and canopy |  | None | Tesla Energy Operations Inc. | PSE&G | Accepted | 2020-09-10 | 2020-09-15 | 2021-10-30 | Hanwha Q-CELLS | Q.Peak DUO BLK-G6+ 340 | Solar Panels |  | 0.34 | 6 | 56 | 40 |  | Fixed | Roof
NJSTRE1545574692 |  | Transition Incentive Program | Chesterfield | 8515 | 13 | 7.92 | Residential | No | Behind the Meter | Net-metered residential rooftop and canopy |  | None | Whitman Construction, LLC | PSE&G | Accepted | 2020-09-10 | 2020-09-14 | 2021-10-30 | Panasonic | VBHN330sa16 | Solar Panels |  | 0.33 | 24 | 205 | 30 |  | Fixed | Roof
NJSTRE1545574674 |  | Transition Incentive Program | MYSTIC ISLANDS | 8087 | 18 | 7.71 | Residential | Yes | Behind the Meter | Net-metered residential rooftop and canopy |  | None | Vision Solar LLC | AC Electric | Accepted | 2020-09-10 | 2020-09-14 | 2021-10-30 | HANWHA Q-CELLS | Q.PEAK DUO-G6+ 335 | Solar Panels |  | 0.335 | 10 | 236 | 37 |  | Fixed | Roof
NJSTRE1545574674 |  | Transition Incentive Program | MYSTIC ISLANDS | 8087 | 18 | 7.71 | Residential | Yes | Behind the Meter | Net-metered residential rooftop and canopy |  | None | Vision Solar LLC | AC Electric | Accepted | 2020-09-10 | 2020-09-14 | 2021-10-30 | HANWHA Q-CELLS | Q.PEAK DUO-G6+ 335 | Solar Panels |  | 0.335 | 7 | 56 | 15 |  | Fixed | Roof
NJSTRE1545574723 |  | Transition Incentive Program | Perth amboy | 8861 | 11 | 4.02 | Residential | No | Behind the Meter | Net-metered residential rooftop and canopy |  | None | Vision Solar LLC | PSE&G | Accepted | 2020-09-10 | 2020-09-14 | 2021-10-30 | HANWHA Q-CELLS | Q.PEAK DUO-G6+ 335 | Solar Panels |  | 0.335 | 4 | 293 | 38 |  | Fixed | Roof
NJSTRE1545574748 |  | Transition Incentive Program | Sicklerville | 8081 | 14 | 9.86 | Residential | Yes | Behind the Meter | Net-metered residential rooftop and canopy |  | None | Trinity Solar | AC Electric | Accepted | 2020-09-10 | 2020-09-14 | 2021-10-30 | HANWHA 340 (Q.PEAK DUO BLK-G6 340) | HANWHA 340 (Q.PEAK DUO BLK-G6 340) | Solar Panels |  | 0.34 | 10 | 221 | 20 |  | Fixed | Roof
NJSTRE1545574754 |  | Transition Incentive Program | Penns Grove | 8069 | 16 | 9.52 | Residential | Yes | Behind the Meter | Net-metered residential rooftop and canopy |  | None | Trinity Solar | AC Electric | Accepted | 2020-09-10 | 2020-09-14 | 2021-10-30 | Hanwha 340 | Q.PEAK DUO BLK-G6 340 | Solar Panels |  | 0.34 | 10 | 210 | 27 |  | Fixed | Roof
NJSTRE1545574765 |  | Transition Incentive Program | North Bergen | 7047 | 8 | 2.76 | Residential | Yes | Behind the Meter | Net-metered residential rooftop and canopy |  | None | Sunrun, Inc. | PSE&G | Accepted | 2020-09-10 | 2020-09-14 | 2021-10-30 | LG Electronics | LG345N1C-V5 | Solar Panels |  | 0.345 | 8 | 205 | 10 |  | Fixed | Roof
NJSTRE1545574800 |  | Transition Incentive Program | Oakland | 7436 | 7 | 7.48 | Residential | Yes | Behind the Meter | Net-metered residential rooftop and canopy |  | None | Trinity Solar | Orange Rockland Electric | Accepted | 2020-09-10 | 2020-09-14 | 2021-10-30 | HANWHA 340 (Q.PEAK DUO BLK-G6 340) | HANWHA 340 (Q.PEAK DUO BLK-G6 340) | Solar Panels |  | 0.34 | 8 | 58 | 18 |  | Fixed | Roof
NJSTRE1545574804 |  | Transition Incentive Program | Trenton | 8620 | 12 | 7.48 | Residential | Yes | Behind the Meter | Net-metered residential rooftop and canopy |  | None | Trinity Solar | PSE&G | Accepted | 2020-09-10 | 2020-09-14 | 2021-10-30 | Hanwha 340 | Q.PEAK DUO BLK-G6 340 | Solar Panels |  | 0.34 | 22 | 50 | 23 |  | Fixed | Roof
NJSTRE1545574834 |  | Transition Incentive Program | Westville | 8093 | 15 | 7.14 | Residential | Yes | Behind the Meter | Net-metered residential rooftop and canopy |  | None | Trinity Solar | PSE&G | Accepted | 2020-09-10 | 2020-09-15 | 2021-10-30 | Hanwha | Q.PEAK DUO BLK-G6 340 | Solar Panels |  | 0.34 | 8 | 82 | 43 |  | Fixed | Roof
NJSTRE1545574925 |  | Transition Incentive Program | Vineland | 8360 | 20 | 3.74 | Residential | Yes | Behind the Meter | Net-metered residential rooftop and canopy |  | None | Trinity Solar | Vineland Muni Electric | Accepted | 2020-09-10 | 2020-09-15 | 2021-10-30 | HANWHA 340 (Q.PEAK DUO BLK-G6 340) | HANWHA 340 (Q.PEAK DUO BLK-G6 340) | Solar Panels |  | 0.34 | 8 | 184 | 21 |  | Fixed | Roof
NJSTRE1545574748 |  | Transition Incentive Program | Sicklerville | 8081 | 14 | 9.86 | Residential | Yes | Behind the Meter | Net-metered residential rooftop and canopy |  | None | Trinity Solar | AC Electric | Accepted | 2020-09-10 | 2020-09-14 | 2021-10-30 | HANWHA 340 (Q.PEAK DUO BLK-G6 340) | HANWHA 340 (Q.PEAK DUO BLK-G6 340) | Solar Panels |  | 0.34 | 6 | 41 | 28 |  | Fixed | Roof
NJSTRE1545574769 |  | Transition Incentive Program | PAULSBORO | 8066 | 15 | 8.71 | Residential | Yes | Behind the Meter | Net-metered residential rooftop and canopy |  | None | Vision Solar LLC | AC Electric | Accepted | 2020-09-10 | 2020-09-14 | 2021-10-30 | HANWHA Q-CELLS | Q.PEAK DUO-G6+ 335 | Solar Panels |  | 0.335 | 24 | 96 | 20 |  | Fixed | Roof
NJSTRE1545574755 |  | Transition Incentive Program | LINDEN | 7036 | 10 | 7.48 | Residential | Yes | Behind the Meter | Net-metered residential rooftop and canopy |  | None | Vivint Solar Developer, LLC | PSE&G | Accepted | 2020-09-15 | 2020-09-16 | 2021-10-30 | JINKO SOLAR | JKM325M-60HBL | Solar Panels |  | 0.325 | 2 | 216 | 36 |  | Fixed | Roof
NJSTRE1545574788 |  | Transition Incentive Program | Rochelle park | 7662 | 7 | 4.36 | Residential | Yes | Behind the Meter | Net-metered residential rooftop and canopy |  | None | Vision Solar LLC | PSE&G | Accepted | 2020-09-10 | 2020-09-15 | 2021-10-30 | HANWHA Q-CELLS | Q.PEAK DUO-G6+ 335 | Solar Panels |  | 0.335 | 7 | 128 | 10 |  | Fixed | Roof
NJSTRE1545574811 |  | Transition Incentive Program | Little Egg Harbor Township | 8087 | 18 | 6.12 | Residential | Yes | Behind the Meter | Net-metered residential rooftop and canopy |  | None | Trinity Solar | AC Electric | Accepted | 2020-09-10 | 2020-09-14 | 2021-10-30 | HANWHA 340 (Q.PEAK DUO BLK-G6 340) | HANWHA 340 (Q.PEAK DUO BLK-G6 340) | Solar Panels |  | 0.34 | 14 | 214 | 14 |  | Fixed | Roof
NJSTRE1545574834 |  | Transition Incentive Program | Westville | 8093 | 15 | 7.14 | Residential | Yes | Behind the Meter | Net-metered residential rooftop and canopy |  | None | Trinity Solar | PSE&G | Accepted | 2020-09-10 | 2020-09-15 | 2021-10-30 | Hanwha | Q.PEAK DUO BLK-G6 340 | Solar Panels |  | 0.34 | 4 | 262 | 43 |  | Fixed | Roof
NJSTRE1545574842 |  | Transition Incentive Program | Brick | 8723 | 18 | 6.38 | Residential | Yes | Behind the Meter | Net-metered residential rooftop and canopy |  | None | Trinity Solar | JCP&L | Accepted | 2020-09-10 | 2020-09-15 | 2021-10-30 | HANWHA 335 (Q.PEAK DUO BLK-G6 335) | HANWHA 335 (Q.PEAK DUO BLK-G6 335) | Solar Panels |  | 0.335 | 17 | 144 | 27 |  | Fixed | Roof
NJSTRE1545574831 |  | Transition Incentive Program | GARWOOD | 7027 | 10 | 2.6 | Residential | Yes | Behind the Meter | Net-metered residential rooftop and canopy |  | None | Vivint Solar Developer, LLC | PSE&G | Accepted | 2020-09-15 | 2020-09-15 | 2021-10-30 | JINKO SOLAR | JKM325M-60HBL | Solar Panels |  | 0.325 | 8 | 260 | 30 |  | Fixed | Roof
NJSTRE1545574860 |  | Transition Incentive Program | Roselle | 7203 | 10 | 3.25 | Residential | Yes | Behind the Meter | Net-metered residential rooftop and canopy |  | None | Vivint Solar Developer, LLC | PSE&G | Accepted | 2020-09-15 | 2020-09-15 | 2021-10-30 | JINKO SOLAR | JKM325M-60HBL | Solar Panels |  | 0.325 | 5 | 351 | 33 |  | Fixed | Roof
NJSTRE1545574864 |  | Transition Incentive Program | Teaneck | 7666 | 7 | 4.62 | Residential | Yes | Behind the Meter | Net-metered residential rooftop and canopy |  | None | Sunrun Installation Services, Inc. | PSE&G | Accepted | 2020-09-10 | 2020-09-14 | 2021-10-30 | LG Electronics | LG330N1C-A5 | Solar Panels |  | 0.33 | 8 | 169 | 44 |  | Fixed | Roof
NJSTRE1545574869 |  | Transition Incentive Program | Paterson | 7524 | 6 | 8.16 | Residential | Yes | Behind the Meter | Net-metered residential rooftop and canopy |  | None | Trinity Solar | PSE&G | Accepted | 2020-09-10 | 2020-09-14 | 2021-10-30 | HANWHA 340 (Q.PEAK DUO BLK-G6 340) | HANWHA 340 (Q.PEAK DUO BLK-G6 340) | Solar Panels |  | 0.34 | 12 | 103 | 40 |  | Fixed | Roof
NJSTRE1545574915 |  | Transition Incentive Program | PISCATWAY | 8854 | 11 | 9.52 | Residential | Yes | Behind the Meter | Net-metered residential rooftop and canopy |  | None | Trinity Solar | PSE&G | Accepted | 2020-09-10 | 2020-09-14 | 2021-10-30 | HANWHA | Q.PEAK DUO BLK-G6 340 | Solar Panels |  | 0.34 | 10 | 332 | 23 |  | Fixed | Roof
NJSTRE1545574925 |  | Transition Incentive Program | Vineland | 8360 | 20 | 3.74 | Residential | Yes | Behind the Meter | Net-metered residential rooftop and canopy |  | None | Trinity Solar | Vineland Muni Electric | Accepted | 2020-09-10 | 2020-09-15 | 2021-10-30 | HANWHA 340 (Q.PEAK DUO BLK-G6 340) | HANWHA 340 (Q.PEAK DUO BLK-G6 340) | Solar Panels |  | 0.34 | 3 | 184 | 21 |  | Fixed | Roof
NJSTRE1545574674 |  | Transition Incentive Program | MYSTIC ISLANDS | 8087 | 18 | 7.71 | Residential | Yes | Behind the Meter | Net-metered residential rooftop and canopy |  | None | Vision Solar LLC | AC Electric | Accepted | 2020-09-10 | 2020-09-14 | 2021-10-30 | HANWHA Q-CELLS | Q.PEAK DUO-G6+ 335 | Solar Panels |  | 0.335 | 6 | 56 | 37 |  | Fixed | Roof
NJSTRE1545574750 |  | Transition Incentive Program | Galloway | 8205 | 19 | 8.13 | Residential | Yes | Behind the Meter | Net-metered residential rooftop and canopy |  | None | Sun Up Zero Down | AC Electric | Accepted | 2020-09-17 | 2020-09-18 | 2021-10-30 | Trina | TSM-DD06M.05(II) 325 | Solar Panels |  | 0.325 | 25 | 132 | 34 |  | Fixed | Roof
NJSTRE1545574754 |  | Transition Incentive Program | Penns Grove | 8069 | 16 | 9.52 | Residential | Yes | Behind the Meter | Net-metered residential rooftop and canopy |  | None | Trinity Solar | AC Electric | Accepted | 2020-09-10 | 2020-09-14 | 2021-10-30 | Hanwha 340 | Q.PEAK DUO BLK-G6 340 | Solar Panels |  | 0.34 | 13 | 210 | 43 |  | Fixed | Roof
NJSTRE1545574755 |  | Transition Incentive Program | LINDEN | 7036 | 10 | 7.48 | Residential | Yes | Behind the Meter | Net-metered residential rooftop and canopy |  | None | Vivint Solar Developer, LLC | PSE&G | Accepted | 2020-09-15 | 2020-09-16 | 2021-10-30 | JINKO SOLAR | JKM325M-60HBL | Solar Panels |  | 0.325 | 14 | 306 | 36 |  | Fixed | Roof
NJSTRE1545574800 |  | Transition Incentive Program | Oakland | 7436 | 7 | 7.48 | Residential | Yes | Behind the Meter | Net-metered residential rooftop and canopy |  | None | Trinity Solar | Orange Rockland Electric | Accepted | 2020-09-10 | 2020-09-14 | 2021-10-30 | HANWHA 340 (Q.PEAK DUO BLK-G6 340) | HANWHA 340 (Q.PEAK DUO BLK-G6 340) | Solar Panels |  | 0.34 | 4 | 238 | 18 |  | Fixed | Roof
NJSTRE1545574803 |  | Transition Incentive Program | EATONTOWN | 7724 | 17 | 12.35 | Residential | Yes | Behind the Meter | Net-metered residential rooftop and canopy |  | None | Vivint Solar Developer, LLC | JCP&L | Accepted | 2020-09-15 | 2020-09-15 | 2021-10-30 | JINKO SOLAR | JKM325M-60HBL | Solar Panels |  | 0.325 | 17 | 127 | 21 |  | Fixed | Roof
NJSTRE1545574830 |  | Transition Incentive Program | Mullica Hill | 8062 | 15 | 11.9 | Residential | Yes | Behind the Meter | Net-metered residential rooftop and canopy |  | None | Trinity Solar | AC Electric | Accepted | 2020-09-10 | 2020-09-15 | 2021-10-30 | Hanwha 340 | Q.PEAK DUO BLK-G6 340 | Solar Panels |  | 0.34 | 8 | 214 | 30 |  | Fixed | Roof
NJSTRE1545574864 |  | Transition Incentive Program | Teaneck | 7666 | 7 | 4.62 | Residential | Yes | Behind the Meter | Net-metered residential rooftop and canopy |  | None | Sunrun Installation Services, Inc. | PSE&G | Accepted | 2020-09-10 | 2020-09-14 | 2021-10-30 | LG Electronics | LG330N1C-A5 | Solar Panels |  | 0.33 | 6 | 169 | 27 |  | Fixed | Roof
NJSTRE1545574877 |  | Transition Incentive Program | Egg Harbor Township | 8234 | 19 | 3.74 | Residential | Yes | Behind the Meter | Net-metered residential rooftop and canopy |  | None | Castle Energy, LLC | AC Electric | Accepted | 2020-09-10 | 2020-09-15 | 2021-10-30 | Hanwha Q-Cells | Q.Peak DUO BLK-G6 340 | Solar Panels |  | 0.34 | 11 | 170 | 19 |  | Fixed | Roof
NJSTRE1545574887 |  | Transition Incentive Program | BLOOMFIELD | 7003 | 9 | 4.55 | Residential | Yes | Behind the Meter | Net-metered residential rooftop and canopy |  | None | Vivint Solar Developer, LLC | PSE&G | Accepted | 2020-09-15 | 2020-09-16 | 2021-10-30 | JINKO SOLAR | JKM325M-60HBL | Solar Panels |  | 0.325 | 4 | 121 | 30 |  | Fixed | Roof
NJSTRE1545574902 |  | Transition Incentive Program | Linden | 7036 | 10 | 8.16 | Residential | Yes | Behind the Meter | Net-metered residential rooftop and canopy |  | None | Trinity Solar | PSE&G | Accepted | 2020-09-10 | 2020-09-15 | 2021-10-30 | HANWHA 340 (Q.PEAK DUO BLK-G6 340) | HANWHA 340 (Q.PEAK DUO BLK-G6 340) | Solar Panels |  | 0.34 | 24 | 219 | 30 |  | Fixed | Roof
NJSTRE1545574915 |  | Transition Incentive Program | PISCATWAY | 8854 | 11 | 9.52 | Residential | Yes | Behind the Meter | Net-metered residential rooftop and canopy |  | None | Trinity Solar | PSE&G | Accepted | 2020-09-10 | 2020-09-14 | 2021-10-30 | HANWHA | Q.PEAK DUO BLK-G6 340 | Solar Panels |  | 0.34 | 7 | 241 | 37 |  | Fixed | Roof
NJSTRE1545574428 |  | Transition Incentive Program | MOUNT ROYAL | 8061 | 15 | 5.99 | Residential | No | Behind the Meter | Net-metered residential rooftop and canopy |  | None | Suntuity Solar LLC | AC Electric | Accepted | 2020-09-10 | 2020-09-14 | 2021-10-30 | Longi | LR6-60HPB-315M | Solar Panels |  | 0.315 | 6 | 139 | 38 |  | Fixed | Roof
NJSTRE1545574436 |  | Transition Incentive Program | Cape May | 8204 | 21 | 9.9 | Residential | No | Behind the Meter | Net-metered residential rooftop and canopy |  | None | Posigen NJ LLC | AC Electric | Accepted | 2020-09-10 | 2020-09-14 | 2021-10-30 | Silfab | SIL330HL | Solar Panels |  | 0.33 | 30 | 12192 | 20 |  | Fixed | Roof
NJSTRE1545574536 |  | Transition Incentive Program | Glen Gardner | 8825 | 4 | 7.26 | Residential | No | Behind the Meter | Net-metered residential rooftop and canopy |  | None | Green Power energy | JCP&L | Accepted | 2020-09-10 | 2020-09-14 | 2021-10-30 | LG Electronics | LG330N1K-V5 | Solar Panels |  | 0.33 | 8 | 187 | 25 |  | Fixed | Roof
NJSTRE1545574568 |  | Transition Incentive Program | Toms River | 8755 | 18 | 9.86 | Residential | Yes | Behind the Meter | Net-metered residential rooftop and canopy |  | None | Trinity Solar | JCP&L | Accepted | 2020-09-10 | 2020-09-14 | 2021-10-30 | HANWHA 340 (Q.PEAK DUO BLK-G6 340) | HANWHA 340 (Q.PEAK DUO BLK-G6 340) | Solar Panels |  | 0.34 | 12 | 103 | 23 |  | Fixed | Roof
NJSTRE1545574592 |  | Transition Incentive Program | New milford | 7646 | 7 | 6.7 | Residential | Yes | Behind the Meter | Net-metered residential rooftop and canopy |  | None | Vision Solar LLC | PSE&G | Accepted | 2020-09-10 | 2020-09-18 | 2021-10-30 | HANWHA Q-CELLS | Q.PEAK DUO-G6+ 335 | Solar Panels |  | 0.335 | 4 | 274 | 26 |  | Fixed | Roof
NJSTRE1545574636 |  | Transition Incentive Program | Brick | 8723 | 18 | 11.2 | Residential | Yes | Behind the Meter | Net-metered residential rooftop and canopy |  | None | Trinity Solar | JCP&L | Accepted | 2020-09-10 | 2020-09-14 | 2021-10-30 | Hanwha | Q.PEAK DUO BLK-G5 320 | Solar Panels |  | 0.32 | 4 | 183 | 40 |  | Fixed | Roof
NJSTRE1545574636 |  | Transition Incentive Program | Brick | 8723 | 18 | 11.2 | Residential | Yes | Behind the Meter | Net-metered residential rooftop and canopy |  | None | Trinity Solar | JCP&L | Accepted | 2020-09-10 | 2020-09-14 | 2021-10-30 | Hanwha | Q.PEAK DUO BLK-G5 320 | Solar Panels |  | 0.32 | 5 | 273 | 34 |  | Fixed | Roof
NJSTRE1545574673 |  | Transition Incentive Program | Rahway | 7065 | 10 | 11.1 | Residential | No | Behind the Meter | Net-metered residential rooftop and canopy |  | None | Whitman Construction, LLC | PSE&G | Accepted | 2020-09-10 | 2020-09-14 | 2021-10-30 | Solaria Power | XT-370R-PD | Solar Panels |  | 0.37 | 16 | 229 | 20 |  | Fixed | Roof
NJSTRE1545574720 |  | Transition Incentive Program | Freehold | 7728 | 17 | 6.8 | Residential | No | Behind the Meter | Net-metered residential rooftop and canopy |  | None | Trinity Solar | JCP&L | Accepted | 2020-09-10 | 2020-09-14 | 2021-10-30 | Hanwha | Q.PEAK DUO BLK-G6 340 | Solar Panels |  | 0.34 | 8 | 185 | 18 |  | Fixed | Roof
NJSTRE1545574738 |  | Transition Incentive Program | Bayville | 8721 | 18 | 10.54 | Residential | Yes | Behind the Meter | Net-metered residential rooftop and canopy |  | None | Trinity Solar | JCP&L | Accepted | 2020-09-10 | 2020-09-14 | 2021-10-30 | Hanwha | Q.PEAK DUO BLK-G6 340 | Solar Panels |  | 0.34 | 13 | 264 | 18 |  | Fixed | Roof
NJSTRE1545574730 |  | Transition Incentive Program | WEST MILFORD | 7480 | 6 | 7.48 | Residential | Yes | Behind the Meter | Net-metered residential rooftop and canopy |  | None | Vivint Solar Developer, LLC | Orange Rockland Electric | Accepted | 2020-09-23 | 2020-09-23 | 2021-10-30 | JINKO SOLAR | JKM325M-60HBL | Solar Panels |  | 0.325 | 4 | 107 | 24 |  | Fixed | Roof
NJSTRE1545574767 |  | Transition Incentive Program | Port Republic | 8241 | 19 | 7.14 | Residential | No | Behind the Meter | Net-metered residential rooftop and canopy |  | None | Trinity Solar | AC Electric | Accepted | 2020-09-10 | 2020-09-14 | 2021-10-30 | HANWHA 340 (Q.PEAK DUO BLK-G6 340) | HANWHA 340 (Q.PEAK DUO BLK-G6 340) | Solar Panels |  | 0.34 | 12 | 82 | 24 |  | Fixed | Roof
NJSTRE1545574828 |  | Transition Incentive Program | Elmwood Park | 7407 | 7 | 5.44 | Residential | Yes | Behind the Meter | Net-metered residential rooftop and canopy |  | None | Trinity Solar | PSE&G | Accepted | 2020-09-10 | 2020-09-14 | 2021-10-30 | HANWHA 340 (Q.PEAK DUO BLK-G6 340) | HANWHA 340 (Q.PEAK DUO BLK-G6 340) | Solar Panels |  | 0.34 | 16 | 161 | 23 |  | Fixed | Roof
NJSTRE1545571221 |  | Transition Incentive Program | Williamstown | 8094 | 15 | 5.36 | Residential | No | Behind the Meter | Net-metered residential rooftop and canopy |  | ACE | Vision Solar LLC | AC Electric | Accepted | 2020-09-09 | 2020-09-14 | 2021-10-30 | HANWHA Q-CELLS | Q.PEAK DUO-G6+ 335 | Solar Panels |  | 0.335 | 16 | 225 | 23 |  | Fixed | Roof
NJSTRE1545571107 |  | Transition Incentive Program | Alloway | 8001 | 16 | 9.6 | Residential | Yes | Behind the Meter | Net-metered residential rooftop and canopy |  | None | RCL Enterprises Inc. | AC Electric | Accepted | 2020-09-09 | 2020-09-14 | 2021-10-30 | Trina Solar | TSM-320DD06M | Solar Panels |  | 0.32 | 30 | 182 | 24 |  | Fixed | Roof
NJSTRE1545572494 |  | Transition Incentive Program | West Deptford | 8086 | 15 | 18.3 | Residential | Yes | Behind the Meter | Net-metered residential rooftop and canopy |  | None | Sunrun Installation Services, Inc. | PSE&G | Accepted | 2020-09-09 | 2020-09-14 | 2021-10-30 | LONGi Green Energy Technology Co Ltd | LR6-60HPB-305M | Solar Panels |  | 0.305 | 26 | 252 | 18 |  | Fixed | Roof
NJSTRE1545572811 |  | Transition Incentive Program | Somerset | 8873 | 5 | 5.94 | Residential | Yes | Behind the Meter | Net-metered residential rooftop and canopy |  | None | Sunrun Installation Services, Inc. | PSE&G | Accepted | 2020-09-09 | 2020-09-14 | 2021-10-30 | LG Electronics | LG330N1C-A5 | Solar Panels |  | 0.33 | 8 | 153 | 40 |  | Fixed | Roof
NJSTRE1545572963 |  | Transition Incentive Program | MONTVILLE | 7045 | 3 | 12.68 | Residential | Yes | Behind the Meter | Net-metered residential rooftop and canopy |  | None | Vivint Solar Developer, LLC | JCP&L | Accepted | 2020-09-14 | 2020-09-15 | 2021-10-30 | JINKO SOLAR | JKM325M-60HBL | Solar Panels |  | 0.325 | 23 | 348 | 36 |  | Fixed | Roof
NJSTRE1545572972 |  | Transition Incentive Program | Bergenfield | 7621 | 7 | 9.1 | Residential | Yes | Behind the Meter | Net-metered residential rooftop and canopy |  | None | Vivint Solar Developer, LLC | PSE&G | Accepted | 2020-09-14 | 2020-09-15 | 2021-10-30 | JINKO SOLAR | JKM325M-60HBL | Solar Panels |  | 0.325 | 14 | 90 | 35 |  | Fixed | Roof
NJSTRE1545574426 |  | Transition Incentive Program | SOMERDALE | 8083 | 14 | 14.81 | Residential | No | Behind the Meter | Net-metered residential rooftop and canopy |  | None | Suntuity Solar LLC | PSE&G | Accepted | 2020-09-10 | 2020-09-14 | 2021-10-30 | Longi | LR6-60HPB-315M | Solar Panels |  | 0.315 | 34 | 235 | 24 |  | Fixed | Roof
NJSTRE1545574428 |  | Transition Incentive Program | MOUNT ROYAL | 8061 | 15 | 5.99 | Residential | No | Behind the Meter | Net-metered residential rooftop and canopy |  | None | Suntuity Solar LLC | AC Electric | Accepted | 2020-09-10 | 2020-09-14 | 2021-10-30 | Longi | LR6-60HPB-315M | Solar Panels |  | 0.315 | 5 | 229 | 34 |  | Fixed | Roof
NJSTRE1545574497 |  | Transition Incentive Program | Westville | 8093 | 15 | 6.8 | Residential | No | Behind the Meter | Net-metered residential rooftop and canopy |  | None | Trinity Solar | PSE&G | Accepted | 2020-09-10 | 2020-09-14 | 2021-10-30 | Hanwha | Q.PEAK DUO BLK-G6 340 | Solar Panels |  | 0.34 | 20 | 173 | 43 |  | Fixed | Roof
NJSTRE1545574543 |  | Transition Incentive Program | Paterson | 7501 | 6 | 5.44 | Residential | Yes | Behind the Meter | Net-metered residential rooftop and canopy |  | None | Trinity Solar | PSE&G | Accepted | 2020-09-10 | 2020-09-14 | 2021-10-30 | HANWHA 340 (Q.PEAK DUO BLK-G6 340) | HANWHA 340 (Q.PEAK DUO BLK-G6 340) | Solar Panels |  | 0.34 | 8 | 93 | 34 |  | Fixed | Roof
NJSTRE1545574592 |  | Transition Incentive Program | New milford | 7646 | 7 | 6.7 | Residential | Yes | Behind the Meter | Net-metered residential rooftop and canopy |  | None | Vision Solar LLC | PSE&G | Accepted | 2020-09-10 | 2020-09-18 | 2021-10-30 | HANWHA Q-CELLS | Q.PEAK DUO-G6+ 335 | Solar Panels |  | 0.335 | 4 | 274 | 11 |  | Fixed | Roof
NJSTRE1545574615 |  | Transition Incentive Program | Mannington | 8079 | 16 | 19.2 | Residential | No | Behind the Meter | Net-metered residential rooftop and canopy |  | None | RCL Enterprises Inc. | AC Electric | Accepted | 2020-09-10 | 2020-09-14 | 2021-10-30 | Canadian Solar | CS1H-320MS | Solar Panels |  | 0.32 | 60 | 121 | 18 |  | Fixed | Roof
NJSTRE1545574632 |  | Transition Incentive Program | EAST WINDSOR | 8520 | 12 | 9.43 | Residential | Yes | Behind the Meter | Net-metered residential rooftop and canopy |  | None | Vivint Solar Developer, LLC | JCP&L | Accepted | 2020-09-15 | 2020-09-15 | 2021-10-30 | JINKO SOLAR | JKM325M-60HBL | Solar Panels |  | 0.325 | 14 | 186 | 24 |  | Fixed | Roof
NJSTRE1545574940 |  | Transition Incentive Program | DEPTFORD | 8096 | 15 | 7.8 | Residential | Yes | Behind the Meter | Net-metered residential rooftop and canopy |  | None | Vivint Solar Developer, LLC | PSE&G | Accepted | 2020-09-15 | 2020-09-15 | 2021-10-30 | JINKO SOLAR | JKM325M-60HBL | Solar Panels |  | 0.325 | 15 | 163 | 29 |  | Fixed | Roof
NJSTRE1545574970 |  | Transition Incentive Program | Scotch Plains | 7076 | 10 | 8.54 | Residential | Yes | Behind the Meter | Net-metered residential rooftop and canopy |  | None | Sunrun Installation Services, Inc. | PSE&G | Accepted | 2020-09-10 | 2020-09-15 | 2021-10-30 | LONGi Green Energy Technology Co Ltd | LR6-60HPB-305M | Solar Panels |  | 0.305 | 16 | 215 | 37 |  | Fixed | Roof
NJSTRE1545574971 |  | Transition Incentive Program | Livingston | 7039 | 9 | 13.65 | Residential | Yes | Behind the Meter | Net-metered residential rooftop and canopy |  | None | Pro Custom Solar dba Momentum Solar | PSE&G | Accepted | 2020-09-10 | 2020-09-15 | 2021-10-30 | LG ELECTRONICS | LG 350N1C-V5 | Solar Panels |  | 0.35 | 28 | 14 | 7 |  | Fixed | Roof
NJSTRE1545574971 |  | Transition Incentive Program | Livingston | 7039 | 9 | 13.65 | Residential | Yes | Behind the Meter | Net-metered residential rooftop and canopy |  | None | Pro Custom Solar dba Momentum Solar | PSE&G | Accepted | 2020-09-10 | 2020-09-15 | 2021-10-30 | LG ELECTRONICS | LG 350N1C-V5 | Solar Panels |  | 0.35 | 11 | 194 | 29 |  | Fixed | Roof
NJSTRE1545575123 |  | Transition Incentive Program | RIDGEFIELD | 7657 | 7 | 7.35 | Residential | Yes | Behind the Meter | Net-metered residential rooftop and canopy |  | None | Pro Custom Solar dba Momentum Solar | PSE&G | Accepted | 2020-09-10 | 2020-09-15 | 2021-10-30 | LG ELECTRONICS | LG 350N1C-V5 | Solar Panels |  | 0.35 | 6 | 217 | 25 |  | Fixed | Roof
NJSTRE1545575238 |  | Transition Incentive Program | Manahawkin | 8050 | 18 | 8.83 | Residential | No | Behind the Meter | Net-metered residential rooftop and canopy |  | None | Seabright Solar | AC Electric | Accepted | 2020-09-10 | 2020-09-15 | 2021-10-30 | Sunpower | SPR-E20-327 | Solar Panels |  | 0.327 | 7 | 50 | 27 |  | Fixed | Roof
NJSTRE1545575238 |  | Transition Incentive Program | Manahawkin | 8050 | 18 | 8.83 | Residential | No | Behind the Meter | Net-metered residential rooftop and canopy |  | None | Seabright Solar | AC Electric | Accepted | 2020-09-10 | 2020-09-15 | 2021-10-30 | Sunpower | SPR-E20-327 | Solar Panels |  | 0.327 | 18 | 230 | 27 |  | Fixed | Roof
NJSTRE1545575261 |  | Transition Incentive Program | Lakewood | 8701 | 18 | 14.08 | Residential | No | Behind the Meter | Net-metered residential rooftop and canopy |  | None | Powerlutions | JCP&L | Accepted | 2020-09-10 | 2020-09-15 | 2021-10-30 | REC | 320NP BLACK | Solar Panels |  | 0.32 | 10 | 208 | 22 |  | Fixed | Roof
NJSTRE1545575261 |  | Transition Incentive Program | Lakewood | 8701 | 18 | 14.08 | Residential | No | Behind the Meter | Net-metered residential rooftop and canopy |  | None | Powerlutions | JCP&L | Accepted | 2020-09-10 | 2020-09-15 | 2021-10-30 | REC | 320NP BLACK | Solar Panels |  | 0.32 | 34 | 208 | 36 |  | Fixed | Roof
NJSTRE1545575420 |  | Transition Incentive Program | PHILLIPSBURG | 8865 | 2 | 6.83 | Residential | Yes | Behind the Meter | Net-metered residential rooftop and canopy |  | None | Vivint Solar Developer, LLC | JCP&L | Accepted | 2020-09-15 | 2020-09-15 | 2021-10-30 | JINKO SOLAR | JKM325M-60HBL | Solar Panels |  | 0.325 | 9 | 155 | 40 |  | Fixed | Roof
NJSTRE1545577160 |  | Transition Incentive Program | CEDAR BROOK | 8081 | 14 | 10.4 | Residential | No | Behind the Meter | Net-metered residential rooftop and canopy |  | None | Suntuity Solar LLC | AC Electric | Accepted | 2020-09-11 | 2020-09-15 | 2021-10-30 | Longi | LR6-60HPB-315M | Solar Panels |  | 0.315 | 6 | 153 | 20 |  | Fixed | Roof
NJSTRE1545577163 |  | Transition Incentive Program | PARAMUS | 7652 | 7 | 8.19 | Residential | No | Behind the Meter | Net-metered residential rooftop and canopy |  | None | Suntuity Solar LLC | PSE&G | Accepted | 2020-09-11 | 2020-09-15 | 2021-10-30 | Longi | LR6-60HPB-315M | Solar Panels |  | 0.315 | 5 | 21 | 18 |  | Fixed | Roof
NJSTRE1545577334 |  | Transition Incentive Program | Lumberton | 8048 | 13 | 8.75 | Residential | Yes | Behind the Meter | Net-metered residential rooftop and canopy |  | None | Pro Custom Solar dba Momentum Solar | PSE&G | Accepted | 2020-09-11 | 2020-09-15 | 2021-10-30 | LG | LG 350N1C-V5 | Solar Panels |  | 0.35 | 21 | 141 | 25 |  | Fixed | Roof
NJSTRE1545574915 |  | Transition Incentive Program | PISCATWAY | 8854 | 11 | 9.52 | Residential | Yes | Behind the Meter | Net-metered residential rooftop and canopy |  | None | Trinity Solar | PSE&G | Accepted | 2020-09-10 | 2020-09-14 | 2021-10-30 | HANWHA | Q.PEAK DUO BLK-G6 340 | Solar Panels |  | 0.34 | 11 | 152 | 23 |  | Fixed | Roof
NJSTRE1545575149 |  | Transition Incentive Program | Elizabeth | 7208 | 10 | 10.37 | Residential | Yes | Behind the Meter | Net-metered residential rooftop and canopy |  | None | Sunrun Installation Services, Inc. | PSE&G | Accepted | 2020-09-10 | 2020-09-15 | 2021-10-30 | LONGi Green Energy Technology Co Ltd | LR6-60HPB-305M | Solar Panels |  | 0.305 | 20 | 305 | 43 |  | Fixed | Roof
NJSTRE1545575240 |  | Transition Incentive Program | SEWELL | 8080 | 15 | 5.1 | Residential | Yes | Behind the Meter | Net-metered residential rooftop and canopy |  | None | Trinity Solar | AC Electric | Accepted | 2020-09-10 | 2020-09-15 | 2021-10-30 | HANWHA | Q.PEAK DUO BLK-G6 340 | Solar Panels |  | 0.34 | 15 | 141 | 18 |  | Fixed | Roof
NJSTRE1545577162 |  | Transition Incentive Program | SOMERDALE | 8083 | 14 | 8.82 | Residential | Yes | Behind the Meter | Net-metered residential rooftop and canopy |  | None | Suntuity Solar LLC | PSE&G | Accepted | 2020-09-11 | 2020-09-15 | 2021-10-30 | Longi | LR6-60HPB-315M | Solar Panels |  | 0.315 | 12 | 149 | 18 |  | Fixed | Roof
NJSTRE1545577162 |  | Transition Incentive Program | SOMERDALE | 8083 | 14 | 8.82 | Residential | Yes | Behind the Meter | Net-metered residential rooftop and canopy |  | None | Suntuity Solar LLC | PSE&G | Accepted | 2020-09-11 | 2020-09-15 | 2021-10-30 | Longi | LR6-60HPB-315M | Solar Panels |  | 0.315 | 12 | 329 | 18 |  | Fixed | Roof
NJSTRE1545577176 |  | Transition Incentive Program | Medford | 8055 | 13 | 4 | Residential | No | Behind the Meter | Net-metered residential rooftop and canopy |  | None | Raynor Electric | PSE&G | Accepted | 2020-09-11 | 2020-09-21 | 2021-10-30 | Axitec | AC400HM | Solar Panels |  | 0.4 | 3 | 72 | 42 |  | Fixed | Roof
NJSTRE1545577297 |  | Transition Incentive Program | Hamilton Twp | 8610 | 12 | 9.9 | Residential | No | Behind the Meter | Net-metered residential rooftop and canopy |  | None | Posigen NJ LLC | PSE&G | Accepted | 2020-09-11 | 2020-09-15 | 2021-10-30 | Silfab | SIL330HL | Solar Panels |  | 0.33 | 30 | 132312 | 33 |  | Fixed | Roof
NJSTRE1545577329 |  | Transition Incentive Program | RIDGEWOOD | 7450 | 7 | 17.42 | Residential | No | Behind the Meter | Net-metered residential rooftop and canopy |  | None | Infinity Solar Systems | PSE&G | Accepted | 2020-09-11 | 2020-09-15 | 2021-10-30 | LG | LG335N1K-V5 | Solar Panels |  | 0.335 | 15 | 103 | 25 |  | Fixed | Roof
NJSTRE1545577329 |  | Transition Incentive Program | RIDGEWOOD | 7450 | 7 | 17.42 | Residential | No | Behind the Meter | Net-metered residential rooftop and canopy |  | None | Infinity Solar Systems | PSE&G | Accepted | 2020-09-11 | 2020-09-15 | 2021-10-30 | LG | LG335N1K-V5 | Solar Panels |  | 0.335 | 5 | 193 | 25 |  | Fixed | Roof
NJSTRE1545577329 |  | Transition Incentive Program | RIDGEWOOD | 7450 | 7 | 17.42 | Residential | No | Behind the Meter | Net-metered residential rooftop and canopy |  | None | Infinity Solar Systems | PSE&G | Accepted | 2020-09-11 | 2020-09-15 | 2021-10-30 | LG | LG335N1K-V5 | Solar Panels |  | 0.335 | 5 | 193 | 0 |  | Fixed | Roof
NJSTRE1545577356 |  | Transition Incentive Program | South Toms River | 8757 | 18 | 7.04 | Residential | Yes | Behind the Meter | Net-metered residential rooftop and canopy |  | None | Posigen NJ LLC | JCP&L | Accepted | 2020-09-11 | 2020-09-15 | 2021-10-30 | Hanwha Q-Cells | Q.PEAK DUO-G5 320 | Solar Panels |  | 0.32 | 22 | 107287 | 21 |  | Fixed | Roof
NJSTRE1545577368 |  | Transition Incentive Program | Est Brunswick | 8816 | 11 | 9.57 | Residential | No | Behind the Meter | Net-metered residential rooftop and canopy |  | None | Whitman Construction, LLC | JCP&L | Accepted | 2020-09-11 | 2020-09-15 | 2021-10-30 | PANASONIC | VBHN330SA16 | Solar Panels |  | 0.33 | 8 | 288 | 35 |  | Fixed | Roof
NJSTRE1545577511 |  | Transition Incentive Program | Spring Lake | 7762 | 17 | 10.5 | Residential | Yes | Behind the Meter | Net-metered residential rooftop and canopy |  | None | Pro Custom Solar dba Momentum Solar | JCP&L | Accepted | 2020-09-11 | 2020-09-15 | 2021-10-30 | LG | LG 350N1C-V5 | Solar Panels |  | 0.35 | 11 | 281 | 29 |  | Fixed | Roof
NJSTRE1545574629 |  | Transition Incentive Program | Wharton | 7885 | 3 | 5.7 | Residential | Yes | Behind the Meter | Net-metered residential rooftop and canopy |  | None | Vision Solar LLC | JCP&L | Accepted | 2020-09-10 | 2020-09-14 | 2021-10-30 | HANWHA Q-CELLS | Q.PEAK DUO-G6+ 335 | Solar Panels |  | 0.335 | 4 | 251 | 28 |  | Fixed | Roof
NJSTRE1545574636 |  | Transition Incentive Program | Brick | 8723 | 18 | 11.2 | Residential | Yes | Behind the Meter | Net-metered residential rooftop and canopy |  | None | Trinity Solar | JCP&L | Accepted | 2020-09-10 | 2020-09-14 | 2021-10-30 | Hanwha | Q.PEAK DUO BLK-G5 320 | Solar Panels |  | 0.32 | 4 | 273 | 34 |  | Fixed | Roof
NJSTRE1545574666 |  | Transition Incentive Program | PLAINFIELD | 7060 | 10 | 2.93 | Residential | Yes | Behind the Meter | Net-metered residential rooftop and canopy |  | None | Vivint Solar Developer, LLC | PSE&G | Accepted | 2020-09-28 | 2020-09-29 | 2021-10-30 | JINKO SOLAR | JKM325M-60HBL | Solar Panels |  | 0.325 | 9 | 174 | 44 |  | Fixed | Roof
NJSTRE1545574715 |  | Transition Incentive Program | Teaneck | 7666 | 7 | 4.42 | Residential | Yes | Behind the Meter | Net-metered residential rooftop and canopy |  | None | Trinity Solar | PSE&G | Accepted | 2020-09-10 | 2020-09-14 | 2021-10-30 | HANWHA 340 (Q.PEAK DUO BLK-G6 340) | HANWHA 340 (Q.PEAK DUO BLK-G6 340) | Solar Panels |  | 0.34 | 13 | 205 | 41 |  | Fixed | Roof
NJSTRE1545574738 |  | Transition Incentive Program | Bayville | 8721 | 18 | 10.54 | Residential | Yes | Behind the Meter | Net-metered residential rooftop and canopy |  | None | Trinity Solar | JCP&L | Accepted | 2020-09-10 | 2020-09-14 | 2021-10-30 | Hanwha | Q.PEAK DUO BLK-G6 340 | Solar Panels |  | 0.34 | 18 | 174 | 14 |  | Fixed | Roof
NJSTRE1545574754 |  | Transition Incentive Program | Penns Grove | 8069 | 16 | 9.52 | Residential | Yes | Behind the Meter | Net-metered residential rooftop and canopy |  | None | Trinity Solar | AC Electric | Accepted | 2020-09-10 | 2020-09-14 | 2021-10-30 | Hanwha 340 | Q.PEAK DUO BLK-G6 340 | Solar Panels |  | 0.34 | 5 | 120 | 22 |  | Fixed | Roof | garage
NJSTRE1545574803 |  | Transition Incentive Program | EATONTOWN | 7724 | 17 | 12.35 | Residential | Yes | Behind the Meter | Net-metered residential rooftop and canopy |  | None | Vivint Solar Developer, LLC | JCP&L | Accepted | 2020-09-15 | 2020-09-15 | 2021-10-30 | JINKO SOLAR | JKM325M-60HBL | Solar Panels |  | 0.325 | 21 | 307 | 21 |  | Fixed | Roof
NJSTRE1545574843 |  | Transition Incentive Program | Galloway | 8205 | 19 | 14.28 | Residential | Yes | Behind the Meter | Net-metered residential rooftop and canopy |  | None | Castle Energy, LLC | AC Electric | Accepted | 2020-09-10 | 2020-09-17 | 2021-10-30 | Hanwha Q-Cells | Q.Peak DUO BLK-G6 340 | Solar Panels |  | 0.34 | 11 | 126 | 17 |  | Fixed | Roof
NJSTRE1545574871 |  | Transition Incentive Program | Ridgewood | 7450 | 7 | 3.63 | Residential | Yes | Behind the Meter | Net-metered residential rooftop and canopy |  | None | Sunrun Installation Services, Inc. | PSE&G | Accepted | 2020-09-10 | 2020-09-15 | 2021-10-30 | LG Electronics | LG330N1C-A5 | Solar Panels |  | 0.33 | 8 | 115 | 34 |  | Fixed | Roof
NJSTRE1545574910 |  | Transition Incentive Program | MOORESTOWN | 8057 | 13 | 4.88 | Residential | Yes | Behind the Meter | Net-metered residential rooftop and canopy |  | None | Vivint Solar Developer, LLC | PSE&G | Accepted | 2020-09-15 | 2020-09-15 | 2021-10-30 | JINKO SOLAR | JKM325M-60HBL | Solar Panels |  | 0.325 | 5 | 173 | 41 |  | Fixed | Roof
NJSTRE1545574910 |  | Transition Incentive Program | MOORESTOWN | 8057 | 13 | 4.88 | Residential | Yes | Behind the Meter | Net-metered residential rooftop and canopy |  | None | Vivint Solar Developer, LLC | PSE&G | Accepted | 2020-09-15 | 2020-09-15 | 2021-10-30 | JINKO SOLAR | JKM325M-60HBL | Solar Panels |  | 0.325 | 10 | 353 | 41 |  | Fixed | Roof
NJSTRE1545574934 |  | Transition Incentive Program | Teaneck | 7666 | 7 | 5.94 | Residential | Yes | Behind the Meter | Net-metered residential rooftop and canopy |  | None | Sunrun Installation Services, Inc. | PSE&G | Accepted | 2020-09-10 | 2020-09-15 | 2021-10-30 | LG Electronics | LG330N1C-A5 | Solar Panels |  | 0.33 | 9 | 201 | 34 |  | Fixed | Roof
NJSTRE1545574970 |  | Transition Incentive Program | Scotch Plains | 7076 | 10 | 8.54 | Residential | Yes | Behind the Meter | Net-metered residential rooftop and canopy |  | None | Sunrun Installation Services, Inc. | PSE&G | Accepted | 2020-09-10 | 2020-09-15 | 2021-10-30 | LONGi Green Energy Technology Co Ltd | LR6-60HPB-305M | Solar Panels |  | 0.305 | 12 | 35 | 37 |  | Fixed | Roof
NJSTRE1545574934 |  | Transition Incentive Program | Teaneck | 7666 | 7 | 5.94 | Residential | Yes | Behind the Meter | Net-metered residential rooftop and canopy |  | None | Sunrun Installation Services, Inc. | PSE&G | Accepted | 2020-09-10 | 2020-09-15 | 2021-10-30 | LG Electronics | LG330N1C-A5 | Solar Panels |  | 0.33 | 9 | 21 | 34 |  | Fixed | Roof
NJSTRE1545575236 |  | Transition Incentive Program | Mantua | 8051 | 15 | 12.8 | Residential | Yes | Behind the Meter | Net-metered residential rooftop and canopy |  | None | RCL Enterprises Inc. | AC Electric | Accepted | 2020-09-10 | 2020-09-15 | 2021-10-30 | Trina Solar | TSM-320DD06M | Solar Panels |  | 0.32 | 18 | 178 | 24 |  | Fixed | Roof
NJSTRE1545575259 |  | Transition Incentive Program | Maplewood | 7040 | 9 | 3.5 | Residential | Yes | Behind the Meter | Net-metered residential rooftop and canopy |  | None | Pro Custom Solar dba Momentum Solar | PSE&G | Accepted | 2020-09-10 | 2020-09-15 | 2021-10-30 | LG ELECTRONICS | LG 350N1C-V5 | Solar Panels |  | 0.35 | 10 | 207 | 38 |  | Fixed | Roof
NJSTRE1545575321 |  | Transition Incentive Program | Somerset | 8873 | 5 | 4.55 | Residential | Yes | Behind the Meter | Net-metered residential rooftop and canopy |  | None | Pro Custom Solar dba Momentum Solar | PSE&G | Accepted | 2020-09-10 | 2020-09-15 | 2021-10-30 | LG ELECTRONICS | LG 350N1C-V5 | Solar Panels |  | 0.35 | 13 | 146 | 15 |  | Fixed | Roof
NJSTRE1545575390 |  | Transition Incentive Program | Newark | 7106 | 9 | 6.5 | Residential | Yes | Behind the Meter | Net-metered residential rooftop and canopy |  | None | Vivint Solar Developer, LLC | PSE&G | Accepted | 2020-09-15 | 2020-09-18 | 2021-10-30 | JINKO SOLAR | JKM325M-60HBL | Solar Panels |  | 0.325 | 3 | 191 | 23 |  | Fixed | Roof
NJSTRE1545575420 |  | Transition Incentive Program | PHILLIPSBURG | 8865 | 2 | 6.83 | Residential | Yes | Behind the Meter | Net-metered residential rooftop and canopy |  | None | Vivint Solar Developer, LLC | JCP&L | Accepted | 2020-09-15 | 2020-09-15 | 2021-10-30 | JINKO SOLAR | JKM325M-60HBL | Solar Panels |  | 0.325 | 6 | 65 | 29 |  | Fixed | Roof
NJSTRE1545577160 |  | Transition Incentive Program | CEDAR BROOK | 8081 | 14 | 10.4 | Residential | No | Behind the Meter | Net-metered residential rooftop and canopy |  | None | Suntuity Solar LLC | AC Electric | Accepted | 2020-09-11 | 2020-09-15 | 2021-10-30 | Longi | LR6-60HPB-315M | Solar Panels |  | 0.315 | 2 | 63 | 20 |  | Fixed | Roof
NJSTRE1545577159 |  | Transition Incentive Program | BLACKWOOD | 8012 | 14 | 11.03 | Residential | No | Behind the Meter | Net-metered residential rooftop and canopy |  | None | Suntuity Solar LLC | Seaside Heights Electric | Accepted | 2020-09-11 | 2020-09-15 | 2021-10-30 | Longi | LR6-60HPB-315M | Solar Panels |  | 0.315 | 18 | 220 | 27 |  | Fixed | Roof
NJSTRE1545577162 |  | Transition Incentive Program | SOMERDALE | 8083 | 14 | 8.82 | Residential | Yes | Behind the Meter | Net-metered residential rooftop and canopy |  | None | Suntuity Solar LLC | PSE&G | Accepted | 2020-09-11 | 2020-09-15 | 2021-10-30 | Longi | LR6-60HPB-315M | Solar Panels |  | 0.315 | 4 | 149 | 18 |  | Fixed | Roof
NJSTRE1545577195 |  | Transition Incentive Program | Elizabeth | 7206 | 10 | 9.6 | Residential | No | Behind the Meter | Net-metered residential rooftop and canopy |  | None | New Jersey Suntech | PSE&G | Accepted | 2020-09-11 | 2020-09-15 | 2021-10-30 | Jinko | JKM320M | Solar Panels |  | 0.32 | 8 | 330 | 28 |  | Fixed | Roof
NJSTRE1545577253 |  | Transition Incentive Program | Beachwood | 8722 | 18 | 9.6 | Residential | No | Behind the Meter | Net-metered residential rooftop and canopy |  | None | Posigen NJ LLC | JCP&L | Accepted | 2020-09-11 | 2020-09-15 | 2021-10-30 | Silfab | SLA320BL | Solar Panels |  | 0.32 | 30 | 125305 | 21 |  | Fixed | Roof
NJSTRE1545577282 |  | Transition Incentive Program | Freehold | 7728 | 17 | 11.38 | Residential | Yes | Behind the Meter | Net-metered residential rooftop and canopy |  | None | Vivint Solar Developer, LLC | JCP&L | Accepted | 2020-09-15 | 2020-09-16 | 2021-10-30 | JINKO SOLAR | JKM325M-60HBL | Solar Panels |  | 0.325 | 7 | 214 | 22 |  | Fixed | Roof
NJSTRE1545577293 |  | Transition Incentive Program | Lindenwold | 8021 | 14 | 8.05 | Residential | Yes | Behind the Meter | Net-metered residential rooftop and canopy |  | None | Pro Custom Solar dba Momentum Solar | AC Electric | Accepted | 2020-09-11 | 2020-09-15 | 2021-10-30 | LG | LG 350N1C-V5 | Solar Panels |  | 0.35 | 11 | 123 | 9 |  | Fixed | Roof
NJSTRE1545574659 |  | Transition Incentive Program | Bridgewater TWP | 8807 | 5 | 8.16 | Residential | No | Behind the Meter | Net-metered residential rooftop and canopy |  | None | Tesla Energy Operations Inc. | PSE&G | Accepted | 2020-09-10 | 2020-09-15 | 2021-10-30 | Hanwha Q-CELLS | Q.Peak DUO BLK-G6+ 340 | Solar Panels |  | 0.34 | 5 | 146 | 27 |  | Fixed | Roof
NJSTRE1545574702 |  | Transition Incentive Program | Woodstown | 8098 | 16 | 12.8 | Residential | No | Behind the Meter | Net-metered residential rooftop and canopy |  | None | RCL Enterprises Inc. | AC Electric | Accepted | 2020-09-10 | 2020-09-14 | 2021-10-30 | Canadian Solar | CS1H-320MS | Solar Panels |  | 0.32 | 40 | 192 | 20 |  | Fixed | Roof
NJSTRE1545574720 |  | Transition Incentive Program | Freehold | 7728 | 17 | 6.8 | Residential | No | Behind the Meter | Net-metered residential rooftop and canopy |  | None | Trinity Solar | JCP&L | Accepted | 2020-09-10 | 2020-09-14 | 2021-10-30 | Hanwha | Q.PEAK DUO BLK-G6 340 | Solar Panels |  | 0.34 | 12 | 185 | 18 |  | Fixed | Roof
NJSTRE1545574735 |  | Transition Incentive Program | Monroe | 8831 | 11 | 5.78 | Residential | No | Behind the Meter | Net-metered residential rooftop and canopy |  | None | Trinity Solar | JCP&L | Accepted | 2020-09-10 | 2020-09-15 | 2021-10-30 | HANWHA 340 (Q.PEAK DUO BLK-G6 340) | HANWHA 340 (Q.PEAK DUO BLK-G6 340) | Solar Panels |  | 0.34 | 7 | 152 | 40 |  | Fixed | Roof
NJSTRE1545574748 |  | Transition Incentive Program | Sicklerville | 8081 | 14 | 9.86 | Residential | Yes | Behind the Meter | Net-metered residential rooftop and canopy |  | None | Trinity Solar | AC Electric | Accepted | 2020-09-10 | 2020-09-14 | 2021-10-30 | HANWHA 340 (Q.PEAK DUO BLK-G6 340) | HANWHA 340 (Q.PEAK DUO BLK-G6 340) | Solar Panels |  | 0.34 | 5 | 221 | 44 |  | Fixed | Roof
NJSTRE1545574748 |  | Transition Incentive Program | Sicklerville | 8081 | 14 | 9.86 | Residential | Yes | Behind the Meter | Net-metered residential rooftop and canopy |  | None | Trinity Solar | AC Electric | Accepted | 2020-09-10 | 2020-09-14 | 2021-10-30 | HANWHA 340 (Q.PEAK DUO BLK-G6 340) | HANWHA 340 (Q.PEAK DUO BLK-G6 340) | Solar Panels |  | 0.34 | 8 | 221 | 45 |  | Fixed | Roof
NJSTRE1545574769 |  | Transition Incentive Program | PAULSBORO | 8066 | 15 | 8.71 | Residential | Yes | Behind the Meter | Net-metered residential rooftop and canopy |  | None | Vision Solar LLC | AC Electric | Accepted | 2020-09-10 | 2020-09-14 | 2021-10-30 | HANWHA Q-CELLS | Q.PEAK DUO-G6+ 335 | Solar Panels |  | 0.335 | 2 | 276 | 20 |  | Fixed | Roof
NJSTRE1545574798 |  | Transition Incentive Program | Newark | 7106 | 9 | 5.49 | Residential | Yes | Behind the Meter | Net-metered residential rooftop and canopy |  | None | Sunrun Installation Services, Inc. | PSE&G | Accepted | 2020-09-10 | 2020-09-14 | 2021-10-30 | LONGi Green Energy Technology Co Ltd | LR6-60HPB-305M | Solar Panels |  | 0.305 | 18 | 203 | 10 |  | Fixed | Roof
NJSTRE1545574764 |  | Transition Incentive Program | Salem | 8079 | 16 | 19.8 | Residential | Yes | Behind the Meter | Net-metered residential ground mount |  | None | RCL Enterprises Inc. | AC Electric | Accepted | 2020-09-10 | 2020-09-14 | 2021-10-30 | Jinko | JKM300M | Solar Panels |  | 0.3 | 66 | 202 | 25 |  | Fixed | Ground
NJSTRE1545574843 |  | Transition Incentive Program | Galloway | 8205 | 19 | 14.28 | Residential | Yes | Behind the Meter | Net-metered residential rooftop and canopy |  | None | Castle Energy, LLC | AC Electric | Accepted | 2020-09-10 | 2020-09-17 | 2021-10-30 | Hanwha Q-Cells | Q.Peak DUO BLK-G6 340 | Solar Panels |  | 0.34 | 6 | 127 | 9 |  | Fixed | Roof
NJSTRE1545577158 |  | Transition Incentive Program | Jersey City | 7304 | 8 | 5.99 | Residential | Yes | Behind the Meter | Net-metered residential rooftop and canopy |  | None | Suntuity Solar LLC | PSE&G | Accepted | 2020-09-11 | 2020-09-15 | 2021-10-30 | Hanwha Solar | Q-Cells 315 Mono | Solar Panels |  | 0.315 | 19 | 212 | 5 |  | Fixed | Roof
NJSTRE1545577160 |  | Transition Incentive Program | CEDAR BROOK | 8081 | 14 | 10.4 | Residential | No | Behind the Meter | Net-metered residential rooftop and canopy |  | None | Suntuity Solar LLC | AC Electric | Accepted | 2020-09-11 | 2020-09-15 | 2021-10-30 | Longi | LR6-60HPB-315M | Solar Panels |  | 0.315 | 14 | 153 | 20 |  | Fixed | Roof
NJSTRE1545575236 |  | Transition Incentive Program | Mantua | 8051 | 15 | 12.8 | Residential | Yes | Behind the Meter | Net-metered residential rooftop and canopy |  | None | RCL Enterprises Inc. | AC Electric | Accepted | 2020-09-10 | 2020-09-15 | 2021-10-30 | Trina Solar | TSM-320DD06M | Solar Panels |  | 0.32 | 12 | 358 | 24 |  | Fixed | Pole
NJSTRE1545575238 |  | Transition Incentive Program | Manahawkin | 8050 | 18 | 8.83 | Residential | No | Behind the Meter | Net-metered residential rooftop and canopy |  | None | Seabright Solar | AC Electric | Accepted | 2020-09-10 | 2020-09-15 | 2021-10-30 | Sunpower | SPR-E20-327 | Solar Panels |  | 0.327 | 2 | 230 | 27 |  | Fixed | Roof
NJSTRE1545575366 |  | Transition Incentive Program | Rahway | 7065 | 10 | 4.9 | Residential | Yes | Behind the Meter | Net-metered residential rooftop and canopy |  | None | Pro Custom Solar dba Momentum Solar | PSE&G | Accepted | 2020-09-10 | 2020-09-15 | 2021-10-30 | LG ELECTRONICS | LG 350N1C-V5 | Solar Panels |  | 0.35 | 14 | 205 | 7 |  | Fixed | Roof
NJSTRE1545575390 |  | Transition Incentive Program | Newark | 7106 | 9 | 6.5 | Residential | Yes | Behind the Meter | Net-metered residential rooftop and canopy |  | None | Vivint Solar Developer, LLC | PSE&G | Accepted | 2020-09-15 | 2020-09-18 | 2021-10-30 | JINKO SOLAR | JKM325M-60HBL | Solar Panels |  | 0.325 | 17 | 281 | 23 |  | Fixed | Roof
NJSTRE1545577161 |  | Transition Incentive Program | Gibbstown | 8027 | 15 | 7.56 | Residential | No | Behind the Meter | Net-metered residential rooftop and canopy |  | None | Suntuity Solar LLC | AC Electric | Accepted | 2020-09-11 | 2020-09-15 | 2021-10-30 | Longi | LR6-60HPB-315M | Solar Panels |  | 0.315 | 6 | 181 | 35 |  | Fixed | Roof
NJSTRE1545577161 |  | Transition Incentive Program | Gibbstown | 8027 | 15 | 7.56 | Residential | No | Behind the Meter | Net-metered residential rooftop and canopy |  | None | Suntuity Solar LLC | AC Electric | Accepted | 2020-09-11 | 2020-09-15 | 2021-10-30 | Longi | LR6-60HPB-315M | Solar Panels |  | 0.315 | 18 | 181 | 35 |  | Fixed | Roof
NJSTRE1545577176 |  | Transition Incentive Program | Medford | 8055 | 13 | 4 | Residential | No | Behind the Meter | Net-metered residential rooftop and canopy |  | None | Raynor Electric | PSE&G | Accepted | 2020-09-11 | 2020-09-21 | 2021-10-30 | Axitec | AC400HM | Solar Panels |  | 0.4 | 7 | 161 | 24 |  | Fixed | Roof
NJSTRE1545577188 |  | Transition Incentive Program | Penns Grove | 8069 | 16 | 7.26 | Residential | Yes | Behind the Meter | Net-metered residential rooftop and canopy |  | None | Posigen NJ LLC | AC Electric | Accepted | 2020-09-11 | 2020-09-15 | 2021-10-30 | Silfab | SIL330HL | Solar Panels |  | 0.33 | 22 | 39129 | 41 |  | Fixed | Roof
NJSTRE1545577329 |  | Transition Incentive Program | RIDGEWOOD | 7450 | 7 | 17.42 | Residential | No | Behind the Meter | Net-metered residential rooftop and canopy |  | None | Infinity Solar Systems | PSE&G | Accepted | 2020-09-11 | 2020-09-15 | 2021-10-30 | LG | LG335N1K-V5 | Solar Panels |  | 0.335 | 7 | 193 | 25 |  | Fixed | Roof
NJSTRE1545577368 |  | Transition Incentive Program | Est Brunswick | 8816 | 11 | 9.57 | Residential | No | Behind the Meter | Net-metered residential rooftop and canopy |  | None | Whitman Construction, LLC | JCP&L | Accepted | 2020-09-11 | 2020-09-15 | 2021-10-30 | PANASONIC | VBHN330SA16 | Solar Panels |  | 0.33 | 6 | 109 | 35 |  | Fixed | Roof
NJSTRE1545577528 |  | Transition Incentive Program | Hightstown | 8520 | 12 | 5.44 | Residential | No | Behind the Meter | Net-metered residential rooftop and canopy |  | None | Tesla Energy Operations Inc. | JCP&L | Final As-Built Received | 2020-09-11 | 2020-09-15 | 2021-10-30 | Hanwha Q-CELLS | Q.Peak DUO BLK-G6+ 340 | Solar Panels |  | 0.34 | 5 | 88 | 35 |  | Fixed | Roof
NJSTRE1545577819 |  | Transition Incentive Program | Clifton | 7011 | 6 | 3.66 | Residential | Yes | Behind the Meter | Net-metered residential rooftop and canopy |  | None | Sunrun Installation Services, Inc. | PSE&G | Accepted | 2020-09-11 | 2020-09-15 | 2021-10-30 | LONGi Green Energy Technology Co Ltd | LR6-60HPB-305M | Solar Panels |  | 0.305 | 6 | 167 | 36 |  | Fixed | Roof
NJSTRE1545577819 |  | Transition Incentive Program | Clifton | 7011 | 6 | 3.66 | Residential | Yes | Behind the Meter | Net-metered residential rooftop and canopy |  | None | Sunrun Installation Services, Inc. | PSE&G | Accepted | 2020-09-11 | 2020-09-15 | 2021-10-30 | LONGi Green Energy Technology Co Ltd | LR6-60HPB-305M | Solar Panels |  | 0.305 | 6 | 257 | 36 |  | Fixed | Roof
NJSTRE1545574940 |  | Transition Incentive Program | DEPTFORD | 8096 | 15 | 7.8 | Residential | Yes | Behind the Meter | Net-metered residential rooftop and canopy |  | None | Vivint Solar Developer, LLC | PSE&G | Accepted | 2020-09-15 | 2020-09-15 | 2021-10-30 | JINKO SOLAR | JKM325M-60HBL | Solar Panels |  | 0.325 | 9 | 343 | 29 |  | Fixed | Roof
NJSTRE1545575123 |  | Transition Incentive Program | RIDGEFIELD | 7657 | 7 | 7.35 | Residential | Yes | Behind the Meter | Net-metered residential rooftop and canopy |  | None | Pro Custom Solar dba Momentum Solar | PSE&G | Accepted | 2020-09-10 | 2020-09-15 | 2021-10-30 | LG ELECTRONICS | LG 350N1C-V5 | Solar Panels |  | 0.35 | 3 | 127 | 27 |  | Fixed | Roof
NJSTRE1545577160 |  | Transition Incentive Program | CEDAR BROOK | 8081 | 14 | 10.4 | Residential | No | Behind the Meter | Net-metered residential rooftop and canopy |  | None | Suntuity Solar LLC | AC Electric | Accepted | 2020-09-11 | 2020-09-15 | 2021-10-30 | Longi | LR6-60HPB-315M | Solar Panels |  | 0.315 | 3 | 243 | 20 |  | Fixed | Roof
NJSTRE1545577160 |  | Transition Incentive Program | CEDAR BROOK | 8081 | 14 | 10.4 | Residential | No | Behind the Meter | Net-metered residential rooftop and canopy |  | None | Suntuity Solar LLC | AC Electric | Accepted | 2020-09-11 | 2020-09-15 | 2021-10-30 | Longi | LR6-60HPB-315M | Solar Panels |  | 0.315 | 8 | 333 | 20 |  | Fixed | Roof
NJSTRE1545577159 |  | Transition Incentive Program | BLACKWOOD | 8012 | 14 | 11.03 | Residential | No | Behind the Meter | Net-metered residential rooftop and canopy |  | None | Suntuity Solar LLC | Seaside Heights Electric | Accepted | 2020-09-11 | 2020-09-15 | 2021-10-30 | Longi | LR6-60HPB-315M | Solar Panels |  | 0.315 | 14 | 40 | 11 |  | Fixed | Roof
NJSTRE1545577163 |  | Transition Incentive Program | PARAMUS | 7652 | 7 | 8.19 | Residential | No | Behind the Meter | Net-metered residential rooftop and canopy |  | None | Suntuity Solar LLC | PSE&G | Accepted | 2020-09-11 | 2020-09-15 | 2021-10-30 | Longi | LR6-60HPB-315M | Solar Panels |  | 0.315 | 8 | 290 | 16 |  | Fixed | Roof
NJSTRE1545577163 |  | Transition Incentive Program | PARAMUS | 7652 | 7 | 8.19 | Residential | No | Behind the Meter | Net-metered residential rooftop and canopy |  | None | Suntuity Solar LLC | PSE&G | Accepted | 2020-09-11 | 2020-09-15 | 2021-10-30 | Longi | LR6-60HPB-315M | Solar Panels |  | 0.315 | 4 | 197 | 20 |  | Fixed | Roof
NJSTRE1545577293 |  | Transition Incentive Program | Lindenwold | 8021 | 14 | 8.05 | Residential | Yes | Behind the Meter | Net-metered residential rooftop and canopy |  | None | Pro Custom Solar dba Momentum Solar | AC Electric | Accepted | 2020-09-11 | 2020-09-15 | 2021-10-30 | LG | LG 350N1C-V5 | Solar Panels |  | 0.35 | 12 | 303 | 17 |  | Fixed | Roof
NJSTRE1545577309 |  | Transition Incentive Program | East Windsor | 8520 | 12 | 4.9 | Residential | Yes | Behind the Meter | Net-metered residential rooftop and canopy |  | None | Pro Custom Solar dba Momentum Solar | JCP&L | Accepted | 2020-09-11 | 2020-09-15 | 2021-10-30 | LG ELECTRONICS | LG 350N1C-V5 | Solar Panels |  | 0.35 | 8 | 121 | 18 |  | Fixed | Roof
NJSTRE1545577294 |  | Transition Incentive Program | SADDLE BROOK | 7663 | 7 | 7.15 | Residential | Yes | Behind the Meter | Net-metered residential rooftop and canopy |  | None | Vivint Solar Developer, LLC | PSE&G | Accepted | 2020-09-16 | 2020-09-16 | 2021-10-30 | JINKO SOLAR | JKM325M-60HBL | Solar Panels |  | 0.325 | 16 | 101 | 34 |  | Fixed | Roof
NJSTRE1545577294 |  | Transition Incentive Program | SADDLE BROOK | 7663 | 7 | 7.15 | Residential | Yes | Behind the Meter | Net-metered residential rooftop and canopy |  | None | Vivint Solar Developer, LLC | PSE&G | Accepted | 2020-09-16 | 2020-09-16 | 2021-10-30 | JINKO SOLAR | JKM325M-60HBL | Solar Panels |  | 0.325 | 6 | 281 | 34 |  | Fixed | Roof
NJSTRE1545577540 |  | Transition Incentive Program | Teaneck | 7666 | 7 | 4.2 | Residential | No | Behind the Meter | Net-metered residential rooftop and canopy |  | None | Pro Custom Solar dba Momentum Solar | PSE&G | Accepted | 2020-09-11 | 2020-09-15 | 2021-10-30 | LG | LG 350N1C-V5 | Solar Panels |  | 0.35 | 8 | 202 | 42 |  | Fixed | Roof
NJSTRE1545577565 |  | Transition Incentive Program | Vineland | 8360 | 20 | 8.5 | Residential | No | Behind the Meter | Net-metered residential rooftop and canopy |  | None | Castle Energy, LLC | AC Electric | Accepted | 2020-09-11 | 2020-09-15 | 2021-10-30 | Hanwha Q-Cells | Q.Peak DUO BLK-G6 340 | Solar Panels |  | 0.34 | 25 | 180 | 25 |  | Fixed | Roof
NJSTRE1545574834 |  | Transition Incentive Program | Westville | 8093 | 15 | 7.14 | Residential | Yes | Behind the Meter | Net-metered residential rooftop and canopy |  | None | Trinity Solar | PSE&G | Accepted | 2020-09-10 | 2020-09-15 | 2021-10-30 | Hanwha | Q.PEAK DUO BLK-G6 340 | Solar Panels |  | 0.34 | 9 | 172 | 9 |  | Fixed | Roof
NJSTRE1545574842 |  | Transition Incentive Program | Brick | 8723 | 18 | 6.38 | Residential | Yes | Behind the Meter | Net-metered residential rooftop and canopy |  | None | Trinity Solar | JCP&L | Accepted | 2020-09-10 | 2020-09-15 | 2021-10-30 | HANWHA 335 (Q.PEAK DUO BLK-G6 335) | HANWHA 335 (Q.PEAK DUO BLK-G6 335) | Solar Panels |  | 0.34 | 2 | 145 | 30 |  | Fixed | Roof
NJSTRE1545574843 |  | Transition Incentive Program | Galloway | 8205 | 19 | 14.28 | Residential | Yes | Behind the Meter | Net-metered residential rooftop and canopy |  | None | Castle Energy, LLC | AC Electric | Accepted | 2020-09-10 | 2020-09-17 | 2021-10-30 | Hanwha Q-Cells | Q.Peak DUO BLK-G6 340 | Solar Panels |  | 0.34 | 25 | 127 | 24 |  | Fixed | Roof
NJSTRE1545574887 |  | Transition Incentive Program | BLOOMFIELD | 7003 | 9 | 4.55 | Residential | Yes | Behind the Meter | Net-metered residential rooftop and canopy |  | None | Vivint Solar Developer, LLC | PSE&G | Accepted | 2020-09-15 | 2020-09-16 | 2021-10-30 | JINKO SOLAR | JKM325M-60HBL | Solar Panels |  | 0.325 | 10 | 301 | 39 |  | Fixed | Roof
NJSTRE1545574974 |  | Transition Incentive Program | PLAINFIELD | 7060 | 10 | 4.88 | Residential | Yes | Behind the Meter | Net-metered residential rooftop and canopy |  | None | Vivint Solar Developer, LLC | PSE&G | Accepted | 2020-09-15 | 2020-09-15 | 2021-10-30 | JINKO SOLAR | JKM325M-60HBL | Solar Panels |  | 0.325 | 15 | 174 | 33 |  | Fixed | Roof
NJSTRE1545575149 |  | Transition Incentive Program | Elizabeth | 7208 | 10 | 10.37 | Residential | Yes | Behind the Meter | Net-metered residential rooftop and canopy |  | None | Sunrun Installation Services, Inc. | PSE&G | Accepted | 2020-09-10 | 2020-09-15 | 2021-10-30 | LONGi Green Energy Technology Co Ltd | LR6-60HPB-305M | Solar Panels |  | 0.305 | 14 | 125 | 43 |  | Fixed | Roof
NJSTRE1545575123 |  | Transition Incentive Program | RIDGEFIELD | 7657 | 7 | 7.35 | Residential | Yes | Behind the Meter | Net-metered residential rooftop and canopy |  | None | Pro Custom Solar dba Momentum Solar | PSE&G | Accepted | 2020-09-10 | 2020-09-15 | 2021-10-30 | LG ELECTRONICS | LG 350N1C-V5 | Solar Panels |  | 0.35 | 6 | 307 | 31 |  | Fixed | Roof
NJSTRE1545575123 |  | Transition Incentive Program | RIDGEFIELD | 7657 | 7 | 7.35 | Residential | Yes | Behind the Meter | Net-metered residential rooftop and canopy |  | None | Pro Custom Solar dba Momentum Solar | PSE&G | Accepted | 2020-09-10 | 2020-09-15 | 2021-10-30 | LG ELECTRONICS | LG 350N1C-V5 | Solar Panels |  | 0.35 | 6 | 37 | 25 |  | Fixed | Roof
NJSTRE1545575236 |  | Transition Incentive Program | Mantua | 8051 | 15 | 12.8 | Residential | Yes | Behind the Meter | Net-metered residential rooftop and canopy |  | None | RCL Enterprises Inc. | AC Electric | Accepted | 2020-09-10 | 2020-09-15 | 2021-10-30 | Trina Solar | TSM-320DD06M | Solar Panels |  | 0.32 | 10 | 178 | 24 |  | Fixed | Roof
NJSTRE1545575324 |  | Transition Incentive Program | Newark | 7114 | 9 | 8 | Residential | No | Behind the Meter | Net-metered residential rooftop and canopy |  | None | New Jersey Suntech | PSE&G | Accepted | 2020-09-10 | 2020-09-15 | 2021-10-30 | Jinko | JKM320M | Solar Panels |  | 0.32 | 25 | 200 | 28 |  | Fixed | Roof
NJSTRE1545575420 |  | Transition Incentive Program | PHILLIPSBURG | 8865 | 2 | 6.83 | Residential | Yes | Behind the Meter | Net-metered residential rooftop and canopy |  | None | Vivint Solar Developer, LLC | JCP&L | Accepted | 2020-09-15 | 2020-09-15 | 2021-10-30 | JINKO SOLAR | JKM325M-60HBL | Solar Panels |  | 0.325 | 6 | 245 | 29 |  | Fixed | Roof
NJSTRE1545575443 |  | Transition Incentive Program | MOORESTOWN | 8057 | 13 | 6.18 | Residential | Yes | Behind the Meter | Net-metered residential rooftop and canopy |  | None | Vivint Solar Developer, LLC | PSE&G | Accepted | 2020-09-15 | 2020-09-17 | 2021-10-30 | JINKO SOLAR | JKM325M-60HBL | Solar Panels |  | 0.325 | 2 | 172 | 29 |  | Fixed | Roof
NJSTRE1545577282 |  | Transition Incentive Program | Freehold | 7728 | 17 | 11.38 | Residential | Yes | Behind the Meter | Net-metered residential rooftop and canopy |  | None | Vivint Solar Developer, LLC | JCP&L | Accepted | 2020-09-15 | 2020-09-16 | 2021-10-30 | JINKO SOLAR | JKM325M-60HBL | Solar Panels |  | 0.325 | 28 | 168 | 22 |  | Fixed | Roof
NJSTRE1545574800 |  | Transition Incentive Program | Oakland | 7436 | 7 | 7.48 | Residential | Yes | Behind the Meter | Net-metered residential rooftop and canopy |  | None | Trinity Solar | Orange Rockland Electric | Accepted | 2020-09-10 | 2020-09-14 | 2021-10-30 | HANWHA 340 (Q.PEAK DUO BLK-G6 340) | HANWHA 340 (Q.PEAK DUO BLK-G6 340) | Solar Panels |  | 0.34 | 3 | 58 | 18 |  | Fixed | Roof
NJSTRE1545574860 |  | Transition Incentive Program | Roselle | 7203 | 10 | 3.25 | Residential | Yes | Behind the Meter | Net-metered residential rooftop and canopy |  | None | Vivint Solar Developer, LLC | PSE&G | Accepted | 2020-09-15 | 2020-09-15 | 2021-10-30 | JINKO SOLAR | JKM325M-60HBL | Solar Panels |  | 0.325 | 5 | 171 | 33 |  | Fixed | Roof
NJSTRE1545574869 |  | Transition Incentive Program | Paterson | 7524 | 6 | 8.16 | Residential | Yes | Behind the Meter | Net-metered residential rooftop and canopy |  | None | Trinity Solar | PSE&G | Accepted | 2020-09-10 | 2020-09-14 | 2021-10-30 | HANWHA 340 (Q.PEAK DUO BLK-G6 340) | HANWHA 340 (Q.PEAK DUO BLK-G6 340) | Solar Panels |  | 0.34 | 12 | 283 | 40 |  | Fixed | Roof
NJSTRE1545574871 |  | Transition Incentive Program | Ridgewood | 7450 | 7 | 3.63 | Residential | Yes | Behind the Meter | Net-metered residential rooftop and canopy |  | None | Sunrun Installation Services, Inc. | PSE&G | Accepted | 2020-09-10 | 2020-09-15 | 2021-10-30 | LG Electronics | LG330N1C-A5 | Solar Panels |  | 0.33 | 3 | 296 | 6 |  | Fixed | Roof
NJSTRE1545574892 |  | Transition Incentive Program | Keyport | 7735 | 17 | 4.55 | Residential | No | Behind the Meter | Net-metered residential rooftop and canopy |  | None | EMT Renewables | JCP&L | Accepted | 2020-09-10 | 2020-09-14 | 2021-10-30 | Trina | 325-BLK | Solar Panels |  | 0.325 | 14 | 145 | 18 |  | Fixed | Roof
NJSTRE1545574947 |  | Transition Incentive Program | EGG HARBOR TOWNSHIP | 8234 | 19 | 2.72 | Residential | Yes | Behind the Meter | Net-metered residential rooftop and canopy |  | None | Trinity Solar | AC Electric | Accepted | 2020-09-10 | 2020-09-15 | 2021-10-30 | HANWHA | Q.PEAK DUO BLK-G6 340 | Solar Panels |  | 0.34 | 8 | 124 | 18 |  | Fixed | Roof
NJSTRE1545575335 |  | Transition Incentive Program | Newark | 7114 | 9 | 4.48 | Residential | No | Behind the Meter | Net-metered residential rooftop and canopy |  | None | New Jersey Suntech | PSE&G | Accepted | 2020-09-10 | 2020-09-15 | 2021-10-30 | Jinko | JKM320M | Solar Panels |  | 0.32 | 14 | 200 | 28 |  | Fixed | Roof
NJSTRE1545575443 |  | Transition Incentive Program | MOORESTOWN | 8057 | 13 | 6.18 | Residential | Yes | Behind the Meter | Net-metered residential rooftop and canopy |  | None | Vivint Solar Developer, LLC | PSE&G | Accepted | 2020-09-15 | 2020-09-17 | 2021-10-30 | JINKO SOLAR | JKM325M-60HBL | Solar Panels |  | 0.325 | 17 | 172 | 29 |  | Fixed | Roof
NJSTRE1545577159 |  | Transition Incentive Program | BLACKWOOD | 8012 | 14 | 11.03 | Residential | No | Behind the Meter | Net-metered residential rooftop and canopy |  | None | Suntuity Solar LLC | Seaside Heights Electric | Accepted | 2020-09-11 | 2020-09-15 | 2021-10-30 | Longi | LR6-60HPB-315M | Solar Panels |  | 0.315 | 3 | 40 | 7 |  | Fixed | Roof
NJSTRE1545577163 |  | Transition Incentive Program | PARAMUS | 7652 | 7 | 8.19 | Residential | No | Behind the Meter | Net-metered residential rooftop and canopy |  | None | Suntuity Solar LLC | PSE&G | Accepted | 2020-09-11 | 2020-09-15 | 2021-10-30 | Longi | LR6-60HPB-315M | Solar Panels |  | 0.315 | 9 | 110 | 16 |  | Fixed | Roof
NJSTRE1545577195 |  | Transition Incentive Program | Elizabeth | 7206 | 10 | 9.6 | Residential | No | Behind the Meter | Net-metered residential rooftop and canopy |  | None | New Jersey Suntech | PSE&G | Accepted | 2020-09-11 | 2020-09-15 | 2021-10-30 | Jinko | JKM320M | Solar Panels |  | 0.32 | 22 | 150 | 28 |  | Fixed | Roof
NJSTRE1545577289 |  | Transition Incentive Program | Pilesgrove | 8098 | 16 | 15.04 | Residential | No | Behind the Meter | Net-metered residential ground mount |  | None | Skyline Solar LLC | AC Electric | Accepted | 2020-09-11 | 2020-09-15 | 2021-10-30 | Trina | TSM320 | Solar Panels |  | 0.32 | 47 | 180 | 23 |  | Fixed | Ground
NJSTRE1545577324 |  | Transition Incentive Program | Paramus | 7652 | 7 | 3.15 | Residential | Yes | Behind the Meter | Net-metered residential rooftop and canopy |  | None | Pro Custom Solar dba Momentum Solar | PSE&G | Accepted | 2020-09-11 | 2020-09-15 | 2021-10-30 | LG | LG 350N1C-V5 | Solar Panels |  | 0.35 | 9 | 199 | 39 |  | Fixed | Roof
NJSTRE1545577410 |  | Transition Incentive Program | WILLINGBORO | 8046 | 13 | 8.45 | Residential | Yes | Behind the Meter | Net-metered residential rooftop and canopy |  | None | Vivint Solar Developer, LLC | PSE&G | Accepted | 2020-09-16 | 2020-09-16 | 2021-10-30 | JINKO SOLAR | JKM325M-60HBL | Solar Panels |  | 0.325 | 20 | 75 | 27 |  | Fixed | Roof
NJSTRE1545577528 |  | Transition Incentive Program | Hightstown | 8520 | 12 | 5.44 | Residential | No | Behind the Meter | Net-metered residential rooftop and canopy |  | None | Tesla Energy Operations Inc. | JCP&L | Final As-Built Received | 2020-09-11 | 2020-09-15 | 2021-10-30 | Hanwha Q-CELLS | Q.Peak DUO BLK-G6+ 340 | Solar Panels |  | 0.34 | 3 | 358 | 35 |  | Fixed | Roof
NJSTRE1545577540 |  | Transition Incentive Program | Teaneck | 7666 | 7 | 4.2 | Residential | No | Behind the Meter | Net-metered residential rooftop and canopy |  | None | Pro Custom Solar dba Momentum Solar | PSE&G | Accepted | 2020-09-11 | 2020-09-15 | 2021-10-30 | LG | LG 350N1C-V5 | Solar Panels |  | 0.35 | 4 | 22 | 21 |  | Fixed | Roof
NJSTRE1545577703 |  | Transition Incentive Program | Robbinsville | 8691 | 12 | 7.14 | Residential | No | Behind the Meter | Net-metered residential rooftop and canopy |  | None | Tesla Energy Operations Inc. | JCP&L | Accepted | 2020-09-11 | 2020-09-15 | 2021-10-30 | Hanwha Q-CELLS | Q.Peak DUO BLK-G6+ 340 | Solar Panels |  | 0.34 | 21 | 168 | 34 |  | Fixed | Roof
NJSTRE1545577813 |  | Transition Incentive Program | Carteret | 7008 | 11 | 9.6 | Residential | No | Behind the Meter | Net-metered residential rooftop and canopy |  | None | New Jersey Suntech | PSE&G | Accepted | 2020-09-11 | 2020-09-22 | 2021-10-30 | Jinko | JKM320M | Solar Panels |  | 0.32 | 3 | 125 | 23 |  | Fixed | Roof
NJSTRE1545577834 |  | Transition Incentive Program | Rockaway | 7866 | 3 | 19.43 | Residential | Yes | Behind the Meter | Net-metered residential rooftop and canopy |  | None | Vision Solar LLC | JCP&L | Accepted | 2020-09-11 | 2020-09-15 | 2021-10-30 | HANWHA Q-CELLS | Q.PEAK DUO-G6+ 335 | Solar Panels |  | 0.335 | 6 | 270 | 26 |  | Fixed | Roof
NJSTRE1545577976 |  | Transition Incentive Program | Delran | 8075 | 13 | 12.25 | Residential | No | Behind the Meter | Net-metered residential rooftop and canopy |  | None | Pro Custom Solar dba Momentum Solar | PSE&G | Accepted | 2020-09-11 | 2020-09-15 | 2021-10-30 | LG | LG 350N1C-V5 | Solar Panels |  | 0.35 | 9 | 37 | 32 |  | Fixed | Roof
NJSTRE1545577989 |  | Transition Incentive Program | PARAMUS | 7652 | 7 | 19.1 | Residential | No | Behind the Meter | Net-metered residential rooftop and canopy |  | None | SEA BRIGHT SOLAR, LLC | PSE&G | Accepted | 2020-09-11 | 2020-09-15 | 2021-10-30 | SUNPOWER | SPR-X21-335-BLK-AC | Solar Panels |  | 0.335 | 14 | 19 | 22 |  | Fixed | Roof | NORTHEAST
NJSTRE1545577997 |  | Transition Incentive Program | Absecon | 8201 | 19 | 8.75 | Residential | Yes | Behind the Meter | Net-metered residential rooftop and canopy |  | None | Pro Custom Solar dba Momentum Solar | AC Electric | Accepted | 2020-09-11 | 2020-09-15 | 2021-10-30 | LG | LG 350N1C-V5 | Solar Panels |  | 0.35 | 4 | 26 | 12 |  | Fixed | Roof
NJSTRE1545578008 |  | Transition Incentive Program | Robbinsville | 8691 | 12 | 13.6 | Residential | No | Behind the Meter | Net-metered residential rooftop and canopy |  | None | Tesla Energy Operations Inc. | JCP&L | Accepted | 2020-09-11 | 2020-09-16 | 2021-10-30 | Hanwha Q-CELLS | Q.Peak DUO BLK-G6+ 340 | Solar Panels |  | 0.34 | 20 | 349 | 26 |  | Fixed | Roof
NJSTRE1545578036 |  | Transition Incentive Program | Edison Twp | 8820 | 11 | 15.5 | Residential | Yes | Behind the Meter | Net-metered residential rooftop and canopy |  | None | Bright Planet Solar | PSE&G | Accepted | 2020-09-11 | 2020-09-15 | 2021-10-30 | LONGI | LR6-60HPB-310M | Solar Panels |  | 0.31 | 18 | 87 | 22 |  | Fixed | Roof
NJSTRE1545578044 |  | Transition Incentive Program | Hackettstown | 7840 | 2 | 8.24 | Residential | Yes | Behind the Meter | Net-metered residential rooftop and canopy |  | None | Sunrun Installation Services, Inc. | JCP&L | Accepted | 2020-09-11 | 2020-09-15 | 2021-10-30 | LONGi Green Energy Technology Co Ltd | LR6-60HPB-305M | Solar Panels |  | 0.305 | 12 | 327 | 37 |  | Fixed | Roof
NJSTRE1545578477 |  | Transition Incentive Program | BURLINGTON | 8016 | 13 | 4.55 | Residential | Yes | Behind the Meter | Net-metered residential rooftop and canopy |  | None | Vivint Solar Developer, LLC | PSE&G | Accepted | 2020-09-15 | 2020-09-16 | 2021-10-30 | JINKO SOLAR | JKM325M-60HBL | Solar Panels |  | 0.325 | 5 | 61 | 36 |  | Fixed | Roof
NJSTRE1545577394 |  | Transition Incentive Program | Freehold | 7728 | 17 | 9.8 | Residential | Yes | Behind the Meter | Net-metered residential rooftop and canopy |  | None | Pro Custom Solar dba Momentum Solar | JCP&L | Accepted | 2020-09-11 | 2020-09-15 | 2021-10-30 | LG | LG 350N1C-V5 | Solar Panels |  | 0.35 | 17 | 261 | 31 |  | Fixed | Roof
NJSTRE1545577518 |  | Transition Incentive Program | Hainesport Twp | 8036 | 13 | 8.78 | Residential | No | Behind the Meter | Net-metered residential rooftop and canopy |  | None | SunnyMac LLC | PSE&G | Accepted | 2020-09-11 | 2020-09-15 | 2021-10-30 | REC | TwinPeak 2 Mono | Solar Panels |  | 0.325 | 10 | 222 | 40 |  | Fixed | Roof
NJSTRE1545577518 |  | Transition Incentive Program | Hainesport Twp | 8036 | 13 | 8.78 | Residential | No | Behind the Meter | Net-metered residential rooftop and canopy |  | None | SunnyMac LLC | PSE&G | Accepted | 2020-09-11 | 2020-09-15 | 2021-10-30 | REC | TwinPeak 2 Mono | Solar Panels |  | 0.325 | 17 | 132 | 30 |  | Fixed | Roof
NJSTRE1545577410 |  | Transition Incentive Program | WILLINGBORO | 8046 | 13 | 8.45 | Residential | Yes | Behind the Meter | Net-metered residential rooftop and canopy |  | None | Vivint Solar Developer, LLC | PSE&G | Accepted | 2020-09-16 | 2020-09-16 | 2021-10-30 | JINKO SOLAR | JKM325M-60HBL | Solar Panels |  | 0.325 | 6 | 75 | 27 |  | Fixed | Roof
NJSTRE1545577810 |  | Transition Incentive Program | Linwood | 8221 | 19 | 7.14 | Residential | Yes | Behind the Meter | Net-metered residential rooftop and canopy |  | None | Vision Solar LLC | AC Electric | Accepted | 2020-09-11 | 2020-09-15 | 2021-10-30 | HANWHA Q-CELLS | Q.PEAK DUO-G6 340 | Solar Panels |  | 0.34 | 4 | 102 | 16 |  | Fixed | Roof
NJSTRE1545577813 |  | Transition Incentive Program | Carteret | 7008 | 11 | 9.6 | Residential | No | Behind the Meter | Net-metered residential rooftop and canopy |  | None | New Jersey Suntech | PSE&G | Accepted | 2020-09-11 | 2020-09-22 | 2021-10-30 | Jinko | JKM320M | Solar Panels |  | 0.32 | 5 | 217 | 18 |  | Fixed | Roof
NJSTRE1545577836 |  | Transition Incentive Program | Toms River | 8757 | 18 | 6.29 | Residential | No | Behind the Meter | Net-metered residential rooftop and canopy |  | None | Whitman Construction, LLC | JCP&L | Accepted | 2020-09-11 | 2020-09-15 | 2021-10-30 | SOLARIA POWER | XT-370R-PD | Solar Panels |  | 0.37 | 3 | 166 | 22 |  | Fixed | Roof
NJSTRE1545577880 |  | Transition Incentive Program | Carneys Point | 8069 | 16 | 7.15 | Residential | Yes | Behind the Meter | Net-metered residential rooftop and canopy |  | None | Sunnymac | AC Electric | Accepted | 2020-09-11 | 2020-09-15 | 2021-10-30 | REC | TwinPeak 2 Mono | Solar Panels |  | 0.325 | 10 | 210 | 42 |  | Fixed | Roof
NJSTRE1545577898 |  | Transition Incentive Program | Lakewood | 8701 | 18 | 14.07 | Residential | No | Behind the Meter | Net-metered residential rooftop and canopy |  | None | Vision Solar LLC | JCP&L | Accepted | 2020-09-11 | 2020-09-16 | 2021-10-30 | HANWHA Q-CELLS | Q.PEAK DUO-G6+ 335 | Solar Panels |  | 0.335 | 9 | 277 | 20 |  | Fixed | Roof
NJSTRE1545577997 |  | Transition Incentive Program | Absecon | 8201 | 19 | 8.75 | Residential | Yes | Behind the Meter | Net-metered residential rooftop and canopy |  | None | Pro Custom Solar dba Momentum Solar | AC Electric | Accepted | 2020-09-11 | 2020-09-15 | 2021-10-30 | LG | LG 350N1C-V5 | Solar Panels |  | 0.35 | 15 | 206 | 20 |  | Fixed | Roof
NJSTRE1545577997 |  | Transition Incentive Program | Absecon | 8201 | 19 | 8.75 | Residential | Yes | Behind the Meter | Net-metered residential rooftop and canopy |  | None | Pro Custom Solar dba Momentum Solar | AC Electric | Accepted | 2020-09-11 | 2020-09-15 | 2021-10-30 | LG | LG 350N1C-V5 | Solar Panels |  | 0.35 | 6 | 206 | 21 |  | Fixed | Roof
NJSTRE1545578008 |  | Transition Incentive Program | Robbinsville | 8691 | 12 | 13.6 | Residential | No | Behind the Meter | Net-metered residential rooftop and canopy |  | None | Tesla Energy Operations Inc. | JCP&L | Accepted | 2020-09-11 | 2020-09-16 | 2021-10-30 | Hanwha Q-CELLS | Q.Peak DUO BLK-G6+ 340 | Solar Panels |  | 0.34 | 15 | 169 | 23 |  | Fixed | Roof
NJSTRE1545578010 |  | Transition Incentive Program | Plainfield | 7062 | 10 | 6.03 | Residential | Yes | Behind the Meter | Net-metered residential rooftop and canopy |  | None | Vision Solar LLC | PSE&G | Accepted | 2020-09-11 | 2020-09-15 | 2021-10-30 | HANWHA Q-CELLS | Q.PEAK DUO-G6+ 335 | Solar Panels |  | 0.335 | 4 | 139 | 15 |  | Fixed | Roof
NJSTRE1545577221 |  | Transition Incentive Program | Elizabeth | 7201 | 10 | 9.6 | Residential | No | Behind the Meter | Net-metered residential rooftop and canopy |  | None | New Jersey Suntech | PSE&G | Accepted | 2020-09-11 | 2020-09-15 | 2021-10-30 | Jinko | JKM320M | Solar Panels |  | 0.32 | 30 | 126 | 23 |  | Fixed | Roof
NJSTRE1545577329 |  | Transition Incentive Program | RIDGEWOOD | 7450 | 7 | 17.42 | Residential | No | Behind the Meter | Net-metered residential rooftop and canopy |  | None | Infinity Solar Systems | PSE&G | Accepted | 2020-09-11 | 2020-09-15 | 2021-10-30 | LG | LG335N1K-V5 | Solar Panels |  | 0.335 | 4 | 283 | 25 |  | Fixed | Roof
NJSTRE1545577367 |  | Transition Incentive Program | Toms River | 8753 | 18 | 7.7 | Residential | Yes | Behind the Meter | Net-metered residential rooftop and canopy |  | None | Pro Custom Solar dba Momentum Solar | JCP&L | Accepted | 2020-09-11 | 2020-09-15 | 2021-10-30 | LG | LG 350N1C-V5 | Solar Panels |  | 0.35 | 14 | 274 | 22 |  | Fixed | Roof
NJSTRE1545577511 |  | Transition Incentive Program | Spring Lake | 7762 | 17 | 10.5 | Residential | Yes | Behind the Meter | Net-metered residential rooftop and canopy |  | None | Pro Custom Solar dba Momentum Solar | JCP&L | Accepted | 2020-09-11 | 2020-09-15 | 2021-10-30 | LG | LG 350N1C-V5 | Solar Panels |  | 0.35 | 6 | 192 | 15 |  | Fixed | Roof
NJSTRE1545577528 |  | Transition Incentive Program | Hightstown | 8520 | 12 | 5.44 | Residential | No | Behind the Meter | Net-metered residential rooftop and canopy |  | None | Tesla Energy Operations Inc. | JCP&L | Final As-Built Received | 2020-09-11 | 2020-09-15 | 2021-10-30 | Hanwha Q-CELLS | Q.Peak DUO BLK-G6+ 340 | Solar Panels |  | 0.34 | 8 | 178 | 35 |  | Fixed | Roof
NJSTRE1545577810 |  | Transition Incentive Program | Linwood | 8221 | 19 | 7.14 | Residential | Yes | Behind the Meter | Net-metered residential rooftop and canopy |  | None | Vision Solar LLC | AC Electric | Accepted | 2020-09-11 | 2020-09-15 | 2021-10-30 | HANWHA Q-CELLS | Q.PEAK DUO-G6 340 | Solar Panels |  | 0.34 | 2 | 192 | 31 |  | Fixed | Roof
NJSTRE1545577813 |  | Transition Incentive Program | Carteret | 7008 | 11 | 9.6 | Residential | No | Behind the Meter | Net-metered residential rooftop and canopy |  | None | New Jersey Suntech | PSE&G | Accepted | 2020-09-11 | 2020-09-22 | 2021-10-30 | Jinko | JKM320M | Solar Panels |  | 0.32 | 3 | 125 | 18 |  | Fixed | Roof
NJSTRE1545577836 |  | Transition Incentive Program | Toms River | 8757 | 18 | 6.29 | Residential | No | Behind the Meter | Net-metered residential rooftop and canopy |  | None | Whitman Construction, LLC | JCP&L | Accepted | 2020-09-11 | 2020-09-15 | 2021-10-30 | solaria power | XT-370R-PD | Solar Panels |  | 0.37 | 14 | 256 | 20 |  | Fixed | Roof
NJSTRE1545577880 |  | Transition Incentive Program | Carneys Point | 8069 | 16 | 7.15 | Residential | Yes | Behind the Meter | Net-metered residential rooftop and canopy |  | None | Sunnymac | AC Electric | Accepted | 2020-09-11 | 2020-09-15 | 2021-10-30 | REC | TwinPeak 2 Mono | Solar Panels |  | 0.325 | 12 | 210 | 27 |  | Fixed | Roof
NJSTRE1545577898 |  | Transition Incentive Program | Lakewood | 8701 | 18 | 14.07 | Residential | No | Behind the Meter | Net-metered residential rooftop and canopy |  | None | Vision Solar LLC | JCP&L | Accepted | 2020-09-11 | 2020-09-16 | 2021-10-30 | HANWHA Q-CELLS | Q.PEAK DUO-G6+ 335 | Solar Panels |  | 0.335 | 2 | 277 | 12 |  | Fixed | Roof
NJSTRE1545577989 |  | Transition Incentive Program | PARAMUS | 7652 | 7 | 19.1 | Residential | No | Behind the Meter | Net-metered residential rooftop and canopy |  | None | SEA BRIGHT SOLAR, LLC | PSE&G | Accepted | 2020-09-11 | 2020-09-15 | 2021-10-30 | SUNPOWER | SPR-X21-335-BLK-AC | Solar Panels |  | 0.335 | 33 | 198 | 22 |  | Fixed | Roof | SOUTHWEST
NJSTRE1545577989 |  | Transition Incentive Program | PARAMUS | 7652 | 7 | 19.1 | Residential | No | Behind the Meter | Net-metered residential rooftop and canopy |  | None | SEA BRIGHT SOLAR, LLC | PSE&G | Accepted | 2020-09-11 | 2020-09-15 | 2021-10-30 | SUNPOWER | SPR-X21-335-BLK-AC | Solar Panels |  | 0.335 | 2 | 109 | 32 |  | Fixed | Roof | SOUTHEAST
NJSTRE1545578048 |  | Transition Incentive Program | Roselle Boro | 7203 | 10 | 7.37 | Residential | Yes | Behind the Meter | Net-metered residential rooftop and canopy |  | None | Bright Planet Solar | PSE&G | Accepted | 2020-09-11 | 2020-09-15 | 2021-10-30 | LG | LG335N1C-A5 | Solar Panels |  | 0.335 | 8 | 80 | 45 |  | Fixed | Roof
NJSTRE1545577813 |  | Transition Incentive Program | Carteret | 7008 | 11 | 9.6 | Residential | No | Behind the Meter | Net-metered residential rooftop and canopy |  | None | New Jersey Suntech | PSE&G | Accepted | 2020-09-11 | 2020-09-22 | 2021-10-30 | Jinko | JKM320M | Solar Panels |  | 0.32 | 6 | 216 | 40 |  | Fixed | Roof
NJSTRE1545577834 |  | Transition Incentive Program | Rockaway | 7866 | 3 | 19.43 | Residential | Yes | Behind the Meter | Net-metered residential rooftop and canopy |  | None | Vision Solar LLC | JCP&L | Accepted | 2020-09-11 | 2020-09-15 | 2021-10-30 | HANWHA Q-CELLS | Q.PEAK DUO-G6+ 335 | Solar Panels |  | 0.335 | 12 | 270 | 26 |  | Fixed | Roof
NJSTRE1545577835 |  | Transition Incentive Program | MONROE | 8831 | 11 | 11.06 | Residential | No | Behind the Meter | Net-metered residential rooftop and canopy |  | None | SEA BRIGHT SOLAR, LLC | JCP&L | Accepted | 2020-09-11 | 2020-09-15 | 2021-10-30 | SUNPOWER | SPR-X21-335-BLK-AC | Solar Panels |  | 0.335 | 33 | 173 | 43 |  | Fixed | Roof | SOUTH
NJSTRE1545577862 |  | Transition Incentive Program | Willingboro | 8046 | 13 | 6.7 | Residential | No | Behind the Meter | Net-metered residential rooftop and canopy |  | None | Vision Solar LLC | PSE&G | Accepted | 2020-09-11 | 2020-09-15 | 2021-10-30 | HANWHA Q-CELLS | Q.PEAK DUO-G6+ 335 | Solar Panels |  | 0.335 | 11 | 309 | 27 |  | Fixed | Roof
NJSTRE1545577862 |  | Transition Incentive Program | Willingboro | 8046 | 13 | 6.7 | Residential | No | Behind the Meter | Net-metered residential rooftop and canopy |  | None | Vision Solar LLC | PSE&G | Accepted | 2020-09-11 | 2020-09-15 | 2021-10-30 | HANWHA Q-CELLS | Q.PEAK DUO-G6+ 335 | Solar Panels |  | 0.335 | 9 | 129 | 27 |  | Fixed | Roof
NJSTRE1545577944 |  | Transition Incentive Program | Vineland | 8361 | 20 | 13.4 | Residential | Yes | Behind the Meter | Net-metered residential rooftop and canopy |  | None | Vision Solar LLC | Vineland Muni Electric | Accepted | 2020-09-11 | 2020-09-15 | 2021-10-30 | HANWHA Q-CELLS | Q.PEAK DUO-G6+ 335 | Solar Panels |  | 0.335 | 20 | 183 | 14 |  | Fixed | Roof
NJSTRE1545577944 |  | Transition Incentive Program | Vineland | 8361 | 20 | 13.4 | Residential | Yes | Behind the Meter | Net-metered residential rooftop and canopy |  | None | Vision Solar LLC | Vineland Muni Electric | Accepted | 2020-09-11 | 2020-09-15 | 2021-10-30 | HANWHA Q-CELLS | Q.PEAK DUO-G6+ 335 | Solar Panels |  | 0.335 | 20 | 180 | 30 |  | Fixed | Roof
NJSTRE1545577976 |  | Transition Incentive Program | Delran | 8075 | 13 | 12.25 | Residential | No | Behind the Meter | Net-metered residential rooftop and canopy |  | None | Pro Custom Solar dba Momentum Solar | PSE&G | Accepted | 2020-09-11 | 2020-09-15 | 2021-10-30 | LG | LG 350N1C-V5 | Solar Panels |  | 0.35 | 9 | 217 | 31 |  | Fixed | Roof
NJSTRE1545577990 |  | Transition Incentive Program | North Plainfield | 7062 | 10 | 7.37 | Residential | No | Behind the Meter | Net-metered residential rooftop and canopy |  | None | Vision Solar LLC | PSE&G | Accepted | 2020-09-11 | 2020-09-15 | 2021-10-30 | HANWHA Q-CELLS | Q.PEAK DUO-G6+ 335 | Solar Panels |  | 0.335 | 9 | 294 | 29 |  | Fixed | Roof
NJSTRE1545578010 |  | Transition Incentive Program | Plainfield | 7062 | 10 | 6.03 | Residential | Yes | Behind the Meter | Net-metered residential rooftop and canopy |  | None | Vision Solar LLC | PSE&G | Accepted | 2020-09-11 | 2020-09-15 | 2021-10-30 | HANWHA Q-CELLS | Q.PEAK DUO-G6+ 335 | Solar Panels |  | 0.335 | 3 | 49 | 20 |  | Fixed | Roof
NJSTRE1545578036 |  | Transition Incentive Program | Edison Twp | 8820 | 11 | 15.5 | Residential | Yes | Behind the Meter | Net-metered residential rooftop and canopy |  | None | Bright Planet Solar | PSE&G | Accepted | 2020-09-11 | 2020-09-15 | 2021-10-30 | LONGI | LR6-60HPB-310M | Solar Panels |  | 0.31 | 4 | 177 | 22 |  | Fixed | Roof
NJSTRE1545578046 |  | Transition Incentive Program | BURLINGTON | 8016 | 13 | 5.2 | Residential | Yes | Behind the Meter | Net-metered residential rooftop and canopy |  | None | Vivint Solar Developer, LLC | PSE&G | Accepted | 2020-09-16 | 2020-09-16 | 2021-10-30 | JINKO SOLAR | JKM325M-60HBL | Solar Panels |  | 0.325 | 10 | 281 | 23 |  | Fixed | Roof
NJSTRE1545578055 |  | Transition Incentive Program | BURLINGTON | 8016 | 13 | 6.18 | Residential | Yes | Behind the Meter | Net-metered residential rooftop and canopy |  | None | Vivint Solar Developer, LLC | PSE&G | Accepted | 2020-09-23 | 2020-09-23 | 2021-10-30 | JINKO SOLAR | JKM325M-60HBL | Solar Panels |  | 0.325 | 4 | 56 | 24 |  | Fixed | Roof
NJSTRE1545577898 |  | Transition Incentive Program | Lakewood | 8701 | 18 | 14.07 | Residential | No | Behind the Meter | Net-metered residential rooftop and canopy |  | None | Vision Solar LLC | JCP&L | Accepted | 2020-09-11 | 2020-09-16 | 2021-10-30 | HANWHA Q-CELLS | Q.PEAK DUO-G6+ 335 | Solar Panels |  | 0.335 | 17 | 97 | 20 |  | Fixed | Roof
NJSTRE1545577925 |  | Transition Incentive Program | Newark | 7106 | 9 | 3.69 | Residential | Yes | Behind the Meter | Net-metered residential rooftop and canopy |  | None | Vision Solar LLC | PSE&G | Accepted | 2020-09-11 | 2020-09-15 | 2021-10-30 | HANWHA Q-CELLS | Q.PEAK DUO-G6+ 335 | Solar Panels |  | 0.335 | 11 | 183 | 42 |  | Fixed | Roof
NJSTRE1545578477 |  | Transition Incentive Program | BURLINGTON | 8016 | 13 | 4.55 | Residential | Yes | Behind the Meter | Net-metered residential rooftop and canopy |  | None | Vivint Solar Developer, LLC | PSE&G | Accepted | 2020-09-15 | 2020-09-16 | 2021-10-30 | JINKO SOLAR | JKM325M-60HBL | Solar Panels |  | 0.325 | 9 | 241 | 36 |  | Fixed | Roof
NJSTRE1545580112 |  | Transition Incentive Program | EGG HARBOR CITY | 8215 | 19 | 11.34 | Residential | No | Behind the Meter | Net-metered residential rooftop and canopy |  | None | Suntuity Solar LLC | AC Electric | Accepted | 2020-09-12 | 2020-09-16 | 2021-10-30 | Longi | LR6-60HPB-315M | Solar Panels |  | 0.315 | 14 | 23 | 20 |  | Fixed | Roof
NJSTRE1545580112 |  | Transition Incentive Program | EGG HARBOR CITY | 8215 | 19 | 11.34 | Residential | No | Behind the Meter | Net-metered residential rooftop and canopy |  | None | Suntuity Solar LLC | AC Electric | Accepted | 2020-09-12 | 2020-09-16 | 2021-10-30 | Longi | LR6-60HPB-315M | Solar Panels |  | 0.315 | 16 | 203 | 20 |  | Fixed | Roof
NJSTRE1545580113 |  | Transition Incentive Program | MILLVILLE | 8332 | 20 | 4.41 | Residential | Yes | Behind the Meter | Net-metered residential rooftop and canopy |  | None | Suntuity Solar LLC | AC Electric | Accepted | 2020-09-12 | 2020-09-15 | 2021-10-30 | Longi | LR6-60HPB-315M | Solar Panels |  | 0.315 | 2 | 293 | 22 |  | Fixed | Roof
NJSTRE1545580119 |  | Transition Incentive Program | Mullica Hill | 8062 | 15 | 7.04 | Residential | Yes | Behind the Meter | Net-metered residential rooftop and canopy |  | None | Vision Solar LLC | AC Electric | Accepted | 2020-09-12 | 2020-09-15 | 2021-10-30 | HANWHA Q-CELLS | Q.PEAK DUO-G6+ 335 | Solar Panels |  | 0.335 | 5 | 323 | 26 |  | Fixed | Roof
NJSTRE1545580127 |  | Transition Incentive Program | Wildwood | 8260 | 21 | 5.03 | Residential | Yes | Behind the Meter | Net-metered residential rooftop and canopy |  | None | Vision Solar LLC | AC Electric | Accepted | 2020-09-12 | 2020-09-16 | 2021-10-30 | HANWHA Q-CELLS | Q.PEAK DUO-G6+ 335 | Solar Panels |  | 0.335 | 3 | 316 | 33 |  | Fixed | Roof
NJSTRE1545580127 |  | Transition Incentive Program | Wildwood | 8260 | 21 | 5.03 | Residential | Yes | Behind the Meter | Net-metered residential rooftop and canopy |  | None | Vision Solar LLC | AC Electric | Accepted | 2020-09-12 | 2020-09-16 | 2021-10-30 | HANWHA Q-CELLS | Q.PEAK DUO-G6+ 335 | Solar Panels |  | 0.335 | 12 | 136 | 33 |  | Fixed | Roof
NJSTRE1545580132 |  | Transition Incentive Program | Riverside | 8075 | 13 | 4.02 | Residential | Yes | Behind the Meter | Net-metered residential rooftop and canopy |  | None | Vision Solar LLC | PSE&G | Accepted | 2020-09-12 | 2020-09-16 | 2021-10-30 | HANWHA Q-CELLS | Q.PEAK DUO-G6+ 335 | Solar Panels |  | 0.335 | 1 | 211 | 20 |  | Fixed | Roof
NJSTRE1545582124 |  | Transition Incentive Program | Livingston | 7039 | 9 | 16.32 | Residential | Yes | Behind the Meter | Net-metered residential rooftop and canopy |  | None | Tesla Energy Operations Inc. | JCP&L | Accepted | 2020-09-13 | 2020-09-16 | 2021-10-30 | Hanwha Q-CELLS | Q.Peak DUO BLK-G6+ 340 | Solar Panels |  | 0.34 | 8 | 292 | 21 |  | Fixed | Roof
NJSTRE1545582124 |  | Transition Incentive Program | Livingston | 7039 | 9 | 16.32 | Residential | Yes | Behind the Meter | Net-metered residential rooftop and canopy |  | None | Tesla Energy Operations Inc. | JCP&L | Accepted | 2020-09-13 | 2020-09-16 | 2021-10-30 | Hanwha Q-CELLS | Q.Peak DUO BLK-G6+ 340 | Solar Panels |  | 0.34 | 9 | 112 | 21 |  | Fixed | Roof
NJSTRE1545582128 |  | Transition Incentive Program | Sayreville | 8872 | 11 | 4.09 | Residential | Yes | Behind the Meter | Net-metered residential rooftop and canopy |  | None | Tesla Energy Operations Inc. | JCP&L | Accepted | 2020-09-13 | 2020-09-16 | 2021-10-30 | Tesla | SR60T1 | Solar Panels |  | 0.05847 | 22 | 345 | 23 |  | Fixed | Roof
NJSTRE1545577367 |  | Transition Incentive Program | Toms River | 8753 | 18 | 7.7 | Residential | Yes | Behind the Meter | Net-metered residential rooftop and canopy |  | None | Pro Custom Solar dba Momentum Solar | JCP&L | Accepted | 2020-09-11 | 2020-09-15 | 2021-10-30 | LG | LG 350N1C-V5 | Solar Panels |  | 0.35 | 8 | 94 | 22 |  | Fixed | Roof
NJSTRE1545577368 |  | Transition Incentive Program | Est Brunswick | 8816 | 11 | 9.57 | Residential | No | Behind the Meter | Net-metered residential rooftop and canopy |  | None | Whitman Construction, LLC | JCP&L | Accepted | 2020-09-11 | 2020-09-15 | 2021-10-30 | panasonic | VBHN330SA16 | Solar Panels |  | 0.33 | 9 | 108 | 35 |  | Fixed | Roof
NJSTRE1545577834 |  | Transition Incentive Program | Rockaway | 7866 | 3 | 19.43 | Residential | Yes | Behind the Meter | Net-metered residential rooftop and canopy |  | None | Vision Solar LLC | JCP&L | Accepted | 2020-09-11 | 2020-09-15 | 2021-10-30 | HANWHA Q-CELLS | Q.PEAK DUO-G6+ 335 | Solar Panels |  | 0.335 | 13 | 175 | 10 |  | Fixed | Roof
NJSTRE1545577922 |  | Transition Incentive Program | Belle Mead | 8502 | 5 | 8.64 | Residential | No | Behind the Meter | Net-metered residential rooftop and canopy |  | None | Public Service Solar | PSE&G | Accepted | 2020-09-11 | 2020-09-17 | 2021-10-30 | LG | Q1K-V5 | Solar Panels |  | 0.36 | 24 | 196 | 36 |  | Fixed | Roof
NJSTRE1545577976 |  | Transition Incentive Program | Delran | 8075 | 13 | 12.25 | Residential | No | Behind the Meter | Net-metered residential rooftop and canopy |  | None | Pro Custom Solar dba Momentum Solar | PSE&G | Accepted | 2020-09-11 | 2020-09-15 | 2021-10-30 | LG | LG 350N1C-V5 | Solar Panels |  | 0.35 | 9 | 217 | 32 |  | Fixed | Roof
NJSTRE1545577990 |  | Transition Incentive Program | North Plainfield | 7062 | 10 | 7.37 | Residential | No | Behind the Meter | Net-metered residential rooftop and canopy |  | None | Vision Solar LLC | PSE&G | Accepted | 2020-09-11 | 2020-09-15 | 2021-10-30 | HANWHA Q-CELLS | Q.PEAK DUO-G6+ 335 | Solar Panels |  | 0.335 | 8 | 114 | 29 |  | Fixed | Roof
NJSTRE1545578010 |  | Transition Incentive Program | Plainfield | 7062 | 10 | 6.03 | Residential | Yes | Behind the Meter | Net-metered residential rooftop and canopy |  | None | Vision Solar LLC | PSE&G | Accepted | 2020-09-11 | 2020-09-15 | 2021-10-30 | HANWHA Q-CELLS | Q.PEAK DUO-G6+ 335 | Solar Panels |  | 0.335 | 3 | 139 | 32 |  | Fixed | Roof
NJSTRE1545578046 |  | Transition Incentive Program | BURLINGTON | 8016 | 13 | 5.2 | Residential | Yes | Behind the Meter | Net-metered residential rooftop and canopy |  | None | Vivint Solar Developer, LLC | PSE&G | Accepted | 2020-09-16 | 2020-09-16 | 2021-10-30 | JINKO SOLAR | JKM325M-60HBL | Solar Panels |  | 0.325 | 6 | 101 | 2 |  | Fixed | Roof
NJSTRE1545578055 |  | Transition Incentive Program | BURLINGTON | 8016 | 13 | 6.18 | Residential | Yes | Behind the Meter | Net-metered residential rooftop and canopy |  | None | Vivint Solar Developer, LLC | PSE&G | Accepted | 2020-09-23 | 2020-09-23 | 2021-10-30 | JINKO SOLAR | JKM325M-60HBL | Solar Panels |  | 0.325 | 7 | 236 | 24 |  | Fixed | Roof
NJSTRE1545578479 |  | Transition Incentive Program | Middletown | 7748 | 17 | 9.18 | Residential | Yes | Behind the Meter | Net-metered residential rooftop and canopy |  | None | Tesla Energy Operations Inc. | JCP&L | Accepted | 2020-09-11 | 2020-09-15 | 2021-10-30 | Tesla | SR60T1 | Solar Panels |  | 0.05847 | 44 | 153 | 27 |  | Fixed | Roof
NJSTRE1545580111 |  | Transition Incentive Program | WEST DEPTFORD | 8096 | 15 | 4.1 | Residential | Yes | Behind the Meter | Net-metered residential rooftop and canopy |  | None | Suntuity Solar LLC | PSE&G | Accepted | 2020-09-12 | 2020-09-16 | 2021-10-30 | Longi | LR6-60HPB-315M | Solar Panels |  | 0.315 | 3 | 51 | 22 |  | Fixed | Roof
NJSTRE1545580123 |  | Transition Incentive Program | Pennsauken | 8109 | 14 | 2.68 | Residential | Yes | Behind the Meter | Net-metered residential rooftop and canopy |  | None | Vision Solar LLC | PSE&G | Accepted | 2020-09-12 | 2020-09-15 | 2021-10-30 | HANWHA Q-CELLS | Q.PEAK DUO-G6+ 335 | Solar Panels |  | 0.335 | 1 | 235 | 46 |  | Fixed | Roof
NJSTRE1545580125 |  | Transition Incentive Program | Blackwood | 8012 | 14 | 9.38 | Residential | No | Behind the Meter | Net-metered residential rooftop and canopy |  | None | Vision Solar LLC | AC Electric | Accepted | 2020-09-12 | 2020-09-16 | 2021-10-30 | HANWHA Q-CELLS | Q.PEAK DUO-G6+ 335 | Solar Panels |  | 0.335 | 11 | 322 | 40 |  | Fixed | Roof
NJSTRE1545577279 |  | Transition Incentive Program | Wenonah | 8090 | 15 | 6.51 | Residential | No | Behind the Meter | Net-metered residential rooftop and canopy |  | None | Paradise Solar and Electrical | PSE&G | Accepted | 2020-09-15 | 2020-09-16 | 2021-10-30 | Jinko | 310 | Solar Panels |  | 0.31 | 21 | 6/186 | 33 |  | Fixed | Roof
NJSTRE1545577309 |  | Transition Incentive Program | East Windsor | 8520 | 12 | 4.9 | Residential | Yes | Behind the Meter | Net-metered residential rooftop and canopy |  | None | Pro Custom Solar dba Momentum Solar | JCP&L | Accepted | 2020-09-11 | 2020-09-15 | 2021-10-30 | LG ELECTRONICS | LG 350N1C-V5 | Solar Panels |  | 0.35 | 6 | 299 | 23 |  | Fixed | Roof
NJSTRE1545577329 |  | Transition Incentive Program | RIDGEWOOD | 7450 | 7 | 17.42 | Residential | No | Behind the Meter | Net-metered residential rooftop and canopy |  | None | Infinity Solar Systems | PSE&G | Accepted | 2020-09-11 | 2020-09-15 | 2021-10-30 | LG | LG335N1K-V5 | Solar Panels |  | 0.335 | 16 | 193 | 25 |  | Fixed | Roof
NJSTRE1545577394 |  | Transition Incentive Program | Freehold | 7728 | 17 | 9.8 | Residential | Yes | Behind the Meter | Net-metered residential rooftop and canopy |  | None | Pro Custom Solar dba Momentum Solar | JCP&L | Accepted | 2020-09-11 | 2020-09-15 | 2021-10-30 | LG | LG 350N1C-V5 | Solar Panels |  | 0.35 | 7 | 81 | 31 |  | Fixed | Roof
NJSTRE1545577511 |  | Transition Incentive Program | Spring Lake | 7762 | 17 | 10.5 | Residential | Yes | Behind the Meter | Net-metered residential rooftop and canopy |  | None | Pro Custom Solar dba Momentum Solar | JCP&L | Accepted | 2020-09-11 | 2020-09-15 | 2021-10-30 | LG | LG 350N1C-V5 | Solar Panels |  | 0.35 | 7 | 101 | 23 |  | Fixed | Roof
NJSTRE1545577813 |  | Transition Incentive Program | Carteret | 7008 | 11 | 9.6 | Residential | No | Behind the Meter | Net-metered residential rooftop and canopy |  | None | New Jersey Suntech | PSE&G | Accepted | 2020-09-11 | 2020-09-22 | 2021-10-30 | Jinko | JKM320M | Solar Panels |  | 0.32 | 6 | 214 | 40 |  | Fixed | Roof
NJSTRE1545577834 |  | Transition Incentive Program | Rockaway | 7866 | 3 | 19.43 | Residential | Yes | Behind the Meter | Net-metered residential rooftop and canopy |  | None | Vision Solar LLC | JCP&L | Accepted | 2020-09-11 | 2020-09-15 | 2021-10-30 | HANWHA Q-CELLS | Q.PEAK DUO-G6+ 335 | Solar Panels |  | 0.335 | 27 | 90 | 26 |  | Fixed | Roof
NJSTRE1545577898 |  | Transition Incentive Program | Lakewood | 8701 | 18 | 14.07 | Residential | No | Behind the Meter | Net-metered residential rooftop and canopy |  | None | Vision Solar LLC | JCP&L | Accepted | 2020-09-11 | 2020-09-16 | 2021-10-30 | HANWHA Q-CELLS | Q.PEAK DUO-G6+ 335 | Solar Panels |  | 0.335 | 14 | 97 | 12 |  | Fixed | Roof
NJSTRE1545577990 |  | Transition Incentive Program | North Plainfield | 7062 | 10 | 7.37 | Residential | No | Behind the Meter | Net-metered residential rooftop and canopy |  | None | Vision Solar LLC | PSE&G | Accepted | 2020-09-11 | 2020-09-15 | 2021-10-30 | HANWHA Q-CELLS | Q.PEAK DUO-G6+ 335 | Solar Panels |  | 0.335 | 5 | 114 | 29 |  | Fixed | Roof
NJSTRE1545577989 |  | Transition Incentive Program | PARAMUS | 7652 | 7 | 19.1 | Residential | No | Behind the Meter | Net-metered residential rooftop and canopy |  | None | SEA BRIGHT SOLAR, LLC | PSE&G | Accepted | 2020-09-11 | 2020-09-15 | 2021-10-30 | SUNPOWER | SPR-X21-335-BLK-AC | Solar Panels |  | 0.335 | 8 | 109 | 32 |  | Fixed | Roof | SOUTHEAST
NJSTRE1545578010 |  | Transition Incentive Program | Plainfield | 7062 | 10 | 6.03 | Residential | Yes | Behind the Meter | Net-metered residential rooftop and canopy |  | None | Vision Solar LLC | PSE&G | Accepted | 2020-09-11 | 2020-09-15 | 2021-10-30 | HANWHA Q-CELLS | Q.PEAK DUO-G6+ 335 | Solar Panels |  | 0.335 | 4 | 319 | 15 |  | Fixed | Roof
NJSTRE1545578036 |  | Transition Incentive Program | Edison Twp | 8820 | 11 | 15.5 | Residential | Yes | Behind the Meter | Net-metered residential rooftop and canopy |  | None | Bright Planet Solar | PSE&G | Accepted | 2020-09-11 | 2020-09-15 | 2021-10-30 | LONGI | LR6-60HPB-310M | Solar Panels |  | 0.31 | 20 | 267 | 22 |  | Fixed | Roof
NJSTRE1545578474 |  | Transition Incentive Program | Hillside | 7205 | 10 | 6.5 | Residential | Yes | Behind the Meter | Net-metered residential rooftop and canopy |  | None | Vivint Solar Developer, LLC | PSE&G | Accepted | 2020-09-16 | 2020-09-17 | 2021-10-30 | JINKO SOLAR | JKM325M-60HBL | Solar Panels |  | 0.325 | 16 | 36 | 26 |  | Fixed | Roof
NJSTRE1545578487 |  | Transition Incentive Program | PARSIPPANY | 7054 | 3 | 3.58 | Residential | Yes | Behind the Meter | Net-metered residential rooftop and canopy |  | None | Vivint Solar Developer, LLC | JCP&L | Accepted | 2020-09-16 | 2020-09-17 | 2021-10-30 | JINKO SOLAR | JKM325M-60HBL | Solar Panels |  | 0.325 | 5 | 335 | 18 |  | Fixed | Roof
NJSTRE1545580112 |  | Transition Incentive Program | EGG HARBOR CITY | 8215 | 19 | 11.34 | Residential | No | Behind the Meter | Net-metered residential rooftop and canopy |  | None | Suntuity Solar LLC | AC Electric | Accepted | 2020-09-12 | 2020-09-16 | 2021-10-30 | Longi | LR6-60HPB-315M | Solar Panels |  | 0.315 | 6 | 23 | 20 |  | Fixed | Roof
NJSTRE1545580114 |  | Transition Incentive Program | PLEASANTVILLE | 8232 | 19 | 9.45 | Residential | Yes | Behind the Meter | Net-metered residential rooftop and canopy |  | None | Suntuity Solar LLC | AC Electric | Accepted | 2020-09-12 | 2020-09-16 | 2021-10-30 | Longi | LR6-60HPB-315M | Solar Panels |  | 0.315 | 10 | 207 | 20 |  | Fixed | Roof
NJSTRE1545580116 |  | Transition Incentive Program | Williamstown | 8094 | 15 | 10.4 | Residential | No | Behind the Meter | Net-metered residential rooftop and canopy |  | None | Suntuity Solar LLC | AC Electric | Accepted | 2020-09-12 | 2020-09-16 | 2021-10-30 | Longi | LR6-60HPB-315M | Solar Panels |  | 0.315 | 23 | 124 | 33 |  | Fixed | Roof
NJSTRE1545580125 |  | Transition Incentive Program | Blackwood | 8012 | 14 | 9.38 | Residential | No | Behind the Meter | Net-metered residential rooftop and canopy |  | None | Vision Solar LLC | AC Electric | Accepted | 2020-09-12 | 2020-09-16 | 2021-10-30 | HANWHA Q-CELLS | Q.PEAK DUO-G6+ 335 | Solar Panels |  | 0.335 | 1 | 142 | 40 |  | Fixed | Roof
NJSTRE1545580132 |  | Transition Incentive Program | Riverside | 8075 | 13 | 4.02 | Residential | Yes | Behind the Meter | Net-metered residential rooftop and canopy |  | None | Vision Solar LLC | PSE&G | Accepted | 2020-09-12 | 2020-09-16 | 2021-10-30 | HANWHA Q-CELLS | Q.PEAK DUO-G6+ 335 | Solar Panels |  | 0.335 | 1 | 121 | 32 |  | Fixed | Roof
NJSTRE1545582124 |  | Transition Incentive Program | Livingston | 7039 | 9 | 16.32 | Residential | Yes | Behind the Meter | Net-metered residential rooftop and canopy |  | None | Tesla Energy Operations Inc. | JCP&L | Accepted | 2020-09-13 | 2020-09-16 | 2021-10-30 | Hanwha Q-CELLS | Q.Peak DUO BLK-G6+ 340 | Solar Panels |  | 0.34 | 13 | 111 | 20 |  | Fixed | Roof
NJSTRE1545582144 |  | Transition Incentive Program | HAMILTON TWP MER | 8610 | 12 | 7.4 | Residential | No | Behind the Meter | Net-metered residential rooftop and canopy |  | None | SunPower Corporation, Systems | PSE&G | Accepted | 2020-09-13 | 2020-09-17 | 2021-10-30 | SunPower | SPR-X22-370-E-AC | Solar Panels |  | 0.37 | 7 | 210 | 20 |  | Fixed | Roof
NJSTRE1545582523 |  | Transition Incentive Program | Gloucester Twp | 8012 | 14 | 11.66 | Residential | Yes | Behind the Meter | Net-metered residential rooftop and canopy |  | None | Suntuity Solar LLC | PSE&G | Accepted | 2020-09-14 | 2020-09-16 | 2021-10-30 | Longi | LR6-60HPB-315M | Solar Panels |  | 0.315 | 22 | 199 | 23 |  | Fixed | Roof
NJSTRE1545582525 |  | Transition Incentive Program | GLEN RIDGE | 7028 | 9 | 5.99 | Residential | No | Behind the Meter | Net-metered residential rooftop and canopy |  | None | Suntuity Solar LLC | PSE&G | Accepted | 2020-09-14 | 2020-09-16 | 2021-10-30 | Longi | LR6-60HPB-315M | Solar Panels |  | 0.315 | 9 | 277 | 44 |  | Fixed | Roof
NJSTRE1545582527 |  | Transition Incentive Program | MANTUA | 8051 | 15 | 17.96 | Residential | Yes | Behind the Meter | Net-metered residential rooftop and canopy |  | None | Suntuity Solar LLC | AC Electric | Accepted | 2020-09-14 | 2020-09-16 | 2021-10-30 | Longi | LR6-60HPB-315M | Solar Panels |  | 0.315 | 30 | 131 | 21 |  | Fixed | Roof
NJSTRE1545582532 |  | Transition Incentive Program | SICKLERVILLE | 8081 | 14 | 8.51 | Residential | No | Behind the Meter | Net-metered residential rooftop and canopy |  | None | Suntuity Solar LLC | AC Electric | Accepted | 2020-09-14 | 2020-09-16 | 2021-10-30 | Longi | LR6-60HPB-315M | Solar Panels |  | 0.315 | 4 | 29 | 27 |  | Fixed | Roof
NJSTRE1545577334 |  | Transition Incentive Program | Lumberton | 8048 | 13 | 8.75 | Residential | Yes | Behind the Meter | Net-metered residential rooftop and canopy |  | None | Pro Custom Solar dba Momentum Solar | PSE&G | Accepted | 2020-09-11 | 2020-09-15 | 2021-10-30 | LG | LG 350N1C-V5 | Solar Panels |  | 0.35 | 4 | 231 | 31 |  | Fixed | Roof
NJSTRE1545577394 |  | Transition Incentive Program | Freehold | 7728 | 17 | 9.8 | Residential | Yes | Behind the Meter | Net-metered residential rooftop and canopy |  | None | Pro Custom Solar dba Momentum Solar | JCP&L | Accepted | 2020-09-11 | 2020-09-15 | 2021-10-30 | LG | LG 350N1C-V5 | Solar Panels |  | 0.35 | 4 | 81 | 31 |  | Fixed | Roof
NJSTRE1545577511 |  | Transition Incentive Program | Spring Lake | 7762 | 17 | 10.5 | Residential | Yes | Behind the Meter | Net-metered residential rooftop and canopy |  | None | Pro Custom Solar dba Momentum Solar | JCP&L | Accepted | 2020-09-11 | 2020-09-15 | 2021-10-30 | LG | LG 350N1C-V5 | Solar Panels |  | 0.35 | 6 | 281 | 23 |  | Fixed | Roof
NJSTRE1545577810 |  | Transition Incentive Program | Linwood | 8221 | 19 | 7.14 | Residential | Yes | Behind the Meter | Net-metered residential rooftop and canopy |  | None | Vision Solar LLC | AC Electric | Accepted | 2020-09-11 | 2020-09-15 | 2021-10-30 | HANWHA Q-CELLS | Q.PEAK DUO-G6 340 | Solar Panels |  | 0.34 | 15 | 102 | 24 |  | Fixed | Roof
NJSTRE1545577813 |  | Transition Incentive Program | Carteret | 7008 | 11 | 9.6 | Residential | No | Behind the Meter | Net-metered residential rooftop and canopy |  | None | New Jersey Suntech | PSE&G | Accepted | 2020-09-11 | 2020-09-22 | 2021-10-30 | Jinko | JKM320M | Solar Panels |  | 0.32 | 5 | 36 | 18 |  | Fixed | Roof
NJSTRE1545577813 |  | Transition Incentive Program | Carteret | 7008 | 11 | 9.6 | Residential | No | Behind the Meter | Net-metered residential rooftop and canopy |  | None | New Jersey Suntech | PSE&G | Accepted | 2020-09-11 | 2020-09-22 | 2021-10-30 | Jinko | JKM320M | Solar Panels |  | 0.32 | 2 | 217 | 23 |  | Fixed | Roof
NJSTRE1545577961 |  | Transition Incentive Program | Runnemede | 8078 | 14 | 15.6 | Residential | Yes | Behind the Meter | Net-metered residential rooftop and canopy |  | None | Castle Energy, LLC | PSE&G | Accepted | 2020-09-11 | 2020-09-15 | 2021-10-30 | SunPower | SPR-A-400-G-AC | Solar Panels |  | 0.4 | 21 | 262 | 22 |  | Fixed | Roof
NJSTRE1545577961 |  | Transition Incentive Program | Runnemede | 8078 | 14 | 15.6 | Residential | Yes | Behind the Meter | Net-metered residential rooftop and canopy |  | None | Castle Energy, LLC | PSE&G | Accepted | 2020-09-11 | 2020-09-15 | 2021-10-30 | SunPower | SPR-A-400-G-AC | Solar Panels |  | 0.4 | 18 | 82 | 22 |  | Fixed | Roof
NJSTRE1545577976 |  | Transition Incentive Program | Delran | 8075 | 13 | 12.25 | Residential | No | Behind the Meter | Net-metered residential rooftop and canopy |  | None | Pro Custom Solar dba Momentum Solar | PSE&G | Accepted | 2020-09-11 | 2020-09-15 | 2021-10-30 | LG | LG 350N1C-V5 | Solar Panels |  | 0.35 | 8 | 37 | 31 |  | Fixed | Roof
NJSTRE1545578008 |  | Transition Incentive Program | Robbinsville | 8691 | 12 | 13.6 | Residential | No | Behind the Meter | Net-metered residential rooftop and canopy |  | None | Tesla Energy Operations Inc. | JCP&L | Accepted | 2020-09-11 | 2020-09-16 | 2021-10-30 | Hanwha Q-CELLS | Q.Peak DUO BLK-G6+ 340 | Solar Panels |  | 0.34 | 5 | 259 | 32 |  | Fixed | Roof
NJSTRE1545578044 |  | Transition Incentive Program | Hackettstown | 7840 | 2 | 8.24 | Residential | Yes | Behind the Meter | Net-metered residential rooftop and canopy |  | None | Sunrun Installation Services, Inc. | JCP&L | Accepted | 2020-09-11 | 2020-09-15 | 2021-10-30 | LONGi Green Energy Technology Co Ltd | LR6-60HPB-305M | Solar Panels |  | 0.305 | 15 | 147 | 37 |  | Fixed | Roof
NJSTRE1545578474 |  | Transition Incentive Program | Hillside | 7205 | 10 | 6.5 | Residential | Yes | Behind the Meter | Net-metered residential rooftop and canopy |  | None | Vivint Solar Developer, LLC | PSE&G | Accepted | 2020-09-16 | 2020-09-17 | 2021-10-30 | JINKO SOLAR | JKM325M-60HBL | Solar Panels |  | 0.325 | 4 | 216 | 26 |  | Fixed | Roof
NJSTRE1545578479 |  | Transition Incentive Program | Middletown | 7748 | 17 | 9.18 | Residential | Yes | Behind the Meter | Net-metered residential rooftop and canopy |  | None | Tesla Energy Operations Inc. | JCP&L | Accepted | 2020-09-11 | 2020-09-15 | 2021-10-30 | Tesla | SR60T1 | Solar Panels |  | 0.05847 | 113 | 153 | 26 |  | Fixed | Roof
NJSTRE1545578487 |  | Transition Incentive Program | PARSIPPANY | 7054 | 3 | 3.58 | Residential | Yes | Behind the Meter | Net-metered residential rooftop and canopy |  | None | Vivint Solar Developer, LLC | JCP&L | Accepted | 2020-09-16 | 2020-09-17 | 2021-10-30 | JINKO SOLAR | JKM325M-60HBL | Solar Panels |  | 0.325 | 6 | 155 | 18 |  | Fixed | Roof
NJSTRE1545580111 |  | Transition Incentive Program | WEST DEPTFORD | 8096 | 15 | 4.1 | Residential | Yes | Behind the Meter | Net-metered residential rooftop and canopy |  | None | Suntuity Solar LLC | PSE&G | Accepted | 2020-09-12 | 2020-09-16 | 2021-10-30 | Longi | LR6-60HPB-315M | Solar Panels |  | 0.315 | 10 | 231 | 22 |  | Fixed | Roof
NJSTRE1545580114 |  | Transition Incentive Program | PLEASANTVILLE | 8232 | 19 | 9.45 | Residential | Yes | Behind the Meter | Net-metered residential rooftop and canopy |  | None | Suntuity Solar LLC | AC Electric | Accepted | 2020-09-12 | 2020-09-16 | 2021-10-30 | Longi | LR6-60HPB-315M | Solar Panels |  | 0.315 | 20 | 27 | 20 |  | Fixed | Roof
NJSTRE1545580125 |  | Transition Incentive Program | Blackwood | 8012 | 14 | 9.38 | Residential | No | Behind the Meter | Net-metered residential rooftop and canopy |  | None | Vision Solar LLC | AC Electric | Accepted | 2020-09-12 | 2020-09-16 | 2021-10-30 | HANWHA Q-CELLS | Q.PEAK DUO-G6+ 335 | Solar Panels |  | 0.335 | 7 | 232 | 34 |  | Fixed | Roof
NJSTRE1545580125 |  | Transition Incentive Program | Blackwood | 8012 | 14 | 9.38 | Residential | No | Behind the Meter | Net-metered residential rooftop and canopy |  | None | Vision Solar LLC | AC Electric | Accepted | 2020-09-12 | 2020-09-16 | 2021-10-30 | HANWHA Q-CELLS | Q.PEAK DUO-G6+ 335 | Solar Panels |  | 0.335 | 9 | 53 | 34 |  | Fixed | Roof
NJSTRE1545580128 |  | Transition Incentive Program | Princeton | 8540 | 12 | 4.02 | Residential | No | Behind the Meter | Net-metered residential rooftop and canopy |  | None | Vision Solar LLC | PSE&G | Accepted | 2020-09-12 | 2020-09-15 | 2021-10-30 | HANWHA Q-CELLS | Q.PEAK DUO-G6+ 335 | Solar Panels |  | 0.3355 | 6 | 72 | 30 |  | Fixed | Roof
NJSTRE1545582073 |  | Transition Incentive Program | Manchester Township | 8759 | 18 | 4.25 | Residential | Yes | Behind the Meter | Net-metered residential rooftop and canopy |  | None | GenRenew, LLC | JCP&L | Accepted | 2020-09-13 | 2020-09-16 | 2021-10-30 | Sunpower | SPR-E20-327-E-AC | Solar Panels |  | 0.327 | 13 | 34 | 156 |  | Fixed | Roof
NJSTRE1545582134 |  | Transition Incentive Program | Willingboro | 8046 | 13 | 15.37 | Residential | Yes | Behind the Meter | Net-metered residential rooftop and canopy |  | None | Seabright Solar | PSE&G | Accepted | 2020-09-13 | 2020-09-16 | 2021-10-30 | Sunpower | SPR-E20-327 | Solar Panels |  | 0.327 | 13 | 277 | 23 |  | Fixed | Roof
NJSTRE1545582144 |  | Transition Incentive Program | HAMILTON TWP MER | 8610 | 12 | 7.4 | Residential | No | Behind the Meter | Net-metered residential rooftop and canopy |  | None | SunPower Corporation, Systems | PSE&G | Accepted | 2020-09-13 | 2020-09-17 | 2021-10-30 | SunPower | SPR-X22-370-E-AC | Solar Panels |  | 0.37 | 8 | 210 | 10 |  | Fixed | Roof
NJSTRE1545582151 |  | Transition Incentive Program | Garfield | 7026 | 7 | 4.51 | Residential | No | Behind the Meter | Net-metered residential rooftop and canopy |  | None | SunPower Capital, LLC | PSE&G | Accepted | 2020-09-16 | 2020-09-16 | 2021-10-30 | SunPower | SPR-A410-G-AC | Solar Panels |  | 0.41 | 2 | 343 | 25 |  | Fixed | Roof
NJSTRE1545582527 |  | Transition Incentive Program | MANTUA | 8051 | 15 | 17.96 | Residential | Yes | Behind the Meter | Net-metered residential rooftop and canopy |  | None | Suntuity Solar LLC | AC Electric | Accepted | 2020-09-14 | 2020-09-16 | 2021-10-30 | Longi | LR6-60HPB-315M | Solar Panels |  | 0.315 | 4 | 221 | 22 |  | Fixed | Roof
NJSTRE1545582532 |  | Transition Incentive Program | SICKLERVILLE | 8081 | 14 | 8.51 | Residential | No | Behind the Meter | Net-metered residential rooftop and canopy |  | None | Suntuity Solar LLC | AC Electric | Accepted | 2020-09-14 | 2020-09-16 | 2021-10-30 | Longi | LR6-60HPB-315M | Solar Panels |  | 0.315 | 23 | 209 | 27 |  | Fixed | Roof
NJSTRE1545582596 |  | Transition Incentive Program | Cedar Grove Twp | 7009 | 9 | 11.52 | Residential | No | Behind the Meter | Net-metered residential rooftop and canopy |  | None | Green Power energy | PSE&G | Accepted | 2020-09-14 | 2020-09-16 | 2021-10-30 | LG Electronics | LG360Q1K-V5 | Solar Panels |  | 0.36 | 32 | 190 | 18 |  | Fixed | Roof
NJSTRE1545578483 |  | Transition Incentive Program | AVENEL | 7001 | 11 | 2.6 | Residential | Yes | Behind the Meter | Net-metered residential rooftop and canopy |  | None | Vivint Solar Developer, LLC | PSE&G | Accepted | 2020-09-28 | 2020-09-29 | 2021-10-30 | JINKO SOLAR | JKM325M-60HBL | Solar Panels |  | 0.325 | 8 | 34 | 23 |  | Fixed | Roof
NJSTRE1545580113 |  | Transition Incentive Program | MILLVILLE | 8332 | 20 | 4.41 | Residential | Yes | Behind the Meter | Net-metered residential rooftop and canopy |  | None | Suntuity Solar LLC | AC Electric | Accepted | 2020-09-12 | 2020-09-15 | 2021-10-30 | Longi | LR6-60HPB-315M | Solar Panels |  | 0.315 | 12 | 113 | 22 |  | Fixed | Roof
NJSTRE1545580119 |  | Transition Incentive Program | Mullica Hill | 8062 | 15 | 7.04 | Residential | Yes | Behind the Meter | Net-metered residential rooftop and canopy |  | None | Vision Solar LLC | AC Electric | Accepted | 2020-09-12 | 2020-09-15 | 2021-10-30 | HANWHA Q-CELLS | Q.PEAK DUO-G6+ 335 | Solar Panels |  | 0.335 | 2 | 233 | 26 |  | Fixed | Roof
NJSTRE1545580134 |  | Transition Incentive Program | Turnersville | 8012 | 14 | 5.03 | Residential | Yes | Behind the Meter | Net-metered residential ground mount |  | None | Vision Solar LLC | AC Electric | Accepted | 2020-09-12 | 2020-09-18 | 2021-10-30 | HANWHA Q-CELLS | Q.PEAK DUO-G6+ 335 | Solar Panels |  | 0.335 | 15 | 244 | 30 |  | Fixed | Ground
NJSTRE1545582037 |  | Transition Incentive Program | Lawrence Twp | 8648 | 12 | 8.83 | Residential | Yes | Behind the Meter | Net-metered residential rooftop and canopy |  | None | GenRenew, LLC | PSE&G | Accepted | 2020-09-13 | 2020-09-16 | 2021-10-30 | Sunpower | SPR-E20-327-E-AC | Solar Panels |  | 0.327 | 23 | 89 | 18 |  | Fixed | Roof
NJSTRE1545582134 |  | Transition Incentive Program | Willingboro | 8046 | 13 | 15.37 | Residential | Yes | Behind the Meter | Net-metered residential rooftop and canopy |  | None | Seabright Solar | PSE&G | Accepted | 2020-09-13 | 2020-09-16 | 2021-10-30 | Sunpower | SPR-E20-327 | Solar Panels |  | 0.327 | 13 | 97 | 23 |  | Fixed | Roof
NJSTRE1545582134 |  | Transition Incentive Program | Willingboro | 8046 | 13 | 15.37 | Residential | Yes | Behind the Meter | Net-metered residential rooftop and canopy |  | None | Seabright Solar | PSE&G | Accepted | 2020-09-13 | 2020-09-16 | 2021-10-30 | Sunpower | SPR-E20-327 | Solar Panels |  | 0.327 | 9 | 187 | 23 |  | Fixed | Roof
NJSTRE1545582147 |  | Transition Incentive Program | Glen Rock | 7452 | 7 | 7.19 | Residential | Yes | Behind the Meter | Net-metered residential rooftop and canopy |  | None | SunPower Corporation, Systems | PSE&G | Accepted | 2020-09-13 | 2020-09-16 | 2021-10-30 | SunPower | SPR-E20-327-E-AC | Solar Panels |  | 0.327 | 4 | 119 | 20 |  | Fixed | Roof
NJSTRE1545582147 |  | Transition Incentive Program | Glen Rock | 7452 | 7 | 7.19 | Residential | Yes | Behind the Meter | Net-metered residential rooftop and canopy |  | None | SunPower Corporation, Systems | PSE&G | Accepted | 2020-09-13 | 2020-09-16 | 2021-10-30 | SunPower | SPR-E20-327-E-AC | Solar Panels |  | 0.327 | 4 | 299 | 20 |  | Fixed | Roof
NJSTRE1545582524 |  | Transition Incentive Program | Brick Township | 8723 | 18 | 10.25 | Residential | No | Behind the Meter | Net-metered residential rooftop and canopy |  | None | SunPower Corporation, Systems | JCP&L | Accepted | 2020-09-17 | 2020-09-18 | 2021-10-30 | SunPower | SPR-A410-G-AC | Solar Panels |  | 0.41 | 25 | 256 | 25 |  | Fixed | Roof
NJSTRE1545582534 |  | Transition Incentive Program | MOUNT LAUREL | 8054 | 13 | 8.51 | Residential | Yes | Behind the Meter | Net-metered residential rooftop and canopy |  | None | Suntuity Solar LLC | PSE&G | Accepted | 2020-09-14 | 2020-09-16 | 2021-10-30 | Longi | LR6-60HPB-315M | Solar Panels |  | 0.315 | 8 | 94 | 23 |  | Fixed | Roof
NJSTRE1545582535 |  | Transition Incentive Program | PINE HILL | 8021 | 14 | 8.51 | Residential | Yes | Behind the Meter | Net-metered residential rooftop and canopy |  | None | Suntuity Solar LLC | AC Electric | Accepted | 2020-09-14 | 2020-09-16 | 2021-10-30 | Longi | LR6-60HPB-315M | Solar Panels |  | 0.315 | 7 | 105 | 18 |  | Fixed | Roof
NJSTRE1545582590 |  | Transition Incentive Program | Roselle | 7203 | 10 | 5.2 | Residential | Yes | Behind the Meter | Net-metered residential rooftop and canopy |  | None | Vivint Solar Developer, LLC | PSE&G | Accepted | 2020-09-16 | 2020-09-17 | 2021-10-30 | JINKO SOLAR | JKM325M-60HBL | Solar Panels |  | 0.325 | 12 | 350 | 11 |  | Fixed | Roof
NJSTRE1545582128 |  | Transition Incentive Program | Sayreville | 8872 | 11 | 4.09 | Residential | Yes | Behind the Meter | Net-metered residential rooftop and canopy |  | None | Tesla Energy Operations Inc. | JCP&L | Accepted | 2020-09-13 | 2020-09-16 | 2021-10-30 | Tesla | SR60T1 | Solar Panels |  | 0.05847 | 48 | 165 | 45 |  | Fixed | Roof
NJSTRE1545582144 |  | Transition Incentive Program | HAMILTON TWP MER | 8610 | 12 | 7.4 | Residential | No | Behind the Meter | Net-metered residential rooftop and canopy |  | None | SunPower Corporation, Systems | PSE&G | Accepted | 2020-09-13 | 2020-09-17 | 2021-10-30 | SunPower | SPR-X22-370-E-AC | Solar Panels |  | 0.37 | 5 | 210 | 45 |  | Fixed | Roof
NJSTRE1545582147 |  | Transition Incentive Program | Glen Rock | 7452 | 7 | 7.19 | Residential | Yes | Behind the Meter | Net-metered residential rooftop and canopy |  | None | SunPower Corporation, Systems | PSE&G | Accepted | 2020-09-13 | 2020-09-16 | 2021-10-30 | SunPower | SPR-E20-327-E-AC | Solar Panels |  | 0.327 | 14 | 209 | 30 |  | Fixed | Roof
NJSTRE1545582523 |  | Transition Incentive Program | Gloucester Twp | 8012 | 14 | 11.66 | Residential | Yes | Behind the Meter | Net-metered residential rooftop and canopy |  | None | Suntuity Solar LLC | PSE&G | Accepted | 2020-09-14 | 2020-09-16 | 2021-10-30 | Longi | LR6-60HPB-315M | Solar Panels |  | 0.315 | 9 | 19 | 23 |  | Fixed | Roof
NJSTRE1545582523 |  | Transition Incentive Program | Gloucester Twp | 8012 | 14 | 11.66 | Residential | Yes | Behind the Meter | Net-metered residential rooftop and canopy |  | None | Suntuity Solar LLC | PSE&G | Accepted | 2020-09-14 | 2020-09-16 | 2021-10-30 | Longi | LR6-60HPB-315M | Solar Panels |  | 0.315 | 6 | 19 | 23 |  | Fixed | Roof
NJSTRE1545582534 |  | Transition Incentive Program | MOUNT LAUREL | 8054 | 13 | 8.51 | Residential | Yes | Behind the Meter | Net-metered residential rooftop and canopy |  | None | Suntuity Solar LLC | PSE&G | Accepted | 2020-09-14 | 2020-09-16 | 2021-10-30 | Longi | LR6-60HPB-315M | Solar Panels |  | 0.315 | 7 | 273 | 21 |  | Fixed | Roof
NJSTRE1545582534 |  | Transition Incentive Program | MOUNT LAUREL | 8054 | 13 | 8.51 | Residential | Yes | Behind the Meter | Net-metered residential rooftop and canopy |  | None | Suntuity Solar LLC | PSE&G | Accepted | 2020-09-14 | 2020-09-16 | 2021-10-30 | Longi | LR6-60HPB-315M | Solar Panels |  | 0.315 | 12 | 93 | 21 |  | Fixed | Roof
NJSTRE1545582535 |  | Transition Incentive Program | PINE HILL | 8021 | 14 | 8.51 | Residential | Yes | Behind the Meter | Net-metered residential rooftop and canopy |  | None | Suntuity Solar LLC | AC Electric | Accepted | 2020-09-14 | 2020-09-16 | 2021-10-30 | Longi | LR6-60HPB-315M | Solar Panels |  | 0.315 | 8 | 285 | 18 |  | Fixed | Roof
NJSTRE1545582535 |  | Transition Incentive Program | PINE HILL | 8021 | 14 | 8.51 | Residential | Yes | Behind the Meter | Net-metered residential rooftop and canopy |  | None | Suntuity Solar LLC | AC Electric | Accepted | 2020-09-14 | 2020-09-16 | 2021-10-30 | Longi | LR6-60HPB-315M | Solar Panels |  | 0.315 | 6 | 105 | 18 |  | Fixed | Roof
NJSTRE1545582605 |  | Transition Incentive Program | DELRAN | 8075 | 13 | 16.9 | Residential | Yes | Behind the Meter | Net-metered residential rooftop and canopy |  | None | Vivint Solar Developer, LLC | PSE&G | Accepted | 2020-09-16 | 2020-09-17 | 2021-10-30 | JINKO SOLAR | JKM325M-60HBL | Solar Panels |  | 0.325 | 32 | 219 | 15 |  | Fixed | Roof
NJSTRE1545582622 |  | Transition Incentive Program | Mount Ephraim | 8059 | 14 | 8.16 | Residential | Yes | Behind the Meter | Net-metered residential rooftop and canopy |  | None | Trinity Solar | PSE&G | Accepted | 2020-09-14 | 2020-09-16 | 2021-10-30 | Hanwha 340 | Q.PEAK DUO BLK-G6 340 | Solar Panels |  | 0.34 | 4 | 26 | 12 |  | Fixed | Roof
NJSTRE1545582678 |  | Transition Incentive Program | Oceanport | 7757 | 17 | 5.78 | Residential | Yes | Behind the Meter | Net-metered residential rooftop and canopy |  | None | Trinity Solar | JCP&L | Accepted | 2020-09-14 | 2020-09-16 | 2021-10-30 | HANWHA 340 (Q.PEAK DUO BLK-G6 340) | HANWHA 340 (Q.PEAK DUO BLK-G6 340) | Solar Panels |  | 0.34 | 17 | 234 | 34 |  | Fixed | Roof
NJSTRE1545582684 |  | Transition Incentive Program | GLASSBORO | 8028 | 15 | 13.76 | Residential | Yes | Behind the Meter | Net-metered residential rooftop and canopy |  | None | Orbit Energy & Power, LLC | AC Electric | Accepted | 2020-09-14 | 2020-09-16 | 2021-10-30 | hanwha | q peak cells 320w | Solar Panels |  | 0.32 | 15 | 45 | 19 |  | Fixed | Roof
NJSTRE1545578010 |  | Transition Incentive Program | Plainfield | 7062 | 10 | 6.03 | Residential | Yes | Behind the Meter | Net-metered residential rooftop and canopy |  | None | Vision Solar LLC | PSE&G | Accepted | 2020-09-11 | 2020-09-15 | 2021-10-30 | HANWHA Q-CELLS | Q.PEAK DUO-G6+ 335 | Solar Panels |  | 0.335 | 4 | 319 | 32 |  | Fixed | Roof
NJSTRE1545578036 |  | Transition Incentive Program | Edison Twp | 8820 | 11 | 15.5 | Residential | Yes | Behind the Meter | Net-metered residential rooftop and canopy |  | None | Bright Planet Solar | PSE&G | Accepted | 2020-09-11 | 2020-09-15 | 2021-10-30 | LONGI | LR6-60HPB-310M | Solar Panels |  | 0.31 | 8 | 267 | 22 |  | Fixed | Roof
NJSTRE1545578048 |  | Transition Incentive Program | Roselle Boro | 7203 | 10 | 7.37 | Residential | Yes | Behind the Meter | Net-metered residential rooftop and canopy |  | None | Bright Planet Solar | PSE&G | Accepted | 2020-09-11 | 2020-09-15 | 2021-10-30 | LG | LG335N1C-A5 | Solar Panels |  | 0.335 | 14 | 260 | 45 |  | Fixed | Roof
NJSTRE1545578481 |  | Transition Incentive Program | Perth Amboy | 8861 | 11 | 5.85 | Residential | Yes | Behind the Meter | Net-metered residential rooftop and canopy |  | None | Vivint Solar Developer, LLC | PSE&G | Accepted | 2020-09-16 | 2020-09-17 | 2021-10-30 | JINKO SOLAR | JKM325M-60HBL | Solar Panels |  | 0.325 | 15 | 140 | 24 |  | Fixed | Roof
NJSTRE1545580124 |  | Transition Incentive Program | Cookstown | 8511 | 13 | 14.07 | Residential | No | Behind the Meter | Net-metered residential rooftop and canopy |  | None | Vision Solar LLC | JCP&L | Accepted | 2020-09-12 | 2020-09-16 | 2021-10-30 | HANWHA Q-CELLS | Q.PEAK DUO-G6+ 335 | Solar Panels |  | 0.335 | 17 | 186 | 20 |  | Fixed | Roof
NJSTRE1545580124 |  | Transition Incentive Program | Cookstown | 8511 | 13 | 14.07 | Residential | No | Behind the Meter | Net-metered residential rooftop and canopy |  | None | Vision Solar LLC | JCP&L | Accepted | 2020-09-12 | 2020-09-16 | 2021-10-30 | HANWHA Q-CELLS | Q.PEAK DUO-G6+ 335 | Solar Panels |  | 0.335 | 10 | 6 | 19 |  | Fixed | Roof
NJSTRE1545582145 |  | Transition Incentive Program | Lindenwold | 8021 | 14 | 7.38 | Residential | No | Behind the Meter | Net-metered residential rooftop and canopy |  | None | SunPower Corporation, Systems | AC Electric | Accepted | 2020-09-13 | 2020-09-16 | 2021-10-30 | SunPower | SPR-A-410-G-AC | Solar Panels |  | 0.41 | 2 | 186 | 22 |  | Fixed | Roof
NJSTRE1545582151 |  | Transition Incentive Program | Garfield | 7026 | 7 | 4.51 | Residential | No | Behind the Meter | Net-metered residential rooftop and canopy |  | None | SunPower Capital, LLC | PSE&G | Accepted | 2020-09-16 | 2020-09-16 | 2021-10-30 | SunPower | SPR-A410-G-AC | Solar Panels |  | 0.41 | 4 | 73 | 25 |  | Fixed | Roof
NJSTRE1545582526 |  | Transition Incentive Program | MANTUA | 8051 | 15 | 12.29 | Residential | Yes | Behind the Meter | Net-metered residential rooftop and canopy |  | None | Suntuity Solar LLC | AC Electric | Accepted | 2020-09-14 | 2020-09-16 | 2021-10-30 | Longi | LR6-60HPB-315M | Solar Panels |  | 0.315 | 6 | 42 | 13 |  | Fixed | Roof
NJSTRE1545582526 |  | Transition Incentive Program | MANTUA | 8051 | 15 | 12.29 | Residential | Yes | Behind the Meter | Net-metered residential rooftop and canopy |  | None | Suntuity Solar LLC | AC Electric | Accepted | 2020-09-14 | 2020-09-16 | 2021-10-30 | Longi | LR6-60HPB-315M | Solar Panels |  | 0.315 | 15 | 222 | 18 |  | Fixed | Roof
NJSTRE1545582533 |  | Transition Incentive Program | JACKSON | 8527 | 18 | 6.3 | Residential | No | Behind the Meter | Net-metered residential rooftop and canopy |  | None | Suntuity Solar LLC | JCP&L | Accepted | 2020-09-14 | 2020-09-16 | 2021-10-30 | Longi | LR6-60HPB-315M | Solar Panels |  | 0.315 | 5 | 286 | 21 |  | Fixed | Roof
NJSTRE1545582538 |  | Transition Incentive Program | West Deptford | 8086 | 15 | 13.68 | Residential | No | Behind the Meter | Net-metered residential rooftop and canopy |  | None | Suntuity Solar LLC | PSE&G | Accepted | 2020-09-14 | 2020-09-16 | 2021-10-30 | LG Electronics | LG360N1C-V5 | Solar Panels |  | 0.36 | 12 | 69 | 33 |  | Fixed | Roof
NJSTRE1545582539 |  | Transition Incentive Program | MANAHAWKIN | 8050 | 18 | 15.12 | Residential | No | Behind the Meter | Net-metered residential rooftop and canopy |  | None | Suntuity Solar LLC | AC Electric | Accepted | 2020-09-14 | 2020-09-16 | 2021-10-30 | Longi | LR6-60HPB-315M | Solar Panels |  | 0.315 | 48 | 212 | 20 |  | Fixed | Ground
NJSTRE1545582554 |  | Transition Incentive Program | Williamstown | 8094 | 15 | 5.36 | Residential | Yes | Behind the Meter | Net-metered residential rooftop and canopy |  | None | Vision Solar LLC | AC Electric | Accepted | 2020-09-14 | 2020-09-16 | 2021-10-30 | HANWHA Q-CELLS | Q.PEAK DUO-G6+ 335 | Solar Panels |  | 0.335 | 1 | 118 | 20 |  | Fixed | Roof
NJSTRE1545582622 |  | Transition Incentive Program | Mount Ephraim | 8059 | 14 | 8.16 | Residential | Yes | Behind the Meter | Net-metered residential rooftop and canopy |  | None | Trinity Solar | PSE&G | Accepted | 2020-09-14 | 2020-09-16 | 2021-10-30 | Hanwha 340 | Q.PEAK DUO BLK-G6 340 | Solar Panels |  | 0.34 | 10 | 206 | 35 |  | Fixed | Roof
NJSTRE1545582633 |  | Transition Incentive Program | MOUNT LAUREL | 8054 | 13 | 8.45 | Residential | Yes | Behind the Meter | Net-metered residential rooftop and canopy |  | None | Vivint Solar Developer, LLC | PSE&G | Accepted | 2020-09-19 | 2020-09-21 | 2021-10-30 | JINKO SOLAR | JKM325M-60HBL | Solar Panels |  | 0.325 | 14 | 259 | 25 |  | Fixed | Roof
NJSTRE1545582652 |  | Transition Incentive Program | Roms River | 8755 | 18 | 19.98 | Residential | No | Behind the Meter | Net-metered residential rooftop and canopy |  | None | Whitman Construction, LLC | JCP&L | Accepted | 2020-09-14 | 2020-09-16 | 2021-10-30 | SOLARIA POWER | XT-370R-PD | Solar Panels |  | 0.37 | 8 | 191 | 42 |  | Fixed | Roof
NJSTRE1545582696 |  | Transition Incentive Program | PENNSAUKEN | 8109 | 14 | 12.03 | Residential | Yes | Behind the Meter | Net-metered residential rooftop and canopy |  | None | Vivint Solar Developer, LLC | PSE&G | Accepted | 2020-09-19 | 2020-09-21 | 2021-10-30 | JINKO SOLAR | JKM325M-60HBL | Solar Panels |  | 0.325 | 6 | 34 | 9 |  | Fixed | Roof
NJSTRE1545582740 |  | Transition Incentive Program | Manahawkin | 8050 | 18 | 6.1 | Residential | Yes | Behind the Meter | Net-metered residential rooftop and canopy |  | None | Sunrun Installation Services, Inc. | AC Electric | Accepted | 2020-09-14 | 2020-09-16 | 2021-10-30 | LONGi Green Energy Technology Co Ltd | LR6-60HPB-305M | Solar Panels |  | 0.305 | 20 | 231 | 23 |  | Fixed | Roof
NJSTRE1545582744 |  | Transition Incentive Program | Plainfield | 7062 | 10 | 4.36 | Residential | Yes | Behind the Meter | Net-metered residential rooftop and canopy |  | None | Trinity Solar | PSE&G | Accepted | 2020-09-14 | 2020-09-17 | 2021-10-30 | Hanwha | Q.PEAK DUO BLK-G6 335 | Solar Panels |  | 0.335 | 7 | 220 | 37 |  | Fixed | Roof
NJSTRE1545582754 |  | Transition Incentive Program | Sicklerville | 8081 | 14 | 9.1 | Residential | No | Behind the Meter | Net-metered residential rooftop and canopy |  | None | Whitman Construction, LLC | AC Electric | Accepted | 2020-09-14 | 2020-09-16 | 2021-10-30 | trina | TSM 325 DE06M | Solar Panels |  | 0.325 | 22 | 249 | 25 |  | Fixed | Roof
NJSTRE1545582754 |  | Transition Incentive Program | Sicklerville | 8081 | 14 | 9.1 | Residential | No | Behind the Meter | Net-metered residential rooftop and canopy |  | None | Whitman Construction, LLC | AC Electric | Accepted | 2020-09-14 | 2020-09-16 | 2021-10-30 | TRINA | TSM 325 DE06M | Solar Panels |  | 0.325 | 6 | 69 | 25 |  | Fixed | Roof
NJSTRE1545582770 |  | Transition Incentive Program | Pennsauen TWP | 8110 | 14 | 8.96 | Residential | Yes | Behind the Meter | Net-metered residential rooftop and canopy |  | None | Sunbound Solar | PSE&G | Accepted | 2020-09-14 | 2020-09-16 | 2021-10-30 | Hanwha | Q.PEAK DUO-G5 320 | Solar Panels |  | 0.32 | 14 | 326 | 23 |  | Fixed | Roof
NJSTRE1545582838 |  | Transition Incentive Program | SOMERDALE | 8083 | 14 | 6.5 | Residential | Yes | Behind the Meter | Net-metered residential rooftop and canopy |  | None | Vivint Solar Developer, LLC | PSE&G | Accepted | 2020-09-19 | 2020-09-21 | 2021-10-30 | JINKO SOLAR | JKM325M-60HBL | Solar Panels |  | 0.325 | 17 | 121 | 19 |  | Fixed | Roof
NJSTRE1545582994 |  | Transition Incentive Program | Franklin Township | 8873 | 5 | 7.35 | Residential | Yes | Behind the Meter | Net-metered residential rooftop and canopy |  | None | Pro Custom Solar dba Momentum Solar | PSE&G | Accepted | 2020-09-14 | 2020-09-16 | 2021-10-30 | LG | LG 350N1C-V5 | Solar Panels |  | 0.35 | 21 | 107 | 19 |  | Fixed | Roof
NJSTRE1545583009 |  | Transition Incentive Program | Oakhurst | 7755 | 17 | 8.45 | Residential | No | Behind the Meter | Net-metered residential rooftop and canopy |  | None | Whitman Construction, LLC | JCP&L | Accepted | 2020-09-15 | 2020-09-16 | 2021-10-30 | trina | tsm 325 DE06M | Solar Panels |  | 0.325 | 10 | 173 | 20 |  | Fixed | Roof
NJSTRE1545580128 |  | Transition Incentive Program | Princeton | 8540 | 12 | 4.02 | Residential | No | Behind the Meter | Net-metered residential rooftop and canopy |  | None | Vision Solar LLC | PSE&G | Accepted | 2020-09-12 | 2020-09-15 | 2021-10-30 | HANWHA Q-CELLS | Q.PEAK DUO-G6+ 335 | Solar Panels |  | 0.335 | 6 | 162 | 36 |  | Fixed | Roof
NJSTRE1545582124 |  | Transition Incentive Program | Livingston | 7039 | 9 | 16.32 | Residential | Yes | Behind the Meter | Net-metered residential rooftop and canopy |  | None | Tesla Energy Operations Inc. | JCP&L | Accepted | 2020-09-13 | 2020-09-16 | 2021-10-30 | Hanwha Q-CELLS | Q.Peak DUO BLK-G6+ 340 | Solar Panels |  | 0.34 | 8 | 291 | 21 |  | Fixed | Roof
NJSTRE1545582134 |  | Transition Incentive Program | Willingboro | 8046 | 13 | 15.37 | Residential | Yes | Behind the Meter | Net-metered residential rooftop and canopy |  | None | Seabright Solar | PSE&G | Accepted | 2020-09-13 | 2020-09-16 | 2021-10-30 | Sunpower | SPR-E20-327 | Solar Panels |  | 0.327 | 12 | 23 | 7 |  | Fixed | Roof
NJSTRE1545582151 |  | Transition Incentive Program | Garfield | 7026 | 7 | 4.51 | Residential | No | Behind the Meter | Net-metered residential rooftop and canopy |  | None | SunPower Capital, LLC | PSE&G | Accepted | 2020-09-16 | 2020-09-16 | 2021-10-30 | SunPower | SPR-A410-G-AC | Solar Panels |  | 0.41 | 5 | 253 | 25 |  | Fixed | Roof
NJSTRE1545582527 |  | Transition Incentive Program | MANTUA | 8051 | 15 | 17.96 | Residential | Yes | Behind the Meter | Net-metered residential rooftop and canopy |  | None | Suntuity Solar LLC | AC Electric | Accepted | 2020-09-14 | 2020-09-16 | 2021-10-30 | Longi | LR6-60HPB-315M | Solar Panels |  | 0.315 | 23 | 311 | 21 |  | Fixed | Roof
NJSTRE1545582530 |  | Transition Incentive Program | Williamstown | 8094 | 15 | 5.36 | Residential | Yes | Behind the Meter | Net-metered residential rooftop and canopy |  | None | Suntuity Solar LLC | AC Electric | Accepted | 2020-09-14 | 2020-09-16 | 2021-10-30 | Longi | LR6-60HPB-315M | Solar Panels |  | 0.315 | 17 | 135 | 25 |  | Fixed | Roof
NJSTRE1545582536 |  | Transition Incentive Program | TOMS RIVER | 8757 | 18 | 8.82 | Residential | Yes | Behind the Meter | Net-metered residential rooftop and canopy |  | None | Suntuity Solar LLC | JCP&L | Accepted | 2020-09-14 | 2020-09-16 | 2021-10-30 | Longi | LR6-60HPB-315M | Solar Panels |  | 0.315 | 9 | 90 | 21 |  | Fixed | Roof
NJSTRE1545582605 |  | Transition Incentive Program | DELRAN | 8075 | 13 | 16.9 | Residential | Yes | Behind the Meter | Net-metered residential rooftop and canopy |  | None | Vivint Solar Developer, LLC | PSE&G | Accepted | 2020-09-16 | 2020-09-17 | 2021-10-30 | JINKO SOLAR | JKM325M-60HBL | Solar Panels |  | 0.325 | 20 | 129 | 13 |  | Fixed | Roof
NJSTRE1545582637 |  | Transition Incentive Program | Cherry Hill | 8003 | 14 | 9.76 | Residential | Yes | Behind the Meter | Net-metered residential rooftop and canopy |  | None | Sunrun Installation Services, Inc. | PSE&G | Accepted | 2020-09-14 | 2020-09-16 | 2021-10-30 | LONGi Green Energy Technology Co Ltd | LR6-60HPB-305M | Solar Panels |  | 0.305 | 12 | 252 | 22 |  | Fixed | Roof
NJSTRE1545582656 |  | Transition Incentive Program | Brigantine | 8203 | 19 | 9.52 | Residential | No | Behind the Meter | Net-metered residential rooftop and canopy |  | None | Trinity Solar | AC Electric | Accepted | 2020-09-14 | 2020-09-16 | 2021-10-30 | Hanwha | Q.PEAK DUO BLK-G6 340 | Solar Panels |  | 0.34 | 28 | 181 | 27 |  | Fixed | Roof
NJSTRE1545582705 |  | Transition Incentive Program | Westville | 8093 | 15 | 5.1 | Residential | Yes | Behind the Meter | Net-metered residential rooftop and canopy |  | None | Trinity Solar | PSE&G | Accepted | 2020-09-14 | 2020-09-16 | 2021-10-30 | Hanwha | Q.PEAK DUO BLK-G6 340 | Solar Panels |  | 0.34 | 3 | 23 | 33 |  | Fixed | Roof
NJSTRE1545582710 |  | Transition Incentive Program | Fort Lee Boro | 7024 | 7 | 8.71 | Residential | No | Behind the Meter | Net-metered residential rooftop and canopy |  | None | Green Power Agency | PSE&G | Accepted | 2020-09-14 | 2020-09-16 | 2021-10-30 | LG Electronics | LG335N1C-V5 | Solar Panels |  | 0.335 | 11 | 127 | 21 |  | Fixed | Roof
NJSTRE1545582696 |  | Transition Incentive Program | PENNSAUKEN | 8109 | 14 | 12.03 | Residential | Yes | Behind the Meter | Net-metered residential rooftop and canopy |  | None | Vivint Solar Developer, LLC | PSE&G | Accepted | 2020-09-19 | 2020-09-21 | 2021-10-30 | JINKO SOLAR | JKM325M-60HBL | Solar Panels |  | 0.325 | 8 | 34 | 23 |  | Fixed | Roof
NJSTRE1545578055 |  | Transition Incentive Program | BURLINGTON | 8016 | 13 | 6.18 | Residential | Yes | Behind the Meter | Net-metered residential rooftop and canopy |  | None | Vivint Solar Developer, LLC | PSE&G | Accepted | 2020-09-23 | 2020-09-23 | 2021-10-30 | JINKO SOLAR | JKM325M-60HBL | Solar Panels |  | 0.325 | 8 | 146 | 22 |  | Fixed | Roof
NJSTRE1545578481 |  | Transition Incentive Program | Perth Amboy | 8861 | 11 | 5.85 | Residential | Yes | Behind the Meter | Net-metered residential rooftop and canopy |  | None | Vivint Solar Developer, LLC | PSE&G | Accepted | 2020-09-16 | 2020-09-17 | 2021-10-30 | JINKO SOLAR | JKM325M-60HBL | Solar Panels |  | 0.325 | 3 | 230 | 24 |  | Fixed | Roof
NJSTRE1545580119 |  | Transition Incentive Program | Mullica Hill | 8062 | 15 | 7.04 | Residential | Yes | Behind the Meter | Net-metered residential rooftop and canopy |  | None | Vision Solar LLC | AC Electric | Accepted | 2020-09-12 | 2020-09-15 | 2021-10-30 | HANWHA Q-CELLS | Q.PEAK DUO-G6+ 335 | Solar Panels |  | 0.335 | 14 | 143 | 26 |  | Fixed | Roof
NJSTRE1545580123 |  | Transition Incentive Program | Pennsauken | 8109 | 14 | 2.68 | Residential | Yes | Behind the Meter | Net-metered residential rooftop and canopy |  | None | Vision Solar LLC | PSE&G | Accepted | 2020-09-12 | 2020-09-15 | 2021-10-30 | HANWHA Q-CELLS | Q.PEAK DUO-G6+ 335 | Solar Panels |  | 0.335 | 5 | 235 | 42 |  | Fixed | Roof
NJSTRE1545580123 |  | Transition Incentive Program | Pennsauken | 8109 | 14 | 2.68 | Residential | Yes | Behind the Meter | Net-metered residential rooftop and canopy |  | None | Vision Solar LLC | PSE&G | Accepted | 2020-09-12 | 2020-09-15 | 2021-10-30 | HANWHA Q-CELLS | Q.PEAK DUO-G6+ 335 | Solar Panels |  | 0.335 | 2 | 55 | 42 |  | Fixed | Roof
NJSTRE1545580132 |  | Transition Incentive Program | Riverside | 8075 | 13 | 4.02 | Residential | Yes | Behind the Meter | Net-metered residential rooftop and canopy |  | None | Vision Solar LLC | PSE&G | Accepted | 2020-09-12 | 2020-09-16 | 2021-10-30 | HANWHA Q-CELLS | Q.PEAK DUO-G6+ 335 | Solar Panels |  | 0.335 | 8 | 31 | 32 |  | Fixed | Roof
NJSTRE1545580132 |  | Transition Incentive Program | Riverside | 8075 | 13 | 4.02 | Residential | Yes | Behind the Meter | Net-metered residential rooftop and canopy |  | None | Vision Solar LLC | PSE&G | Accepted | 2020-09-12 | 2020-09-16 | 2021-10-30 | HANWHA Q-CELLS | Q.PEAK DUO-G6+ 335 | Solar Panels |  | 0.335 | 2 | 301 | 32 |  | Fixed | Roof
NJSTRE1545582124 |  | Transition Incentive Program | Livingston | 7039 | 9 | 16.32 | Residential | Yes | Behind the Meter | Net-metered residential rooftop and canopy |  | None | Tesla Energy Operations Inc. | JCP&L | Accepted | 2020-09-13 | 2020-09-16 | 2021-10-30 | Hanwha Q-CELLS | Q.Peak DUO BLK-G6+ 340 | Solar Panels |  | 0.34 | 10 | 291 | 20 |  | Fixed | Roof
NJSTRE1545582525 |  | Transition Incentive Program | GLEN RIDGE | 7028 | 9 | 5.99 | Residential | No | Behind the Meter | Net-metered residential rooftop and canopy |  | None | Suntuity Solar LLC | PSE&G | Accepted | 2020-09-14 | 2020-09-16 | 2021-10-30 | Longi | LR6-60HPB-315M | Solar Panels |  | 0.315 | 10 | 97 | 44 |  | Fixed | Roof
NJSTRE1545582536 |  | Transition Incentive Program | TOMS RIVER | 8757 | 18 | 8.82 | Residential | Yes | Behind the Meter | Net-metered residential rooftop and canopy |  | None | Suntuity Solar LLC | JCP&L | Accepted | 2020-09-14 | 2020-09-16 | 2021-10-30 | Longi | LR6-60HPB-315M | Solar Panels |  | 0.315 | 19 | 180 | 21 |  | Fixed | Roof
NJSTRE1545582537 |  | Transition Incentive Program | KENILWORTH BORO | 7033 | 10 | 9 | Residential | No | Behind the Meter | Net-metered residential rooftop and canopy |  | None | Suntuity Solar LLC | PSE&G | Accepted | 2020-09-14 | 2020-09-16 | 2021-10-30 | LG Electronics | LG360N1C-V5 | Solar Panels |  | 0.36 | 25 | 121 | 27 |  | Fixed | Roof
NJSTRE1545582652 |  | Transition Incentive Program | Roms River | 8755 | 18 | 19.98 | Residential | No | Behind the Meter | Net-metered residential rooftop and canopy |  | None | Whitman Construction, LLC | JCP&L | Accepted | 2020-09-14 | 2020-09-16 | 2021-10-30 | solaria power | XT-370R-PD | Solar Panels |  | 0.37 | 32 | 101 | 35 |  | Fixed | Roof
NJSTRE1545582705 |  | Transition Incentive Program | Westville | 8093 | 15 | 5.1 | Residential | Yes | Behind the Meter | Net-metered residential rooftop and canopy |  | None | Trinity Solar | PSE&G | Accepted | 2020-09-14 | 2020-09-16 | 2021-10-30 | Hanwha | Q.PEAK DUO BLK-G6 340 | Solar Panels |  | 0.34 | 8 | 213 | 23 |  | Fixed | Roof
NJSTRE1545580116 |  | Transition Incentive Program | Williamstown | 8094 | 15 | 10.4 | Residential | No | Behind the Meter | Net-metered residential rooftop and canopy |  | None | Suntuity Solar LLC | AC Electric | Accepted | 2020-09-12 | 2020-09-16 | 2021-10-30 | Longi | LR6-60HPB-315M | Solar Panels |  | 0.315 | 10 | 214 | 33 |  | Fixed | Roof
NJSTRE1545580124 |  | Transition Incentive Program | Cookstown | 8511 | 13 | 14.07 | Residential | No | Behind the Meter | Net-metered residential rooftop and canopy |  | None | Vision Solar LLC | JCP&L | Accepted | 2020-09-12 | 2020-09-16 | 2021-10-30 | HANWHA Q-CELLS | Q.PEAK DUO-G6+ 335 | Solar Panels |  | 0.335 | 3 | 96 | 20 |  | Fixed | Roof
NJSTRE1545580124 |  | Transition Incentive Program | Cookstown | 8511 | 13 | 14.07 | Residential | No | Behind the Meter | Net-metered residential rooftop and canopy |  | None | Vision Solar LLC | JCP&L | Accepted | 2020-09-12 | 2020-09-16 | 2021-10-30 | HANWHA Q-CELLS | Q.PEAK DUO-G6+ 335 | Solar Panels |  | 0.335 | 12 | 276 | 20 |  | Fixed | Roof
NJSTRE1545580178 |  | Transition Incentive Program | cherry hill | 8003 | 14 | 14.4 | Residential | No | Behind the Meter | Net-metered residential rooftop and canopy |  | None | OCEAN SOLAR | PSE&G | Accepted | 2020-09-12 | 2020-09-22 | 2021-10-30 | Solaria | 360 mono | Solar Panels |  | 0.36 | 40 | 169 | 34 |  | Fixed | Roof
NJSTRE1545582037 |  | Transition Incentive Program | Lawrence Twp | 8648 | 12 | 8.83 | Residential | Yes | Behind the Meter | Net-metered residential rooftop and canopy |  | None | GenRenew, LLC | PSE&G | Accepted | 2020-09-13 | 2020-09-16 | 2021-10-30 | Sunpower | SPR-E20-327-E-AC | Solar Panels |  | 0.327 | 4 | 89 | 18 |  | Fixed | Roof
NJSTRE1545582145 |  | Transition Incentive Program | Lindenwold | 8021 | 14 | 7.38 | Residential | No | Behind the Meter | Net-metered residential rooftop and canopy |  | None | SunPower Corporation, Systems | AC Electric | Accepted | 2020-09-13 | 2020-09-16 | 2021-10-30 | SunPower | SPR-A-410-G-AC | Solar Panels |  | 0.41 | 16 | 186 | 22 |  | Fixed | Roof
NJSTRE1545582526 |  | Transition Incentive Program | MANTUA | 8051 | 15 | 12.29 | Residential | Yes | Behind the Meter | Net-metered residential rooftop and canopy |  | None | Suntuity Solar LLC | AC Electric | Accepted | 2020-09-14 | 2020-09-16 | 2021-10-30 | Longi | LR6-60HPB-315M | Solar Panels |  | 0.315 | 6 | 42 | 18 |  | Fixed | Roof
NJSTRE1545582526 |  | Transition Incentive Program | MANTUA | 8051 | 15 | 12.29 | Residential | Yes | Behind the Meter | Net-metered residential rooftop and canopy |  | None | Suntuity Solar LLC | AC Electric | Accepted | 2020-09-14 | 2020-09-16 | 2021-10-30 | Longi | LR6-60HPB-315M | Solar Panels |  | 0.315 | 12 | 222 | 11 |  | Fixed | Roof
NJSTRE1545582533 |  | Transition Incentive Program | JACKSON | 8527 | 18 | 6.3 | Residential | No | Behind the Meter | Net-metered residential rooftop and canopy |  | None | Suntuity Solar LLC | JCP&L | Accepted | 2020-09-14 | 2020-09-16 | 2021-10-30 | Longi | LR6-60HPB-315M | Solar Panels |  | 0.315 | 15 | 106 | 21 |  | Fixed | Roof
NJSTRE1545582538 |  | Transition Incentive Program | West Deptford | 8086 | 15 | 13.68 | Residential | No | Behind the Meter | Net-metered residential rooftop and canopy |  | None | Suntuity Solar LLC | PSE&G | Accepted | 2020-09-14 | 2020-09-16 | 2021-10-30 | LG Electronics | LG360N1C-V5 | Solar Panels |  | 0.36 | 21 | 249 | 33 |  | Fixed | Roof
NJSTRE1545582538 |  | Transition Incentive Program | West Deptford | 8086 | 15 | 13.68 | Residential | No | Behind the Meter | Net-metered residential rooftop and canopy |  | None | Suntuity Solar LLC | PSE&G | Accepted | 2020-09-14 | 2020-09-16 | 2021-10-30 | LG Electronics | LG360N1C-V5 | Solar Panels |  | 0.36 | 5 | 69 | 33 |  | Fixed | Roof
NJSTRE1545582554 |  | Transition Incentive Program | Williamstown | 8094 | 15 | 5.36 | Residential | Yes | Behind the Meter | Net-metered residential rooftop and canopy |  | None | Vision Solar LLC | AC Electric | Accepted | 2020-09-14 | 2020-09-16 | 2021-10-30 | HANWHA Q-CELLS | Q.PEAK DUO-G6+ 335 | Solar Panels |  | 0.335 | 5 | 208 | 20 |  | Fixed | Roof
NJSTRE1545582639 |  | Transition Incentive Program | Clifton | 7013 | 6 | 8 | Residential | No | Behind the Meter | Net-metered residential rooftop and canopy |  | None | New Jersey Suntech | PSE&G | Accepted | 2020-09-14 | 2020-09-16 | 2021-10-30 | Jinko | JKM320M | Solar Panels |  | 0.32 | 25 | 201 | 18 |  | Fixed | Roof
NJSTRE1545582633 |  | Transition Incentive Program | MOUNT LAUREL | 8054 | 13 | 8.45 | Residential | Yes | Behind the Meter | Net-metered residential rooftop and canopy |  | None | Vivint Solar Developer, LLC | PSE&G | Accepted | 2020-09-19 | 2020-09-21 | 2021-10-30 | JINKO SOLAR | JKM325M-60HBL | Solar Panels |  | 0.325 | 12 | 169 | 26 |  | Fixed | Roof
NJSTRE1545582663 |  | Transition Incentive Program | MOORESTOWN | 8057 | 13 | 7.15 | Residential | Yes | Behind the Meter | Net-metered residential rooftop and canopy |  | None | Vivint Solar Developer, LLC | PSE&G | Accepted | 2020-09-19 | 2020-09-21 | 2021-10-30 | JINKO SOLAR | JKM325M-60HBL | Solar Panels |  | 0.325 | 22 | 126 | 31 |  | Fixed | Roof
NJSTRE1545582701 |  | Transition Incentive Program | Toms River | 8753 | 18 | 2.38 | Residential | Yes | Behind the Meter | Net-metered residential rooftop and canopy |  | None | Trinity Solar | JCP&L | Accepted | 2020-09-14 | 2020-09-16 | 2021-10-30 | HANWHA 340 (Q.PEAK DUO BLK-G6 340) | HANWHA 340 (Q.PEAK DUO BLK-G6 340) | Solar Panels |  | 0.34 | 7 | 155 | 27 |  | Fixed | Roof
NJSTRE1545582697 |  | Transition Incentive Program | BOONTON | 7005 | 3 | 14.07 | Residential | No | Behind the Meter | Net-metered residential rooftop and canopy |  | None | Public Service Solar | JCP&L | Accepted | 2020-09-14 | 2020-09-16 | 2021-10-30 | LG | N1K-V5 | Solar Panels |  | 0.335 | 22 | 210 | 22 |  | Fixed | Roof
NJSTRE1545582744 |  | Transition Incentive Program | Plainfield | 7062 | 10 | 4.36 | Residential | Yes | Behind the Meter | Net-metered residential rooftop and canopy |  | None | Trinity Solar | PSE&G | Accepted | 2020-09-14 | 2020-09-17 | 2021-10-30 | Hanwha | Q.PEAK DUO BLK-G6 335 | Solar Panels |  | 0.335 | 6 | 129 | 23 |  | Fixed | Roof
NJSTRE1545582788 |  | Transition Incentive Program | Ringwood | 7456 | 6 | 5.94 | Residential | Yes | Behind the Meter | Net-metered residential rooftop and canopy |  | None | Sunrun Installation Services, Inc. | JCP&L | Accepted | 2020-09-14 | 2020-09-30 | 2021-10-30 | LG Electronics | LG330N1C-A5 | Solar Panels |  | 0.33 | 18 | 118 | 45 |  | Fixed | Roof
NJSTRE1545582838 |  | Transition Incentive Program | SOMERDALE | 8083 | 14 | 6.5 | Residential | Yes | Behind the Meter | Net-metered residential rooftop and canopy |  | None | Vivint Solar Developer, LLC | PSE&G | Accepted | 2020-09-19 | 2020-09-21 | 2021-10-30 | JINKO SOLAR | JKM325M-60HBL | Solar Panels |  | 0.325 | 3 | 121 | 16 |  | Fixed | Roof
NJSTRE1545582869 |  | Transition Incentive Program | Manahawkin | 8050 | 18 | 11.84 | Residential | No | Behind the Meter | Net-metered residential rooftop and canopy |  | None | Whitman Construction, LLC | AC Electric | Accepted | 2020-09-14 | 2020-09-16 | 2021-10-30 | solaria power | XT-370R-PD | Solar Panels |  | 0.37 | 15 | 207 | 32 |  | Fixed | Roof
NJSTRE1545582869 |  | Transition Incentive Program | Manahawkin | 8050 | 18 | 11.84 | Residential | No | Behind the Meter | Net-metered residential rooftop and canopy |  | None | Whitman Construction, LLC | AC Electric | Accepted | 2020-09-14 | 2020-09-16 | 2021-10-30 | solaria power | XT-370R-PD | Solar Panels |  | 0.37 | 1 | 297 | 34 |  | Fixed | Roof
NJSTRE1545582869 |  | Transition Incentive Program | Manahawkin | 8050 | 18 | 11.84 | Residential | No | Behind the Meter | Net-metered residential rooftop and canopy |  | None | Whitman Construction, LLC | AC Electric | Accepted | 2020-09-14 | 2020-09-16 | 2021-10-30 | solaria power | XT-370R-PD | Solar Panels |  | 0.37 | 11 | 207 | 29 |  | Fixed | Roof
NJSTRE1545583062 |  | Transition Incentive Program | North Bergen | 7047 | 8 | 6.3 | Residential | Yes | Behind the Meter | Net-metered residential rooftop and canopy |  | None | Pro Custom Solar dba Momentum Solar | PSE&G | Accepted | 2020-09-14 | 2020-09-16 | 2021-10-30 | LG | LG 350N1C-V5 | Solar Panels |  | 0.35 | 9 | 125 | 15 |  | Fixed | Roof
NJSTRE1545583063 |  | Transition Incentive Program | Boonton | 7005 | 3 | 11.05 | Residential | Yes | Behind the Meter | Net-metered residential rooftop and canopy |  | None | Vivint Solar Developer, LLC | JCP&L | Accepted | 2020-09-19 | 2020-09-22 | 2021-10-30 | JINKO SOLAR | JKM325M-60HBL | Solar Panels |  | 0.325 | 10 | 72 | 28 |  | Fixed | Roof
NJSTRE1545583085 |  | Transition Incentive Program | Willingboro | 8046 | 13 | 6.65 | Residential | Yes | Behind the Meter | Net-metered residential rooftop and canopy |  | None | Pro Custom Solar dba Momentum Solar | PSE&G | Accepted | 2020-09-14 | 2020-09-16 | 2021-10-30 | LG | LG 350N1C-V5 | Solar Panels |  | 0.35 | 14 | 120 | 24 |  | Fixed | Roof
NJSTRE1545582696 |  | Transition Incentive Program | PENNSAUKEN | 8109 | 14 | 12.03 | Residential | Yes | Behind the Meter | Net-metered residential rooftop and canopy |  | None | Vivint Solar Developer, LLC | PSE&G | Accepted | 2020-09-19 | 2020-09-21 | 2021-10-30 | JINKO SOLAR | JKM325M-60HBL | Solar Panels |  | 0.325 | 5 | 214 | 23 |  | Fixed | Roof
NJSTRE1545582729 |  | Transition Incentive Program | CLIFTON | 7011 | 6 | 7.7 | Residential | Yes | Behind the Meter | Net-metered residential rooftop and canopy |  | None | Infinity Solar Systems | PSE&G | Accepted | 2020-09-14 | 2020-09-16 | 2021-10-30 | LG | LG350N1C-V5 | Solar Panels |  | 0.35 | 6 | 166 | 15 |  | Fixed | Roof
NJSTRE1545582750 |  | Transition Incentive Program | Long Branch | 7740 | 17 | 5.1 | Residential | Yes | Behind the Meter | Net-metered residential rooftop and canopy |  | None | Trinity Solar | JCP&L | Accepted | 2020-09-14 | 2020-09-16 | 2021-10-30 | HANWHA 340 (Q.PEAK DUO BLK-G6 340) | HANWHA 340 (Q.PEAK DUO BLK-G6 340) | Solar Panels |  | 0.34 | 15 | 125 | 37 |  | Fixed | Roof
NJSTRE1545582770 |  | Transition Incentive Program | Pennsauen TWP | 8110 | 14 | 8.96 | Residential | Yes | Behind the Meter | Net-metered residential rooftop and canopy |  | None | Sunbound Solar | PSE&G | Accepted | 2020-09-14 | 2020-09-16 | 2021-10-30 | Hanwha | Q.PEAK DUO-G5 320 | Solar Panels |  | 0.32 | 14 | 146 | 23 |  | Fixed | Roof
NJSTRE1545582869 |  | Transition Incentive Program | Manahawkin | 8050 | 18 | 11.84 | Residential | No | Behind the Meter | Net-metered residential rooftop and canopy |  | None | Whitman Construction, LLC | AC Electric | Accepted | 2020-09-14 | 2020-09-16 | 2021-10-30 | solaria power | XT-370R-PD | Solar Panels |  | 0.37 | 2 | 27 | 32 |  | Fixed | Roof
NJSTRE1545582889 |  | Transition Incentive Program | Browns Mills | 8015 | 13 | 8.4 | Residential | No | Behind the Meter | Net-metered residential rooftop and canopy |  | None | Pro Custom Solar | JCP&L | Accepted | 2020-09-14 | 2020-09-16 | 2021-10-30 | LG | LG 350N1C-V5 | Solar Panels |  | 0.35 | 13 | 189 | 20 |  | Fixed | Roof
NJSTRE1545583030 |  | Transition Incentive Program | Voorhees Township | 8043 | 14 | 7.35 | Residential | Yes | Behind the Meter | Net-metered residential rooftop and canopy |  | None | Pro Custom Solar dba Momentum Solar | PSE&G | Accepted | 2020-09-14 | 2020-09-16 | 2021-10-30 | LG | LG 350N1C-V5 | Solar Panels |  | 0.35 | 21 | 211 | 27 |  | Fixed | Roof
NJSTRE1545583116 |  | Transition Incentive Program | New Milford | 7646 | 7 | 8.78 | Residential | Yes | Behind the Meter | Net-metered residential rooftop and canopy |  | None | Vivint Solar Developer, LLC | PSE&G | Accepted | 2020-09-19 | 2020-09-21 | 2021-10-30 | JINKO SOLAR | JKM325M-60HBL | Solar Panels |  | 0.325 | 9 | 1 | 23 |  | Fixed | Roof
NJSTRE1545583116 |  | Transition Incentive Program | New Milford | 7646 | 7 | 8.78 | Residential | Yes | Behind the Meter | Net-metered residential rooftop and canopy |  | None | Vivint Solar Developer, LLC | PSE&G | Accepted | 2020-09-19 | 2020-09-21 | 2021-10-30 | JINKO SOLAR | JKM325M-60HBL | Solar Panels |  | 0.325 | 6 | 1 | 22 |  | Fixed | Roof
NJSTRE1545583158 |  | Transition Incentive Program | Caldwell | 7006 | 9 | 3.25 | Residential | Yes | Behind the Meter | Net-metered residential rooftop and canopy |  | None | Vivint Solar Developer, LLC | PSE&G | Accepted | 2020-09-19 | 2020-09-21 | 2021-10-30 | JINKO SOLAR | JKM325M-60HBL | Solar Panels |  | 0.325 | 2 | 305 | 16 |  | Fixed | Roof
NJSTRE1545583498 |  | Transition Incentive Program | Monroe Township | 8094 | 15 | 14.88 | Residential | No | Behind the Meter | Net-metered residential rooftop and canopy |  | None | Spectrum Energy, Inc. | AC Electric | Accepted | 2020-09-14 | 2020-09-22 | 2021-10-30 | Axitec | AC-310MH/120SB | Solar Panels |  | 0.31 | 24 | 227 | 18 |  | Fixed | Roof
NJSTRE1545586164 |  | Transition Incentive Program | Willingboro | 8046 | 13 | 9.05 | Residential | Yes | Behind the Meter | Net-metered residential rooftop and canopy |  | None | Vision Solar LLC | PSE&G | Accepted | 2020-09-15 | 2020-09-16 | 2021-10-30 | LG SOLAR | LG335N1K-V5 | Solar Panels |  | 0.335 | 19 | 269 | 27 |  | Fixed | Roof
NJSTRE1545586247 |  | Transition Incentive Program | Cherry Hill | 8003 | 14 | 22.32 | Residential | No | Behind the Meter | Net-metered residential rooftop and canopy |  | None | Public Service Solar | PSE&G | Accepted | 2020-09-15 | 2020-09-16 | 2021-10-30 | LG | Q1K-V5 | Solar Panels |  | 0.36 | 38 | 120 | 30 |  | Fixed | Roof
NJSTRE1545582703 |  | Transition Incentive Program | Bloomfield | 7003 | 9 | 5.36 | Residential | Yes | Behind the Meter | Net-metered residential rooftop and canopy |  | None | Trinity Solar | PSE&G | Accepted | 2020-09-14 | 2020-09-16 | 2021-10-30 | Hanwha 335 | Q.PEAK DUO BLK-G6 335 | Solar Panels |  | 0.335 | 3 | 36 | 20 |  | Fixed | Roof
NJSTRE1545582732 |  | Transition Incentive Program | Gibbsboro | 8026 | 14 | 2.04 | Residential | Yes | Behind the Meter | Net-metered residential rooftop and canopy |  | None | Trinity Solar | AC Electric | Accepted | 2020-09-14 | 2020-09-16 | 2021-10-30 | HANWHA 340 (Q.PEAK DUO BLK-G6 340) | HANWHA 340 (Q.PEAK DUO BLK-G6 340) | Solar Panels |  | 0.34 | 3 | 20 | 14 |  | Fixed | Roof
NJSTRE1545582843 |  | Transition Incentive Program | West Windsor | 8550 | 12 | 11.84 | Residential | No | Behind the Meter | Net-metered residential rooftop and canopy |  | None | US Clean Energy Construction Inc. | PSE&G | Accepted | 2020-09-14 | 2020-09-16 | 2021-10-30 | Qcells | Qcells320W | Solar Panels |  | 0.32 | 13 | 280 | 20 |  | Fixed | Roof
NJSTRE1545582843 |  | Transition Incentive Program | West Windsor | 8550 | 12 | 11.84 | Residential | No | Behind the Meter | Net-metered residential rooftop and canopy |  | None | US Clean Energy Construction Inc. | PSE&G | Accepted | 2020-09-14 | 2020-09-16 | 2021-10-30 | Qcells | Qcells 320W | Solar Panels |  | 0.32 | 24 | 100 | 20 |  | Fixed | Roof
NJSTRE1545582850 |  | Transition Incentive Program | Mountainside | 7092 | 10 | 11.55 | Residential | No | Behind the Meter | Net-metered residential rooftop and canopy |  | None | NJ Solar Power, LLC | PSE&G | Accepted | 2020-09-14 | 2020-09-16 | 2021-10-30 | panasonic | VBHN330SA17 | Solar Panels |  | 0.33 | 35 | 168 | 23 |  | Fixed | Roof
NJSTRE1545583018 |  | Transition Incentive Program | Beverly | 8010 | 13 | 7.7 | Residential | Yes | Behind the Meter | Net-metered residential rooftop and canopy |  | None | Pro Custom Solar dba Momentum Solar | PSE&G | Accepted | 2020-09-14 | 2020-09-16 | 2021-10-30 | LG | LG 350N1C-V5 | Solar Panels |  | 0.35 | 14 | 301 | 23 |  | Fixed | Roof
NJSTRE1545583023 |  | Transition Incentive Program | Cedarville | 8311 | 20 | 6.4 | Residential | No | Behind the Meter | Net-metered residential rooftop and canopy |  | None | EMT Renewables | AC Electric | Accepted | 2020-09-14 | 2020-09-16 | 2021-10-30 | Trina | 320-BLK-G6 | Solar Panels |  | 0.32 | 20 | 154 | 40 |  | Fixed | Roof
NJSTRE1545583075 |  | Transition Incentive Program | Raritan | 8869 | 5 | 5.95 | Residential | Yes | Behind the Meter | Net-metered residential rooftop and canopy |  | None | Pro Custom Solar dba Momentum Solar | PSE&G | Accepted | 2020-09-14 | 2020-09-16 | 2021-10-30 | LG | LG 350N1C-V5 | Solar Panels |  | 0.35 | 17 | 265 | 20 |  | Fixed | Roof
NJSTRE1545583125 |  | Transition Incentive Program | Voorhees | 8043 | 14 | 7 | Residential | Yes | Behind the Meter | Net-metered residential rooftop and canopy |  | None | Pro Custom Solar dba Momentum Solar | PSE&G | Accepted | 2020-09-14 | 2020-09-16 | 2021-10-30 | LG | LG 350N1C-V5 | Solar Panels |  | 0.35 | 14 | 109 | 22 |  | Fixed | Roof
NJSTRE1545586161 |  | Transition Incentive Program | TUCKERTON | 8087 | 18 | 12.6 | Residential | No | Behind the Meter | Net-metered residential rooftop and canopy |  | None | Suntuity Solar LLC | AC Electric | Accepted | 2020-09-15 | 2020-09-16 | 2021-10-30 | Longi | LR6-60HPB-315M | Solar Panels |  | 0.315 | 6 | 283 | 22 |  | Fixed | Roof
NJSTRE1545586198 |  | Transition Incentive Program | toms river | 8753 | 18 | 4.8 | Residential | No | Behind the Meter | Net-metered residential rooftop and canopy |  | None | Orbit Energy & Power, LLC | AC Electric | Accepted | 2020-09-15 | 2020-09-16 | 2021-10-30 | hanwha qcells | qpeak 320w | Solar Panels |  | 0.32 | 7 | 184 | 2 |  | Fixed | Roof
NJSTRE1545586300 |  | Transition Incentive Program | Villas | 8251 | 21 | 14.72 | Residential | Yes | Behind the Meter | Net-metered residential rooftop and canopy |  | None | Acos Energy, LLC | AC Electric | Accepted | 2020-09-15 | 2020-09-16 | 2021-10-30 | Trina | TSM-DD06M05II | Solar Panels |  | 0.32 | 2 | 306 | 23 |  | Fixed | Roof
NJSTRE1545586297 |  | Transition Incentive Program | Elizabeth | 7201 | 10 | 9.6 | Residential | No | Behind the Meter | Net-metered residential rooftop and canopy |  | None | New Jersey Suntech | PSE&G | Accepted | 2020-09-15 | 2020-09-17 | 2021-10-30 | Jinko | JKM320M | Solar Panels |  | 0.32 | 26 | 144 | 30 |  | Fixed | Roof
NJSTRE1545582590 |  | Transition Incentive Program | Roselle | 7203 | 10 | 5.2 | Residential | Yes | Behind the Meter | Net-metered residential rooftop and canopy |  | None | Vivint Solar Developer, LLC | PSE&G | Accepted | 2020-09-16 | 2020-09-17 | 2021-10-30 | JINKO SOLAR | JKM325M-60HBL | Solar Panels |  | 0.325 | 4 | 170 | 39 |  | Fixed | Roof
NJSTRE1545582622 |  | Transition Incentive Program | Mount Ephraim | 8059 | 14 | 8.16 | Residential | Yes | Behind the Meter | Net-metered residential rooftop and canopy |  | None | Trinity Solar | PSE&G | Accepted | 2020-09-14 | 2020-09-16 | 2021-10-30 | Hanwha 340 | Q.PEAK DUO BLK-G6 340 | Solar Panels |  | 0.34 | 6 | 116 | 32 |  | Fixed | Roof
NJSTRE1545582622 |  | Transition Incentive Program | Mount Ephraim | 8059 | 14 | 8.16 | Residential | Yes | Behind the Meter | Net-metered residential rooftop and canopy |  | None | Trinity Solar | PSE&G | Accepted | 2020-09-14 | 2020-09-16 | 2021-10-30 | Hanwha 340 | Q.PEAK DUO BLK-G6 340 | Solar Panels |  | 0.34 | 4 | 117 | 30 |  | Fixed | Roof
NJSTRE1545582652 |  | Transition Incentive Program | Roms River | 8755 | 18 | 19.98 | Residential | No | Behind the Meter | Net-metered residential rooftop and canopy |  | None | Whitman Construction, LLC | JCP&L | Accepted | 2020-09-14 | 2020-09-16 | 2021-10-30 | SOLARIA POWER | XT-370R-PD | Solar Panels |  | 0.37 | 8 | 100 | 15 |  | Fixed | Roof
NJSTRE1545582664 |  | Transition Incentive Program | Vineland | 8360 | 20 | 5.44 | Residential | Yes | Behind the Meter | Net-metered residential rooftop and canopy |  | None | Trinity Solar | Vineland Muni Electric | Accepted | 2020-09-14 | 2020-09-16 | 2021-10-30 | Hanwha 340 | Q.PEAK DUO BLK-G6 340 | Solar Panels |  | 0.34 | 16 | 94 | 18 |  | Fixed | Roof
NJSTRE1545582684 |  | Transition Incentive Program | GLASSBORO | 8028 | 15 | 13.76 | Residential | Yes | Behind the Meter | Net-metered residential rooftop and canopy |  | None | Orbit Energy & Power, LLC | AC Electric | Accepted | 2020-09-14 | 2020-09-16 | 2021-10-30 | hanwha | q peak q cells 320w | Solar Panels |  | 0.32 | 20 | 225 | 19 |  | Fixed | Roof
NJSTRE1545582697 |  | Transition Incentive Program | BOONTON | 7005 | 3 | 14.07 | Residential | No | Behind the Meter | Net-metered residential rooftop and canopy |  | None | Public Service Solar | JCP&L | Accepted | 2020-09-14 | 2020-09-16 | 2021-10-30 | LG | N1K-V5 | Solar Panels |  | 0.335 | 20 | 30 | 23 |  | Fixed | Roof
NJSTRE1545582705 |  | Transition Incentive Program | Westville | 8093 | 15 | 5.1 | Residential | Yes | Behind the Meter | Net-metered residential rooftop and canopy |  | None | Trinity Solar | PSE&G | Accepted | 2020-09-14 | 2020-09-16 | 2021-10-30 | Hanwha | Q.PEAK DUO BLK-G6 340 | Solar Panels |  | 0.34 | 4 | 213 | 45 |  | Fixed | Roof
NJSTRE1545582729 |  | Transition Incentive Program | CLIFTON | 7011 | 6 | 7.7 | Residential | Yes | Behind the Meter | Net-metered residential rooftop and canopy |  | None | Infinity Solar Systems | PSE&G | Accepted | 2020-09-14 | 2020-09-16 | 2021-10-30 | LG | LG350N1C-V5 | Solar Panels |  | 0.35 | 14 | 166 | 35 |  | Fixed | Roof
NJSTRE1545582789 |  | Transition Incentive Program | Clementon | 8021 | 14 | 6.12 | Residential | No | Behind the Meter | Net-metered residential rooftop and canopy |  | None | Trinity Solar | AC Electric | Accepted | 2020-09-14 | 2020-09-17 | 2021-10-30 | HANWHA 340 (Q.PEAK DUO BLK-G6 340) | HANWHA 340 (Q.PEAK DUO BLK-G6 340) | Solar Panels |  | 0.34 | 18 | 158 | 23 |  | Fixed | Roof
NJSTRE1545583020 |  | Transition Incentive Program | Audubon | 8106 | 14 | 14.81 | Residential | No | Behind the Meter | Net-metered residential rooftop and canopy |  | None | Advanced Renewable Solutions | PSE&G | Accepted | 2020-09-14 | 2020-09-16 | 2021-10-30 | CertainTeed | CT315M11-02 | Solar Panels |  | 0.315 | 20 | 141 | 24 |  | Fixed | Roof
NJSTRE1545583048 |  | Transition Incentive Program | Dayton | 8810 | 11 | 3.85 | Residential | No | Behind the Meter | Net-metered residential rooftop and canopy |  | None | Pro Custom Solar dba Momentum Solar | PSE&G | Accepted | 2020-09-14 | 2020-09-16 | 2021-10-30 | LG | LG 350N1C-V5 | Solar Panels |  | 0.35 | 11 | 160 | 21 |  | Fixed | Roof
NJSTRE1545583063 |  | Transition Incentive Program | Boonton | 7005 | 3 | 11.05 | Residential | Yes | Behind the Meter | Net-metered residential rooftop and canopy |  | None | Vivint Solar Developer, LLC | JCP&L | Accepted | 2020-09-19 | 2020-09-22 | 2021-10-30 | JINKO SOLAR | JKM325M-60HBL | Solar Panels |  | 0.325 | 15 | 252 | 28 |  | Fixed | Roof
NJSTRE1545582535 |  | Transition Incentive Program | PINE HILL | 8021 | 14 | 8.51 | Residential | Yes | Behind the Meter | Net-metered residential rooftop and canopy |  | None | Suntuity Solar LLC | AC Electric | Accepted | 2020-09-14 | 2020-09-16 | 2021-10-30 | Longi | LR6-60HPB-315M | Solar Panels |  | 0.315 | 6 | 285 | 18 |  | Fixed | Roof
NJSTRE1545582554 |  | Transition Incentive Program | Williamstown | 8094 | 15 | 5.36 | Residential | Yes | Behind the Meter | Net-metered residential rooftop and canopy |  | None | Vision Solar LLC | AC Electric | Accepted | 2020-09-14 | 2020-09-16 | 2021-10-30 | HANWHA Q-CELLS | Q.PEAK DUO-G6+ 335 | Solar Panels |  | 0.335 | 10 | 118 | 20 |  | Fixed | Roof
NJSTRE1545582637 |  | Transition Incentive Program | Cherry Hill | 8003 | 14 | 9.76 | Residential | Yes | Behind the Meter | Net-metered residential rooftop and canopy |  | None | Sunrun Installation Services, Inc. | PSE&G | Accepted | 2020-09-14 | 2020-09-16 | 2021-10-30 | LONGi Green Energy Technology Co Ltd | LR6-60HPB-305M | Solar Panels |  | 0.305 | 20 | 162 | 23 |  | Fixed | Roof
NJSTRE1545582652 |  | Transition Incentive Program | Roms River | 8755 | 18 | 19.98 | Residential | No | Behind the Meter | Net-metered residential rooftop and canopy |  | None | Whitman Construction, LLC | JCP&L | Accepted | 2020-09-14 | 2020-09-16 | 2021-10-30 | SOLARIA POWER | XT-370R-PD | Solar Panels |  | 0.37 | 6 | 231 | 35 |  | Fixed | Roof
NJSTRE1545582703 |  | Transition Incentive Program | Bloomfield | 7003 | 9 | 5.36 | Residential | Yes | Behind the Meter | Net-metered residential rooftop and canopy |  | None | Trinity Solar | PSE&G | Accepted | 2020-09-14 | 2020-09-16 | 2021-10-30 | Hanwha 335 | Q.PEAK DUO BLK-G6 335 | Solar Panels |  | 0.335 | 13 | 216 | 19 |  | Fixed | Roof
NJSTRE1545582719 |  | Transition Incentive Program | Maple Shade | 8052 | 13 | 8.84 | Residential | Yes | Behind the Meter | Net-metered residential rooftop and canopy |  | None | Trinity Solar | PSE&G | Accepted | 2020-09-14 | 2020-09-16 | 2021-10-30 | Hanwha | Q.PEAK DUO BLK-G6 340 | Solar Panels |  | 0.34 | 8 | 261 | 37 |  | Fixed | Roof
NJSTRE1545582729 |  | Transition Incentive Program | CLIFTON | 7011 | 6 | 7.7 | Residential | Yes | Behind the Meter | Net-metered residential rooftop and canopy |  | None | Infinity Solar Systems | PSE&G | Accepted | 2020-09-14 | 2020-09-16 | 2021-10-30 | LG | LG350N1C-V5 | Solar Panels |  | 0.35 | 2 | 166 | 15 |  | Fixed | Roof
NJSTRE1545582741 |  | Transition Incentive Program | MOORESTOWN | 8057 | 13 | 5.85 | Residential | Yes | Behind the Meter | Net-metered residential rooftop and canopy |  | None | Vivint Solar Developer, LLC | PSE&G | Accepted | 2020-09-19 | 2020-09-21 | 2021-10-30 | JINKO SOLAR | JKM325M-60HBL | Solar Panels |  | 0.325 | 6 | 157 | 30 |  | Fixed | Roof
NJSTRE1545582762 |  | Transition Incentive Program | Maplewood | 7040 | 9 | 2.08 | Residential | No | Behind the Meter | Net-metered residential rooftop and canopy |  | None | Green House Solar | PSE&G | Accepted | 2020-09-14 | 2020-09-16 | 2021-10-30 | Sunpower | A415-G-AC | Solar Panels |  | 0.415 | 5 | 211 | 12 |  | Fixed | Roof
NJSTRE1545582813 |  | Transition Incentive Program | Carteret | 7008 | 11 | 4.08 | Residential | Yes | Behind the Meter | Net-metered residential rooftop and canopy |  | None | Trinity Solar | PSE&G | Accepted | 2020-09-14 | 2020-09-16 | 2021-10-30 | HANWHA 340 (Q.PEAK DUO BLK-G6 340) | HANWHA 340 (Q.PEAK DUO BLK-G6 340) | Solar Panels |  | 0.34 | 12 | 282 | 18 |  | Fixed | Roof
NJSTRE1545582868 |  | Transition Incentive Program | Roselle | 7203 | 10 | 2.68 | Residential | No | Behind the Meter | Net-metered residential rooftop and canopy |  | None | Vision Solar LLC | PSE&G | Accepted | 2020-09-14 | 2020-09-17 | 2021-10-30 | HANWHA Q-CELLS | Q.PEAK DUO-G6+ 335 | Solar Panels |  | 0.335 | 3 | 80 | 10 |  | Fixed | Roof
NJSTRE1545583020 |  | Transition Incentive Program | Audubon | 8106 | 14 | 14.81 | Residential | No | Behind the Meter | Net-metered residential rooftop and canopy |  | None | Advanced Renewable Solutions | PSE&G | Accepted | 2020-09-14 | 2020-09-16 | 2021-10-30 | CertainTeed | CT315M11-02 | Solar Panels |  | 0.315 | 21 | 51 | 30 |  | Fixed | Roof
NJSTRE1545583063 |  | Transition Incentive Program | Boonton | 7005 | 3 | 11.05 | Residential | Yes | Behind the Meter | Net-metered residential rooftop and canopy |  | None | Vivint Solar Developer, LLC | JCP&L | Accepted | 2020-09-19 | 2020-09-22 | 2021-10-30 | JINKO SOLAR | JKM325M-60HBL | Solar Panels |  | 0.325 | 9 | 252 | 28 |  | Fixed | Roof
NJSTRE1545582653 |  | Transition Incentive Program | Forked River | 8731 | 18 | 7.82 | Residential | Yes | Behind the Meter | Net-metered residential rooftop and canopy |  | None | Trinity Solar | JCP&L | Accepted | 2020-09-14 | 2020-09-16 | 2021-10-30 | HANWHA 340 (Q.PEAK DUO BLK-G6 340) | HANWHA 340 (Q.PEAK DUO BLK-G6 340) | Solar Panels |  | 0.34 | 23 | 290 | 23 |  | Fixed | Roof
NJSTRE1545582684 |  | Transition Incentive Program | GLASSBORO | 8028 | 15 | 13.76 | Residential | Yes | Behind the Meter | Net-metered residential rooftop and canopy |  | None | Orbit Energy & Power, LLC | AC Electric | Accepted | 2020-09-14 | 2020-09-16 | 2021-10-30 | hanwha | q peak cells 320 w | Solar Panels |  | 0.32 | 4 | 135 | 23 |  | Fixed | Roof
NJSTRE1545582696 |  | Transition Incentive Program | PENNSAUKEN | 8109 | 14 | 12.03 | Residential | Yes | Behind the Meter | Net-metered residential rooftop and canopy |  | None | Vivint Solar Developer, LLC | PSE&G | Accepted | 2020-09-19 | 2020-09-21 | 2021-10-30 | JINKO SOLAR | JKM325M-60HBL | Solar Panels |  | 0.325 | 6 | 124 | 23 |  | Fixed | Roof
NJSTRE1545582732 |  | Transition Incentive Program | Gibbsboro | 8026 | 14 | 2.04 | Residential | Yes | Behind the Meter | Net-metered residential rooftop and canopy |  | None | Trinity Solar | AC Electric | Accepted | 2020-09-14 | 2020-09-16 | 2021-10-30 | HANWHA 340 (Q.PEAK DUO BLK-G6 340) | HANWHA 340 (Q.PEAK DUO BLK-G6 340) | Solar Panels |  | 0.34 | 3 | 201 | 18 |  | Fixed | Roof
NJSTRE1545582868 |  | Transition Incentive Program | Roselle | 7203 | 10 | 2.68 | Residential | No | Behind the Meter | Net-metered residential rooftop and canopy |  | None | Vision Solar LLC | PSE&G | Accepted | 2020-09-14 | 2020-09-17 | 2021-10-30 | HANWHA Q-CELLS | Q.PEAK DUO-G6+ 335 | Solar Panels |  | 0.335 | 1 | 350 | 40 |  | Fixed | Roof
NJSTRE1545582868 |  | Transition Incentive Program | Roselle | 7203 | 10 | 2.68 | Residential | No | Behind the Meter | Net-metered residential rooftop and canopy |  | None | Vision Solar LLC | PSE&G | Accepted | 2020-09-14 | 2020-09-17 | 2021-10-30 | HANWHA Q-CELLS | Q.PEAK DUO-G6+ 335 | Solar Panels |  | 0.335 | 2 | 80 | 40 |  | Fixed | Roof
NJSTRE1545582889 |  | Transition Incentive Program | Browns Mills | 8015 | 13 | 8.4 | Residential | No | Behind the Meter | Net-metered residential rooftop and canopy |  | None | Pro Custom Solar | JCP&L | Accepted | 2020-09-14 | 2020-09-16 | 2021-10-30 | LG | LG 350N1C-V5 | Solar Panels |  | 0.35 | 11 | 9 | 20 |  | Fixed | Roof
NJSTRE1545582997 |  | Transition Incentive Program | WHITING | 8759 | 18 | 3.4 | Residential | Yes | Behind the Meter | Net-metered residential rooftop and canopy |  | None | Trinity Solar | JCP&L | Accepted | 2020-09-14 | 2020-09-16 | 2021-10-30 | HANWHA | Q.PEAK DUO BLK-G6 340 | Solar Panels |  | 0.34 | 10 | 131 | 18 |  | Fixed | Roof
NJSTRE1545583009 |  | Transition Incentive Program | Oakhurst | 7755 | 17 | 8.45 | Residential | No | Behind the Meter | Net-metered residential rooftop and canopy |  | None | Whitman Construction, LLC | JCP&L | Accepted | 2020-09-15 | 2020-09-16 | 2021-10-30 | trina | tsm 325 DE06M | Solar Panels |  | 0.325 | 16 | 263 | 20 |  | Fixed | Roof
NJSTRE1545583018 |  | Transition Incentive Program | Beverly | 8010 | 13 | 7.7 | Residential | Yes | Behind the Meter | Net-metered residential rooftop and canopy |  | None | Pro Custom Solar dba Momentum Solar | PSE&G | Accepted | 2020-09-14 | 2020-09-16 | 2021-10-30 | LG | LG 350N1C-V5 | Solar Panels |  | 0.35 | 8 | 121 | 23 |  | Fixed | Roof
NJSTRE1545583481 |  | Transition Incentive Program | Atlantic city | 8401 | 19 | 8.64 | Residential | No | Behind the Meter | Net-metered residential rooftop and canopy |  | None | Azimuth Renewable Energy | AC Electric | Accepted | 2020-09-14 | 2020-09-18 | 2021-10-30 | Hanwah | Qcell320 | Solar Panels |  | 0.32 | 27 | landscape | 27 |  | Fixed | Roof
NJSTRE1545583498 |  | Transition Incentive Program | Monroe Township | 8094 | 15 | 14.88 | Residential | No | Behind the Meter | Net-metered residential rooftop and canopy |  | None | Spectrum Energy, Inc. | AC Electric | Accepted | 2020-09-14 | 2020-09-22 | 2021-10-30 | Axitec | AC-310MH/120SB | Solar Panels |  | 0.31 | 24 | 47 | 18 |  | Fixed | Roof
NJSTRE1545586164 |  | Transition Incentive Program | Willingboro | 8046 | 13 | 9.05 | Residential | Yes | Behind the Meter | Net-metered residential rooftop and canopy |  | None | Vision Solar LLC | PSE&G | Accepted | 2020-09-15 | 2020-09-16 | 2021-10-30 | LG SOLAR | LG335N1K-V5 | Solar Panels |  | 0.335 | 8 | 269 | 18 |  | Fixed | Roof
NJSTRE1545583125 |  | Transition Incentive Program | Voorhees | 8043 | 14 | 7 | Residential | Yes | Behind the Meter | Net-metered residential rooftop and canopy |  | None | Pro Custom Solar dba Momentum Solar | PSE&G | Accepted | 2020-09-14 | 2020-09-16 | 2021-10-30 | LG | LG 350N1C-V5 | Solar Panels |  | 0.35 | 6 | 289 | 22 |  | Fixed | Roof
NJSTRE1545583128 |  | Transition Incentive Program | Robbinsville | 8691 | 12 | 20 | Residential | No | Behind the Meter | Net-metered residential ground mount |  | None | A Clear Alternative, Inc | JCP&L | Accepted | 2020-09-16 | 2020-09-17 | 2021-10-30 | Trina Solar | TSM-400-DE15H | Solar Panels |  | 0.4 | 50 | 180 | 10 |  | Fixed | Ground | Near house
NJSTRE1545583146 |  | Transition Incentive Program | Egg Harbor Township | 8234 | 19 | 11.7 | Residential | Yes | Behind the Meter | Net-metered residential rooftop and canopy |  | None | Vivint Solar Developer, LLC | AC Electric | Accepted | 2020-09-19 | 2020-09-21 | 2021-10-30 | JINKO SOLAR | JKM325M-60HBL | Solar Panels |  | 0.325 | 5 | 258 | 20 |  | Fixed | Roof
NJSTRE1545583158 |  | Transition Incentive Program | Caldwell | 7006 | 9 | 3.25 | Residential | Yes | Behind the Meter | Net-metered residential rooftop and canopy |  | None | Vivint Solar Developer, LLC | PSE&G | Accepted | 2020-09-19 | 2020-09-21 | 2021-10-30 | JINKO SOLAR | JKM325M-60HBL | Solar Panels |  | 0.325 | 8 | 305 | 30 |  | Fixed | Roof
NJSTRE1545583459 |  | Transition Incentive Program | Southampton | 8088 | 13 | 17.28 | Residential | No | Behind the Meter | Net-metered residential rooftop and canopy |  | None | Azimuth Renewable Energy | AC Electric | Accepted | 2020-09-14 | 2020-09-17 | 2021-10-30 | Hanwah | Q-cell 320 | Solar Panels |  | 0.32 | 54 | landscape and portrait | 34 |  | Fixed | Roof
NJSTRE1545586161 |  | Transition Incentive Program | TUCKERTON | 8087 | 18 | 12.6 | Residential | No | Behind the Meter | Net-metered residential rooftop and canopy |  | None | Suntuity Solar LLC | AC Electric | Accepted | 2020-09-15 | 2020-09-16 | 2021-10-30 | Longi | LR6-60HPB-315M | Solar Panels |  | 0.315 | 8 | 103 | 22 |  | Fixed | Roof
NJSTRE1545586161 |  | Transition Incentive Program | TUCKERTON | 8087 | 18 | 12.6 | Residential | No | Behind the Meter | Net-metered residential rooftop and canopy |  | None | Suntuity Solar LLC | AC Electric | Accepted | 2020-09-15 | 2020-09-16 | 2021-10-30 | Longi | LR6-60HPB-315M | Solar Panels |  | 0.315 | 13 | 103 | 22 |  | Fixed | Roof
NJSTRE1545586198 |  | Transition Incentive Program | toms river | 8753 | 18 | 4.8 | Residential | No | Behind the Meter | Net-metered residential rooftop and canopy |  | None | Orbit Energy & Power, LLC | AC Electric | Accepted | 2020-09-15 | 2020-09-16 | 2021-10-30 | hanwha qcells | qpeak 320w | Solar Panels |  | 0.32 | 1 | 184 | 30 |  | Fixed | Roof
NJSTRE1545586236 |  | Transition Incentive Program | Rockaway | 7866 | 3 | 15.12 | Residential | No | Behind the Meter | Net-metered residential rooftop and canopy |  | None | Tesla Energy Operations Inc. | JCP&L | Accepted | 2020-09-15 | 2020-09-16 | 2021-10-30 | Hanwha Q CELLS | Q.PEAK DUO BLK-G5/SC315 | Solar Panels |  | 0.315 | 9 | 207 | 30 |  | Fixed | Roof
NJSTRE1545586247 |  | Transition Incentive Program | Cherry Hill | 8003 | 14 | 22.32 | Residential | No | Behind the Meter | Net-metered residential rooftop and canopy |  | None | Public Service Solar | PSE&G | Accepted | 2020-09-15 | 2020-09-16 | 2021-10-30 | LG | Q1K-V5 | Solar Panels |  | 0.36 | 2 | 210 | 44 |  | Fixed | Roof
NJSTRE1545586247 |  | Transition Incentive Program | Cherry Hill | 8003 | 14 | 22.32 | Residential | No | Behind the Meter | Net-metered residential rooftop and canopy |  | None | Public Service Solar | PSE&G | Accepted | 2020-09-15 | 2020-09-16 | 2021-10-30 | LG | Q1K-V5 | Solar Panels |  | 0.36 | 5 | 300 | 30 |  | Fixed | Roof
NJSTRE1545586363 |  | Transition Incentive Program | ocean city | 8226 | 21 | 7.68 | Residential | No | Behind the Meter | Net-metered residential rooftop and canopy |  | None | Orbit Energy & Power, LLC | AC Electric | Accepted | 2020-09-15 | 2020-09-17 | 2021-10-30 | hanwha qcells | qpeak 320w | Solar Panels |  | 0.32 | 6 | 84 | 43 |  | Fixed | Roof
NJSTRE1545586399 |  | Transition Incentive Program | Clayton | 8312 | 15 | 6.18 | Residential | Yes | Behind the Meter | Net-metered residential rooftop and canopy |  | None | SunnyMac LLC | AC Electric | Accepted | 2020-09-15 | 2020-09-17 | 2021-10-30 | REC | TwinPeak 2 Mono | Solar Panels |  | 0.325 | 3 | 253 | 12 |  | Fixed | Roof
NJSTRE1545582684 |  | Transition Incentive Program | GLASSBORO | 8028 | 15 | 13.76 | Residential | Yes | Behind the Meter | Net-metered residential rooftop and canopy |  | None | Orbit Energy & Power, LLC | AC Electric | Accepted | 2020-09-14 | 2020-09-16 | 2021-10-30 | hanwha | q peak cells 320 w | Solar Panels |  | 0.32 | 4 | 315 | 23 |  | Fixed | Roof
NJSTRE1545582710 |  | Transition Incentive Program | Fort Lee Boro | 7024 | 7 | 8.71 | Residential | No | Behind the Meter | Net-metered residential rooftop and canopy |  | None | Green Power Agency | PSE&G | Accepted | 2020-09-14 | 2020-09-16 | 2021-10-30 | LG Electronics | LG335N1C-V5 | Solar Panels |  | 0.335 | 15 | 217 | 15 |  | Fixed | Roof
NJSTRE1545582719 |  | Transition Incentive Program | Maple Shade | 8052 | 13 | 8.84 | Residential | Yes | Behind the Meter | Net-metered residential rooftop and canopy |  | None | Trinity Solar | PSE&G | Accepted | 2020-09-14 | 2020-09-16 | 2021-10-30 | Hanwha | Q.PEAK DUO BLK-G6 340 | Solar Panels |  | 0.34 | 10 | 174 | 43 |  | Fixed | Roof
NJSTRE1545582719 |  | Transition Incentive Program | Maple Shade | 8052 | 13 | 8.84 | Residential | Yes | Behind the Meter | Net-metered residential rooftop and canopy |  | None | Trinity Solar | PSE&G | Accepted | 2020-09-14 | 2020-09-16 | 2021-10-30 | Hanwha | Q.PEAK DUO BLK-G6 340 | Solar Panels |  | 0.34 | 8 | 81 | 37 |  | Fixed | Roof
NJSTRE1545582696 |  | Transition Incentive Program | PENNSAUKEN | 8109 | 14 | 12.03 | Residential | Yes | Behind the Meter | Net-metered residential rooftop and canopy |  | None | Vivint Solar Developer, LLC | PSE&G | Accepted | 2020-09-19 | 2020-09-21 | 2021-10-30 | JINKO SOLAR | JKM325M-60HBL | Solar Panels |  | 0.325 | 12 | 214 | 23 |  | Fixed | Roof
NJSTRE1545582741 |  | Transition Incentive Program | MOORESTOWN | 8057 | 13 | 5.85 | Residential | Yes | Behind the Meter | Net-metered residential rooftop and canopy |  | None | Vivint Solar Developer, LLC | PSE&G | Accepted | 2020-09-19 | 2020-09-21 | 2021-10-30 | JINKO SOLAR | JKM325M-60HBL | Solar Panels |  | 0.325 | 12 | 247 | 36 |  | Fixed | Roof
NJSTRE1545582854 |  | Transition Incentive Program | Elizabeth | 7206 | 10 | 8 | Residential | No | Behind the Meter | Net-metered residential rooftop and canopy |  | None | New Jersey Suntech | PSE&G | Accepted | 2020-09-14 | 2020-09-16 | 2021-10-30 | Jinko | JKM320M | Solar Panels |  | 0.32 | 25 | 236 | 40 |  | Fixed | Roof
NJSTRE1545582859 |  | Transition Incentive Program | Beachwood | 8722 | 18 | 7.56 | Residential | No | Behind the Meter | Net-metered residential rooftop and canopy |  | None | Kopp Electric Company | JCP&L | Accepted | 2020-09-14 | 2020-09-16 | 2021-10-30 | CertainTeed | CT315HC11-04 | Solar Panels |  | 0.315 | 24 | 123 | 23 |  | Fixed | Roof
NJSTRE1545582869 |  | Transition Incentive Program | Manahawkin | 8050 | 18 | 11.84 | Residential | No | Behind the Meter | Net-metered residential rooftop and canopy |  | None | Whitman Construction, LLC | AC Electric | Accepted | 2020-09-14 | 2020-09-16 | 2021-10-30 | solaria power | XT-370R-PD | Solar Panels |  | 0.37 | 2 | 117 | 34 |  | Fixed | Roof
NJSTRE1545582869 |  | Transition Incentive Program | Manahawkin | 8050 | 18 | 11.84 | Residential | No | Behind the Meter | Net-metered residential rooftop and canopy |  | None | Whitman Construction, LLC | AC Electric | Accepted | 2020-09-14 | 2020-09-16 | 2021-10-30 | solaria power | XT-370R-PD | Solar Panels |  | 0.37 | 1 | 27 | 29 |  | Fixed | Roof
NJSTRE1545582868 |  | Transition Incentive Program | Roselle | 7203 | 10 | 2.68 | Residential | No | Behind the Meter | Net-metered residential rooftop and canopy |  | None | Vision Solar LLC | PSE&G | Accepted | 2020-09-14 | 2020-09-17 | 2021-10-30 | HANWHA Q-CELLS | Q.PEAK DUO-G6+ 335 | Solar Panels |  | 0.335 | 2 | 170 | 40 |  | Fixed | Roof
NJSTRE1545583056 |  | Transition Incentive Program | Clementon | 8021 | 14 | 3.85 | Residential | Yes | Behind the Meter | Net-metered residential rooftop and canopy |  | None | Pro Custom Solar dba Momentum Solar | AC Electric | Accepted | 2020-09-14 | 2020-09-16 | 2021-10-30 | LG | LG 350N1C-V5 | Solar Panels |  | 0.35 | 11 | 157 | 23 |  | Fixed | Roof
NJSTRE1545583062 |  | Transition Incentive Program | North Bergen | 7047 | 8 | 6.3 | Residential | Yes | Behind the Meter | Net-metered residential rooftop and canopy |  | None | Pro Custom Solar dba Momentum Solar | PSE&G | Accepted | 2020-09-14 | 2020-09-16 | 2021-10-30 | LG | LG 350N1C-V5 | Solar Panels |  | 0.35 | 9 | 215 | 17 |  | Fixed | Roof
NJSTRE1545583086 |  | Transition Incentive Program | UNION CITY | 7087 | 8 | 7.15 | Residential | Yes | Behind the Meter | Net-metered residential rooftop and canopy |  | None | Vivint Solar Developer, LLC | PSE&G | Accepted | 2020-09-19 | 2020-09-21 | 2021-10-30 | JINKO SOLAR | JKM325M-60HBL | Solar Panels |  | 0.325 | 22 | 30 | 3 |  | Fixed | Roof
NJSTRE1545583146 |  | Transition Incentive Program | Egg Harbor Township | 8234 | 19 | 11.7 | Residential | Yes | Behind the Meter | Net-metered residential rooftop and canopy |  | None | Vivint Solar Developer, LLC | AC Electric | Accepted | 2020-09-19 | 2020-09-21 | 2021-10-30 | JINKO SOLAR | JKM325M-60HBL | Solar Panels |  | 0.325 | 8 | 258 | 21 |  | Fixed | Roof
NJSTRE1545583146 |  | Transition Incentive Program | Egg Harbor Township | 8234 | 19 | 11.7 | Residential | Yes | Behind the Meter | Net-metered residential rooftop and canopy |  | None | Vivint Solar Developer, LLC | AC Electric | Accepted | 2020-09-19 | 2020-09-21 | 2021-10-30 | JINKO SOLAR | JKM325M-60HBL | Solar Panels |  | 0.325 | 12 | 78 | 20 |  | Fixed | Roof
NJSTRE1545583487 |  | Transition Incentive Program | Cherry Hill | 8003 | 14 | 7.8 | Residential | No | Behind the Meter | Net-metered residential rooftop and canopy |  | None | Azimuth Renewable Energy | PSE&G | Accepted | 2020-09-14 | 2020-09-17 | 2021-10-30 | Hanwah | Q-cell325 | Solar Panels |  | 0.325 | 24 | 269 | 18 |  | Fixed | Roof
NJSTRE1545586161 |  | Transition Incentive Program | TUCKERTON | 8087 | 18 | 12.6 | Residential | No | Behind the Meter | Net-metered residential rooftop and canopy |  | None | Suntuity Solar LLC | AC Electric | Accepted | 2020-09-15 | 2020-09-16 | 2021-10-30 | Longi | LR6-60HPB-315M | Solar Panels |  | 0.315 | 13 | 283 | 22 |  | Fixed | Roof
NJSTRE1545586198 |  | Transition Incentive Program | toms river | 8753 | 18 | 4.8 | Residential | No | Behind the Meter | Net-metered residential rooftop and canopy |  | None | Orbit Energy & Power, LLC | AC Electric | Accepted | 2020-09-15 | 2020-09-16 | 2021-10-30 | hanwha qcells | qpeak 320w | Solar Panels |  | 0.32 | 7 | 4 | 2 |  | Fixed | Roof
NJSTRE1545586236 |  | Transition Incentive Program | Rockaway | 7866 | 3 | 15.12 | Residential | No | Behind the Meter | Net-metered residential rooftop and canopy |  | None | Tesla Energy Operations Inc. | JCP&L | Accepted | 2020-09-15 | 2020-09-16 | 2021-10-30 | Hanwha Q CELLS | Q.PEAK DUO BLK-G5/SC315 | Solar Panels |  | 0.315 | 18 | 117 | 23 |  | Fixed | Roof
NJSTRE1545586247 |  | Transition Incentive Program | Cherry Hill | 8003 | 14 | 22.32 | Residential | No | Behind the Meter | Net-metered residential rooftop and canopy |  | None | Public Service Solar | PSE&G | Accepted | 2020-09-15 | 2020-09-16 | 2021-10-30 | LG | Q1K-V5 | Solar Panels |  | 0.36 | 5 | 209 | 45 |  | Fixed | Roof
NJSTRE1545586247 |  | Transition Incentive Program | Cherry Hill | 8003 | 14 | 22.32 | Residential | No | Behind the Meter | Net-metered residential rooftop and canopy |  | None | Public Service Solar | PSE&G | Accepted | 2020-09-15 | 2020-09-16 | 2021-10-30 | LG | Q1K-V5 | Solar Panels |  | 0.36 | 4 | 30 | 44 |  | Fixed | Roof
NJSTRE1545586293 |  | Transition Incentive Program | Franklin TWP | 8873 | 5 | 6.8 | Residential | No | Behind the Meter | Net-metered residential rooftop and canopy |  | None | Tesla Energy Operations Inc. | PSE&G | Accepted | 2020-09-15 | 2020-09-16 | 2021-10-30 | Hanwha Q-CELLS | Q.Peak DUO BLK-G6+ 340 | Solar Panels |  | 0.34 | 20 | 128 | 30 |  | Fixed | Roof
NJSTRE1545586353 |  | Transition Incentive Program | Teaneck | 7666 | 7 | 7.15 | Residential | Yes | Behind the Meter | Net-metered residential rooftop and canopy |  | None | Vivint Solar Developer, LLC | PSE&G | Accepted | 2020-09-19 | 2020-09-21 | 2021-10-30 | JINKO SOLAR | JKM325M-60HBL | Solar Panels |  | 0.325 | 2 | 27 | 32 |  | Fixed | Roof
NJSTRE1545586359 |  | Transition Incentive Program | West Creek | 8092 | 18 | 19.84 | Residential | Yes | Behind the Meter | Net-metered residential rooftop and canopy |  | None | All Season Solar | AC Electric | Accepted | 2020-09-15 | 2020-09-17 | 2021-10-30 | Trina | TSMDD06M.05II | Solar Panels |  | 0.32 | 7 | 215 | 38 |  | Fixed | Roof
NJSTRE1545586431 |  | Transition Incentive Program | pleasantville | 8232 | 19 | 6.08 | Residential | Yes | Behind the Meter | Net-metered residential rooftop and canopy |  | None | Orbit Energy & Power, LLC | AC Electric | Accepted | 2020-09-15 | 2020-09-17 | 2021-10-30 | hanwha qcells | qpeak 320w | Solar Panels |  | 0.32 | 4 | 25 | 28 |  | Fixed | Roof
NJSTRE1545586346 |  | Transition Incentive Program | Elizabeth | 7201 | 10 | 9.6 | Residential | No | Behind the Meter | Net-metered residential rooftop and canopy |  | None | New Jersey Suntech | PSE&G | Accepted | 2020-09-15 | 2020-09-17 | 2021-10-30 | Jinko | JKM320M | Solar Panels |  | 0.32 | 13 | 151 | 37 |  | Fixed | Roof
NJSTRE1545586353 |  | Transition Incentive Program | Teaneck | 7666 | 7 | 7.15 | Residential | Yes | Behind the Meter | Net-metered residential rooftop and canopy |  | None | Vivint Solar Developer, LLC | PSE&G | Accepted | 2020-09-19 | 2020-09-21 | 2021-10-30 | JINKO SOLAR | JKM325M-60HBL | Solar Panels |  | 0.325 | 4 | 297 | 25 |  | Fixed | Roof
NJSTRE1545586353 |  | Transition Incentive Program | Teaneck | 7666 | 7 | 7.15 | Residential | Yes | Behind the Meter | Net-metered residential rooftop and canopy |  | None | Vivint Solar Developer, LLC | PSE&G | Accepted | 2020-09-19 | 2020-09-21 | 2021-10-30 | JINKO SOLAR | JKM325M-60HBL | Solar Panels |  | 0.325 | 3 | 117 | 25 |  | Fixed | Roof
NJSTRE1545586359 |  | Transition Incentive Program | West Creek | 8092 | 18 | 19.84 | Residential | Yes | Behind the Meter | Net-metered residential rooftop and canopy |  | None | All Season Solar | AC Electric | Accepted | 2020-09-15 | 2020-09-17 | 2021-10-30 | Trina | TSMDD06M.05II | Solar Panels |  | 0.32 | 6 | 305 | 33 |  | Fixed | Roof
NJSTRE1545586359 |  | Transition Incentive Program | West Creek | 8092 | 18 | 19.84 | Residential | Yes | Behind the Meter | Net-metered residential rooftop and canopy |  | None | All Season Solar | AC Electric | Accepted | 2020-09-15 | 2020-09-17 | 2021-10-30 | Trina | TSMDD06M.05II | Solar Panels |  | 0.32 | 6 | 215 | 38 |  | Fixed | Roof
NJSTRE1545586359 |  | Transition Incentive Program | West Creek | 8092 | 18 | 19.84 | Residential | Yes | Behind the Meter | Net-metered residential rooftop and canopy |  | None | All Season Solar | AC Electric | Accepted | 2020-09-15 | 2020-09-17 | 2021-10-30 | Trina | TSMDD06M.05II | Solar Panels |  | 0.32 | 3 | 125 | 33 |  | Fixed | Roof
NJSTRE1545586416 |  | Transition Incentive Program | Somers Point | 8224 | 13 | 6.72 | Residential | Yes | Behind the Meter | Net-metered residential rooftop and canopy |  | None | Acos Energy, LLC | AC Electric | Accepted | 2020-09-15 | 2020-09-17 | 2021-10-30 | Trina | TSM-DD06M05II | Solar Panels |  | 0.32 | 4 | 135 | 20 |  | Fixed | Roof
NJSTRE1545586402 |  | Transition Incentive Program | Somerset | 8873 | 5 | 177.84 | School Other | Yes | Behind the Meter | Net-metered non-residential rooftop and canopy |  | None | Eznergy | PSE&G | Accepted | 2020-09-15 | 2020-09-17 | 2021-10-30 | Hanwha | Q Cell Solar 430W | Solar Panels |  | 0.39 | 456 | 160 | 3 |  | Fixed | Roof
NJSTRE1545586848 |  | Transition Incentive Program | Forked River | 8731 | 18 | 8.84 | Residential | No | Behind the Meter | Net-metered residential rooftop and canopy |  | None | Trinity Solar | JCP&L | Accepted | 2020-09-15 | 2020-09-17 | 2021-10-30 | Hanwha | Q.PEAK DUO BLK-G6 340 | Solar Panels |  | 0.34 | 7 | 227 | 18 |  | Fixed | Roof
NJSTRE1545586419 |  | Transition Incentive Program | River Vale | 7675 | 7 | 12.96 | Residential | No | Behind the Meter | Net-metered residential rooftop and canopy |  | None | Public Service Solar | PSE&G | Accepted | 2020-09-15 | 2020-09-17 | 2021-10-30 | LG | Q1K-V5 | Solar Panels |  | 0.36 | 10 | 179 | 20 |  | Fixed | Roof
NJSTRE1545586889 |  | Transition Incentive Program | Cherry Hill | 8002 | 14 | 4.42 | Residential | No | Behind the Meter | Net-metered residential rooftop and canopy |  | None | Trinity Solar | PSE&G | Accepted | 2020-09-15 | 2020-09-17 | 2021-10-30 | Hanwha | Q.PEAK DUO BLK-G6 340 | Solar Panels |  | 0.34 | 13 | 175 | 18 |  | Fixed | Roof
NJSTRE1545586919 |  | Transition Incentive Program | Glassboro | 8028 | 15 | 5.85 | Residential | Yes | Behind the Meter | Net-metered residential rooftop and canopy |  | None | Vivint Solar Developer, LLC | AC Electric | Accepted | 2020-09-19 | 2020-09-21 | 2021-10-30 | JINKO SOLAR | JKM325M-60HBL | Solar Panels |  | 0.325 | 18 | 161 | 36 |  | Fixed | Roof
NJSTRE1545586283 |  | Transition Incentive Program | Boonton | 7005 | 3 | 8.13 | Residential | Yes | Behind the Meter | Net-metered residential rooftop and canopy |  | None | Vivint Solar Developer, LLC | JCP&L | Accepted | 2020-09-19 | 2020-09-21 | 2021-10-30 | JINKO SOLAR | JKM325M-60HBL | Solar Panels |  | 0.325 | 14 | 251 | 31 |  | Fixed | Roof
NJSTRE1545586297 |  | Transition Incentive Program | Elizabeth | 7201 | 10 | 9.6 | Residential | No | Behind the Meter | Net-metered residential rooftop and canopy |  | None | New Jersey Suntech | PSE&G | Accepted | 2020-09-15 | 2020-09-17 | 2021-10-30 | Jinko | JKM320M | Solar Panels |  | 0.32 | 4 | 323 | 30 |  | Fixed | Roof
NJSTRE1545586363 |  | Transition Incentive Program | ocean city | 8226 | 21 | 7.68 | Residential | No | Behind the Meter | Net-metered residential rooftop and canopy |  | None | Orbit Energy & Power, LLC | AC Electric | Accepted | 2020-09-15 | 2020-09-17 | 2021-10-30 | hanwha qcells | qpeak320w | Solar Panels |  | 0.32 | 12 | 174 | 34 |  | Fixed | Roof
NJSTRE1545586356 |  | Transition Incentive Program | Egg Harbor Township | 8234 | 19 | 6.4 | Residential | Yes | Behind the Meter | Net-metered residential rooftop and canopy |  | None | Acos Energy, LLC | AC Electric | Accepted | 2020-09-15 | 2020-09-17 | 2021-10-30 | Trina | TSM-DD06M05II | Solar Panels |  | 0.32 | 20 | 204 | 27 |  | Fixed | Roof
NJSTRE1545586359 |  | Transition Incentive Program | West Creek | 8092 | 18 | 19.84 | Residential | Yes | Behind the Meter | Net-metered residential rooftop and canopy |  | None | All Season Solar | AC Electric | Accepted | 2020-09-15 | 2020-09-17 | 2021-10-30 | Trina | TSMDD06M.05II | Solar Panels |  | 0.32 | 10 | 305 | 33 |  | Fixed | Roof
NJSTRE1545586412 |  | Transition Incentive Program | Toms River | 8757 | 18 | 5.53 | Residential | Yes | Behind the Meter | Net-metered residential rooftop and canopy |  | None | Vivint Solar Developer, LLC | JCP&L | Accepted | 2020-09-19 | 2020-09-21 | 2021-10-30 | JINKO SOLAR | JKM325M-60HBL | Solar Panels |  | 0.325 | 17 | 89 | 18 |  | Fixed | Roof
NJSTRE1545586781 |  | Transition Incentive Program | Paramus | 7652 | 7 | 8.84 | Residential | Yes | Behind the Meter | Net-metered residential rooftop and canopy |  | None | Trinity Solar | PSE&G | Accepted | 2020-09-15 | 2020-09-17 | 2021-10-30 | Hanwha | Q.PEAK DUO BLK-G6 340 | Solar Panels |  | 0.34 | 4 | 157 | 27 |  | Fixed | Roof
NJSTRE1545586854 |  | Transition Incentive Program | AVENEL | 7001 | 11 | 12.68 | Residential | Yes | Behind the Meter | Net-metered residential rooftop and canopy |  | None | Vivint Solar Developer, LLC | PSE&G | Accepted | 2020-09-19 | 2020-09-21 | 2021-10-30 | JINKO SOLAR | JKM325M-60HBL | Solar Panels |  | 0.325 | 7 | 352 | 32 |  | Fixed | Roof
NJSTRE1545586854 |  | Transition Incentive Program | AVENEL | 7001 | 11 | 12.68 | Residential | Yes | Behind the Meter | Net-metered residential rooftop and canopy |  | None | Vivint Solar Developer, LLC | PSE&G | Accepted | 2020-09-19 | 2020-09-21 | 2021-10-30 | JINKO SOLAR | JKM325M-60HBL | Solar Panels |  | 0.325 | 6 | 352 | 21 |  | Fixed | Roof
NJSTRE1545586874 |  | Transition Incentive Program | Turnersville | 8012 | 14 | 8.84 | Residential | Yes | Behind the Meter | Net-metered residential rooftop and canopy |  | None | Trinity Solar | AC Electric | Accepted | 2020-09-15 | 2020-09-21 | 2021-10-30 | Hanwha | Q.PEAK DUO BLK-G6 340 | Solar Panels |  | 0.34 | 18 | 199 | 34 |  | Fixed | Roof
NJSTRE1545586871 |  | Transition Incentive Program | North Plainfield | 7063 | 10 | 8 | Residential | No | Behind the Meter | Net-metered residential rooftop and canopy |  | None | New Jersey Suntech | PSE&G | Accepted | 2020-09-15 | 2020-09-17 | 2021-10-30 | Jinko | JKM320M | Solar Panels |  | 0.32 | 9 | 142 | 18 |  | Fixed | Roof
NJSTRE1545586871 |  | Transition Incentive Program | North Plainfield | 7063 | 10 | 8 | Residential | No | Behind the Meter | Net-metered residential rooftop and canopy |  | None | New Jersey Suntech | PSE&G | Accepted | 2020-09-15 | 2020-09-17 | 2021-10-30 | Jinko | JKM320M | Solar Panels |  | 0.32 | 9 | 323 | 18 |  | Fixed | Roof
NJSTRE1545586951 |  | Transition Incentive Program | Howell | 7731 | 17 | 20.74 | Residential | Yes | Behind the Meter | Net-metered residential rooftop and canopy |  | None | Trinity Solar | JCP&L | Accepted | 2020-09-15 | 2020-09-17 | 2021-10-30 | Hanwha | Q.PEAK DUO BLK-G6 340 | Solar Panels |  | 0.34 | 18 | 114 | 23 |  | Fixed | Roof
NJSTRE1545583020 |  | Transition Incentive Program | Audubon | 8106 | 14 | 14.81 | Residential | No | Behind the Meter | Net-metered residential rooftop and canopy |  | None | Advanced Renewable Solutions | PSE&G | Accepted | 2020-09-14 | 2020-09-16 | 2021-10-30 | CertainTeed | CT315M11-02 | Solar Panels |  | 0.315 | 6 | 23 | 30 |  | Fixed | Roof
NJSTRE1545583085 |  | Transition Incentive Program | Willingboro | 8046 | 13 | 6.65 | Residential | Yes | Behind the Meter | Net-metered residential rooftop and canopy |  | None | Pro Custom Solar dba Momentum Solar | PSE&G | Accepted | 2020-09-14 | 2020-09-16 | 2021-10-30 | LG | LG 350N1C-V5 | Solar Panels |  | 0.35 | 5 | 300 | 26 |  | Fixed | Roof
NJSTRE1545583146 |  | Transition Incentive Program | Egg Harbor Township | 8234 | 19 | 11.7 | Residential | Yes | Behind the Meter | Net-metered residential rooftop and canopy |  | None | Vivint Solar Developer, LLC | AC Electric | Accepted | 2020-09-19 | 2020-09-21 | 2021-10-30 | JINKO SOLAR | JKM325M-60HBL | Solar Panels |  | 0.325 | 11 | 348 | 22 |  | Fixed | Roof
NJSTRE1545586195 |  | Transition Incentive Program | Bound Brook | 8805 | 5 | 8 | Residential | No | Behind the Meter | Net-metered residential rooftop and canopy |  | None | New Jersey Suntech | PSE&G | Accepted | 2020-09-15 | 2020-09-16 | 2021-10-30 | Jinko | JKM320M | Solar Panels |  | 0.32 | 14 | 99 | 10 |  | Fixed | Roof
NJSTRE1545586289 |  | Transition Incentive Program | NEWARK | 7104 | 9 | 7.15 | Residential | No | Behind the Meter | Net-metered residential rooftop and canopy |  | None | Infinity Solar Systems | PSE&G | Accepted | 2020-09-15 | 2020-09-16 | 2021-10-30 | CANADIAN SOLAR | CS1H-325-MS | Solar Panels |  | 0.325 | 22 | 112 | 28 |  | Fixed | Roof
NJSTRE1545586336 |  | Transition Incentive Program | Manalapan | 7726 | 17 | 7.36 | Residential | Yes | Behind the Meter | Net-metered residential rooftop and canopy |  | None | Reliable Power and Solar | JCP&L | Accepted | 2020-09-15 | 2020-09-17 | 2021-10-30 | trina | tsmdd05 | Solar Panels |  | 0.32 | 23 | 145 | 20 |  | Fixed | Roof | roof
NJSTRE1545586346 |  | Transition Incentive Program | Elizabeth | 7201 | 10 | 9.6 | Residential | No | Behind the Meter | Net-metered residential rooftop and canopy |  | None | New Jersey Suntech | PSE&G | Accepted | 2020-09-15 | 2020-09-17 | 2021-10-30 | Jinko | JKM320M | Solar Panels |  | 0.32 | 17 | 241 | 37 |  | Fixed | Roof
NJSTRE1545586363 |  | Transition Incentive Program | ocean city | 8226 | 21 | 7.68 | Residential | No | Behind the Meter | Net-metered residential rooftop and canopy |  | None | Orbit Energy & Power, LLC | AC Electric | Accepted | 2020-09-15 | 2020-09-17 | 2021-10-30 | hanwha qcells | qpeak 320w | Solar Panels |  | 0.32 | 6 | 264 | 43 |  | Fixed | Roof
NJSTRE1545586781 |  | Transition Incentive Program | Paramus | 7652 | 7 | 8.84 | Residential | Yes | Behind the Meter | Net-metered residential rooftop and canopy |  | None | Trinity Solar | PSE&G | Accepted | 2020-09-15 | 2020-09-17 | 2021-10-30 | Hanwha | Q.PEAK DUO BLK-G6 340 | Solar Panels |  | 0.34 | 7 | 247 | 34 |  | Fixed | Roof
NJSTRE1545586854 |  | Transition Incentive Program | AVENEL | 7001 | 11 | 12.68 | Residential | Yes | Behind the Meter | Net-metered residential rooftop and canopy |  | None | Vivint Solar Developer, LLC | PSE&G | Accepted | 2020-09-19 | 2020-09-21 | 2021-10-30 | JINKO SOLAR | JKM325M-60HBL | Solar Panels |  | 0.325 | 14 | 82 | 31 |  | Fixed | Roof
NJSTRE1545586874 |  | Transition Incentive Program | Turnersville | 8012 | 14 | 8.84 | Residential | Yes | Behind the Meter | Net-metered residential rooftop and canopy |  | None | Trinity Solar | AC Electric | Accepted | 2020-09-15 | 2020-09-21 | 2021-10-30 | Hanwha | Q.PEAK DUO BLK-G6 340 | Solar Panels |  | 0.34 | 8 | 199 | 34 |  | Fixed | Roof
NJSTRE1545586908 |  | Transition Incentive Program | Hammonton | 8037 | 19 | 11.56 | Residential | Yes | Behind the Meter | Net-metered residential rooftop and canopy |  | None | Castle Energy, LLC | AC Electric | Accepted | 2020-09-15 | 2020-09-17 | 2021-10-30 | Hanwha Q-Cells | Q.Peak DUO BLK-G6 340 | Solar Panels |  | 0.34 | 10 | 295 | 25 |  | Fixed | Roof
NJSTRE1545586929 |  | Transition Incentive Program | Westville | 8093 | 15 | 12.58 | Residential | Yes | Behind the Meter | Net-metered residential rooftop and canopy |  | None | Trinity Solar | PSE&G | Accepted | 2020-09-15 | 2020-09-17 | 2021-10-30 | Hanwha | Q.PEAK DUO BLK-G6 340 | Solar Panels |  | 0.34 | 21 | 180 | 23 |  | Fixed | Roof
NJSTRE1545586195 |  | Transition Incentive Program | Bound Brook | 8805 | 5 | 8 | Residential | No | Behind the Meter | Net-metered residential rooftop and canopy |  | None | New Jersey Suntech | PSE&G | Accepted | 2020-09-15 | 2020-09-16 | 2021-10-30 | Jinko | JKM320M | Solar Panels |  | 0.32 | 6 | 280 | 40 |  | Fixed | Roof
NJSTRE1545586249 |  | Transition Incentive Program | Brick | 8723 | 18 | 6.83 | Residential | No | Behind the Meter | Net-metered residential rooftop and canopy |  | None | EMT Renewables | JCP&L | Accepted | 2020-09-15 | 2020-09-16 | 2021-10-30 | Panasonic | 325 VBHN325KA03 | Solar Panels |  | 0.325 | 21 | 229 | 28 |  | Fixed | Roof
NJSTRE1545586265 |  | Transition Incentive Program | Perth Amboy | 8861 | 11 | 9.6 | Residential | No | Behind the Meter | Net-metered residential rooftop and canopy |  | None | New Jersey Suntech | PSE&G | Accepted | 2020-09-15 | 2020-09-16 | 2021-10-30 | Jinko | JKM320M | Solar Panels |  | 0.32 | 14 | 294 | 23 |  | Fixed | Roof
NJSTRE1545586300 |  | Transition Incentive Program | Villas | 8251 | 21 | 14.72 | Residential | Yes | Behind the Meter | Net-metered residential rooftop and canopy |  | None | Acos Energy, LLC | AC Electric | Accepted | 2020-09-15 | 2020-09-16 | 2021-10-30 | Trina | TSM-DD06M05II | Solar Panels |  | 0.32 | 20 | 216 | 23 |  | Fixed | Roof
NJSTRE1545586353 |  | Transition Incentive Program | Teaneck | 7666 | 7 | 7.15 | Residential | Yes | Behind the Meter | Net-metered residential rooftop and canopy |  | None | Vivint Solar Developer, LLC | PSE&G | Accepted | 2020-09-19 | 2020-09-21 | 2021-10-30 | JINKO SOLAR | JKM325M-60HBL | Solar Panels |  | 0.325 | 13 | 27 | 25 |  | Fixed | Roof
NJSTRE1545586359 |  | Transition Incentive Program | West Creek | 8092 | 18 | 19.84 | Residential | Yes | Behind the Meter | Net-metered residential rooftop and canopy |  | None | All Season Solar | AC Electric | Accepted | 2020-09-15 | 2020-09-17 | 2021-10-30 | Trina | TSMDD06M.05II | Solar Panels |  | 0.32 | 3 | 215 | 38 |  | Fixed | Roof
NJSTRE1545586929 |  | Transition Incentive Program | Westville | 8093 | 15 | 12.58 | Residential | Yes | Behind the Meter | Net-metered residential rooftop and canopy |  | None | Trinity Solar | PSE&G | Accepted | 2020-09-15 | 2020-09-17 | 2021-10-30 | Hanwha | Q.PEAK DUO BLK-G6 340 | Solar Panels |  | 0.34 | 16 | 0 | 23 |  | Fixed | Roof
NJSTRE1545586951 |  | Transition Incentive Program | Howell | 7731 | 17 | 20.74 | Residential | Yes | Behind the Meter | Net-metered residential rooftop and canopy |  | None | Trinity Solar | JCP&L | Accepted | 2020-09-15 | 2020-09-17 | 2021-10-30 | Hanwha | Q.PEAK DUO BLK-G6 340 | Solar Panels |  | 0.34 | 30 | 203 | 35 |  | Fixed | Roof
NJSTRE1545586969 |  | Transition Incentive Program | Bloomfield | 7003 | 9 | 5.1 | Residential | Yes | Behind the Meter | Net-metered residential rooftop and canopy |  | None | Trinity Solar | PSE&G | Accepted | 2020-09-15 | 2020-09-17 | 2021-10-30 | Hanwha 340 | Q.PEAK DUO BLK-G6 340 | Solar Panels |  | 0.34 | 15 | 187 | 27 |  | Fixed | Roof
NJSTRE1545586991 |  | Transition Incentive Program | Stratford | 8084 | 14 | 8.16 | Residential | Yes | Behind the Meter | Net-metered residential rooftop and canopy |  | None | Trinity Solar | AC Electric | Accepted | 2020-09-15 | 2020-09-17 | 2021-10-30 | HANWHA 340 (Q.PEAK DUO BLK-G6 340) | HANWHA 340 (Q.PEAK DUO BLK-G6 340) | Solar Panels |  | 0.34 | 2 | 230 | 18 |  | Fixed | Roof
NJSTRE1545586999 |  | Transition Incentive Program | LINWOOD | 8221 | 19 | 3.9 | Residential | Yes | Behind the Meter | Net-metered residential rooftop and canopy |  | None | Vivint Solar Developer, LLC | AC Electric | Accepted | 2020-09-19 | 2020-09-21 | 2021-10-30 | JINKO SOLAR | JKM325M-60HBL | Solar Panels |  | 0.325 | 12 | 191 | 23 |  | Fixed | Roof
NJSTRE1545587032 |  | Transition Incentive Program | Toms River | 8755 | 18 | 6.46 | Residential | Yes | Behind the Meter | Net-metered residential rooftop and canopy |  | None | Trinity Solar | JCP&L | Accepted | 2020-09-15 | 2020-09-17 | 2021-10-30 | Hanwha 340 | Q.PEAK DUO BLK-G6 340 | Solar Panels |  | 0.34 | 5 | 140 | 35 |  | Fixed | Roof
NJSTRE1545587095 |  | Transition Incentive Program | JERSEY CITY | 7305 | 8 | 7.15 | Residential | Yes | Behind the Meter | Net-metered residential rooftop and canopy |  | None | Vivint Solar Developer, LLC | PSE&G | Accepted | 2020-09-19 | 2020-09-21 | 2021-10-30 | JINKO SOLAR | JKM325M-60HBL | Solar Panels |  | 0.325 | 2 | 130 | 11 |  | Fixed | Roof
NJSTRE1545583116 |  | Transition Incentive Program | New Milford | 7646 | 7 | 8.78 | Residential | Yes | Behind the Meter | Net-metered residential rooftop and canopy |  | None | Vivint Solar Developer, LLC | PSE&G | Accepted | 2020-09-19 | 2020-09-21 | 2021-10-30 | JINKO SOLAR | JKM325M-60HBL | Solar Panels |  | 0.325 | 3 | 1 | 11 |  | Fixed | Roof
NJSTRE1545586170 |  | Transition Incentive Program | Evesham | 8053 | 13 | 5.1 | Residential | No | Behind the Meter | Net-metered residential rooftop and canopy |  | PSEG | Maier Solar Engineering dba Solar Me | PSE&G | Accepted | 2020-09-15 | 2020-09-17 | 2021-10-30 | Hanwha | Q.CELL DUO BLK-G6 | Solar Panels |  | 0.34 | 15 | 166 | 30 |  | Fixed | Roof
NJSTRE1545586195 |  | Transition Incentive Program | Bound Brook | 8805 | 5 | 8 | Residential | No | Behind the Meter | Net-metered residential rooftop and canopy |  | None | New Jersey Suntech | PSE&G | Accepted | 2020-09-15 | 2020-09-16 | 2021-10-30 | Jinko | JKM320M | Solar Panels |  | 0.32 | 5 | 192 | 45 |  | Fixed | Roof
NJSTRE1545586189 |  | Transition Incentive Program | Hazlet | 7730 | 17 | 10.88 | Residential | Yes | Behind the Meter | Net-metered residential rooftop and canopy |  | None | Trinity Solar | JCP&L | Accepted | 2020-09-15 | 2020-09-16 | 2021-10-30 | Hanwha | Q.PEAK DUO BLK-G6 340 | Solar Panels |  | 0.34 | 16 | 198 | 32 |  | Fixed | Roof
NJSTRE1545586236 |  | Transition Incentive Program | Rockaway | 7866 | 3 | 15.12 | Residential | No | Behind the Meter | Net-metered residential rooftop and canopy |  | None | Tesla Energy Operations Inc. | JCP&L | Accepted | 2020-09-15 | 2020-09-16 | 2021-10-30 | Hanwha Q CELLS | Q.PEAK DUO BLK-G5/SC315 | Solar Panels |  | 0.315 | 11 | 297 | 22 |  | Fixed | Roof
NJSTRE1545586265 |  | Transition Incentive Program | Perth Amboy | 8861 | 11 | 9.6 | Residential | No | Behind the Meter | Net-metered residential rooftop and canopy |  | None | New Jersey Suntech | PSE&G | Accepted | 2020-09-15 | 2020-09-16 | 2021-10-30 | Jinko | JKM320M | Solar Panels |  | 0.32 | 16 | 114 | 23 |  | Fixed | Roof
NJSTRE1545586283 |  | Transition Incentive Program | Boonton | 7005 | 3 | 8.13 | Residential | Yes | Behind the Meter | Net-metered residential rooftop and canopy |  | None | Vivint Solar Developer, LLC | JCP&L | Accepted | 2020-09-19 | 2020-09-21 | 2021-10-30 | JINKO SOLAR | JKM325M-60HBL | Solar Panels |  | 0.325 | 11 | 251 | 16 |  | Fixed | Roof
NJSTRE1545586300 |  | Transition Incentive Program | Villas | 8251 | 21 | 14.72 | Residential | Yes | Behind the Meter | Net-metered residential rooftop and canopy |  | None | Acos Energy, LLC | AC Electric | Accepted | 2020-09-15 | 2020-09-16 | 2021-10-30 | Trina | TSM-DD06M05II | Solar Panels |  | 0.32 | 24 | 126 | 23 |  | Fixed | Roof
NJSTRE1545586366 |  | Transition Incentive Program | Clayton | 8312 | 15 | 13.65 | Residential | No | Behind the Meter | Net-metered residential rooftop and canopy |  | None | SunnyMac LLC | AC Electric | Accepted | 2020-09-15 | 2020-09-17 | 2021-10-30 | REC | 325 TwinPeak 2 Mono | Solar Panels |  | 0.325 | 26 | 82 | 18 |  | Fixed | Roof
NJSTRE1545586366 |  | Transition Incentive Program | Clayton | 8312 | 15 | 13.65 | Residential | No | Behind the Meter | Net-metered residential rooftop and canopy |  | None | SunnyMac LLC | AC Electric | Accepted | 2020-09-15 | 2020-09-17 | 2021-10-30 | REC | 325 TwinPeak 2 Mono | Solar Panels |  | 0.325 | 16 | 262 | 18 |  | Fixed | Roof
NJSTRE1545586359 |  | Transition Incentive Program | West Creek | 8092 | 18 | 19.84 | Residential | Yes | Behind the Meter | Net-metered residential rooftop and canopy |  | None | All Season Solar | AC Electric | Accepted | 2020-09-15 | 2020-09-17 | 2021-10-30 | Trina | TSMDD06M.05II | Solar Panels |  | 0.32 | 12 | 125 | 33 |  | Fixed | Roof
NJSTRE1545586383 |  | Transition Incentive Program | Pennsauken TWP | 8109 | 14 | 6.18 | Residential | Yes | Behind the Meter | Net-metered residential rooftop and canopy |  | None | Sunbound Solar | PSE&G | Accepted | 2020-09-15 | 2020-09-17 | 2021-10-30 | Hanwha | Q.PEAK DUO-G5 | Solar Panels |  | 0.325 | 19 | 214 | 9 |  | Fixed | Roof
NJSTRE1545586718 |  | Transition Incentive Program | Shamong | 8088 | 13 | 15.44 | Residential | No | Behind the Meter | Net-metered residential rooftop and canopy |  | None | Advanced Renewable Solutions | AC Electric | Accepted | 2020-09-15 | 2020-09-17 | 2021-10-30 | CertainTeed | CT315M11-02 | Solar Panels |  | 0.315 | 36 | 148 | 25 |  | Fixed | Roof
NJSTRE1545583116 |  | Transition Incentive Program | New Milford | 7646 | 7 | 8.78 | Residential | Yes | Behind the Meter | Net-metered residential rooftop and canopy |  | None | Vivint Solar Developer, LLC | PSE&G | Accepted | 2020-09-19 | 2020-09-21 | 2021-10-30 | JINKO SOLAR | JKM325M-60HBL | Solar Panels |  | 0.325 | 9 | 181 | 22 |  | Fixed | Roof
NJSTRE1545586158 |  | Transition Incentive Program | VINELAND | 8361 | 20 | 8.51 | Residential | No | Behind the Meter | Net-metered residential rooftop and canopy |  | None | Suntuity Solar LLC | Vineland Muni Electric | Accepted | 2020-09-15 | 2020-09-17 | 2021-10-30 | Longi | LR6-60HPB-315M | Solar Panels |  | 0.315 | 27 | 228 | 26 |  | Fixed | Roof
NJSTRE1545586159 |  | Transition Incentive Program | Buena Vista township | 8310 | 19 | 12.6 | Residential | Yes | Behind the Meter | Net-metered residential rooftop and canopy |  | None | Suntuity Solar LLC | AC Electric | Accepted | 2020-09-15 | 2020-09-16 | 2021-10-30 | Longi | LR6-60HPB-315M | Solar Panels |  | 0.315 | 40 | 180 | 20 |  | Fixed | Ground
NJSTRE1545586189 |  | Transition Incentive Program | Hazlet | 7730 | 17 | 10.88 | Residential | Yes | Behind the Meter | Net-metered residential rooftop and canopy |  | None | Trinity Solar | JCP&L | Accepted | 2020-09-15 | 2020-09-16 | 2021-10-30 | Hanwha | Q.PEAK DUO BLK-G6 340 | Solar Panels |  | 0.34 | 16 | 108 | 32 |  | Fixed | Roof
NJSTRE1545586236 |  | Transition Incentive Program | Rockaway | 7866 | 3 | 15.12 | Residential | No | Behind the Meter | Net-metered residential rooftop and canopy |  | None | Tesla Energy Operations Inc. | JCP&L | Accepted | 2020-09-15 | 2020-09-16 | 2021-10-30 | Hanwha Q CELLS | Q.PEAK DUO BLK-G5/SC315 | Solar Panels |  | 0.315 | 10 | 297 | 13 |  | Fixed | Roof
NJSTRE1545586247 |  | Transition Incentive Program | Cherry Hill | 8003 | 14 | 22.32 | Residential | No | Behind the Meter | Net-metered residential rooftop and canopy |  | None | Public Service Solar | PSE&G | Accepted | 2020-09-15 | 2020-09-16 | 2021-10-30 | LG | Q1K-V5 | Solar Panels |  | 0.36 | 8 | 300 | 30 |  | Fixed | Roof
NJSTRE1545586312 |  | Transition Incentive Program | Manasquan | 8736 | 17 | 3.6 | Residential | No | Behind the Meter | Net-metered residential rooftop and canopy |  | None | Seabright Solar | JCP&L | Accepted | 2020-09-15 | 2020-09-17 | 2021-10-30 | Sunpower | SPR-E20-327 | Solar Panels |  | 0.327 | 11 | 116 | 16 |  | Fixed | Roof
NJSTRE1545586399 |  | Transition Incentive Program | Clayton | 8312 | 15 | 6.18 | Residential | Yes | Behind the Meter | Net-metered residential rooftop and canopy |  | None | SunnyMac LLC | AC Electric | Accepted | 2020-09-15 | 2020-09-17 | 2021-10-30 | REC | TwinPeak 2 Mono | Solar Panels |  | 0.325 | 16 | 253 | 21 |  | Fixed | Roof
NJSTRE1545586359 |  | Transition Incentive Program | West Creek | 8092 | 18 | 19.84 | Residential | Yes | Behind the Meter | Net-metered residential rooftop and canopy |  | None | All Season Solar | AC Electric | Accepted | 2020-09-15 | 2020-09-17 | 2021-10-30 | Trina | TSMDD06M.05II | Solar Panels |  | 0.32 | 15 | 125 | 33 |  | Fixed | Roof
NJSTRE1545586431 |  | Transition Incentive Program | pleasantville | 8232 | 19 | 6.08 | Residential | Yes | Behind the Meter | Net-metered residential rooftop and canopy |  | None | Orbit Energy & Power, LLC | AC Electric | Accepted | 2020-09-15 | 2020-09-17 | 2021-10-30 | hanwha qcells | qpeak 320w | Solar Panels |  | 0.32 | 15 | 205 | 28 |  | Fixed | Roof
NJSTRE1545586781 |  | Transition Incentive Program | Paramus | 7652 | 7 | 8.84 | Residential | Yes | Behind the Meter | Net-metered residential rooftop and canopy |  | None | Trinity Solar | PSE&G | Accepted | 2020-09-15 | 2020-09-17 | 2021-10-30 | Hanwha | Q.PEAK DUO BLK-G6 340 | Solar Panels |  | 0.34 | 12 | 247 | 27 |  | Fixed | Roof
NJSTRE1545586838 |  | Transition Incentive Program | Brick | 8723 | 18 | 6.18 | Residential | No | Behind the Meter | Net-metered residential rooftop and canopy |  | None | Whitman Construction, LLC | JCP&L | Accepted | 2020-09-15 | 2020-09-17 | 2021-10-30 | solaria power | XT-370R-PD | Solar Panels |  | 0.325 | 19 | 220 | 18 |  | Fixed | Roof
NJSTRE1545586419 |  | Transition Incentive Program | River Vale | 7675 | 7 | 12.96 | Residential | No | Behind the Meter | Net-metered residential rooftop and canopy |  | None | Public Service Solar | PSE&G | Accepted | 2020-09-15 | 2020-09-17 | 2021-10-30 | LG | Q1K-V5 | Solar Panels |  | 0.36 | 10 | 359 | 20 |  | Fixed | Roof
NJSTRE1545586419 |  | Transition Incentive Program | River Vale | 7675 | 7 | 12.96 | Residential | No | Behind the Meter | Net-metered residential rooftop and canopy |  | None | Public Service Solar | PSE&G | Accepted | 2020-09-15 | 2020-09-17 | 2021-10-30 | LG | Q1K-V5 | Solar Panels |  | 0.36 | 6 | 359 | 23 |  | Fixed | Roof
NJSTRE1545586911 |  | Transition Incentive Program | Little Ferry | 7643 | 7 | 5.1 | Residential | Yes | Behind the Meter | Net-metered residential rooftop and canopy |  | None | Trinity Solar | PSE&G | Accepted | 2020-09-15 | 2020-09-17 | 2021-10-30 | Hanwha | Q.PEAK DUO BLK-G6 340 | Solar Panels |  | 0.34 | 8 | 247 | 27 |  | Fixed | Roof
NJSTRE1545586951 |  | Transition Incentive Program | Howell | 7731 | 17 | 20.74 | Residential | Yes | Behind the Meter | Net-metered residential rooftop and canopy |  | None | Trinity Solar | JCP&L | Accepted | 2020-09-15 | 2020-09-17 | 2021-10-30 | Hanwha | Q.PEAK DUO BLK-G6 340 | Solar Panels |  | 0.34 | 13 | 113 | 37 |  | Fixed | Roof
NJSTRE1545586358 |  | Transition Incentive Program | Cherry Hill | 8002 | 14 | 24.12 | Residential | No | Behind the Meter | Net-metered residential rooftop and canopy |  | None | Kamtech Solar Solutions | PSE&G | Accepted | 2020-09-15 | 2020-09-17 | 2021-10-30 | Sunpower | X21-335-BLK-C-AC | Solar Panels |  | 0.335 | 40 | 169 | 20 |  | Fixed | Roof
NJSTRE1545586976 |  | Transition Incentive Program | North Brunswick | 8902 | 11 | 9.28 | Residential | No | Behind the Meter | Net-metered residential rooftop and canopy |  | None | New Jersey Suntech | PSE&G | Accepted | 2020-09-15 | 2020-09-17 | 2021-10-30 | Jinko | JKM320M | Solar Panels |  | 0.32 | 8 | 137 | 18 |  | Fixed | Roof
NJSTRE1545586976 |  | Transition Incentive Program | North Brunswick | 8902 | 11 | 9.28 | Residential | No | Behind the Meter | Net-metered residential rooftop and canopy |  | None | New Jersey Suntech | PSE&G | Accepted | 2020-09-15 | 2020-09-17 | 2021-10-30 | Jinko | JKM320M | Solar Panels |  | 0.32 | 3 | 321 | 10 |  | Fixed | Roof
NJSTRE1545587007 |  | Transition Incentive Program | HOWELL | 7731 | 17 | 3.4 | Residential | Yes | Behind the Meter | Net-metered residential rooftop and canopy |  | None | Trinity Solar | JCP&L | Accepted | 2020-09-15 | 2020-09-17 | 2021-10-30 | HANWHA | Q.PEAK DUO BLK-G6 340 | Solar Panels |  | 0.34 | 10 | 168 | 18 |  | Fixed | Roof
NJSTRE1545586996 |  | Transition Incentive Program | East Windsor | 8520 | 12 | 4.55 | Residential | Yes | Behind the Meter | Net-metered residential rooftop and canopy |  | None | Pro Custom Solar dba Momentum Solar | JCP&L | Accepted | 2020-09-15 | 2020-09-17 | 2021-10-30 | LG ELECTRONICS | LG 350N1C-V5 | Solar Panels |  | 0.35 | 4 | 217 | 23 |  | Fixed | Roof
NJSTRE1545587032 |  | Transition Incentive Program | Toms River | 8755 | 18 | 6.46 | Residential | Yes | Behind the Meter | Net-metered residential rooftop and canopy |  | None | Trinity Solar | JCP&L | Accepted | 2020-09-15 | 2020-09-17 | 2021-10-30 | Hanwha 340 | Q.PEAK DUO BLK-G6 340 | Solar Panels |  | 0.34 | 14 | 230 | 30 |  | Fixed | Roof
NJSTRE1545587083 |  | Transition Incentive Program | Swedesboro | 8085 | 15 | 5.7 | Residential | No | Behind the Meter | Net-metered residential rooftop and canopy |  | None | Trinity Solar | AC Electric | Accepted | 2020-09-15 | 2020-09-17 | 2021-10-30 | Hanwha | Q.PEAK DUO BLK-G6 335 | Solar Panels |  | 0.335 | 4 | 231 | 23 |  | Fixed | Roof
NJSTRE1545587292 |  | Transition Incentive Program | Franklinville | 8322 | 15 | 18.7 | Residential | Yes | Behind the Meter | Net-metered residential rooftop and canopy |  | None | Trinity Solar | AC Electric | Accepted | 2020-09-15 | 2020-09-17 | 2021-10-30 | Hanwha 340 | Q.PEAK DUO BLK-G6 340 | Solar Panels |  | 0.34 | 17 | 242 | 18 |  | Fixed | Roof
NJSTRE1545587309 |  | Transition Incentive Program | Long Branch | 7740 | 17 | 6.1 | Residential | No | Behind the Meter | Net-metered residential rooftop and canopy |  | None | Sunrun Installation Services, Inc. | JCP&L | Accepted | 2020-09-15 | 2020-09-17 | 2021-10-30 | LONGi Green Energy Technology Co Ltd | LR6-60HPB-305M | Solar Panels |  | 0.305 | 2 | 122 | 27 |  | Fixed | Roof
NJSTRE1545587339 |  | Transition Incentive Program | Hopewell | 8525 | 12 | 17.16 | Residential | No | Behind the Meter | Net-metered residential rooftop and canopy |  | None | Sunrun Installation Services, Inc. | JCP&L | Accepted | 2020-09-15 | 2020-09-17 | 2021-10-30 | LG Electronics | LG330N1C-A5 | Solar Panels |  | 0.33 | 27 | 212 | 37 |  | Fixed | Roof
NJSTRE1545586854 |  | Transition Incentive Program | AVENEL | 7001 | 11 | 12.68 | Residential | Yes | Behind the Meter | Net-metered residential rooftop and canopy |  | None | Vivint Solar Developer, LLC | PSE&G | Accepted | 2020-09-19 | 2020-09-21 | 2021-10-30 | JINKO SOLAR | JKM325M-60HBL | Solar Panels |  | 0.325 | 10 | 262 | 31 |  | Fixed | Roof
NJSTRE1545586871 |  | Transition Incentive Program | North Plainfield | 7063 | 10 | 8 | Residential | No | Behind the Meter | Net-metered residential rooftop and canopy |  | None | New Jersey Suntech | PSE&G | Accepted | 2020-09-15 | 2020-09-17 | 2021-10-30 | Jinko | JKM320M | Solar Panels |  | 0.32 | 5 | 321 | 18 |  | Fixed | Roof
NJSTRE1545586908 |  | Transition Incentive Program | Hammonton | 8037 | 19 | 11.56 | Residential | Yes | Behind the Meter | Net-metered residential rooftop and canopy |  | None | Castle Energy, LLC | AC Electric | Accepted | 2020-09-15 | 2020-09-17 | 2021-10-30 | Hanwha Q-Cells | Q.Peak DUO BLK-G6 340 | Solar Panels |  | 0.34 | 2 | 205 | 24 |  | Fixed | Roof
NJSTRE1545586960 |  | Transition Incentive Program | Bayville | 8721 | 18 | 12.58 | Residential | Yes | Behind the Meter | Net-metered residential rooftop and canopy |  | None | Trinity Solar | JCP&L | Accepted | 2020-09-15 | 2020-09-17 | 2021-10-30 | Hanwha | Q.PEAK DUO BLK-G6 340 | Solar Panels |  | 0.34 | 37 | 108 | 30 |  | Fixed | Roof
NJSTRE1545586953 |  | Transition Incentive Program | WESTAMPTON | 8060 | 13 | 3.4 | Residential | Yes | Behind the Meter | Net-metered residential rooftop and canopy |  | None | Trinity Solar | PSE&G | Accepted | 2020-09-15 | 2020-09-17 | 2021-10-30 | HANWHA | Q.PEAK DUO BLK-G6 340 | Solar Panels |  | 0.34 | 4 | 222 | 27 |  | Fixed | Roof
NJSTRE1545586981 |  | Transition Incentive Program | Little Egg Harbor | 8087 | 18 | 8.5 | Residential | No | Behind the Meter | Net-metered residential rooftop and canopy |  | None | Trinity Solar | AC Electric | Accepted | 2020-09-15 | 2020-09-17 | 2021-10-30 | HANWHA 340 (Q.PEAK DUO BLK-G6 340) | HANWHA 340 (Q.PEAK DUO BLK-G6 340) | Solar Panels |  | 0.34 | 25 | 172 | 34 |  | Fixed | Roof
NJSTRE1545586991 |  | Transition Incentive Program | Stratford | 8084 | 14 | 8.16 | Residential | Yes | Behind the Meter | Net-metered residential rooftop and canopy |  | None | Trinity Solar | AC Electric | Accepted | 2020-09-15 | 2020-09-17 | 2021-10-30 | HANWHA 340 (Q.PEAK DUO BLK-G6 340) | HANWHA 340 (Q.PEAK DUO BLK-G6 340) | Solar Panels |  | 0.34 | 2 | 50 | 18 |  | Fixed | Roof
NJSTRE1545587316 |  | Transition Incentive Program | Saddle River | 7458 | 7 | 16.32 | Residential | Yes | Behind the Meter | Net-metered residential rooftop and canopy |  | None | Tesla Energy Operations Inc. | Orange Rockland Electric | Accepted | 2020-09-15 | 2020-09-17 | 2021-10-30 | Hanwha Q-CELLS | Q.Peak DUO BLK-G6+ 340 | Solar Panels |  | 0.34 | 6 | 87 | 28 |  | Fixed | Roof
NJSTRE1545587369 |  | Transition Incentive Program | Neptune City | 7753 | 17 | 5.49 | Residential | Yes | Behind the Meter | Net-metered residential rooftop and canopy |  | None | Sunrun Installation Services, Inc. | JCP&L | Accepted | 2020-09-15 | 2020-09-17 | 2021-10-30 | LONGi Green Energy Technology Co Ltd | LR6-60HPB-305M | Solar Panels |  | 0.305 | 7 | 124 | 23 |  | Fixed | Roof
NJSTRE1545587403 |  | Transition Incentive Program | Berlin | 8009 | 14 | 10.5 | Residential | Yes | Behind the Meter | Net-metered residential rooftop and canopy |  | None | Pro Custom Solar dba Momentum Solar | AC Electric | Accepted | 2020-09-15 | 2020-09-17 | 2021-10-30 | LG | LG 350N1C-V5 | Solar Panels |  | 0.35 | 8 | 132 | 30 |  | Fixed | Roof
NJSTRE1545587427 |  | Transition Incentive Program | MORRISTOWN | 7960 | 3 | 10.73 | Residential | Yes | Behind the Meter | Net-metered residential rooftop and canopy |  | None | Vivint Solar Developer, LLC | JCP&L | Accepted | 2020-09-19 | 2020-09-21 | 2021-10-30 | JINKO SOLAR | JKM325M-60HBL | Solar Panels |  | 0.325 | 16 | 122 | 29 |  | Fixed | Roof
NJSTRE1545587431 |  | Transition Incentive Program | Southampton | 8088 | 13 | 20.8 | Residential | No | Behind the Meter | Net-metered residential rooftop and canopy |  | None | EMT Renewables | PSE&G | Accepted | 2020-09-15 | 2020-09-17 | 2021-10-30 | Trina | 325-BLK-G6 | Solar Panels |  | 0.325 | 9 | 216 | 20 |  | Fixed | Roof
NJSTRE1545586908 |  | Transition Incentive Program | Hammonton | 8037 | 19 | 11.56 | Residential | Yes | Behind the Meter | Net-metered residential rooftop and canopy |  | None | Castle Energy, LLC | AC Electric | Accepted | 2020-09-15 | 2020-09-17 | 2021-10-30 | Hanwha Q-Cells | Q.Peak DUO BLK-G6 340 | Solar Panels |  | 0.34 | 22 | 115 | 25 |  | Fixed | Roof
NJSTRE1545586939 |  | Transition Incentive Program | Bloomfield | 7003 | 9 | 4.08 | Residential | Yes | Behind the Meter | Net-metered residential rooftop and canopy |  | None | Trinity Solar | PSE&G | Accepted | 2020-09-15 | 2020-09-17 | 2021-10-30 | Hanwha 340 | Q.PEAK DUO BLK-G6 340 | Solar Panels |  | 0.34 | 6 | 97 | 27 |  | Fixed | Roof
NJSTRE1545586956 |  | Transition Incentive Program | Bellmawr | 8031 | 14 | 7.15 | Residential | No | Behind the Meter | Net-metered residential rooftop and canopy |  | None | SunnyMac LLC | PSE&G | Accepted | 2020-09-15 | 2020-09-17 | 2021-10-30 | REC | TwinPeak 2 Mono | Solar Panels |  | 0.325 | 22 | 158 | 23 |  | Fixed | Roof
NJSTRE1545586358 |  | Transition Incentive Program | Cherry Hill | 8002 | 14 | 24.12 | Residential | No | Behind the Meter | Net-metered residential rooftop and canopy |  | None | Kamtech Solar Solutions | PSE&G | Accepted | 2020-09-15 | 2020-09-17 | 2021-10-30 | Sunpower | X21-335-BLK-C-AC | Solar Panels |  | 0.335 | 32 | 169 | 16 |  | Fixed | Roof
NJSTRE1545586976 |  | Transition Incentive Program | North Brunswick | 8902 | 11 | 9.28 | Residential | No | Behind the Meter | Net-metered residential rooftop and canopy |  | None | New Jersey Suntech | PSE&G | Accepted | 2020-09-15 | 2020-09-17 | 2021-10-30 | Jinko | JKM320M | Solar Panels |  | 0.32 | 6 | 231 | 10 |  | Fixed | Roof
NJSTRE1545586976 |  | Transition Incentive Program | North Brunswick | 8902 | 11 | 9.28 | Residential | No | Behind the Meter | Net-metered residential rooftop and canopy |  | None | New Jersey Suntech | PSE&G | Accepted | 2020-09-15 | 2020-09-17 | 2021-10-30 | Jinko | JKM320M | Solar Panels |  | 0.32 | 6 | 52 | 10 |  | Fixed | Roof
NJSTRE1545587022 |  | Transition Incentive Program | Mount Ephraim | 8059 | 14 | 5.44 | Residential | Yes | Behind the Meter | Net-metered residential rooftop and canopy |  | None | Trinity Solar | PSE&G | Accepted | 2020-09-15 | 2020-09-17 | 2021-10-30 | HANWHA 340 (Q.PEAK DUO BLK-G6 340) | HANWHA 340 (Q.PEAK DUO BLK-G6 340) | Solar Panels |  | 0.34 | 16 | 168 | 37 |  | Fixed | Roof
NJSTRE1545587042 |  | Transition Incentive Program | Fort Lee | 7605 | 7 | 5.78 | Residential | Yes | Behind the Meter | Net-metered residential rooftop and canopy |  | None | Trinity Solar | PSE&G | Accepted | 2020-09-15 | 2020-09-17 | 2021-10-30 | HANWHA 335 (Q.PEAK DUO BLK-G6 335) | HANWHA 335 (Q.PEAK DUO BLK-G6 335) | Solar Panels |  | 0.34 | 12 | 307 | 14 |  | Fixed | Roof
NJSTRE1545587095 |  | Transition Incentive Program | JERSEY CITY | 7305 | 8 | 7.15 | Residential | Yes | Behind the Meter | Net-metered residential rooftop and canopy |  | None | Vivint Solar Developer, LLC | PSE&G | Accepted | 2020-09-19 | 2020-09-21 | 2021-10-30 | JINKO SOLAR | JKM325M-60HBL | Solar Panels |  | 0.325 | 8 | 130 | 4 |  | Fixed | Roof
NJSTRE1545587095 |  | Transition Incentive Program | JERSEY CITY | 7305 | 8 | 7.15 | Residential | Yes | Behind the Meter | Net-metered residential rooftop and canopy |  | None | Vivint Solar Developer, LLC | PSE&G | Accepted | 2020-09-19 | 2020-09-21 | 2021-10-30 | JINKO SOLAR | JKM325M-60HBL | Solar Panels |  | 0.325 | 4 | 310 | 13 |  | Fixed | Roof
NJSTRE1545587319 |  | Transition Incentive Program | Pleasantville | 8232 | 19 | 7.82 | Residential | No | Behind the Meter | Net-metered residential rooftop and canopy |  | None | Castle Energy, LLC | AC Electric | Accepted | 2020-09-15 | 2020-09-17 | 2021-10-30 | Hanwha Q-Cells | Q.Peak DUO BLK-G6 340 | Solar Panels |  | 0.34 | 23 | 206 | 20 |  | Fixed | Roof
NJSTRE1545587349 |  | Transition Incentive Program | MORRISTOWN | 7960 | 3 | 11.7 | Residential | Yes | Behind the Meter | Net-metered residential rooftop and canopy |  | None | Vivint Solar Developer, LLC | JCP&L | Accepted | 2020-09-19 | 2020-09-21 | 2021-10-30 | JINKO SOLAR | JKM325M-60HBL | Solar Panels |  | 0.325 | 9 | 124 | 22 |  | Fixed | Roof
NJSTRE1545587345 |  | Transition Incentive Program | Woodbridge | 7095 | 11 | 11.2 | Residential | No | Behind the Meter | Net-metered residential rooftop and canopy |  | None | Pro Custom Solar dba Momentum Solar | PSE&G | Accepted | 2020-09-15 | 2020-09-17 | 2021-10-30 | LG ELECTRONICS | LG 350N1C-V5 | Solar Panels |  | 0.35 | 9 | 87 | 19 |  | Fixed | Roof
NJSTRE1545586416 |  | Transition Incentive Program | Somers Point | 8224 | 13 | 6.72 | Residential | Yes | Behind the Meter | Net-metered residential rooftop and canopy |  | None | Acos Energy, LLC | AC Electric | Accepted | 2020-09-15 | 2020-09-17 | 2021-10-30 | Trina | TSM-DD06M05II | Solar Panels |  | 0.32 | 13 | 225 | 15 |  | Fixed | Roof
NJSTRE1545586781 |  | Transition Incentive Program | Paramus | 7652 | 7 | 8.84 | Residential | Yes | Behind the Meter | Net-metered residential rooftop and canopy |  | None | Trinity Solar | PSE&G | Accepted | 2020-09-15 | 2020-09-17 | 2021-10-30 | Hanwha | Q.PEAK DUO BLK-G6 340 | Solar Panels |  | 0.34 | 3 | 157 | 37 |  | Fixed | Roof
NJSTRE1545586718 |  | Transition Incentive Program | Shamong | 8088 | 13 | 15.44 | Residential | No | Behind the Meter | Net-metered residential rooftop and canopy |  | None | Advanced Renewable Solutions | AC Electric | Accepted | 2020-09-15 | 2020-09-17 | 2021-10-30 | CertainTeed | CT315M11-02 | Solar Panels |  | 0.315 | 3 | 239 | 25 |  | Fixed | Roof
NJSTRE1545586848 |  | Transition Incentive Program | Forked River | 8731 | 18 | 8.84 | Residential | No | Behind the Meter | Net-metered residential rooftop and canopy |  | None | Trinity Solar | JCP&L | Accepted | 2020-09-15 | 2020-09-17 | 2021-10-30 | Hanwha | Q.PEAK DUO BLK-G6 340 | Solar Panels |  | 0.34 | 16 | 137 | 20 |  | Fixed | Roof
NJSTRE1545586419 |  | Transition Incentive Program | River Vale | 7675 | 7 | 12.96 | Residential | No | Behind the Meter | Net-metered residential rooftop and canopy |  | None | Public Service Solar | PSE&G | Accepted | 2020-09-15 | 2020-09-17 | 2021-10-30 | LG | Q1K-V5 | Solar Panels |  | 0.36 | 6 | 89 | 22 |  | Fixed | Roof
NJSTRE1545586875 |  | Transition Incentive Program | Ewing | 8638 | 12 | 6.46 | Residential | Yes | Behind the Meter | Net-metered residential rooftop and canopy |  | None | Trinity Solar | PSE&G | Accepted | 2020-09-15 | 2020-09-17 | 2021-10-30 | Hanwha 340 | Q.PEAK DUO BLK-G6 340 | Solar Panels |  | 0.34 | 19 | 250 | 22 |  | Fixed | Roof
NJSTRE1545586911 |  | Transition Incentive Program | Little Ferry | 7643 | 7 | 5.1 | Residential | Yes | Behind the Meter | Net-metered residential rooftop and canopy |  | None | Trinity Solar | PSE&G | Accepted | 2020-09-15 | 2020-09-17 | 2021-10-30 | Hanwha | Q.PEAK DUO BLK-G6 340 | Solar Panels |  | 0.34 | 7 | 157 | 27 |  | Fixed | Roof
NJSTRE1545586940 |  | Transition Incentive Program | Cape May | 8204 | 21 | 5.1 | Residential | Yes | Behind the Meter | Net-metered residential rooftop and canopy |  | None | Trinity Solar | AC Electric | Accepted | 2020-09-15 | 2020-09-17 | 2021-10-30 | HANWHA 340 (Q.PEAK DUO BLK-G6 340) | HANWHA 340 (Q.PEAK DUO BLK-G6 340) | Solar Panels |  | 0.34 | 15 | 246 | 18 |  | Fixed | Roof
NJSTRE1545586976 |  | Transition Incentive Program | North Brunswick | 8902 | 11 | 9.28 | Residential | No | Behind the Meter | Net-metered residential rooftop and canopy |  | None | New Jersey Suntech | PSE&G | Accepted | 2020-09-15 | 2020-09-17 | 2021-10-30 | Jinko | JKM320M | Solar Panels |  | 0.32 | 3 | 57 | 18 |  | Fixed | Roof
NJSTRE1545586976 |  | Transition Incentive Program | North Brunswick | 8902 | 11 | 9.28 | Residential | No | Behind the Meter | Net-metered residential rooftop and canopy |  | None | New Jersey Suntech | PSE&G | Accepted | 2020-09-15 | 2020-09-17 | 2021-10-30 | Jinko | JKM320M | Solar Panels |  | 0.32 | 3 | 141 | 10 |  | Fixed | Roof
NJSTRE1545586985 |  | Transition Incentive Program | Egg Harbor Township | 8234 | 19 | 12.03 | Residential | Yes | Behind the Meter | Net-metered residential rooftop and canopy |  | None | Sun Up Zero Down | AC Electric | Accepted | 2020-09-15 | 2020-09-17 | 2021-10-30 | trina | TSM-DD06M.05(II) 325 | Solar Panels |  | 0.325 | 10 | 290 | 23 |  | Fixed | Roof
NJSTRE1545587340 |  | Transition Incentive Program | Piscataway | 8854 | 11 | 5.44 | Residential | Yes | Behind the Meter | Net-metered residential rooftop and canopy |  | None | Trinity Solar | PSE&G | Accepted | 2020-09-15 | 2020-09-17 | 2021-10-30 | Hanwha | Q.PEAK DUO BLK-G6 340 | Solar Panels |  | 0.34 | 16 | 230 | 23 |  | Fixed | Roof
NJSTRE1545587378 |  | Transition Incentive Program | Bergenfield | 7621 | 7 | 6.71 | Residential | Yes | Behind the Meter | Net-metered residential rooftop and canopy |  | None | Sunrun Installation Services, Inc. | PSE&G | Accepted | 2020-09-15 | 2020-09-17 | 2021-10-30 | LONGi Green Energy Technology Co Ltd | LR6-60HPB-305M | Solar Panels |  | 0.305 | 6 | 177 | 4 |  | Fixed | Roof
NJSTRE1545586955 |  | Transition Incentive Program | Millville | 8332 | 20 | 19.04 | Residential | Yes | Behind the Meter | Net-metered residential rooftop and canopy |  | None | Trinity Solar | AC Electric | Accepted | 2020-09-15 | 2020-09-17 | 2021-10-30 | Hanwha | Q.PEAK DUO BLK-G6 340 | Solar Panels |  | 0.34 | 26 | 213 | 18 |  | Fixed | Roof
NJSTRE1545586962 |  | Transition Incentive Program | Tuckerton | 8087 | 18 | 3.4 | Residential | Yes | Behind the Meter | Net-metered residential rooftop and canopy |  | None | Trinity Solar | AC Electric | Accepted | 2020-09-15 | 2020-09-17 | 2021-10-30 | HANWHA 340 (Q.PEAK DUO BLK-G6 340) | HANWHA 340 (Q.PEAK DUO BLK-G6 340) | Solar Panels |  | 0.34 | 10 | 162 | 16 |  | Fixed | Roof
NJSTRE1545586953 |  | Transition Incentive Program | WESTAMPTON | 8060 | 13 | 3.4 | Residential | Yes | Behind the Meter | Net-metered residential rooftop and canopy |  | None | Trinity Solar | PSE&G | Accepted | 2020-09-15 | 2020-09-17 | 2021-10-30 | HANWHA | Q.PEAK DUO BLK-G6 340 | Solar Panels |  | 0.34 | 6 | 222 | 27 |  | Fixed | Roof
NJSTRE1545586971 |  | Transition Incentive Program | Paulsboro | 8066 | 15 | 9.75 | Residential | Yes | Behind the Meter | Net-metered residential rooftop and canopy |  | None | Vivint Solar Developer, LLC | AC Electric | Accepted | 2020-09-19 | 2020-09-21 | 2021-10-30 | JINKO SOLAR | JKM325M-60HBL | Solar Panels |  | 0.325 | 14 | 97 | 23 |  | Fixed | Roof
NJSTRE1545586984 |  | Transition Incentive Program | Clementon | 8021 | 14 | 6.8 | Residential | No | Behind the Meter | Net-metered residential rooftop and canopy |  | None | Trinity Solar | AC Electric | Accepted | 2020-09-15 | 2020-09-17 | 2021-10-30 | Hanwha | Q.PEAK DUO BLK-G6 340 | Solar Panels |  | 0.34 | 6 | 302 | 40 |  | Fixed | Roof
NJSTRE1545586991 |  | Transition Incentive Program | Stratford | 8084 | 14 | 8.16 | Residential | Yes | Behind the Meter | Net-metered residential rooftop and canopy |  | None | Trinity Solar | AC Electric | Accepted | 2020-09-15 | 2020-09-17 | 2021-10-30 | HANWHA 340 (Q.PEAK DUO BLK-G6 340) | HANWHA 340 (Q.PEAK DUO BLK-G6 340) | Solar Panels |  | 0.34 | 5 | 140 | 18 |  | Fixed | Roof
NJSTRE1545586985 |  | Transition Incentive Program | Egg Harbor Township | 8234 | 19 | 12.03 | Residential | Yes | Behind the Meter | Net-metered residential rooftop and canopy |  | None | Sun Up Zero Down | AC Electric | Accepted | 2020-09-15 | 2020-09-17 | 2021-10-30 | Trina | TSM-DD06M.05(II) 325 | Solar Panels |  | 0.325 | 27 | 110 | 20 |  | Fixed | Roof
NJSTRE1545587044 |  | Transition Incentive Program | Matawan | 7747 | 17 | 4.2 | Residential | Yes | Behind the Meter | Net-metered residential rooftop and canopy |  | None | Pro Custom Solar dba Momentum Solar | JCP&L | Accepted | 2020-09-15 | 2020-09-17 | 2021-10-30 | LG ELECTRONICS | LG 350N1C-V5 | Solar Panels |  | 0.35 | 12 | 198 | 27 |  | Fixed | Roof
NJSTRE1545587095 |  | Transition Incentive Program | JERSEY CITY | 7305 | 8 | 7.15 | Residential | Yes | Behind the Meter | Net-metered residential rooftop and canopy |  | None | Vivint Solar Developer, LLC | PSE&G | Accepted | 2020-09-19 | 2020-09-21 | 2021-10-30 | JINKO SOLAR | JKM325M-60HBL | Solar Panels |  | 0.325 | 8 | 309 | 4 |  | Fixed | Roof
NJSTRE1545587083 |  | Transition Incentive Program | Swedesboro | 8085 | 15 | 5.7 | Residential | No | Behind the Meter | Net-metered residential rooftop and canopy |  | None | Trinity Solar | AC Electric | Accepted | 2020-09-15 | 2020-09-17 | 2021-10-30 | Hanwha | Q.PEAK DUO BLK-G6 335 | Solar Panels |  | 0.335 | 9 | 50 | 23 |  | Fixed | Roof
NJSTRE1545587292 |  | Transition Incentive Program | Franklinville | 8322 | 15 | 18.7 | Residential | Yes | Behind the Meter | Net-metered residential rooftop and canopy |  | None | Trinity Solar | AC Electric | Accepted | 2020-09-15 | 2020-09-17 | 2021-10-30 | Hanwha 340 | Q.PEAK DUO BLK-G6 340 | Solar Panels |  | 0.34 | 16 | 62 | 18 |  | Fixed | Roof
NJSTRE1545587292 |  | Transition Incentive Program | Franklinville | 8322 | 15 | 18.7 | Residential | Yes | Behind the Meter | Net-metered residential rooftop and canopy |  | None | Trinity Solar | AC Electric | Accepted | 2020-09-15 | 2020-09-17 | 2021-10-30 | Hanwha 340 | Q.PEAK DUO BLK-G6 340 | Solar Panels |  | 0.34 | 22 | 152 | 23 |  | Fixed | Roof
NJSTRE1545587316 |  | Transition Incentive Program | Saddle River | 7458 | 7 | 16.32 | Residential | Yes | Behind the Meter | Net-metered residential rooftop and canopy |  | None | Tesla Energy Operations Inc. | Orange Rockland Electric | Accepted | 2020-09-15 | 2020-09-17 | 2021-10-30 | Hanwha Q-CELLS | Q.Peak DUO BLK-G6+ 340 | Solar Panels |  | 0.34 | 4 | 177 | 28 |  | Fixed | Roof
NJSTRE1545587365 |  | Transition Incentive Program | Elizabeth | 7208 | 10 | 30.8 | Residential | Yes | Behind the Meter | Net-metered residential rooftop and canopy |  | None | Pro Custom Solar dba Momentum Solar | PSE&G | Accepted | 2020-09-15 | 2020-09-17 | 2021-10-30 | LG | LG 350N1C-V5 | Solar Panels |  | 0.35 | 7 | 152 | 15 |  | Fixed | Roof
NJSTRE1545587365 |  | Transition Incentive Program | Elizabeth | 7208 | 10 | 30.8 | Residential | Yes | Behind the Meter | Net-metered residential rooftop and canopy |  | None | Pro Custom Solar dba Momentum Solar | PSE&G | Accepted | 2020-09-15 | 2020-09-17 | 2021-10-30 | LG | LG 350N1C-V5 | Solar Panels |  | 0.35 | 81 | 241 | 15 |  | Fixed | Roof
NJSTRE1545587378 |  | Transition Incentive Program | Bergenfield | 7621 | 7 | 6.71 | Residential | Yes | Behind the Meter | Net-metered residential rooftop and canopy |  | None | Sunrun Installation Services, Inc. | PSE&G | Accepted | 2020-09-15 | 2020-09-17 | 2021-10-30 | LONGi Green Energy Technology Co Ltd | LR6-60HPB-305M | Solar Panels |  | 0.305 | 2 | 357 | 22 |  | Fixed | Roof
NJSTRE1545587378 |  | Transition Incentive Program | Bergenfield | 7621 | 7 | 6.71 | Residential | Yes | Behind the Meter | Net-metered residential rooftop and canopy |  | None | Sunrun Installation Services, Inc. | PSE&G | Accepted | 2020-09-15 | 2020-09-17 | 2021-10-30 | LONGi Green Energy Technology Co Ltd | LR6-60HPB-305M | Solar Panels |  | 0.305 | 6 | 268 | 27 |  | Fixed | Roof
NJSTRE1545587397 |  | Transition Incentive Program | Oradell | 7649 | 7 | 6.93 | Residential | Yes | Behind the Meter | Net-metered residential rooftop and canopy |  | None | Sunrun Installation Services, Inc. | PSE&G | Accepted | 2020-09-15 | 2020-09-17 | 2021-10-30 | LG Electronics | LG330N1C-A5 | Solar Panels |  | 0.33 | 21 | 201 | 18 |  | Fixed | Roof
NJSTRE1545587398 |  | Transition Incentive Program | Wenonah | 8090 | 15 | 9.43 | Residential | Yes | Behind the Meter | Net-metered residential rooftop and canopy |  | None | Vivint Solar Developer, LLC | PSE&G | Accepted | 2020-09-19 | 2020-09-21 | 2021-10-30 | JINKO SOLAR | JKM325M-60HBL | Solar Panels |  | 0.325 | 5 | 267 | 27 |  | Fixed | Roof
NJSTRE1545587398 |  | Transition Incentive Program | Wenonah | 8090 | 15 | 9.43 | Residential | Yes | Behind the Meter | Net-metered residential rooftop and canopy |  | None | Vivint Solar Developer, LLC | PSE&G | Accepted | 2020-09-19 | 2020-09-21 | 2021-10-30 | JINKO SOLAR | JKM325M-60HBL | Solar Panels |  | 0.325 | 5 | 87 | 27 |  | Fixed | Roof
NJSTRE1545587403 |  | Transition Incentive Program | Berlin | 8009 | 14 | 10.5 | Residential | Yes | Behind the Meter | Net-metered residential rooftop and canopy |  | None | Pro Custom Solar dba Momentum Solar | AC Electric | Accepted | 2020-09-15 | 2020-09-17 | 2021-10-30 | LG | LG 350N1C-V5 | Solar Panels |  | 0.35 | 4 | 222 | 29 |  | Fixed | Roof
NJSTRE1545587409 |  | Transition Incentive Program | CInnaminson | 8077 | 13 | 20.79 | Residential | Yes | Behind the Meter | Net-metered residential rooftop and canopy |  | None | Solar Energy World | PSE&G | Final As-Built Received | 2020-09-15 | 2020-09-17 | 2021-10-30 | Hanwha Q-Cells | Q.PEAK DUO BLK-G5 | Solar Panels |  | 0.315 | 8 | 62 | 23 |  | Fixed | Roof
NJSTRE1545587414 |  | Transition Incentive Program | Evesham TWP | 8053 | 13 | 4.08 | Residential | Yes | Behind the Meter | Net-metered residential rooftop and canopy |  | None | Tesla Energy Operations Inc. | PSE&G | Accepted | 2020-09-15 | 2020-09-17 | 2021-10-30 | Hanwha Q-CELLS | Q.Peak DUO BLK-G6+ 340 | Solar Panels |  | 0.34 | 8 | 359 | 23 |  | Fixed | Roof
NJSTRE1545587431 |  | Transition Incentive Program | Southampton | 8088 | 13 | 20.8 | Residential | No | Behind the Meter | Net-metered residential rooftop and canopy |  | None | EMT Renewables | PSE&G | Accepted | 2020-09-15 | 2020-09-17 | 2021-10-30 | Trina | 325-BLK-G6 | Solar Panels |  | 0.325 | 6 | 215 | 13 |  | Fixed | Roof
NJSTRE1545587431 |  | Transition Incentive Program | Southampton | 8088 | 13 | 20.8 | Residential | No | Behind the Meter | Net-metered residential rooftop and canopy |  | None | EMT Renewables | PSE&G | Accepted | 2020-09-15 | 2020-09-17 | 2021-10-30 | Trina | 325-BLK-G6 | Solar Panels |  | 0.325 | 4 | 306 | 25 |  | Fixed | Roof
NJSTRE1545588523 |  | Transition Incentive Program | SOMERSET | 8873 | 5 | 4.23 | Residential | Yes | Behind the Meter | Net-metered residential rooftop and canopy |  | None | Vivint Solar Developer, LLC | PSE&G | Accepted | 2020-09-19 | 2020-09-21 | 2021-10-30 | JINKO SOLAR | JKM325M-60HBL | Solar Panels |  | 0.325 | 13 | 129 | 22 |  | Fixed | Roof
NJSTRE1545586955 |  | Transition Incentive Program | Millville | 8332 | 20 | 19.04 | Residential | Yes | Behind the Meter | Net-metered residential rooftop and canopy |  | None | Trinity Solar | AC Electric | Accepted | 2020-09-15 | 2020-09-17 | 2021-10-30 | Hanwha | Q.PEAK DUO BLK-G6 340 | Solar Panels |  | 0.34 | 18 | 213 | 27 |  | Fixed | Roof
NJSTRE1545586971 |  | Transition Incentive Program | Paulsboro | 8066 | 15 | 9.75 | Residential | Yes | Behind the Meter | Net-metered residential rooftop and canopy |  | None | Vivint Solar Developer, LLC | AC Electric | Accepted | 2020-09-19 | 2020-09-21 | 2021-10-30 | JINKO SOLAR | JKM325M-60HBL | Solar Panels |  | 0.325 | 16 | 277 | 23 |  | Fixed | Roof
NJSTRE1545586984 |  | Transition Incentive Program | Clementon | 8021 | 14 | 6.8 | Residential | No | Behind the Meter | Net-metered residential rooftop and canopy |  | None | Trinity Solar | AC Electric | Accepted | 2020-09-15 | 2020-09-17 | 2021-10-30 | Hanwha | Q.PEAK DUO BLK-G6 340 | Solar Panels |  | 0.34 | 8 | 301 | 27 |  | Fixed | Roof
NJSTRE1545586984 |  | Transition Incentive Program | Clementon | 8021 | 14 | 6.8 | Residential | No | Behind the Meter | Net-metered residential rooftop and canopy |  | None | Trinity Solar | AC Electric | Accepted | 2020-09-15 | 2020-09-17 | 2021-10-30 | Hanwha | Q.PEAK DUO BLK-G6 340 | Solar Panels |  | 0.34 | 6 | 122 | 40 |  | Fixed | Roof
NJSTRE1545586992 |  | Transition Incentive Program | Millville | 8332 | 20 | 3.06 | Residential | Yes | Behind the Meter | Net-metered residential rooftop and canopy |  | None | Trinity Solar | AC Electric | Accepted | 2020-09-15 | 2020-09-17 | 2021-10-30 | Hanwha | Q.PEAK DUO BLK-G6 340 | Solar Panels |  | 0.34 | 9 | 213 | 27 |  | Fixed | Roof
NJSTRE1545586996 |  | Transition Incentive Program | East Windsor | 8520 | 12 | 4.55 | Residential | Yes | Behind the Meter | Net-metered residential rooftop and canopy |  | None | Pro Custom Solar dba Momentum Solar | JCP&L | Accepted | 2020-09-15 | 2020-09-17 | 2021-10-30 | LG ELECTRONICS | LG 350N1C-V5 | Solar Panels |  | 0.35 | 9 | 36 | 18 |  | Fixed | Roof
NJSTRE1545587042 |  | Transition Incentive Program | Fort Lee | 7605 | 7 | 5.78 | Residential | Yes | Behind the Meter | Net-metered residential rooftop and canopy |  | None | Trinity Solar | PSE&G | Accepted | 2020-09-15 | 2020-09-17 | 2021-10-30 | HANWHA 335 (Q.PEAK DUO BLK-G6 335) | HANWHA 335 (Q.PEAK DUO BLK-G6 335) | Solar Panels |  | 0.34 | 5 | 127 | 37 |  | Fixed | Roof
NJSTRE1545587083 |  | Transition Incentive Program | Swedesboro | 8085 | 15 | 5.7 | Residential | No | Behind the Meter | Net-metered residential rooftop and canopy |  | None | Trinity Solar | AC Electric | Accepted | 2020-09-15 | 2020-09-17 | 2021-10-30 | Hanwha | Q.PEAK DUO BLK-G6 335 | Solar Panels |  | 0.335 | 4 | 230 | 23 |  | Fixed | Roof
NJSTRE1545587330 |  | Transition Incentive Program | Pennsauken Township | 8110 | 14 | 5.89 | Residential | Yes | Behind the Meter | Net-metered residential rooftop and canopy |  | None | Solar Energy World | PSE&G | Final As-Built Received | 2020-09-15 | 2020-09-17 | 2021-10-30 | LONGi Green Energy Technology | LR6-60HPB-310M | Solar Panels |  | 0.31 | 19 | 216 | 23 |  | Fixed | Roof
NJSTRE1545587333 |  | Transition Incentive Program | MYSTIC ISLANDS | 8087 | 18 | 4.36 | Residential | No | Behind the Meter | Net-metered residential rooftop and canopy |  | None | Public Service Solar | AC Electric | Accepted | 2020-09-15 | 2020-09-17 | 2021-10-30 | LG | N1K-V5 | Solar Panels |  | 0.335 | 13 | 112 | 26 |  | Fixed | Roof
NJSTRE1545587345 |  | Transition Incentive Program | Woodbridge | 7095 | 11 | 11.2 | Residential | No | Behind the Meter | Net-metered residential rooftop and canopy |  | None | Pro Custom Solar dba Momentum Solar | PSE&G | Accepted | 2020-09-15 | 2020-09-17 | 2021-10-30 | LG ELECTRONICS | LG 350N1C-V5 | Solar Panels |  | 0.35 | 12 | 357 | 19 |  | Fixed | Roof
NJSTRE1545587379 |  | Transition Incentive Program | Swedesboro | 8085 | 15 | 9.1 | Residential | Yes | Behind the Meter | Net-metered residential rooftop and canopy |  | None | Pro Custom Solar dba Momentum Solar | AC Electric | Accepted | 2020-09-15 | 2020-09-17 | 2021-10-30 | LG | LG 350N1C-V5 | Solar Panels |  | 0.35 | 16 | 89 | 13 |  | Fixed | Roof
NJSTRE1545586718 |  | Transition Incentive Program | Shamong | 8088 | 13 | 15.44 | Residential | No | Behind the Meter | Net-metered residential rooftop and canopy |  | None | Advanced Renewable Solutions | AC Electric | Accepted | 2020-09-15 | 2020-09-17 | 2021-10-30 | CertainTeed | CT315M11-02 | Solar Panels |  | 0.315 | 10 | 148 | 10 |  | Fixed | Roof
NJSTRE1545586848 |  | Transition Incentive Program | Forked River | 8731 | 18 | 8.84 | Residential | No | Behind the Meter | Net-metered residential rooftop and canopy |  | None | Trinity Solar | JCP&L | Accepted | 2020-09-15 | 2020-09-17 | 2021-10-30 | Hanwha | Q.PEAK DUO BLK-G6 340 | Solar Panels |  | 0.34 | 3 | 227 | 21 |  | Fixed | Roof
NJSTRE1545586419 |  | Transition Incentive Program | River Vale | 7675 | 7 | 12.96 | Residential | No | Behind the Meter | Net-metered residential rooftop and canopy |  | None | Public Service Solar | PSE&G | Accepted | 2020-09-15 | 2020-09-17 | 2021-10-30 | LG | Q1K-V5 | Solar Panels |  | 0.36 | 4 | 89 | 22 |  | Fixed | Roof
NJSTRE1545586854 |  | Transition Incentive Program | AVENEL | 7001 | 11 | 12.68 | Residential | Yes | Behind the Meter | Net-metered residential rooftop and canopy |  | None | Vivint Solar Developer, LLC | PSE&G | Accepted | 2020-09-19 | 2020-09-21 | 2021-10-30 | JINKO SOLAR | JKM325M-60HBL | Solar Panels |  | 0.325 | 2 | 172 | 34 |  | Fixed | Roof
NJSTRE1545586871 |  | Transition Incentive Program | North Plainfield | 7063 | 10 | 8 | Residential | No | Behind the Meter | Net-metered residential rooftop and canopy |  | None | New Jersey Suntech | PSE&G | Accepted | 2020-09-15 | 2020-09-17 | 2021-10-30 | Jinko | JKM320M | Solar Panels |  | 0.32 | 2 | 321 | 30 |  | Fixed | Roof
NJSTRE1545586939 |  | Transition Incentive Program | Bloomfield | 7003 | 9 | 4.08 | Residential | Yes | Behind the Meter | Net-metered residential rooftop and canopy |  | None | Trinity Solar | PSE&G | Accepted | 2020-09-15 | 2020-09-17 | 2021-10-30 | Hanwha 340 | Q.PEAK DUO BLK-G6 340 | Solar Panels |  | 0.34 | 6 | 27 | 277 |  | Fixed | Roof
NJSTRE1545586955 |  | Transition Incentive Program | Millville | 8332 | 20 | 19.04 | Residential | Yes | Behind the Meter | Net-metered residential rooftop and canopy |  | None | Trinity Solar | AC Electric | Accepted | 2020-09-15 | 2020-09-17 | 2021-10-30 | Hanwha | Q.PEAK DUO BLK-G6 340 | Solar Panels |  | 0.34 | 12 | 213 | 9 |  | Fixed | Roof
NJSTRE1545586991 |  | Transition Incentive Program | Stratford | 8084 | 14 | 8.16 | Residential | Yes | Behind the Meter | Net-metered residential rooftop and canopy |  | None | Trinity Solar | AC Electric | Accepted | 2020-09-15 | 2020-09-17 | 2021-10-30 | HANWHA 340 (Q.PEAK DUO BLK-G6 340) | HANWHA 340 (Q.PEAK DUO BLK-G6 340) | Solar Panels |  | 0.34 | 8 | 230 | 18 |  | Fixed | Roof
NJSTRE1545586991 |  | Transition Incentive Program | Stratford | 8084 | 14 | 8.16 | Residential | Yes | Behind the Meter | Net-metered residential rooftop and canopy |  | None | Trinity Solar | AC Electric | Accepted | 2020-09-15 | 2020-09-17 | 2021-10-30 | HANWHA 340 (Q.PEAK DUO BLK-G6 340) | HANWHA 340 (Q.PEAK DUO BLK-G6 340) | Solar Panels |  | 0.34 | 7 | 50 | 18 |  | Fixed | Roof
NJSTRE1545587006 |  | Transition Incentive Program | Jersey City | 7306 | 8 | 3.4 | Residential | Yes | Behind the Meter | Net-metered residential rooftop and canopy |  | None | Trinity Solar | PSE&G | Accepted | 2020-09-15 | 2020-09-17 | 2021-10-30 | Hanwha 340 | Q.PEAK DUO BLK-G6 340 | Solar Panels |  | 0.34 | 10 | 205 | 27 |  | Fixed | Roof
NJSTRE1545587281 |  | Transition Incentive Program | Ewing | 8638 | 12 | 7.2 | Residential | No | Behind the Meter | Net-metered residential rooftop and canopy |  | None | Public Service Solar | PSE&G | Accepted | 2020-09-16 | 2020-09-17 | 2021-10-30 | LG | 360Q1K-V5 | Solar Panels |  | 0.36 | 20 | 152 | 18 |  | Fixed | Roof
NJSTRE1545587317 |  | Transition Incentive Program | West Caldwell | 7006 | 9 | 5.78 | Residential | No | Behind the Meter | Net-metered residential rooftop and canopy |  | None | Trinity Solar | PSE&G | Accepted | 2020-09-15 | 2020-09-17 | 2021-10-30 | Hanwha | Q.PEAK DUO BLK-G6 340 | Solar Panels |  | 0.34 | 17 | 220 | 23 |  | Fixed | Roof
NJSTRE1545587349 |  | Transition Incentive Program | MORRISTOWN | 7960 | 3 | 11.7 | Residential | Yes | Behind the Meter | Net-metered residential rooftop and canopy |  | None | Vivint Solar Developer, LLC | JCP&L | Accepted | 2020-09-19 | 2020-09-21 | 2021-10-30 | JINKO SOLAR | JKM325M-60HBL | Solar Panels |  | 0.325 | 9 | 124 | 19 |  | Fixed | Roof
NJSTRE1545587339 |  | Transition Incentive Program | Hopewell | 8525 | 12 | 17.16 | Residential | No | Behind the Meter | Net-metered residential rooftop and canopy |  | None | Sunrun Installation Services, Inc. | JCP&L | Accepted | 2020-09-15 | 2020-09-17 | 2021-10-30 | LG Electronics | LG330N1C-A5 | Solar Panels |  | 0.33 | 25 | 122 | 37 |  | Fixed | Roof
NJSTRE1545587369 |  | Transition Incentive Program | Neptune City | 7753 | 17 | 5.49 | Residential | Yes | Behind the Meter | Net-metered residential rooftop and canopy |  | None | Sunrun Installation Services, Inc. | JCP&L | Accepted | 2020-09-15 | 2020-09-17 | 2021-10-30 | LONGi Green Energy Technology Co Ltd | LR6-60HPB-305M | Solar Panels |  | 0.305 | 5 | 304 | 23 |  | Fixed | Roof
NJSTRE1545587377 |  | Transition Incentive Program | Berlin | 8009 | 14 | 7.44 | Residential | Yes | Behind the Meter | Net-metered residential rooftop and canopy |  | None | Solar Energy World | AC Electric | Accepted | 2020-09-15 | 2020-09-17 | 2021-10-30 | LONGi Green Energy Technology | LR6-60HPB-310M | Solar Panels |  | 0.31 | 24 | 202 | 18 |  | Fixed | Roof
NJSTRE1545587431 |  | Transition Incentive Program | Southampton | 8088 | 13 | 20.8 | Residential | No | Behind the Meter | Net-metered residential rooftop and canopy |  | None | EMT Renewables | PSE&G | Accepted | 2020-09-15 | 2020-09-17 | 2021-10-30 | Trina | 325-BLK-G6 | Solar Panels |  | 0.325 | 2 | 36 | 27 |  | Fixed | Roof
NJSTRE1545587439 |  | Transition Incentive Program | Belleville | 7109 | 9 | 5.19 | Residential | Yes | Behind the Meter | Net-metered residential rooftop and canopy |  | None | Sunrun Installation Services, Inc. | PSE&G | Accepted | 2020-09-15 | 2020-09-17 | 2021-10-30 | LONGi Green Energy Technology Co Ltd | LR6-60HPB-305M | Solar Panels |  | 0.305 | 12 | 289 | 21 |  | Fixed | Roof
NJSTRE1545587444 |  | Transition Incentive Program | FLEMINGTON | 8822 | 4 | 13 | Residential | Yes | Behind the Meter | Net-metered residential rooftop and canopy |  | None | Vivint Solar Developer, LLC | JCP&L | Accepted | 2020-09-19 | 2020-09-21 | 2021-10-30 | JINKO SOLAR | JKM325M-60HBL | Solar Panels |  | 0.325 | 26 | 190 | 32 |  | Fixed | Roof
NJSTRE1545590603 |  | Transition Incentive Program | Kresson | 8053 | 13 | 20.5 | Residential | No | Behind the Meter | Net-metered residential rooftop and canopy |  | None | SunPower Corporation, Systems | AC Electric | Accepted | 2020-09-16 | 2020-09-17 | 2021-10-30 | SunPower | SPR-A410-G-AC | Solar Panels |  | 0.41 | 6 | 175 | 34 |  | Fixed | Roof
NJSTRE1545590605 |  | Transition Incentive Program | SICKLERVILLE | 8081 | 14 | 11.66 | Residential | Yes | Behind the Meter | Net-metered residential rooftop and canopy |  | None | Suntuity Solar LLC | AC Electric | Accepted | 2020-09-16 | 2020-09-18 | 2021-10-30 | Longi | LR6-60HPB-315M | Solar Panels |  | 0.315 | 19 | 119 | 25 |  | Fixed | Roof
NJSTRE1545590606 |  | Transition Incentive Program | BLACKWOOD | 8012 | 14 | 12.29 | Residential | No | Behind the Meter | Net-metered residential rooftop and canopy |  | None | Suntuity Solar LLC | PSE&G | Accepted | 2020-09-16 | 2020-09-18 | 2021-10-30 | Longi | LR6-60HPB-315M | Solar Panels |  | 0.315 | 6 | 271 | 27 |  | Fixed | Roof
NJSTRE1545590614 |  | Transition Incentive Program | Stratford | 8084 | 14 | 11.2 | Residential | No | Behind the Meter | Net-metered residential rooftop and canopy |  | None | Whitman Construction, LLC | AC Electric | Accepted | 2020-09-16 | 2020-09-18 | 2021-10-30 | trina | tsm 320 ddo5h.05 | Solar Panels |  | 0.32 | 21 | 112 | 28 |  | Fixed | Roof
NJSTRE1545590699 |  | Transition Incentive Program | Warren | 7059 | 5 | 16.32 | Residential | No | Behind the Meter | Net-metered residential rooftop and canopy |  | None | Maier Solar Engineering dba Solar Me | JCP&L | Accepted | 2020-09-16 | 2020-09-17 | 2021-10-30 | Hanwha | Q.PEAK DUO BLK-G6 | Solar Panels |  | 0.34 | 48 | 155 | 34 |  | Fixed | Roof
NJSTRE1545590678 |  | Transition Incentive Program | WINSLOW | 8095 | 14 | 17.6 | Residential | No | Behind the Meter | Net-metered residential rooftop and canopy |  | None | Orbit Energy & Power, LLC | AC Electric | Accepted | 2020-09-16 | 2020-09-18 | 2021-10-30 | HANWHA | Q PEAK CELLS 320W | Solar Panels |  | 0.32 | 7 | 128 | 20 |  | Fixed | Roof
NJSTRE1545590711 |  | Transition Incentive Program | Woodbury | 8096 | 15 | 6.12 | Residential | Yes | Behind the Meter | Net-metered residential rooftop and canopy |  | None | Trinity Solar | PSE&G | Accepted | 2020-09-16 | 2020-09-17 | 2021-10-30 | Hanwha | Q.PEAK DUO BLK-G6 340 | Solar Panels |  | 0.34 | 8 | 38 | 299 |  | Fixed | Roof
NJSTRE1545587398 |  | Transition Incentive Program | Wenonah | 8090 | 15 | 9.43 | Residential | Yes | Behind the Meter | Net-metered residential rooftop and canopy |  | None | Vivint Solar Developer, LLC | PSE&G | Accepted | 2020-09-19 | 2020-09-21 | 2021-10-30 | JINKO SOLAR | JKM325M-60HBL | Solar Panels |  | 0.325 | 17 | 188 | 33 |  | Fixed | Roof
NJSTRE1545587431 |  | Transition Incentive Program | Southampton | 8088 | 13 | 20.8 | Residential | No | Behind the Meter | Net-metered residential rooftop and canopy |  | None | EMT Renewables | PSE&G | Accepted | 2020-09-15 | 2020-09-17 | 2021-10-30 | Trina | 325-BLK-G6 | Solar Panels |  | 0.325 | 12 | 217 | 25 |  | Fixed | Roof
NJSTRE1545587431 |  | Transition Incentive Program | Southampton | 8088 | 13 | 20.8 | Residential | No | Behind the Meter | Net-metered residential rooftop and canopy |  | None | EMT Renewables | PSE&G | Accepted | 2020-09-15 | 2020-09-17 | 2021-10-30 | Trina | 325-BLK-G6 | Solar Panels |  | 0.325 | 3 | 216 | 25 |  | Fixed | Roof
NJSTRE1545587431 |  | Transition Incentive Program | Southampton | 8088 | 13 | 20.8 | Residential | No | Behind the Meter | Net-metered residential rooftop and canopy |  | None | EMT Renewables | PSE&G | Accepted | 2020-09-15 | 2020-09-17 | 2021-10-30 | Trina | 325-BLK-G6 | Solar Panels |  | 0.325 | 16 | 36 | 27 |  | Fixed | Roof
NJSTRE1545587444 |  | Transition Incentive Program | FLEMINGTON | 8822 | 4 | 13 | Residential | Yes | Behind the Meter | Net-metered residential rooftop and canopy |  | None | Vivint Solar Developer, LLC | JCP&L | Accepted | 2020-09-19 | 2020-09-21 | 2021-10-30 | JINKO SOLAR | JKM325M-60HBL | Solar Panels |  | 0.325 | 8 | 10 | 32 |  | Fixed | Roof
NJSTRE1545587452 |  | Transition Incentive Program | Hillside | 7205 | 10 | 9.45 | Residential | Yes | Behind the Meter | Net-metered residential rooftop and canopy |  | None | Pro Custom Solar dba Momentum Solar | PSE&G | Accepted | 2020-09-15 | 2020-09-17 | 2021-10-30 | LG ELECTRONICS | LG 350N1C-V5 | Solar Panels |  | 0.35 | 5 | 84 | 25 |  | Fixed | Roof
NJSTRE1545587457 |  | Transition Incentive Program | Turnersville | 8012 | 14 | 8.37 | Residential | Yes | Behind the Meter | Net-metered residential rooftop and canopy |  | None | Freedom Forever New Jersey, LLC | AC Electric | Accepted | 2020-09-23 | 2020-09-23 | 2021-10-30 | Rec Solar | REC310TP2M | Solar Panels |  | 0.31 | 15 | 104 | 22 |  | Fixed | Roof | Roof
NJSTRE1545590603 |  | Transition Incentive Program | Kresson | 8053 | 13 | 20.5 | Residential | No | Behind the Meter | Net-metered residential rooftop and canopy |  | None | SunPower Corporation, Systems | AC Electric | Accepted | 2020-09-16 | 2020-09-17 | 2021-10-30 | SunPower | SPR-A410-G-AC | Solar Panels |  | 0.41 | 5 | 265 | 40 |  | Fixed | Roof
NJSTRE1545590604 |  | Transition Incentive Program | Sicklerville | 8081 | 14 | 9.48 | Residential | Yes | Behind the Meter | Net-metered residential rooftop and canopy |  | None | SunPower Corporation, Systems | AC Electric | Accepted | 2020-09-16 | 2020-09-17 | 2021-10-30 | SunPower | SPR-E20-327-E-AC | Solar Panels |  | 0.327 | 29 | 116 | 30 |  | Fixed | Roof
NJSTRE1545590626 |  | Transition Incentive Program | Annandale | 8801 | 4 | 12.87 | Residential | No | Behind the Meter | Net-metered residential rooftop and canopy |  | None | Green Power Energy | JCP&L | Accepted | 2020-09-16 | 2020-09-18 | 2021-10-30 | LG Electronics | LG330N1K-V5 | Solar Panels |  | 0.33 | 39 | 110 | 37 |  | Fixed | Roof
NJSTRE1545590678 |  | Transition Incentive Program | WINSLOW | 8095 | 14 | 17.6 | Residential | No | Behind the Meter | Net-metered residential rooftop and canopy |  | None | Orbit Energy & Power, LLC | AC Electric | Accepted | 2020-09-16 | 2020-09-18 | 2021-10-30 | HANWHA | Q PEAK CELLS 320 | Solar Panels |  | 0.32 | 13 | 128 | 28 |  | Fixed | Roof
NJSTRE1545591434 |  | Transition Incentive Program | GLASSBORO | 8028 | 15 | 6.18 | Residential | Yes | Behind the Meter | Net-metered residential rooftop and canopy |  | None | Vivint Solar Developer, LLC | AC Electric | Accepted | 2020-09-19 | 2020-09-21 | 2021-10-30 | JINKO SOLAR | JKM325M-60HBL | Solar Panels |  | 0.325 | 6 | 163 | 25 |  | Fixed | Roof
NJSTRE1545587309 |  | Transition Incentive Program | Long Branch | 7740 | 17 | 6.1 | Residential | No | Behind the Meter | Net-metered residential rooftop and canopy |  | None | Sunrun Installation Services, Inc. | JCP&L | Accepted | 2020-09-15 | 2020-09-17 | 2021-10-30 | LONGi Green Energy Technology Co Ltd | LR6-60HPB-305M | Solar Panels |  | 0.305 | 18 | 210 | 25 |  | Fixed | Roof
NJSTRE1545587316 |  | Transition Incentive Program | Saddle River | 7458 | 7 | 16.32 | Residential | Yes | Behind the Meter | Net-metered residential rooftop and canopy |  | None | Tesla Energy Operations Inc. | Orange Rockland Electric | Accepted | 2020-09-15 | 2020-09-17 | 2021-10-30 | Hanwha Q-CELLS | Q.Peak DUO BLK-G6+ 340 | Solar Panels |  | 0.34 | 38 | 87 | 27 |  | Fixed | Roof
NJSTRE1545587313 |  | Transition Incentive Program | Pleasantville | 8232 | 19 | 9.92 | Residential | Yes | Behind the Meter | Net-metered residential rooftop and canopy |  | None | Acos Energy, LLC | AC Electric | Accepted | 2020-09-15 | 2020-09-18 | 2021-10-30 | Trina | TSM-DD06M05II | Solar Panels |  | 0.32 | 31 | 116 | 28 |  | Fixed | Roof
NJSTRE1545587335 |  | Transition Incentive Program | Williamstown | 8094 | 15 | 13.65 | Residential | Yes | Behind the Meter | Net-metered residential rooftop and canopy |  | None | Sun Up Zero Down | AC Electric | Accepted | 2020-09-15 | 2020-09-17 | 2021-10-30 | Trina | TSM-DD06M.05(II) 325 | Solar Panels |  | 0.325 | 42 | 120 | 18 |  | Fixed | Roof
NJSTRE1545587349 |  | Transition Incentive Program | MORRISTOWN | 7960 | 3 | 11.7 | Residential | Yes | Behind the Meter | Net-metered residential rooftop and canopy |  | None | Vivint Solar Developer, LLC | JCP&L | Accepted | 2020-09-19 | 2020-09-21 | 2021-10-30 | JINKO SOLAR | JKM325M-60HBL | Solar Panels |  | 0.325 | 9 | 304 | 19 |  | Fixed | Roof
NJSTRE1545587345 |  | Transition Incentive Program | Woodbridge | 7095 | 11 | 11.2 | Residential | No | Behind the Meter | Net-metered residential rooftop and canopy |  | None | Pro Custom Solar dba Momentum Solar | PSE&G | Accepted | 2020-09-15 | 2020-09-17 | 2021-10-30 | LG ELECTRONICS | LG 350N1C-V5 | Solar Panels |  | 0.35 | 11 | 177 | 19 |  | Fixed | Roof
NJSTRE1545587369 |  | Transition Incentive Program | Neptune City | 7753 | 17 | 5.49 | Residential | Yes | Behind the Meter | Net-metered residential rooftop and canopy |  | None | Sunrun Installation Services, Inc. | JCP&L | Accepted | 2020-09-15 | 2020-09-17 | 2021-10-30 | LONGi Green Energy Technology Co Ltd | LR6-60HPB-305M | Solar Panels |  | 0.305 | 6 | 214 | 23 |  | Fixed | Roof
NJSTRE1545587370 |  | Transition Incentive Program | Mansfield | 8022 | 13 | 21.96 | Residential | No | Behind the Meter | Net-metered residential rooftop and canopy |  | None | Public Service Solar | PSE&G | Accepted | 2020-09-15 | 2020-09-17 | 2021-10-30 | LG | Q1K-V5 | Solar Panels |  | 0.36 | 61 | 261 | 13 |  | Fixed | Roof
NJSTRE1545587378 |  | Transition Incentive Program | Bergenfield | 7621 | 7 | 6.71 | Residential | Yes | Behind the Meter | Net-metered residential rooftop and canopy |  | None | Sunrun Installation Services, Inc. | PSE&G | Accepted | 2020-09-15 | 2020-09-17 | 2021-10-30 | LONGi Green Energy Technology Co Ltd | LR6-60HPB-305M | Solar Panels |  | 0.305 | 2 | 178 | 33 |  | Fixed | Roof
NJSTRE1545587379 |  | Transition Incentive Program | Swedesboro | 8085 | 15 | 9.1 | Residential | Yes | Behind the Meter | Net-metered residential rooftop and canopy |  | None | Pro Custom Solar dba Momentum Solar | AC Electric | Accepted | 2020-09-15 | 2020-09-17 | 2021-10-30 | LG | LG 350N1C-V5 | Solar Panels |  | 0.35 | 5 | 90 | 25 |  | Fixed | Roof
NJSTRE1545587394 |  | Transition Incentive Program | Chesterfield | 8515 | 13 | 7.04 | Residential | Yes | Behind the Meter | Net-metered residential rooftop and canopy |  | None | Pro Custom Solar dba Momentum Solar | PSE&G | Accepted | 2020-09-15 | 2020-09-17 | 2021-10-30 | LG | LG 350N1C-V5 | Solar Panels |  | 0.335 | 21 | 236 | 30 |  | Fixed | Roof
NJSTRE1545587403 |  | Transition Incentive Program | Berlin | 8009 | 14 | 10.5 | Residential | Yes | Behind the Meter | Net-metered residential rooftop and canopy |  | None | Pro Custom Solar dba Momentum Solar | AC Electric | Accepted | 2020-09-15 | 2020-09-17 | 2021-10-30 | LG | LG 350N1C-V5 | Solar Panels |  | 0.35 | 5 | 312 | 28 |  | Fixed | Roof
NJSTRE1545587439 |  | Transition Incentive Program | Belleville | 7109 | 9 | 5.19 | Residential | Yes | Behind the Meter | Net-metered residential rooftop and canopy |  | None | Sunrun Installation Services, Inc. | PSE&G | Accepted | 2020-09-15 | 2020-09-17 | 2021-10-30 | LONGi Green Energy Technology Co Ltd | LR6-60HPB-305M | Solar Panels |  | 0.305 | 3 | 199 | 28 |  | Fixed | Roof
NJSTRE1545587349 |  | Transition Incentive Program | MORRISTOWN | 7960 | 3 | 11.7 | Residential | Yes | Behind the Meter | Net-metered residential rooftop and canopy |  | None | Vivint Solar Developer, LLC | JCP&L | Accepted | 2020-09-19 | 2020-09-21 | 2021-10-30 | JINKO SOLAR | JKM325M-60HBL | Solar Panels |  | 0.325 | 9 | 304 | 22 |  | Fixed | Roof
NJSTRE1545587409 |  | Transition Incentive Program | CInnaminson | 8077 | 13 | 20.79 | Residential | Yes | Behind the Meter | Net-metered residential rooftop and canopy |  | None | Solar Energy World | PSE&G | Final As-Built Received | 2020-09-15 | 2020-09-17 | 2021-10-30 | Hanwha Q-Cells | Q.PEAK DUO BLK-G5 | Solar Panels |  | 0.315 | 23 | 242 | 23 |  | Fixed | Roof
NJSTRE1545587428 |  | Transition Incentive Program | Parkertown | 8087 | 18 | 6.4 | Residential | Yes | Behind the Meter | Net-metered residential rooftop and canopy |  | None | All Season Solar | AC Electric | Accepted | 2020-09-15 | 2020-09-17 | 2021-10-30 | Trina | TSMDD06M.05II | Solar Panels |  | 0.32 | 20 | 155 | 30 |  | Fixed | Roof
NJSTRE1545587427 |  | Transition Incentive Program | MORRISTOWN | 7960 | 3 | 10.73 | Residential | Yes | Behind the Meter | Net-metered residential rooftop and canopy |  | None | Vivint Solar Developer, LLC | JCP&L | Accepted | 2020-09-19 | 2020-09-21 | 2021-10-30 | JINKO SOLAR | JKM325M-60HBL | Solar Panels |  | 0.325 | 17 | 302 | 29 |  | Fixed | Roof
NJSTRE1545587431 |  | Transition Incentive Program | Southampton | 8088 | 13 | 20.8 | Residential | No | Behind the Meter | Net-metered residential rooftop and canopy |  | None | EMT Renewables | PSE&G | Accepted | 2020-09-15 | 2020-09-17 | 2021-10-30 | Trina | 325-BLK-G6 | Solar Panels |  | 0.325 | 8 | 37 | 25 |  | Fixed | Roof
NJSTRE1545587452 |  | Transition Incentive Program | Hillside | 7205 | 10 | 9.45 | Residential | Yes | Behind the Meter | Net-metered residential rooftop and canopy |  | None | Pro Custom Solar dba Momentum Solar | PSE&G | Accepted | 2020-09-15 | 2020-09-17 | 2021-10-30 | LG ELECTRONICS | LG 350N1C-V5 | Solar Panels |  | 0.35 | 11 | 354 | 30 |  | Fixed | Roof
NJSTRE1545590605 |  | Transition Incentive Program | SICKLERVILLE | 8081 | 14 | 11.66 | Residential | Yes | Behind the Meter | Net-metered residential rooftop and canopy |  | None | Suntuity Solar LLC | AC Electric | Accepted | 2020-09-16 | 2020-09-18 | 2021-10-30 | Longi | LR6-60HPB-315M | Solar Panels |  | 0.315 | 18 | 299 | 25 |  | Fixed | Roof
NJSTRE1545590607 |  | Transition Incentive Program | PINE HILL | 8021 | 14 | 4.73 | Residential | No | Behind the Meter | Net-metered residential rooftop and canopy |  | None | Suntuity Solar LLC | AC Electric | Accepted | 2020-09-16 | 2020-09-17 | 2021-10-30 | Longi | LR6-60HPB-315M | Solar Panels |  | 0.315 | 7 | 88 | 23 |  | Fixed | Roof
NJSTRE1545590628 |  | Transition Incentive Program | Villas | 8251 | 21 | 10.54 | Residential | Yes | Behind the Meter | Net-metered residential rooftop and canopy |  | None | Trinity Solar | AC Electric | Accepted | 2020-09-16 | 2020-09-18 | 2021-10-30 | Hanwha 340 | Q.PEAK DUO BLK-G6 340 | Solar Panels |  | 0.34 | 31 | 127 | 27 |  | Fixed | Roof
NJSTRE1545590686 |  | Transition Incentive Program | South Brunswick Twp | 8810 | 11 | 12.24 | Residential | No | Behind the Meter | Net-metered residential rooftop and canopy |  | None | Green Power Energy | PSE&G | Accepted | 2020-09-16 | 2020-09-18 | 2021-10-30 | LG electronics | LG360N1C-N5 | Solar Panels |  | 0.36 | 34 | 254 | 33 |  | Fixed | Roof
NJSTRE1545590734 |  | Transition Incentive Program | eggharbortwp | 8234 | 19 | 8.32 | Residential | No | Behind the Meter | Net-metered residential rooftop and canopy |  | None | Orbit Energy & Power, LLC | AC Electric | Accepted | 2020-09-16 | 2020-09-18 | 2021-10-30 | hanwha qcells | qpeak320w | Solar Panels |  | 0.32 | 11 | 215 | 19 |  | Fixed | Roof
NJSTRE1545590734 |  | Transition Incentive Program | eggharbortwp | 8234 | 19 | 8.32 | Residential | No | Behind the Meter | Net-metered residential rooftop and canopy |  | None | Orbit Energy & Power, LLC | AC Electric | Accepted | 2020-09-16 | 2020-09-18 | 2021-10-30 | hanwha qcells | qpeak 320w | Solar Panels |  | 0.32 | 1 | 305 | 17 |  | Fixed | Roof
NJSTRE1545590744 |  | Transition Incentive Program | Willingboro Twp | 8046 | 13 | 7.15 | Residential | No | Behind the Meter | Net-metered residential rooftop and canopy |  | None | SunnyMac LLC | PSE&G | Accepted | 2020-09-16 | 2020-09-18 | 2021-10-30 | REC | TwinPeak 2 Mono | Solar Panels |  | 0.325 | 4 | 297 | 26 |  | Fixed | Roof
NJSTRE1545587444 |  | Transition Incentive Program | FLEMINGTON | 8822 | 4 | 13 | Residential | Yes | Behind the Meter | Net-metered residential rooftop and canopy |  | None | Vivint Solar Developer, LLC | JCP&L | Accepted | 2020-09-19 | 2020-09-21 | 2021-10-30 | JINKO SOLAR | JKM325M-60HBL | Solar Panels |  | 0.325 | 6 | 190 | 10 |  | Fixed | Roof
NJSTRE1545587457 |  | Transition Incentive Program | Turnersville | 8012 | 14 | 8.37 | Residential | Yes | Behind the Meter | Net-metered residential rooftop and canopy |  | None | Freedom Forever New Jersey, LLC | AC Electric | Accepted | 2020-09-23 | 2020-09-23 | 2021-10-30 | Rec Solar | REC310TP2M | Solar Panels |  | 0.31 | 12 | 284 | 22 |  | Fixed | Roof | Roof
NJSTRE1545590603 |  | Transition Incentive Program | Kresson | 8053 | 13 | 20.5 | Residential | No | Behind the Meter | Net-metered residential rooftop and canopy |  | None | SunPower Corporation, Systems | AC Electric | Accepted | 2020-09-16 | 2020-09-17 | 2021-10-30 | SunPower | SPR-A410-G-AC | Solar Panels |  | 0.41 | 7 | 265 | 40 |  | Fixed | Roof
NJSTRE1545590701 |  | Transition Incentive Program | Ocean City | 8226 | 21 | 9.05 | Residential | No | Behind the Meter | Net-metered residential rooftop and canopy |  | None | Public Service Solar | AC Electric | Accepted | 2020-09-16 | 2020-09-18 | 2021-10-30 | LG | LG335N1K-5 | Solar Panels |  | 0.335 | 7 | 223 | 20 |  | Fixed | Roof
NJSTRE1545590682 |  | Transition Incentive Program | Green Brook TWP | 8812 | 11 | 14.63 | Residential | Yes | Behind the Meter | Net-metered residential rooftop and canopy |  | None | Sundial Solar Innovations | PSE&G | Accepted | 2020-09-17 | 2020-09-18 | 2021-10-30 | LG | LG375 | Solar Panels |  | 0.375 | 39 | 100190 | 30 |  | Fixed | Roof
NJSTRE1545591368 |  | Transition Incentive Program | WILLINGBORO | 8046 | 13 | 6.03 | Residential | Yes | Behind the Meter | Net-metered residential rooftop and canopy |  | None | Vision Solar LLC | PSE&G | Accepted | 2020-09-16 | 2020-09-18 | 2021-10-30 | HANWHA Q-CELLS | Q.PEAK DUO-G6+ 335 | Solar Panels |  | 0.335 | 15 | 236 | 25 |  | Fixed | Roof
NJSTRE1545594751 |  | Transition Incentive Program | Little Egg Harbor Twp | 8087 | 18 | 6.65 | Residential | Yes | Behind the Meter | Net-metered residential rooftop and canopy |  | None | Pro Custom Solar dba Momentum Solar | AC Electric | Accepted | 2020-09-16 | 2020-09-18 | 2021-10-30 | LG ELECTRONICS | LG 350N1C-V5 | Solar Panels |  | 0.35 | 8 | 45 | 38 |  | Fixed | Roof
NJSTRE1545594810 |  | Transition Incentive Program | Sicklerville | 8081 | 14 | 3.4 | Residential | Yes | Behind the Meter | Net-metered residential rooftop and canopy |  | None | Trinity Solar | AC Electric | Accepted | 2020-09-16 | 2020-09-18 | 2021-10-30 | Hanwha 340 | Q.PEAK DUO BLK-G6 340 | Solar Panels |  | 0.34 | 10 | 209 | 30 |  | Fixed | Roof
NJSTRE1545594869 |  | Transition Incentive Program | BLACKWOOD | 8012 | 14 | 9.18 | Residential | Yes | Behind the Meter | Net-metered residential rooftop and canopy |  | None | Trinity Solar | AC Electric | Accepted | 2020-09-16 | 2020-09-18 | 2021-10-30 | HANWHA | Q.PEAK DUO BLK-G6 340 | Solar Panels |  | 0.34 | 10 | 336 | 23 |  | Fixed | Roof
NJSTRE1545594903 |  | Transition Incentive Program | Minotola | 8341 | 19 | 6.5 | Residential | Yes | Behind the Meter | Net-metered residential rooftop and canopy |  | None | RCL Enterprises Inc. | AC Electric | Accepted | 2020-09-16 | 2020-09-18 | 2021-10-30 | Trina Solar | TSM-325DD06M | Solar Panels |  | 0.325 | 20 | 180 | 15 |  | Fixed | Roof
NJSTRE1545595664 |  | Transition Incentive Program | Stockton | 8559 | 4 | 16.08 | Residential | Yes | Behind the Meter | Net-metered residential rooftop and canopy |  | None | Vision Solar LLC | JCP&L | Accepted | 2020-09-16 | 2020-09-18 | 2021-10-30 | HANWHA Q-CELLS | Q.PEAK DUO-G6+ 335 | Solar Panels |  | 0.335 | 19 | 116 | 25 |  | Fixed | Roof
NJSTRE1545595664 |  | Transition Incentive Program | Stockton | 8559 | 4 | 16.08 | Residential | Yes | Behind the Meter | Net-metered residential rooftop and canopy |  | None | Vision Solar LLC | JCP&L | Accepted | 2020-09-16 | 2020-09-18 | 2021-10-30 | HANWHA Q-CELLS | Q.PEAK DUO-G6+ 335 | Solar Panels |  | 0.335 | 3 | 296 | 16 |  | Fixed | Roof
NJSTRE1545598925 |  | Transition Incentive Program | Atlantic City | 8401 | 19 | 9.6 | Residential | Yes | Behind the Meter | Net-metered residential rooftop and canopy |  | None | RCL Enterprises Inc. | AC Electric | Accepted | 2020-09-16 | 2020-09-18 | 2021-10-30 | trina solar | tsm-320dd06m | Solar Panels |  | 0.32 | 17 | 94 | 36 |  | Fixed | Roof
NJSTRE1545587439 |  | Transition Incentive Program | Belleville | 7109 | 9 | 5.19 | Residential | Yes | Behind the Meter | Net-metered residential rooftop and canopy |  | None | Sunrun Installation Services, Inc. | PSE&G | Accepted | 2020-09-15 | 2020-09-17 | 2021-10-30 | LONGi Green Energy Technology Co Ltd | LR6-60HPB-305M | Solar Panels |  | 0.305 | 2 | 19 | 29 |  | Fixed | Roof
NJSTRE1545587452 |  | Transition Incentive Program | Hillside | 7205 | 10 | 9.45 | Residential | Yes | Behind the Meter | Net-metered residential rooftop and canopy |  | None | Pro Custom Solar dba Momentum Solar | PSE&G | Accepted | 2020-09-15 | 2020-09-17 | 2021-10-30 | LG ELECTRONICS | LG 350N1C-V5 | Solar Panels |  | 0.35 | 6 | 174 | 30 |  | Fixed | Roof
NJSTRE1545587473 |  | Transition Incentive Program | Clementon | 8021 | 14 | 9.76 | Residential | Yes | Behind the Meter | Net-metered residential rooftop and canopy |  | None | Sunrun Installation Services, Inc. | AC Electric | Accepted | 2020-09-15 | 2020-09-17 | 2021-10-30 | LONGi Green Energy Technology Co Ltd | LR6-60HPB-305M | Solar Panels |  | 0.305 | 14 | 330 | 22 |  | Fixed | Roof
NJSTRE1545588512 |  | Transition Incentive Program | MONROEVILLE | 8343 | 16 | 8.78 | Residential | Yes | Behind the Meter | Net-metered residential ground mount |  | None | Vivint Solar Developer, LLC | AC Electric | Accepted | 2020-09-19 | 2020-09-21 | 2021-10-30 | JINKO SOLAR | JKM325M-60HBL | Solar Panels |  | 0.325 | 27 | 199 | 30 |  | Fixed | Ground
NJSTRE1545590603 |  | Transition Incentive Program | Kresson | 8053 | 13 | 20.5 | Residential | No | Behind the Meter | Net-metered residential rooftop and canopy |  | None | SunPower Corporation, Systems | AC Electric | Accepted | 2020-09-16 | 2020-09-17 | 2021-10-30 | SunPower | SPR-A410-G-AC | Solar Panels |  | 0.41 | 17 | 175 | 34 |  | Fixed | Roof
NJSTRE1545590607 |  | Transition Incentive Program | PINE HILL | 8021 | 14 | 4.73 | Residential | No | Behind the Meter | Net-metered residential rooftop and canopy |  | None | Suntuity Solar LLC | AC Electric | Accepted | 2020-09-16 | 2020-09-17 | 2021-10-30 | Longi | LR6-60HPB-315M | Solar Panels |  | 0.315 | 8 | 268 | 23 |  | Fixed | Roof
NJSTRE1545590617 |  | Transition Incentive Program | Woolwich | 8085 | 15 | 8.25 | Residential | No | Behind the Meter | Net-metered residential rooftop and canopy |  | None | Whitman Construction, LLC | AC Electric | Accepted | 2020-09-16 | 2020-09-18 | 2021-10-30 | panasonic | vbhn330SA16 | Solar Panels |  | 0.33 | 25 | 110 | 29 |  | Fixed | Roof
NJSTRE1545590621 |  | Transition Incentive Program | Southampton | 8088 | 13 | 9.24 | Residential | No | Behind the Meter | Net-metered residential ground mount |  | None | Sun Up Zero Down | JCP&L | Accepted | 2020-09-17 | 2020-09-18 | 2021-10-30 | Trina | TSM-DE14A(II) | Solar Panels |  | 0.385 | 24 | 162 | 25 |  | Fixed | Ground
NJSTRE1545590723 |  | Transition Incentive Program | Haddonfield | 8033 | 14 | 4.2 | Residential | Yes | Behind the Meter | Net-metered residential rooftop and canopy |  | None | Pro Custom Solar dba Momentum Solar | PSE&G | Accepted | 2020-09-16 | 2020-09-18 | 2021-10-30 | LG ELECTRONICS | LG 350N1C-V5 | Solar Panels |  | 0.35 | 4 | 156 | 26 |  | Fixed | Roof
NJSTRE1545590856 |  | Transition Incentive Program | Princeton Meadows | 8536 | 11 | 5.03 | Residential | No | Behind the Meter | Net-metered residential rooftop and canopy |  | None | Public Service Solar | PSE&G | Accepted | 2020-09-16 | 2020-09-18 | 2021-10-30 | LG | N1K-V5 | Solar Panels |  | 0.335 | 15 | 174 | 34 |  | Fixed | Roof
NJSTRE1545594783 |  | Transition Incentive Program | Roselle Park | 7204 | 10 | 8.45 | Residential | Yes | Behind the Meter | Net-metered residential rooftop and canopy |  | None | Vivint Solar Developer, LLC | PSE&G | Accepted | 2020-09-19 | 2020-09-21 | 2021-10-30 | JINKO SOLAR | JKM325M-60HBL | Solar Panels |  | 0.325 | 14 | 32 | 33 |  | Fixed | Roof
NJSTRE1545594808 |  | Transition Incentive Program | Chesterfield TWP | 8515 | 13 | 8.16 | Residential | No | Behind the Meter | Net-metered residential rooftop and canopy |  | None | Tesla Energy Operations Inc. | PSE&G | Accepted | 2020-09-16 | 2020-09-18 | 2021-10-30 | Hanwha Q-CELLS | Q.Peak DUO BLK-G6+ 340 | Solar Panels |  | 0.34 | 18 | 171 | 30 |  | Fixed | Roof
NJSTRE1545594864 |  | Transition Incentive Program | GREEN BROOK | 8812 | 11 | 12.16 | Residential | No | Behind the Meter | Net-metered residential rooftop and canopy |  | None | Vivint Solar Developer, LLC | PSE&G | Accepted | 2020-09-19 | 2020-09-21 | 2021-10-30 | HANWHA SOLAR | Q.PEAK DUO BLK-G5 320W | Solar Panels |  | 0.32 | 5 | 233 | 34 |  | Fixed | Roof
NJSTRE1545590603 |  | Transition Incentive Program | Kresson | 8053 | 13 | 20.5 | Residential | No | Behind the Meter | Net-metered residential rooftop and canopy |  | None | SunPower Corporation, Systems | AC Electric | Accepted | 2020-09-16 | 2020-09-17 | 2021-10-30 | SunPower | SPR-A410-G-AC | Solar Panels |  | 0.41 | 11 | 85 | 40 |  | Fixed | Roof
NJSTRE1545590603 |  | Transition Incentive Program | Kresson | 8053 | 13 | 20.5 | Residential | No | Behind the Meter | Net-metered residential rooftop and canopy |  | None | SunPower Corporation, Systems | AC Electric | Accepted | 2020-09-16 | 2020-09-17 | 2021-10-30 | SunPower | SPR-A410-G-AC | Solar Panels |  | 0.41 | 4 | 175 | 34 |  | Fixed | Roof
NJSTRE1545590614 |  | Transition Incentive Program | Stratford | 8084 | 14 | 11.2 | Residential | No | Behind the Meter | Net-metered residential rooftop and canopy |  | None | Whitman Construction, LLC | AC Electric | Accepted | 2020-09-16 | 2020-09-18 | 2021-10-30 | trina | tsm 320 ddo5h.05 | Solar Panels |  | 0.32 | 6 | 112 | 30 |  | Fixed | Roof
NJSTRE1545590616 |  | Transition Incentive Program | Sewaren | 7077 | 11 | 6.08 | Residential | No | Behind the Meter | Net-metered residential rooftop and canopy |  | None | Sun 101 LLC | PSE&G | Accepted | 2020-09-16 | 2020-09-17 | 2021-10-30 | Silfab | SLA-320M | Solar Panels |  | 0.32 | 19 | 190 | 21 |  | Fixed | Roof | back roof
NJSTRE1545590711 |  | Transition Incentive Program | Woodbury | 8096 | 15 | 6.12 | Residential | Yes | Behind the Meter | Net-metered residential rooftop and canopy |  | None | Trinity Solar | PSE&G | Accepted | 2020-09-16 | 2020-09-17 | 2021-10-30 | Hanwha | Q.PEAK DUO BLK-G6 340 | Solar Panels |  | 0.34 | 10 | 119 | 38 |  | Fixed | Roof
NJSTRE1545590701 |  | Transition Incentive Program | Ocean City | 8226 | 21 | 9.05 | Residential | No | Behind the Meter | Net-metered residential rooftop and canopy |  | None | Public Service Solar | AC Electric | Accepted | 2020-09-16 | 2020-09-18 | 2021-10-30 | LG | LG335N1K-5 | Solar Panels |  | 0.335 | 5 | 43 | 20 |  | Fixed | Roof
NJSTRE1545590728 |  | Transition Incentive Program | Clarksboro | 8020 | 15 | 8.71 | Residential | Yes | Behind the Meter | Net-metered residential rooftop and canopy |  | None | Vision Solar LLC | AC Electric | Accepted | 2020-09-16 | 2020-09-17 | 2021-10-30 | HANWHA Q-CELLS | Q.PEAK DUO-G6+ 335 | Solar Panels |  | 0.335 | 26 | 130 | 27 |  | Fixed | Roof
NJSTRE1545592258 |  | Transition Incentive Program | Hammonton | 8037 | 19 | 7.35 | Residential | Yes | Behind the Meter | Net-metered residential rooftop and canopy |  | None | Pro Custom Solar dba Momentum Solar | AC Electric | Accepted | 2020-09-16 | 2020-09-18 | 2021-10-30 | LG ELECTRONICS | LG 350N1C-V5 | Solar Panels |  | 0.35 | 5 | 72 | 14 |  | Fixed | Roof
NJSTRE1545590734 |  | Transition Incentive Program | eggharbortwp | 8234 | 19 | 8.32 | Residential | No | Behind the Meter | Net-metered residential rooftop and canopy |  | None | Orbit Energy & Power, LLC | AC Electric | Accepted | 2020-09-16 | 2020-09-18 | 2021-10-30 | hanwha qcells | qpeak 320w | Solar Panels |  | 0.32 | 1 | 125 | 17 |  | Fixed | Roof
NJSTRE1545594818 |  | Transition Incentive Program | Trenton | 8619 | 12 | 7.92 | Residential | Yes | Behind the Meter | Net-metered residential rooftop and canopy |  | None | SunnyMac LLC | PSE&G | Accepted | 2020-09-16 | 2020-09-18 | 2021-10-30 | REC | 360AA-BLK | Solar Panels |  | 0.36 | 12 | 313 | 9 |  | Fixed | Roof
NJSTRE1545594813 |  | Transition Incentive Program | Marlboro | 7746 | 17 | 14.4 | Residential | No | Behind the Meter | Net-metered residential rooftop and canopy |  | None | Ecological Systems LLC | JCP&L | Accepted | 2020-09-16 | 2020-09-18 | 2021-10-30 | Panasonic | Panasconic 320 | Solar Panels |  | 0.32 | 45 | 150 | 32 |  | Fixed | Roof
NJSTRE1545594800 |  | Transition Incentive Program | LUMBERTON | 8048 | 13 | 6.4 | Residential | No | Behind the Meter | Net-metered residential rooftop and canopy |  | None | Vivint Solar Developer, LLC | PSE&G | Accepted | 2020-09-19 | 2020-09-21 | 2021-10-30 | HANWHA SOLAR | Q.PEAK DUO BLK-G5 320W | Solar Panels |  | 0.32 | 15 | 92 | 30 |  | Fixed | Roof
NJSTRE1545594870 |  | Transition Incentive Program | Cherry Hill | 8002 | 14 | 13.74 | Residential | Yes | Behind the Meter | Net-metered residential rooftop and canopy |  | None | Vision Solar LLC | PSE&G | Accepted | 2020-09-16 | 2020-09-18 | 2021-10-30 | HANWHA Q-CELLS | Q.PEAK DUO-G6+ 335 | Solar Panels |  | 0.335 | 22 | 116 | 21 |  | Fixed | Roof
NJSTRE1545587398 |  | Transition Incentive Program | Wenonah | 8090 | 15 | 9.43 | Residential | Yes | Behind the Meter | Net-metered residential rooftop and canopy |  | None | Vivint Solar Developer, LLC | PSE&G | Accepted | 2020-09-19 | 2020-09-21 | 2021-10-30 | JINKO SOLAR | JKM325M-60HBL | Solar Panels |  | 0.325 | 2 | 177 | 27 |  | Fixed | Roof
NJSTRE1545587403 |  | Transition Incentive Program | Berlin | 8009 | 14 | 10.5 | Residential | Yes | Behind the Meter | Net-metered residential rooftop and canopy |  | None | Pro Custom Solar dba Momentum Solar | AC Electric | Accepted | 2020-09-15 | 2020-09-17 | 2021-10-30 | LG | LG 350N1C-V5 | Solar Panels |  | 0.35 | 10 | 312 | 31 |  | Fixed | Roof
NJSTRE1545587403 |  | Transition Incentive Program | Berlin | 8009 | 14 | 10.5 | Residential | Yes | Behind the Meter | Net-metered residential rooftop and canopy |  | None | Pro Custom Solar dba Momentum Solar | AC Electric | Accepted | 2020-09-15 | 2020-09-17 | 2021-10-30 | LG | LG 350N1C-V5 | Solar Panels |  | 0.35 | 3 | 132 | 28 |  | Fixed | Roof
NJSTRE1545587409 |  | Transition Incentive Program | CInnaminson | 8077 | 13 | 20.79 | Residential | Yes | Behind the Meter | Net-metered residential rooftop and canopy |  | None | Solar Energy World | PSE&G | Final As-Built Received | 2020-09-15 | 2020-09-17 | 2021-10-30 | Hanwha Q-Cells | Q.PEAK DUO BLK-G5 | Solar Panels |  | 0.315 | 24 | 152 | 18 |  | Fixed | Roof
NJSTRE1545587409 |  | Transition Incentive Program | CInnaminson | 8077 | 13 | 20.79 | Residential | Yes | Behind the Meter | Net-metered residential rooftop and canopy |  | None | Solar Energy World | PSE&G | Final As-Built Received | 2020-09-15 | 2020-09-17 | 2021-10-30 | Hanwha Q Cells | Q.PEAK DUO BLK-G5 | Solar Panels |  | 0.315 | 11 | 152 | 18 |  | Fixed | Roof
NJSTRE1545587414 |  | Transition Incentive Program | Evesham TWP | 8053 | 13 | 4.08 | Residential | Yes | Behind the Meter | Net-metered residential rooftop and canopy |  | None | Tesla Energy Operations Inc. | PSE&G | Accepted | 2020-09-15 | 2020-09-17 | 2021-10-30 | Hanwha Q-CELLS | Q.Peak DUO BLK-G6+ 340 | Solar Panels |  | 0.34 | 4 | 179 | 23 |  | Fixed | Roof
NJSTRE1545590606 |  | Transition Incentive Program | BLACKWOOD | 8012 | 14 | 12.29 | Residential | No | Behind the Meter | Net-metered residential rooftop and canopy |  | None | Suntuity Solar LLC | PSE&G | Accepted | 2020-09-16 | 2020-09-18 | 2021-10-30 | Longi | LR6-60HPB-315M | Solar Panels |  | 0.315 | 9 | 91 | 27 |  | Fixed | Roof
NJSTRE1545590614 |  | Transition Incentive Program | Stratford | 8084 | 14 | 11.2 | Residential | No | Behind the Meter | Net-metered residential rooftop and canopy |  | None | Whitman Construction, LLC | AC Electric | Accepted | 2020-09-16 | 2020-09-18 | 2021-10-30 | trina | tsm 320 ddo5h.05 | Solar Panels |  | 0.32 | 8 | 292 | 28 |  | Fixed | Roof
NJSTRE1545590678 |  | Transition Incentive Program | WINSLOW | 8095 | 14 | 17.6 | Residential | No | Behind the Meter | Net-metered residential rooftop and canopy |  | None | Orbit Energy & Power, LLC | AC Electric | Accepted | 2020-09-16 | 2020-09-18 | 2021-10-30 | HANWHA | Q PEAK CELLS 320W | Solar Panels |  | 0.32 | 10 | 38 | 20 |  | Fixed | Roof
NJSTRE1545590723 |  | Transition Incentive Program | Haddonfield | 8033 | 14 | 4.2 | Residential | Yes | Behind the Meter | Net-metered residential rooftop and canopy |  | None | Pro Custom Solar dba Momentum Solar | PSE&G | Accepted | 2020-09-16 | 2020-09-18 | 2021-10-30 | LG ELECTRONICS | LG 350N1C-V5 | Solar Panels |  | 0.35 | 8 | 336 | 25 |  | Fixed | Roof
NJSTRE1545590712 |  | Transition Incentive Program | Hoboken | 7030 | 8 | 32.94 | Non Profit | No | Behind the Meter | Net-metered non-residential rooftop and canopy |  | None | Spectacular Solar | PSE&G | Accepted | 2020-09-16 | 2020-09-18 | 2021-10-30 | LG | LG305N1C-G4 | Solar Panels |  | 0.305 | 108 | 10 | 0 |  | Fixed | Roof
NJSTRE1545592258 |  | Transition Incentive Program | Hammonton | 8037 | 19 | 7.35 | Residential | Yes | Behind the Meter | Net-metered residential rooftop and canopy |  | None | Pro Custom Solar dba Momentum Solar | AC Electric | Accepted | 2020-09-16 | 2020-09-18 | 2021-10-30 | LG ELECTRONICS | LG 350N1C-V5 | Solar Panels |  | 0.35 | 16 | 252 | 40 |  | Fixed | Roof
NJSTRE1545590734 |  | Transition Incentive Program | eggharbortwp | 8234 | 19 | 8.32 | Residential | No | Behind the Meter | Net-metered residential rooftop and canopy |  | None | Orbit Energy & Power, LLC | AC Electric | Accepted | 2020-09-16 | 2020-09-18 | 2021-10-30 | hanwha qcells | qpeak 320w | Solar Panels |  | 0.32 | 13 | 35 | 19 |  | Fixed | Roof
NJSTRE1545590744 |  | Transition Incentive Program | Willingboro Twp | 8046 | 13 | 7.15 | Residential | No | Behind the Meter | Net-metered residential rooftop and canopy |  | None | SunnyMac LLC | PSE&G | Accepted | 2020-09-16 | 2020-09-18 | 2021-10-30 | REC | TwinPeak 2 Mono | Solar Panels |  | 0.325 | 12 | 207 | 18 |  | Fixed | Roof
NJSTRE1545594805 |  | Transition Incentive Program | Succasunna | 7876 | 3 | 7.7 | Residential | Yes | Behind the Meter | Net-metered residential rooftop and canopy |  | None | Pro Custom Solar dba Momentum Solar | JCP&L | Accepted | 2020-09-16 | 2020-09-18 | 2021-10-30 | LG ELECTRONICS | LG 350N1C-V5 | Solar Panels |  | 0.35 | 8 | 237 | 30 |  | Fixed | Roof
NJSTRE1545594818 |  | Transition Incentive Program | Trenton | 8619 | 12 | 7.92 | Residential | Yes | Behind the Meter | Net-metered residential rooftop and canopy |  | None | SunnyMac LLC | PSE&G | Accepted | 2020-09-16 | 2020-09-18 | 2021-10-30 | REC | 360AA-Blk | Solar Panels |  | 0.36 | 2 | 133 | 9 |  | Fixed | Roof
NJSTRE1545594838 |  | Transition Incentive Program | Paramus | 7653 | 7 | 8.38 | Residential | No | Behind the Meter | Net-metered residential rooftop and canopy |  | PSEG | Vision Solar LLC | PSE&G | Accepted | 2020-09-16 | 2020-09-18 | 2021-10-30 | HANWHA Q-CELLS | Q.PEAK DUO-G6+ 335 | Solar Panels |  | 0.335 | 9 | 288 | 25 |  | Fixed | Roof
NJSTRE1545594845 |  | Transition Incentive Program | Paterson | 7504 | 6 | 3.02 | Residential | Yes | Behind the Meter | Net-metered residential rooftop and canopy |  | None | Trinity Solar | PSE&G | Accepted | 2020-09-16 | 2020-09-18 | 2021-10-30 | Hanwha 335 | Q.PEAK DUO BLK-G6 335 | Solar Panels |  | 0.335 | 9 | 189 | 40 |  | Fixed | Roof
NJSTRE1545594870 |  | Transition Incentive Program | Cherry Hill | 8002 | 14 | 13.74 | Residential | Yes | Behind the Meter | Net-metered residential rooftop and canopy |  | None | Vision Solar LLC | PSE&G | Accepted | 2020-09-16 | 2020-09-18 | 2021-10-30 | HANWHA Q-CELLS | Q.PEAK DUO-G6+ 335 | Solar Panels |  | 0.335 | 15 | 115 | 20 |  | Fixed | Roof
NJSTRE1545594864 |  | Transition Incentive Program | GREEN BROOK | 8812 | 11 | 12.16 | Residential | No | Behind the Meter | Net-metered residential rooftop and canopy |  | None | Vivint Solar Developer, LLC | PSE&G | Accepted | 2020-09-19 | 2020-09-21 | 2021-10-30 | HANWHA SOLAR | Q.PEAK DUO BLK-G5 320W | Solar Panels |  | 0.32 | 11 | 323 | 34 |  | Fixed | Roof
NJSTRE1545594869 |  | Transition Incentive Program | BLACKWOOD | 8012 | 14 | 9.18 | Residential | Yes | Behind the Meter | Net-metered residential rooftop and canopy |  | None | Trinity Solar | AC Electric | Accepted | 2020-09-16 | 2020-09-18 | 2021-10-30 | HANWHA | Q.PEAK DUO BLK-G6 340 | Solar Panels |  | 0.34 | 17 | 156 | 23 |  | Fixed | Roof
NJSTRE1545599873 |  | Transition Incentive Program | BELFORD | 7718 | 17 | 3.78 | Residential | No | Behind the Meter | Net-metered residential rooftop and canopy |  | None | Vivint Solar Developer, LLC | JCP&L | Accepted | 2020-09-21 | 2020-09-23 | 2021-10-30 | LG | LG315N1K-V5 | Solar Panels |  | 0.315 | 6 | 178 | 27 |  | Fixed | Roof
NJSTRE1545599927 |  | Transition Incentive Program | Somerset | 8873 | 5 | 4.2 | Residential | Yes | Behind the Meter | Net-metered residential rooftop and canopy |  | None | Pro Custom Solar dba Momentum Solar | PSE&G | Accepted | 2020-09-16 | 2020-09-18 | 2021-10-30 | LG ELECTRONICS | LG 350N1C-V5 | Solar Panels |  | 0.35 | 4 | 309 | 15 |  | Fixed | Roof
NJSTRE1545599965 |  | Transition Incentive Program | BARNEGAT | 8005 | 18 | 12.16 | Residential | No | Behind the Meter | Net-metered residential rooftop and canopy |  | None | Vivint Solar Developer, LLC | JCP&L | Accepted | 2020-09-21 | 2020-09-21 | 2021-10-30 | HANWHA SOLAR | Q.PEAK DUO BLK-G5 320W | Solar Panels |  | 0.32 | 28 | 134 | 33 |  | Fixed | Roof
NJSTRE1545587355 |  | Transition Incentive Program | Toms River | 8753 | 18 | 4.9 | Residential | Yes | Behind the Meter | Net-metered residential rooftop and canopy |  | None | Pro Custom Solar dba Momentum Solar | JCP&L | Accepted | 2020-09-15 | 2020-09-17 | 2021-10-30 | LG | LG 350N1C-V5 | Solar Panels |  | 0.35 | 14 | 175 | 13 |  | Fixed | Roof
NJSTRE1545587378 |  | Transition Incentive Program | Bergenfield | 7621 | 7 | 6.71 | Residential | Yes | Behind the Meter | Net-metered residential rooftop and canopy |  | None | Sunrun Installation Services, Inc. | PSE&G | Accepted | 2020-09-15 | 2020-09-17 | 2021-10-30 | LONGi Green Energy Technology Co Ltd | LR6-60HPB-305M | Solar Panels |  | 0.305 | 6 | 88 | 27 |  | Fixed | Roof
NJSTRE1545587379 |  | Transition Incentive Program | Swedesboro | 8085 | 15 | 9.1 | Residential | Yes | Behind the Meter | Net-metered residential rooftop and canopy |  | None | Pro Custom Solar dba Momentum Solar | AC Electric | Accepted | 2020-09-15 | 2020-09-17 | 2021-10-30 | LG | LG 350N1C-V5 | Solar Panels |  | 0.35 | 5 | 270 | 26 |  | Fixed | Roof
NJSTRE1545587431 |  | Transition Incentive Program | Southampton | 8088 | 13 | 20.8 | Residential | No | Behind the Meter | Net-metered residential rooftop and canopy |  | None | EMT Renewables | PSE&G | Accepted | 2020-09-15 | 2020-09-17 | 2021-10-30 | Trina | 325-BLK-G6 | Solar Panels |  | 0.325 | 4 | 126 | 20 |  | Fixed | Roof
NJSTRE1545587452 |  | Transition Incentive Program | Hillside | 7205 | 10 | 9.45 | Residential | Yes | Behind the Meter | Net-metered residential rooftop and canopy |  | None | Pro Custom Solar dba Momentum Solar | PSE&G | Accepted | 2020-09-15 | 2020-09-17 | 2021-10-30 | LG ELECTRONICS | LG 350N1C-V5 | Solar Panels |  | 0.35 | 5 | 264 | 25 |  | Fixed | Roof
NJSTRE1545587473 |  | Transition Incentive Program | Clementon | 8021 | 14 | 9.76 | Residential | Yes | Behind the Meter | Net-metered residential rooftop and canopy |  | None | Sunrun Installation Services, Inc. | AC Electric | Accepted | 2020-09-15 | 2020-09-17 | 2021-10-30 | LONGi Green Energy Technology Co Ltd | LR6-60HPB-305M | Solar Panels |  | 0.305 | 18 | 150 | 22 |  | Fixed | Roof
NJSTRE1545590606 |  | Transition Incentive Program | BLACKWOOD | 8012 | 14 | 12.29 | Residential | No | Behind the Meter | Net-metered residential rooftop and canopy |  | None | Suntuity Solar LLC | PSE&G | Accepted | 2020-09-16 | 2020-09-18 | 2021-10-30 | Longi | LR6-60HPB-315M | Solar Panels |  | 0.315 | 15 | 271 | 27 |  | Fixed | Roof
NJSTRE1545590678 |  | Transition Incentive Program | WINSLOW | 8095 | 14 | 17.6 | Residential | No | Behind the Meter | Net-metered residential rooftop and canopy |  | None | Orbit Energy & Power, LLC | AC Electric | Accepted | 2020-09-16 | 2020-09-18 | 2021-10-30 | HANWHA | Q PEAK CELLS 320 W | Solar Panels |  | 0.32 | 25 | 308 | 28 |  | Fixed | Roof
NJSTRE1545590701 |  | Transition Incentive Program | Ocean City | 8226 | 21 | 9.05 | Residential | No | Behind the Meter | Net-metered residential rooftop and canopy |  | None | Public Service Solar | AC Electric | Accepted | 2020-09-16 | 2020-09-18 | 2021-10-30 | LG | LG335N1K-5 | Solar Panels |  | 0.335 | 15 | 133 | 20 |  | Fixed | Roof
NJSTRE1545591434 |  | Transition Incentive Program | GLASSBORO | 8028 | 15 | 6.18 | Residential | Yes | Behind the Meter | Net-metered residential rooftop and canopy |  | None | Vivint Solar Developer, LLC | AC Electric | Accepted | 2020-09-19 | 2020-09-21 | 2021-10-30 | JINKO SOLAR | JKM325M-60HBL | Solar Panels |  | 0.325 | 13 | 163 | 25 |  | Fixed | Roof
NJSTRE1545594743 |  | Transition Incentive Program | Gloucester City | 8030 | 14 | 7.48 | Residential | Yes | Behind the Meter | Net-metered residential rooftop and canopy |  | None | Vivint Solar Developer, LLC | PSE&G | Accepted | 2020-09-19 | 2020-09-21 | 2021-10-30 | JINKO SOLAR | JKM325M-60HBL | Solar Panels |  | 0.325 | 5 | 217 | 40 |  | Fixed | Roof
NJSTRE1545594752 |  | Transition Incentive Program | Monroeville | 8343 | 16 | 10.08 | Residential | No | Behind the Meter | Net-metered residential rooftop and canopy |  | None | RCL Enterprises Inc. | AC Electric | Accepted | 2020-09-16 | 2020-09-18 | 2021-10-30 | Trina Solar | TSM-325DD06M | Solar Panels |  | 0.325 | 23 | 195 | 20 |  | Fixed | Roof
NJSTRE1545594807 |  | Transition Incentive Program | North Wildwood | 8260 | 21 | 9.92 | Residential | Yes | Behind the Meter | Net-metered residential rooftop and canopy |  | None | RCL Enterprises Inc. | AC Electric | Accepted | 2020-09-16 | 2020-09-18 | 2021-10-30 | trina solar | tsm-320DD06M | Solar Panels |  | 0.32 | 3 | 132 | 38 |  | Fixed | Roof
NJSTRE1545594835 |  | Transition Incentive Program | Rahway | 7065 | 10 | 4.2 | Residential | Yes | Behind the Meter | Net-metered residential rooftop and canopy |  | None | Pro Custom Solar dba Momentum Solar | PSE&G | Accepted | 2020-09-16 | 2020-09-18 | 2021-10-30 | LG ELECTRONICS | LG 350N1C-V5 | Solar Panels |  | 0.35 | 4 | 266 | 41 |  | Fixed | Roof
NJSTRE1545595664 |  | Transition Incentive Program | Stockton | 8559 | 4 | 16.08 | Residential | Yes | Behind the Meter | Net-metered residential rooftop and canopy |  | None | Vision Solar LLC | JCP&L | Accepted | 2020-09-16 | 2020-09-18 | 2021-10-30 | HANWHA Q-CELLS | Q.PEAK DUO-G6+ 335 | Solar Panels |  | 0.335 | 22 | 206 | 39 |  | Fixed | Roof
NJSTRE1545598693 |  | Transition Incentive Program | Paterson | 7504 | 6 | 5.03 | Residential | Yes | Behind the Meter | Net-metered residential rooftop and canopy |  | None | Trinity Solar | PSE&G | Accepted | 2020-09-16 | 2020-09-18 | 2021-10-30 | Hanwha 335 | Q.PEAK DUO BLK-G6 335) | Solar Panels |  | 0.335 | 2 | 101 | 27 |  | Fixed | Roof
NJSTRE1545599873 |  | Transition Incentive Program | BELFORD | 7718 | 17 | 3.78 | Residential | No | Behind the Meter | Net-metered residential rooftop and canopy |  | None | Vivint Solar Developer, LLC | JCP&L | Accepted | 2020-09-21 | 2020-09-23 | 2021-10-30 | LG | LG315N1K-V5 | Solar Panels |  | 0.315 | 6 | 88 | 27 |  | Fixed | Roof
NJSTRE1545599880 |  | Transition Incentive Program | PAULSBORO | 8066 | 15 | 11.9 | Residential | Yes | Behind the Meter | Net-metered residential rooftop and canopy |  | None | Trinity Solar | AC Electric | Accepted | 2020-09-16 | 2020-09-18 | 2021-10-30 | HANWHA | Q.PEAK DUO BLK-G6 340 | Solar Panels |  | 0.34 | 3 | 276 | 45 |  | Fixed | Roof
NJSTRE1545599902 |  | Transition Incentive Program | Haddon Township | 8108 | 14 | 6.8 | Residential | No | Behind the Meter | Net-metered residential rooftop and canopy |  | None | Trinity Solar | PSE&G | Accepted | 2020-09-16 | 2020-09-18 | 2021-10-30 | Hanwha 340 | Q.PEAK DUO BLK-G6 340) | Solar Panels |  | 0.34 | 20 | 122 | 37 |  | Fixed | Roof
NJSTRE1545599914 |  | Transition Incentive Program | Eatontown | 7724 | 17 | 10.24 | Residential | No | Behind the Meter | Net-metered residential rooftop and canopy |  | None | Vivint Solar Developer, LLC | JCP&L | Accepted | 2020-09-21 | 2020-09-21 | 2021-10-30 | HANWHA SOLAR | Q.PEAK DUO BLK-G5 320W | Solar Panels |  | 0.32 | 3 | 216 | 19 |  | Fixed | Roof
NJSTRE1545599953 |  | Transition Incentive Program | North Arlington | 7031 | 7 | 4.76 | Residential | Yes | Behind the Meter | Net-metered residential rooftop and canopy |  | None | Trinity Solar | PSE&G | Accepted | 2020-09-16 | 2020-09-22 | 2021-10-30 | Hanwha 340 | Q.PEAK DUO BLK-G6 340 | Solar Panels |  | 0.34 | 5 | 213 | 40 |  | Fixed | Roof
NJSTRE1545599957 |  | Transition Incentive Program | Edison TWP | 8820 | 11 | 16.32 | Residential | Yes | Behind the Meter | Net-metered residential rooftop and canopy |  | None | Tesla Energy Operations Inc. | PSE&G | Accepted | 2020-09-16 | 2020-09-18 | 2021-10-30 | Hanwha Q-CELLS | Q.Peak DUO BLK-G6+ 340 | Solar Panels |  | 0.34 | 10 | 88 | 23 |  | Fixed | Roof
NJSTRE1545599990 |  | Transition Incentive Program | Belleville | 7109 | 9 | 9.8 | Municipality | Yes | Behind the Meter | Net-metered residential rooftop and canopy |  | None | Pro Custom Solar dba Momentum Solar | PSE&G | Accepted | 2020-09-16 | 2020-09-18 | 2021-10-30 | LG ELECTRONICS | LG 350N1C-V5 | Solar Panels |  | 0.35 | 23 | 195 | 45 |  | Fixed | Roof
NJSTRE1545599995 |  | Transition Incentive Program | Englewood | 7631 | 7 | 5.52 | Residential | Yes | Behind the Meter | Net-metered residential rooftop and canopy |  | None | Sunrun, Inc. | PSE&G | Accepted | 2020-09-16 | 2020-09-18 | 2021-10-30 | LG Electronics | LG345N1C-V5 | Solar Panels |  | 0.345 | 16 | 177 | 33 |  | Fixed | Roof
NJSTRE1545600000 |  | Transition Incentive Program | Camden City | 8103 | 14 | 19.29 | Residential | Yes | Behind the Meter | Net-metered residential rooftop and canopy |  | None | SunnyMac LLC | PSE&G | Accepted | 2020-09-16 | 2020-09-29 | 2021-10-30 | SunPower | SPR-E20-327 | Solar Panels |  | 0.327 | 23 | 310 | 32 |  | Fixed | Roof
NJSTRE1545600000 |  | Transition Incentive Program | Camden City | 8103 | 14 | 19.29 | Residential | Yes | Behind the Meter | Net-metered residential rooftop and canopy |  | None | SunnyMac LLC | PSE&G | Accepted | 2020-09-16 | 2020-09-29 | 2021-10-30 | SunPower | SPR-E20-327 | Solar Panels |  | 0.327 | 10 | 220 | 31 |  | Fixed | Roof
NJSTRE1545590738 |  | Transition Incentive Program | Burlington | 8016 | 13 | 4.76 | Residential | Yes | Behind the Meter | Net-metered residential rooftop and canopy |  | None | Trinity Solar | PSE&G | Accepted | 2020-09-16 | 2020-09-18 | 2021-10-30 | Hanwha | Q.PEAK DUO BLK-G6 340 | Solar Panels |  | 0.34 | 14 | 161 | 37 |  | Fixed | Roof
NJSTRE1545591368 |  | Transition Incentive Program | WILLINGBORO | 8046 | 13 | 6.03 | Residential | Yes | Behind the Meter | Net-metered residential rooftop and canopy |  | None | Vision Solar LLC | PSE&G | Accepted | 2020-09-16 | 2020-09-18 | 2021-10-30 | HANWHA Q-CELLS | Q.PEAK DUO-G6+ 335 | Solar Panels |  | 0.335 | 3 | 146 | 20 |  | Fixed | Roof
NJSTRE1545594808 |  | Transition Incentive Program | Chesterfield TWP | 8515 | 13 | 8.16 | Residential | No | Behind the Meter | Net-metered residential rooftop and canopy |  | None | Tesla Energy Operations Inc. | PSE&G | Accepted | 2020-09-16 | 2020-09-18 | 2021-10-30 | Hanwha Q-CELLS | Q.Peak DUO BLK-G6+ 340 | Solar Panels |  | 0.34 | 6 | 351 | 30 |  | Fixed | Roof
NJSTRE1545594805 |  | Transition Incentive Program | Succasunna | 7876 | 3 | 7.7 | Residential | Yes | Behind the Meter | Net-metered residential rooftop and canopy |  | None | Pro Custom Solar dba Momentum Solar | JCP&L | Accepted | 2020-09-16 | 2020-09-18 | 2021-10-30 | LG ELECTRONICS | LG 350N1C-V5 | Solar Panels |  | 0.35 | 3 | 147 | 30 |  | Fixed | Roof
NJSTRE1545594807 |  | Transition Incentive Program | North Wildwood | 8260 | 21 | 9.92 | Residential | Yes | Behind the Meter | Net-metered residential rooftop and canopy |  | None | RCL Enterprises Inc. | AC Electric | Accepted | 2020-09-16 | 2020-09-18 | 2021-10-30 | trina solar | tsm-320DD06M | Solar Panels |  | 0.32 | 14 | 222 | 24 |  | Fixed | Roof
NJSTRE1545594818 |  | Transition Incentive Program | Trenton | 8619 | 12 | 7.92 | Residential | Yes | Behind the Meter | Net-metered residential rooftop and canopy |  | None | SunnyMac LLC | PSE&G | Accepted | 2020-09-16 | 2020-09-18 | 2021-10-30 | REC | 360AA-Blk | Solar Panels |  | 0.36 | 8 | 133 | 37 |  | Fixed | Roof
NJSTRE1545594838 |  | Transition Incentive Program | Paramus | 7653 | 7 | 8.38 | Residential | No | Behind the Meter | Net-metered residential rooftop and canopy |  | PSEG | Vision Solar LLC | PSE&G | Accepted | 2020-09-16 | 2020-09-18 | 2021-10-30 | HANWHA Q-CELLS | Q.PEAK DUO-G6+ 335 | Solar Panels |  | 0.335 | 16 | 108 | 25 |  | Fixed | Roof
NJSTRE1545594864 |  | Transition Incentive Program | GREEN BROOK | 8812 | 11 | 12.16 | Residential | No | Behind the Meter | Net-metered residential rooftop and canopy |  | None | Vivint Solar Developer, LLC | PSE&G | Accepted | 2020-09-19 | 2020-09-21 | 2021-10-30 | HANWHA SOLAR | Q.PEAK DUO BLK-G5 320W | Solar Panels |  | 0.32 | 12 | 323 | 35 |  | Fixed | Roof
NJSTRE1545599894 |  | Transition Incentive Program | Clark | 7066 | 10 | 9.8 | Residential | Yes | Behind the Meter | Net-metered residential rooftop and canopy |  | None | Pro Custom Solar dba Momentum Solar | PSE&G | Accepted | 2020-09-16 | 2020-09-18 | 2021-10-30 | LG ELECTRONICS | LG 350N1C-V5 | Solar Panels |  | 0.35 | 5 | 85 | 25 |  | Fixed | Roof
NJSTRE1545599880 |  | Transition Incentive Program | PAULSBORO | 8066 | 15 | 11.9 | Residential | Yes | Behind the Meter | Net-metered residential rooftop and canopy |  | None | Trinity Solar | AC Electric | Accepted | 2020-09-16 | 2020-09-18 | 2021-10-30 | HANWHA | Q.PEAK DUO BLK-G6 340 | Solar Panels |  | 0.34 | 3 | 96 | 45 |  | Fixed | Roof
NJSTRE1545599914 |  | Transition Incentive Program | Eatontown | 7724 | 17 | 10.24 | Residential | No | Behind the Meter | Net-metered residential rooftop and canopy |  | None | Vivint Solar Developer, LLC | JCP&L | Accepted | 2020-09-21 | 2020-09-21 | 2021-10-30 | HANWHA SOLAR | Q.PEAK DUO BLK-G5 320W | Solar Panels |  | 0.32 | 3 | 36 | 19 |  | Fixed | Roof
NJSTRE1545599949 |  | Transition Incentive Program | BURLINGTON | 8016 | 13 | 6.42 | Residential | No | Behind the Meter | Net-metered residential rooftop and canopy |  | None | Vivint Solar Developer, LLC | PSE&G | Accepted | 2020-09-21 | 2020-09-21 | 2021-10-30 | HANWHA SOLAR | Q.PEAK DUO BLK-G5 320W | Solar Panels |  | 0.32 | 5 | 184 | 18 |  | Fixed | Roof
NJSTRE1545599953 |  | Transition Incentive Program | North Arlington | 7031 | 7 | 4.76 | Residential | Yes | Behind the Meter | Net-metered residential rooftop and canopy |  | None | Trinity Solar | PSE&G | Accepted | 2020-09-16 | 2020-09-22 | 2021-10-30 | Hanwha 340 | Q.PEAK DUO BLK-G6 340 | Solar Panels |  | 0.34 | 9 | 213 | 12 |  | Fixed | Roof
NJSTRE1545594743 |  | Transition Incentive Program | Gloucester City | 8030 | 14 | 7.48 | Residential | Yes | Behind the Meter | Net-metered residential rooftop and canopy |  | None | Vivint Solar Developer, LLC | PSE&G | Accepted | 2020-09-19 | 2020-09-21 | 2021-10-30 | JINKO SOLAR | JKM325M-60HBL | Solar Panels |  | 0.325 | 6 | 217 | 14 |  | Fixed | Roof
NJSTRE1545594743 |  | Transition Incentive Program | Gloucester City | 8030 | 14 | 7.48 | Residential | Yes | Behind the Meter | Net-metered residential rooftop and canopy |  | None | Vivint Solar Developer, LLC | PSE&G | Accepted | 2020-09-19 | 2020-09-21 | 2021-10-30 | JINKO SOLAR | JKM325M-60HBL | Solar Panels |  | 0.325 | 9 | 307 | 40 |  | Fixed | Roof
NJSTRE1545594743 |  | Transition Incentive Program | Gloucester City | 8030 | 14 | 7.48 | Residential | Yes | Behind the Meter | Net-metered residential rooftop and canopy |  | None | Vivint Solar Developer, LLC | PSE&G | Accepted | 2020-09-19 | 2020-09-21 | 2021-10-30 | JINKO SOLAR | JKM325M-60HBL | Solar Panels |  | 0.325 | 3 | 127 | 18 |  | Fixed | Roof
NJSTRE1545594751 |  | Transition Incentive Program | Little Egg Harbor Twp | 8087 | 18 | 6.65 | Residential | Yes | Behind the Meter | Net-metered residential rooftop and canopy |  | None | Pro Custom Solar dba Momentum Solar | AC Electric | Accepted | 2020-09-16 | 2020-09-18 | 2021-10-30 | LG ELECTRONICS | LG 350N1C-V5 | Solar Panels |  | 0.35 | 11 | 225 | 14 |  | Fixed | Roof
NJSTRE1545594783 |  | Transition Incentive Program | Roselle Park | 7204 | 10 | 8.45 | Residential | Yes | Behind the Meter | Net-metered residential rooftop and canopy |  | None | Vivint Solar Developer, LLC | PSE&G | Accepted | 2020-09-19 | 2020-09-21 | 2021-10-30 | JINKO SOLAR | JKM325M-60HBL | Solar Panels |  | 0.325 | 12 | 212 | 33 |  | Fixed | Roof
NJSTRE1545594835 |  | Transition Incentive Program | Rahway | 7065 | 10 | 4.2 | Residential | Yes | Behind the Meter | Net-metered residential rooftop and canopy |  | None | Pro Custom Solar dba Momentum Solar | PSE&G | Accepted | 2020-09-16 | 2020-09-18 | 2021-10-30 | LG ELECTRONICS | LG 350N1C-V5 | Solar Panels |  | 0.35 | 8 | 86 | 41 |  | Fixed | Roof
NJSTRE1545594870 |  | Transition Incentive Program | Cherry Hill | 8002 | 14 | 13.74 | Residential | Yes | Behind the Meter | Net-metered residential rooftop and canopy |  | None | Vision Solar LLC | PSE&G | Accepted | 2020-09-16 | 2020-09-18 | 2021-10-30 | HANWHA Q-CELLS | Q.PEAK DUO-G6+ 335 | Solar Panels |  | 0.335 | 2 | 206 | 25 |  | Fixed | Roof
NJSTRE1545595664 |  | Transition Incentive Program | Stockton | 8559 | 4 | 16.08 | Residential | Yes | Behind the Meter | Net-metered residential rooftop and canopy |  | None | Vision Solar LLC | JCP&L | Accepted | 2020-09-16 | 2020-09-18 | 2021-10-30 | HANWHA Q-CELLS | Q.PEAK DUO-G6+ 335 | Solar Panels |  | 0.335 | 4 | 296 | 25 |  | Fixed | Roof
NJSTRE1545599691 |  | Transition Incentive Program | Blackwood | 8012 | 14 | 11.06 | Residential | No | Behind the Meter | Net-metered residential rooftop and canopy |  | None | Vision Solar LLC | AC Electric | Accepted | 2020-09-16 | 2020-09-18 | 2021-10-30 | HANWHA Q-CELLS | Q.PEAK DUO-G6+ 335 | Solar Panels |  | 0.335 | 28 | 34 | 20 |  | Fixed | Roof
NJSTRE1545599894 |  | Transition Incentive Program | Clark | 7066 | 10 | 9.8 | Residential | Yes | Behind the Meter | Net-metered residential rooftop and canopy |  | None | Pro Custom Solar dba Momentum Solar | PSE&G | Accepted | 2020-09-16 | 2020-09-18 | 2021-10-30 | LG ELECTRONICS | LG 350N1C-V5 | Solar Panels |  | 0.35 | 13 | 265 | 25 |  | Fixed | Roof
NJSTRE1545599914 |  | Transition Incentive Program | Eatontown | 7724 | 17 | 10.24 | Residential | No | Behind the Meter | Net-metered residential rooftop and canopy |  | None | Vivint Solar Developer, LLC | JCP&L | Accepted | 2020-09-21 | 2020-09-21 | 2021-10-30 | HANWHA SOLAR | Q.PEAK DUO BLK-G5 320W | Solar Panels |  | 0.32 | 14 | 306 | 24 |  | Fixed | Roof
NJSTRE1545599927 |  | Transition Incentive Program | Somerset | 8873 | 5 | 4.2 | Residential | Yes | Behind the Meter | Net-metered residential rooftop and canopy |  | None | Pro Custom Solar dba Momentum Solar | PSE&G | Accepted | 2020-09-16 | 2020-09-18 | 2021-10-30 | LG ELECTRONICS | LG 350N1C-V5 | Solar Panels |  | 0.35 | 8 | 129 | 15 |  | Fixed | Roof
NJSTRE1545599911 |  | Transition Incentive Program | Hopewell | 8525 | 12 | 18.36 | Residential | Yes | Behind the Meter | Net-metered residential rooftop and canopy |  | None | SunnyMac LLC | PSE&G | Accepted | 2020-09-16 | 2020-09-18 | 2021-10-30 | REC | 360AA-BLK | Solar Panels |  | 0.36 | 51 | 159 | 17 |  | Fixed | Roof
NJSTRE1545599957 |  | Transition Incentive Program | Edison TWP | 8820 | 11 | 16.32 | Residential | Yes | Behind the Meter | Net-metered residential rooftop and canopy |  | None | Tesla Energy Operations Inc. | PSE&G | Accepted | 2020-09-16 | 2020-09-18 | 2021-10-30 | Hanwha Q-CELLS | Q.Peak DUO BLK-G6+ 340 | Solar Panels |  | 0.34 | 16 | 88 | 23 |  | Fixed | Roof
NJSTRE1545599957 |  | Transition Incentive Program | Edison TWP | 8820 | 11 | 16.32 | Residential | Yes | Behind the Meter | Net-metered residential rooftop and canopy |  | None | Tesla Energy Operations Inc. | PSE&G | Accepted | 2020-09-16 | 2020-09-18 | 2021-10-30 | Hanwha Q-CELLS | Q.Peak DUO BLK-G6+ 340 | Solar Panels |  | 0.34 | 8 | 358 | 27 |  | Fixed | Roof
NJSTRE1545599984 |  | Transition Incentive Program | Lakewood | 8701 | 18 | 10.36 | Residential | Yes | Behind the Meter | Net-metered residential rooftop and canopy |  | None | Powerlutions | JCP&L | Accepted | 2020-09-16 | 2020-09-18 | 2021-10-30 | REC | REC 370AA | Solar Panels |  | 0.37 | 13 | 187 | 38 |  | Fixed | Roof
NJSTRE1545600013 |  | Transition Incentive Program | Lake Hopatcong | 7849 | 3 | 14.95 | Residential | Yes | Behind the Meter | Net-metered residential rooftop and canopy |  | None | Sunrun Installation Services, Inc. | JCP&L | Accepted | 2020-09-16 | 2020-09-18 | 2021-10-30 | LONGi Green Energy Technology Co Ltd | LR6-60HPB-305M | Solar Panels |  | 0.305 | 12 | 135 | 30 |  | Fixed | Roof
NJSTRE1545600013 |  | Transition Incentive Program | Lake Hopatcong | 7849 | 3 | 14.95 | Residential | Yes | Behind the Meter | Net-metered residential rooftop and canopy |  | None | Sunrun Installation Services, Inc. | JCP&L | Accepted | 2020-09-16 | 2020-09-18 | 2021-10-30 | LONGi Green Energy Technology Co Ltd | LR6-60HPB-305M | Solar Panels |  | 0.305 | 9 | 135 | 30 |  | Fixed | Roof
NJSTRE1545600025 |  | Transition Incentive Program | Toms River | 8753 | 18 | 5.19 | Residential | Yes | Behind the Meter | Net-metered residential rooftop and canopy |  | None | Sunrun Installation Services, Inc. | JCP&L | Accepted | 2020-09-16 | 2020-09-18 | 2021-10-30 | LONGi Green Energy Technology Co Ltd | LR6-60HPB-305M | Solar Panels |  | 0.305 | 5 | 142 | 29 |  | Fixed | Roof
NJSTRE1545600025 |  | Transition Incentive Program | Toms River | 8753 | 18 | 5.19 | Residential | Yes | Behind the Meter | Net-metered residential rooftop and canopy |  | None | Sunrun Installation Services, Inc. | JCP&L | Accepted | 2020-09-16 | 2020-09-18 | 2021-10-30 | LONGi Green Energy Technology Co Ltd | LR6-60HPB-305M | Solar Panels |  | 0.305 | 12 | 232 | 30 |  | Fixed | Roof
NJSTRE1545599993 |  | Transition Incentive Program | Fords | 8863 | 11 | 6.12 | Residential | No | Behind the Meter | Net-metered residential rooftop and canopy |  | None | Trinity Solar | PSE&G | Accepted | 2020-09-16 | 2020-09-18 | 2021-10-30 | Hanwha 340 | Q.PEAK DUO BLK-G6 340 | Solar Panels |  | 0.34 | 12 | 175 | 34 |  | Fixed | Roof
NJSTRE1545600031 |  | Transition Incentive Program | HAMILTON TOWNSHIP | 8610 | 12 | 4.08 | Residential | Yes | Behind the Meter | Net-metered residential rooftop and canopy |  | None | Trinity Solar | PSE&G | Accepted | 2020-09-16 | 2020-09-21 | 2021-10-30 | HANWHA | Q.PEAK DUO BLK-G6 340 | Solar Panels |  | 0.34 | 8 | 119 | 33 |  | Fixed | Roof
NJSTRE1545600041 |  | Transition Incentive Program | HILLSIDE | 7205 | 10 | 13.98 | Residential | Yes | Behind the Meter | Net-metered residential rooftop and canopy |  | None | Infinity Solar Systems | PSE&G | Accepted | 2020-09-16 | 2020-09-21 | 2021-10-30 | CANADIAN SOLAR | CS1H-325-MS | Solar Panels |  | 0.325 | 2 | 138 | 33 |  | Fixed | Roof
NJSTRE1545600354 |  | Transition Incentive Program | Beverly | 8010 | 13 | 7.7 | Residential | Yes | Behind the Meter | Net-metered residential rooftop and canopy |  | None | Pro Custom Solar dba Momentum Solar | PSE&G | Accepted | 2020-09-16 | 2020-09-18 | 2021-10-30 | LG ELECTRONICS | LG 350N1C-V5 | Solar Panels |  | 0.35 | 17 | 236 | 10 |  | Fixed | Roof
NJSTRE1545600376 |  | Transition Incentive Program | Lakewood | 8701 | 18 | 11.84 | Residential | No | Behind the Meter | Net-metered residential rooftop and canopy |  | None | Powerlutions | JCP&L | Accepted | 2020-09-16 | 2020-09-18 | 2021-10-30 | REC | REC 370AA | Solar Panels |  | 0.37 | 3 | 277 | 20 |  | Fixed | Roof
NJSTRE1545599880 |  | Transition Incentive Program | PAULSBORO | 8066 | 15 | 11.9 | Residential | Yes | Behind the Meter | Net-metered residential rooftop and canopy |  | None | Trinity Solar | AC Electric | Accepted | 2020-09-16 | 2020-09-18 | 2021-10-30 | HANWHA | Q.PEAK DUO BLK-G6 340 | Solar Panels |  | 0.34 | 10 | 96 | 27 |  | Fixed | Roof
NJSTRE1545599880 |  | Transition Incentive Program | PAULSBORO | 8066 | 15 | 11.9 | Residential | Yes | Behind the Meter | Net-metered residential rooftop and canopy |  | None | Trinity Solar | AC Electric | Accepted | 2020-09-16 | 2020-09-18 | 2021-10-30 | HANWHA | Q.PEAK DUO BLK-G6 340 | Solar Panels |  | 0.34 | 12 | 276 | 27 |  | Fixed | Roof
NJSTRE1545599880 |  | Transition Incentive Program | PAULSBORO | 8066 | 15 | 11.9 | Residential | Yes | Behind the Meter | Net-metered residential rooftop and canopy |  | None | Trinity Solar | AC Electric | Accepted | 2020-09-16 | 2020-09-18 | 2021-10-30 | HANWHA | Q.PEAK DUO BLK-G6 340 | Solar Panels |  | 0.34 | 7 | 96 | 23 |  | Fixed | Roof
NJSTRE1545599951 |  | Transition Incentive Program | MILLVILLE | 8332 | 20 | 6.12 | Residential | Yes | Behind the Meter | Net-metered residential rooftop and canopy |  | None | Trinity Solar | AC Electric | Accepted | 2020-09-16 | 2020-09-18 | 2021-10-30 | HANWHA | Q.PEAK DUO BLK-G6 340 | Solar Panels |  | 0.34 | 8 | 222 | 18 |  | Fixed | Roof
NJSTRE1545599957 |  | Transition Incentive Program | Edison TWP | 8820 | 11 | 16.32 | Residential | Yes | Behind the Meter | Net-metered residential rooftop and canopy |  | None | Tesla Energy Operations Inc. | PSE&G | Accepted | 2020-09-16 | 2020-09-18 | 2021-10-30 | Hanwha Q-CELLS | Q.Peak DUO BLK-G6+ 340 | Solar Panels |  | 0.34 | 14 | 267 | 23 |  | Fixed | Roof
NJSTRE1545599974 |  | Transition Incentive Program | Howell | 7731 | 17 | 6.65 | Residential | Yes | Behind the Meter | Net-metered residential rooftop and canopy |  | None | Pro Custom Solar dba Momentum Solar | JCP&L | Accepted | 2020-09-16 | 2020-09-18 | 2021-10-30 | LG ELECTRONICS | LG 350N1C-V5 | Solar Panels |  | 0.35 | 4 | 49 | 19 |  | Fixed | Roof
NJSTRE1545599984 |  | Transition Incentive Program | Lakewood | 8701 | 18 | 10.36 | Residential | Yes | Behind the Meter | Net-metered residential rooftop and canopy |  | None | Powerlutions | JCP&L | Accepted | 2020-09-16 | 2020-09-18 | 2021-10-30 | REC | REC 370AA | Solar Panels |  | 0.37 | 15 | 187 | 20 |  | Fixed | Roof
NJSTRE1545600000 |  | Transition Incentive Program | Camden City | 8103 | 14 | 19.29 | Residential | Yes | Behind the Meter | Net-metered residential rooftop and canopy |  | None | SunnyMac LLC | PSE&G | Accepted | 2020-09-16 | 2020-09-29 | 2021-10-30 | SunPower | SPR-E20-327 | Solar Panels |  | 0.327 | 7 | 40 | 31 |  | Fixed | Roof
NJSTRE1545600002 |  | Transition Incentive Program | Clifton City | 7012 | 6 | 4.08 | Residential | No | Behind the Meter | Net-metered residential rooftop and canopy |  | None | Tesla Energy Operations Inc. | PSE&G | Accepted | 2020-09-16 | 2020-09-18 | 2021-10-30 | Hanwha Q-CELLS | Q.Peak DUO BLK-G6+ 340 | Solar Panels |  | 0.34 | 12 | 222 | 40 |  | Fixed | Roof
NJSTRE1545600016 |  | Transition Incentive Program | Villas | 8251 | 21 | 5.78 | Residential | Yes | Behind the Meter | Net-metered residential rooftop and canopy |  | None | Trinity Solar | AC Electric | Accepted | 2020-09-16 | 2020-09-18 | 2021-10-30 | 301 | 34 | Solar Panels |  | 0.34 | 7 | 301 | 34 |  | Fixed | Roof
NJSTRE1545600031 |  | Transition Incentive Program | HAMILTON TOWNSHIP | 8610 | 12 | 4.08 | Residential | Yes | Behind the Meter | Net-metered residential rooftop and canopy |  | None | Trinity Solar | PSE&G | Accepted | 2020-09-16 | 2020-09-21 | 2021-10-30 | HANWHA | Q.PEAK DUO BLK-G6 340 | Solar Panels |  | 0.34 | 4 | 299 | 32 |  | Fixed | Roof
NJSTRE1545599938 |  | Transition Incentive Program | Lakewood | 8701 | 18 | 16.5 | Residential | No | Behind the Meter | Net-metered residential rooftop and canopy |  | None | Kamtech Solar Solutions | JCP&L | Accepted | 2020-09-16 | 2020-09-21 | 2021-10-30 | CANADIAN SOLAR | CS6U-330P | Solar Panels |  | 0.33 | 11 | 244 | 37 |  | Fixed | Roof
NJSTRE1545600332 |  | Transition Incentive Program | Englishtown | 7726 | 17 | 7.02 | Residential | Yes | Behind the Meter | Net-metered residential rooftop and canopy |  | None | Sunrun Installation Services, Inc. | JCP&L | Accepted | 2020-09-16 | 2020-09-18 | 2021-10-30 | LONGi Green Energy Technology Co Ltd | LR6-60HPB-305M | Solar Panels |  | 0.305 | 21 | 204 | 24 |  | Fixed | Roof
NJSTRE1545598693 |  | Transition Incentive Program | Paterson | 7504 | 6 | 5.03 | Residential | Yes | Behind the Meter | Net-metered residential rooftop and canopy |  | None | Trinity Solar | PSE&G | Accepted | 2020-09-16 | 2020-09-18 | 2021-10-30 | Hanwha 335 | Q.PEAK DUO BLK-G6 335) | Solar Panels |  | 0.335 | 3 | 191 | 27 |  | Fixed | Roof
NJSTRE1545598693 |  | Transition Incentive Program | Paterson | 7504 | 6 | 5.03 | Residential | Yes | Behind the Meter | Net-metered residential rooftop and canopy |  | None | Trinity Solar | PSE&G | Accepted | 2020-09-16 | 2020-09-18 | 2021-10-30 | Hanwha 335 | Q.PEAK DUO BLK-G6 335) | Solar Panels |  | 0.335 | 2 | 281 | 27 |  | Fixed | Roof
NJSTRE1545599894 |  | Transition Incentive Program | Clark | 7066 | 10 | 9.8 | Residential | Yes | Behind the Meter | Net-metered residential rooftop and canopy |  | None | Pro Custom Solar dba Momentum Solar | PSE&G | Accepted | 2020-09-16 | 2020-09-18 | 2021-10-30 | LG ELECTRONICS | LG 350N1C-V5 | Solar Panels |  | 0.35 | 3 | 175 | 25 |  | Fixed | Roof
NJSTRE1545599914 |  | Transition Incentive Program | Eatontown | 7724 | 17 | 10.24 | Residential | No | Behind the Meter | Net-metered residential rooftop and canopy |  | None | Vivint Solar Developer, LLC | JCP&L | Accepted | 2020-09-21 | 2020-09-21 | 2021-10-30 | HANWHA SOLAR | Q.PEAK DUO BLK-G5 320W | Solar Panels |  | 0.32 | 12 | 126 | 24 |  | Fixed | Roof
NJSTRE1545599949 |  | Transition Incentive Program | BURLINGTON | 8016 | 13 | 6.42 | Residential | No | Behind the Meter | Net-metered residential rooftop and canopy |  | None | Vivint Solar Developer, LLC | PSE&G | Accepted | 2020-09-21 | 2020-09-21 | 2021-10-30 | HANWHA SOLAR | Q.PEAK DUO BLK-G5 320W | Solar Panels |  | 0.32 | 11 | 94 | 18 |  | Fixed | Roof
NJSTRE1545599951 |  | Transition Incentive Program | MILLVILLE | 8332 | 20 | 6.12 | Residential | Yes | Behind the Meter | Net-metered residential rooftop and canopy |  | None | Trinity Solar | AC Electric | Accepted | 2020-09-16 | 2020-09-18 | 2021-10-30 | HANWHA | Q.PEAK DUO BLK-G6 340 | Solar Panels |  | 0.34 | 10 | 222 | 18 |  | Fixed | Roof
NJSTRE1545599974 |  | Transition Incentive Program | Howell | 7731 | 17 | 6.65 | Residential | Yes | Behind the Meter | Net-metered residential rooftop and canopy |  | None | Pro Custom Solar dba Momentum Solar | JCP&L | Accepted | 2020-09-16 | 2020-09-18 | 2021-10-30 | LG ELECTRONICS | LG 350N1C-V5 | Solar Panels |  | 0.35 | 6 | 229 | 10 |  | Fixed | Roof
NJSTRE1545599974 |  | Transition Incentive Program | Howell | 7731 | 17 | 6.65 | Residential | Yes | Behind the Meter | Net-metered residential rooftop and canopy |  | None | Pro Custom Solar dba Momentum Solar | JCP&L | Accepted | 2020-09-16 | 2020-09-18 | 2021-10-30 | LG ELECTRONICS | LG 350N1C-V5 | Solar Panels |  | 0.35 | 9 | 229 | 18 |  | Fixed | Roof
NJSTRE1545599983 |  | Transition Incentive Program | BARNEGAT | 8005 | 18 | 9.6 | Residential | No | Behind the Meter | Net-metered residential rooftop and canopy |  | None | Vivint Solar Developer, LLC | JCP&L | Accepted | 2020-09-21 | 2020-09-21 | 2021-10-30 | HANWHA SOLAR | Q.PEAK DUO BLK-G5 320W | Solar Panels |  | 0.32 | 30 | 217 | 39 |  | Fixed | Roof
NJSTRE1545594767 |  | Transition Incentive Program | Hillsborough | 8844 | 5 | 9.72 | Residential | Yes | Behind the Meter | Net-metered residential rooftop and canopy |  | None | Solar Energy World | PSE&G | Accepted | 2020-09-16 | 2020-09-18 | 2021-10-30 | Hanwha Q-Cells | Q.PEAK DUO BLK-G6 | Solar Panels |  | 0.335 | 29 | 166 | 34 |  | Fixed | Roof
NJSTRE1545600013 |  | Transition Incentive Program | Lake Hopatcong | 7849 | 3 | 14.95 | Residential | Yes | Behind the Meter | Net-metered residential rooftop and canopy |  | None | Sunrun Installation Services, Inc. | JCP&L | Accepted | 2020-09-16 | 2020-09-18 | 2021-10-30 | LONGi Green Energy Technology Co Ltd | LR6-60HPB-305M | Solar Panels |  | 0.305 | 10 | 314 | 30 |  | Fixed | Roof
NJSTRE1545600016 |  | Transition Incentive Program | Villas | 8251 | 21 | 5.78 | Residential | Yes | Behind the Meter | Net-metered residential rooftop and canopy |  | None | Trinity Solar | AC Electric | Accepted | 2020-09-16 | 2020-09-18 | 2021-10-30 | HANWHA 340 (Q.PEAK DUO BLK-G6 340) | HANWHA 340 (Q.PEAK DUO BLK-G6 340) | Solar Panels |  | 0.34 | 10 | 121 | 34 |  | Fixed | Roof
NJSTRE1545600024 |  | Transition Incentive Program | Dunellen | 8812 | 11 | 8.16 | Residential | Yes | Behind the Meter | Net-metered residential rooftop and canopy |  | None | Trinity Solar | PSE&G | Accepted | 2020-09-16 | 2020-09-18 | 2021-10-30 | Hanwha | Q.PEAK DUO BLK-G6 340 | Solar Panels |  | 0.34 | 12 | 140 | 34 |  | Fixed | Roof
NJSTRE1545590744 |  | Transition Incentive Program | Willingboro Twp | 8046 | 13 | 7.15 | Residential | No | Behind the Meter | Net-metered residential rooftop and canopy |  | None | SunnyMac LLC | PSE&G | Accepted | 2020-09-16 | 2020-09-18 | 2021-10-30 | REC | TwinPeak 2 Mono | Solar Panels |  | 0.325 | 6 | 207 | 27 |  | Fixed | Roof
NJSTRE1545594752 |  | Transition Incentive Program | Monroeville | 8343 | 16 | 10.08 | Residential | No | Behind the Meter | Net-metered residential rooftop and canopy |  | None | RCL Enterprises Inc. | AC Electric | Accepted | 2020-09-16 | 2020-09-18 | 2021-10-30 | Trina Solar | TSM-325DD06M | Solar Panels |  | 0.325 | 8 | 195 | 20 |  | Fixed | Roof
NJSTRE1545594766 |  | Transition Incentive Program | Neptune | 7753 | 17 | 3.35 | Residential | No | Behind the Meter | Net-metered residential rooftop and canopy |  | None | Vision Solar LLC | JCP&L | Accepted | 2020-09-16 | 2020-09-18 | 2021-10-30 | HANWHA Q-CELLS | Q.PEAK DUO-G6+ 335 | Solar Panels |  | 0.335 | 10 | 190 | 9 |  | Fixed | Roof
NJSTRE1545594805 |  | Transition Incentive Program | Succasunna | 7876 | 3 | 7.7 | Residential | Yes | Behind the Meter | Net-metered residential rooftop and canopy |  | None | Pro Custom Solar dba Momentum Solar | JCP&L | Accepted | 2020-09-16 | 2020-09-18 | 2021-10-30 | LG ELECTRONICS | LG 350N1C-V5 | Solar Panels |  | 0.35 | 11 | 147 | 30 |  | Fixed | Roof
NJSTRE1545594800 |  | Transition Incentive Program | LUMBERTON | 8048 | 13 | 6.4 | Residential | No | Behind the Meter | Net-metered residential rooftop and canopy |  | None | Vivint Solar Developer, LLC | PSE&G | Accepted | 2020-09-19 | 2020-09-21 | 2021-10-30 | HANWHA SOLAR | Q.PEAK DUO BLK-G5 320W | Solar Panels |  | 0.32 | 5 | 182 | 30 |  | Fixed | Roof
NJSTRE1545594870 |  | Transition Incentive Program | Cherry Hill | 8002 | 14 | 13.74 | Residential | Yes | Behind the Meter | Net-metered residential rooftop and canopy |  | None | Vision Solar LLC | PSE&G | Accepted | 2020-09-16 | 2020-09-18 | 2021-10-30 | HANWHA Q-CELLS | Q.PEAK DUO-G6+ 335 | Solar Panels |  | 0.335 | 2 | 26 | 25 |  | Fixed | Roof
NJSTRE1545594864 |  | Transition Incentive Program | GREEN BROOK | 8812 | 11 | 12.16 | Residential | No | Behind the Meter | Net-metered residential rooftop and canopy |  | None | Vivint Solar Developer, LLC | PSE&G | Accepted | 2020-09-19 | 2020-09-21 | 2021-10-30 | HANWHA SOLAR | Q.PEAK DUO BLK-G5 320W | Solar Panels |  | 0.32 | 10 | 143 | 35 |  | Fixed | Roof
NJSTRE1545598693 |  | Transition Incentive Program | Paterson | 7504 | 6 | 5.03 | Residential | Yes | Behind the Meter | Net-metered residential rooftop and canopy |  | None | Trinity Solar | PSE&G | Accepted | 2020-09-16 | 2020-09-18 | 2021-10-30 | Hanwha 335 | Q.PEAK DUO BLK-G6 335 | Solar Panels |  | 0.335 | 8 | 11 | 2 |  | Fixed | Roof
NJSTRE1545599988 |  | Transition Incentive Program | Mays Landing | 8330 | 19 | 6.12 | Residential | Yes | Behind the Meter | Net-metered residential rooftop and canopy |  | None | Trinity Solar | AC Electric | Accepted | 2020-09-16 | 2020-09-18 | 2021-10-30 | HANWHA 340 (Q.PEAK DUO BLK-G6 340) | HANWHA 340 (Q.PEAK DUO BLK-G6 340) | Solar Panels |  | 0.34 | 18 | 139 | 30 |  | Fixed | Roof
NJSTRE1545600013 |  | Transition Incentive Program | Lake Hopatcong | 7849 | 3 | 14.95 | Residential | Yes | Behind the Meter | Net-metered residential rooftop and canopy |  | None | Sunrun Installation Services, Inc. | JCP&L | Accepted | 2020-09-16 | 2020-09-18 | 2021-10-30 | LONGi Green Energy Technology Co Ltd | LR6-60HPB-305M | Solar Panels |  | 0.305 | 12 | 45 | 30 |  | Fixed | Roof
NJSTRE1545599993 |  | Transition Incentive Program | Fords | 8863 | 11 | 6.12 | Residential | No | Behind the Meter | Net-metered residential rooftop and canopy |  | None | Trinity Solar | PSE&G | Accepted | 2020-09-16 | 2020-09-18 | 2021-10-30 | Hanwha 340 | Q.PEAK DUO BLK-G6 340 | Solar Panels |  | 0.34 | 6 | 175 | 34 |  | Fixed | Roof | garage
NJSTRE1545600028 |  | Transition Incentive Program | Bayville | 8721 | 18 | 7.02 | Residential | Yes | Behind the Meter | Net-metered residential rooftop and canopy |  | None | Sunrun, Inc. | JCP&L | Accepted | 2020-09-16 | 2020-09-18 | 2021-10-30 | LONGi Green Energy Technology Co Ltd | LR6-60HPB-305M | Solar Panels |  | 0.305 | 10 | 182 | 18 |  | Fixed | Roof
NJSTRE1545600041 |  | Transition Incentive Program | HILLSIDE | 7205 | 10 | 13.98 | Residential | Yes | Behind the Meter | Net-metered residential rooftop and canopy |  | None | Infinity Solar Systems | PSE&G | Accepted | 2020-09-16 | 2020-09-21 | 2021-10-30 | CANADIAN SOLAR | CS1H-325-MS | Solar Panels |  | 0.325 | 18 | 15 | 58 |  | Fixed | Roof
NJSTRE1545600191 |  | Transition Incentive Program | BLOOMFIELD | 7003 | 9 | 5.44 | Residential | Yes | Behind the Meter | Net-metered residential rooftop and canopy |  | None | Trinity Solar | PSE&G | Accepted | 2020-09-16 | 2020-09-21 | 2021-10-30 | HANWHA | Q.PEAK DUO BLK-G6 340 | Solar Panels |  | 0.34 | 8 | 123 | 40 |  | Fixed | Roof
NJSTRE1545600374 |  | Transition Incentive Program | Fort Lee Boro | 7024 | 7 | 11.1 | Residential | No | Behind the Meter | Net-metered residential rooftop and canopy |  | None | Green Power Energy | PSE&G | Accepted | 2020-09-16 | 2020-09-18 | 2021-10-30 | Solaria | PowerXT-370R-PD | Solar Panels |  | 0.37 | 8 | 116 | 23 |  | Fixed | Roof
NJSTRE1545600389 |  | Transition Incentive Program | Cliffwood | 7721 | 17 | 7.94 | Residential | Yes | Behind the Meter | Net-metered residential rooftop and canopy |  | None | Sunrun Installation Services, Inc. | JCP&L | Accepted | 2020-09-16 | 2020-09-18 | 2021-10-30 | LG Electronics | LG345N1C-V5 | Solar Panels |  | 0.345 | 9 | 235 | 25 |  | Fixed | Roof
NJSTRE1545600390 |  | Transition Incentive Program | MARLBORO | 7751 | 17 | 16.8 | Residential | No | Behind the Meter | Net-metered residential rooftop and canopy |  | None | SEA BRIGHT SOLAR, LLC | JCP&L | Accepted | 2020-09-16 | 2020-09-21 | 2021-10-30 | SUNPOWER | SPR-A400-G-AC | Solar Panels |  | 0.4 | 11 | 151 | 45 |  | Fixed | Roof | SE
NJSTRE1545600390 |  | Transition Incentive Program | MARLBORO | 7751 | 17 | 16.8 | Residential | No | Behind the Meter | Net-metered residential rooftop and canopy |  | None | SEA BRIGHT SOLAR, LLC | JCP&L | Accepted | 2020-09-16 | 2020-09-21 | 2021-10-30 | SUNPOWER | SPR-A400-G-AC | Solar Panels |  | 0.4 | 4 | 241 | 33 |  | Fixed | Roof | SW
NJSTRE1545600408 |  | Transition Incentive Program | Phillipsburg | 8865 | 2 | 8.16 | Residential | Yes | Behind the Meter | Net-metered residential rooftop and canopy |  | None | Trinity Solar | JCP&L | Accepted | 2020-09-17 | 2020-09-21 | 2021-10-30 | Hanwha | Q.PEAK DUO BLK-G6 340 | Solar Panels |  | 0.34 | 6 | 245 | 18 |  | Fixed | Roof
NJSTRE1545600477 |  | Transition Incentive Program | Lyndhurst | 7071 | 7 | 15.18 | Residential | Yes | Behind the Meter | Net-metered residential rooftop and canopy |  | None | Sunrun Installation Services, Inc. | PSE&G | Accepted | 2020-09-16 | 2020-09-21 | 2021-10-30 | LG Electronics | LG345N1C-V5 | Solar Panels |  | 0.345 | 15 | 239 | 18 |  | Fixed | Roof
NJSTRE1545600510 |  | Transition Incentive Program | Clementon | 8021 | 14 | 3.85 | Residential | Yes | Behind the Meter | Net-metered residential rooftop and canopy |  | None | Pro Custom Solar dba Momentum Solar | AC Electric | Accepted | 2020-09-16 | 2020-09-21 | 2021-10-30 | LG ELECTRONICS | LG 350N1C-V5 | Solar Panels |  | 0.35 | 8 | 157 | 22 |  | Fixed | Roof
NJSTRE1545600563 |  | Transition Incentive Program | Montclair | 7042 | 9 | 3.72 | Residential | No | Behind the Meter | Net-metered residential rooftop and canopy |  | None | Sunrun Installation Services, Inc. | PSE&G | Accepted | 2020-09-16 | 2020-09-21 | 2021-10-30 | LONGi Green Energy Technology Co Ltd | LR6-60HPB-310M | Solar Panels |  | 0.31 | 2 | 262 | 32 |  | Fixed | Roof
NJSTRE1545600559 |  | Transition Incentive Program | Morristown | 7960 | 3 | 46.92 | Residential | Yes | Behind the Meter | Net-metered residential rooftop and canopy |  | None | Tesla Energy Operations Inc. | JCP&L | Accepted | 2020-09-16 | 2020-09-21 | 2021-10-30 | Hanwha Q-CELLS | Q.Peak DUO BLK-G6+ 340 | Solar Panels |  | 0.34 | 31 | 145 | 26 |  | Fixed | Roof
NJSTRE1545600559 |  | Transition Incentive Program | Morristown | 7960 | 3 | 46.92 | Residential | Yes | Behind the Meter | Net-metered residential rooftop and canopy |  | None | Tesla Energy Operations Inc. | JCP&L | Accepted | 2020-09-16 | 2020-09-21 | 2021-10-30 | Hanwha Q-CELLS | Q.Peak DUO BLK-G6+ 340 | Solar Panels |  | 0.34 | 30 | 235 | 26 |  | Fixed | Roof
NJSTRE1545600584 |  | Transition Incentive Program | Somerdale | 8083 | 14 | 7.32 | Residential | Yes | Behind the Meter | Net-metered residential rooftop and canopy |  | None | Sunrun Installation Services, Inc. | PSE&G | Accepted | 2020-09-16 | 2020-09-21 | 2021-10-30 | LONGi Green Energy Technology Co Ltd | LR6-60HPB-305M | Solar Panels |  | 0.305 | 24 | 135 | 30 |  | Fixed | Roof
NJSTRE1545600600 |  | Transition Incentive Program | Trenton | 8648 | 12 | 5.87 | Residential | Yes | Behind the Meter | Net-metered residential rooftop and canopy |  | None | Sunrun Installation Services, Inc. | PSE&G | Accepted | 2020-09-16 | 2020-09-21 | 2021-10-30 | LG Electronics | LG345N1C-V5 | Solar Panels |  | 0.345 | 8 | 140 | 18 |  | Fixed | Roof
NJSTRE1545600000 |  | Transition Incentive Program | Camden City | 8103 | 14 | 19.29 | Residential | Yes | Behind the Meter | Net-metered residential rooftop and canopy |  | None | SunnyMac LLC | PSE&G | Accepted | 2020-09-16 | 2020-09-29 | 2021-10-30 | SunPower | SPR-E20-327 | Solar Panels |  | 0.327 | 9 | 220 | 32 |  | Fixed | Roof
NJSTRE1545599938 |  | Transition Incentive Program | Lakewood | 8701 | 18 | 16.5 | Residential | No | Behind the Meter | Net-metered residential rooftop and canopy |  | None | Kamtech Solar Solutions | JCP&L | Accepted | 2020-09-16 | 2020-09-21 | 2021-10-30 | CANADIAN SOLAR | CS6U-330P | Solar Panels |  | 0.33 | 38 | 64 | 37 |  | Fixed | Roof
NJSTRE1545600374 |  | Transition Incentive Program | Fort Lee Boro | 7024 | 7 | 11.1 | Residential | No | Behind the Meter | Net-metered residential rooftop and canopy |  | None | Green Power Energy | PSE&G | Accepted | 2020-09-16 | 2020-09-18 | 2021-10-30 | Solaria | PowerXT-370R-PD | Solar Panels |  | 0.37 | 16 | 218 | 23 |  | Fixed | Roof
NJSTRE1545600390 |  | Transition Incentive Program | MARLBORO | 7751 | 17 | 16.8 | Residential | No | Behind the Meter | Net-metered residential rooftop and canopy |  | None | SEA BRIGHT SOLAR, LLC | JCP&L | Accepted | 2020-09-16 | 2020-09-21 | 2021-10-30 | SUNPOWER | SPR-A400-G-AC | Solar Panels |  | 0.4 | 19 | 241 | 33 |  | Fixed | Roof | SW
NJSTRE1545600423 |  | Transition Incentive Program | Edison | 8837 | 11 | 5.27 | Residential | Yes | Behind the Meter | Net-metered residential rooftop and canopy |  | None | Solar Energy World | PSE&G | Accepted | 2020-09-16 | 2020-09-21 | 2021-10-30 | LONGi Green Energy Technology | LR6-60HPB-310M | Solar Panels |  | 0.31 | 17 | 189 | 22 |  | Fixed | Roof
NJSTRE1545600464 |  | Transition Incentive Program | Burlington | 8016 | 13 | 13 | Residential | Yes | Behind the Meter | Net-metered residential rooftop and canopy |  | None | Vivint Solar Developer, LLC | PSE&G | Accepted | 2020-09-21 | 2020-09-22 | 2021-10-30 | JINKO SOLAR | JKM325M-60HBL | Solar Panels |  | 0.325 | 22 | 176 | 20 |  | Fixed | Roof
NJSTRE1545600464 |  | Transition Incentive Program | Burlington | 8016 | 13 | 13 | Residential | Yes | Behind the Meter | Net-metered residential rooftop and canopy |  | None | Vivint Solar Developer, LLC | PSE&G | Accepted | 2020-09-21 | 2020-09-22 | 2021-10-30 | JINKO SOLAR | JKM325M-60HBL | Solar Panels |  | 0.325 | 18 | 176 | 19 |  | Fixed | Roof
NJSTRE1545600477 |  | Transition Incentive Program | Lyndhurst | 7071 | 7 | 15.18 | Residential | Yes | Behind the Meter | Net-metered residential rooftop and canopy |  | None | Sunrun Installation Services, Inc. | PSE&G | Accepted | 2020-09-16 | 2020-09-21 | 2021-10-30 | LG Electronics | LG345N1C-V5 | Solar Panels |  | 0.345 | 29 | 149 | 18 |  | Fixed | Roof
NJSTRE1545600504 |  | Transition Incentive Program | WEST ORANGE | 7052 | 9 | 5.53 | Residential | Yes | Behind the Meter | Net-metered residential rooftop and canopy |  | None | Vivint Solar Developer, LLC | PSE&G | Accepted | 2020-09-21 | 2020-09-22 | 2021-10-30 | JINKO SOLAR | JKM325M-60HBL | Solar Panels |  | 0.325 | 4 | 203 | 44 |  | Fixed | Roof
NJSTRE1545600587 |  | Transition Incentive Program | Pennsauken Township | 8110 | 14 | 4.9 | Residential | Yes | Behind the Meter | Net-metered residential rooftop and canopy |  | None | Pro Custom Solar dba Momentum Solar | PSE&G | Accepted | 2020-09-16 | 2020-09-21 | 2021-10-30 | LG ELECTRONICS | LG 350N1C-V5 | Solar Panels |  | 0.35 | 14 | 149 | 5 |  | Fixed | Roof
NJSTRE1545600594 |  | Transition Incentive Program | Washington Township | 8012 | 14 | 15.18 | Residential | Yes | Behind the Meter | Net-metered residential rooftop and canopy |  | None | Sunrun Installation Services, Inc. | PSE&G | Accepted | 2020-09-16 | 2020-09-21 | 2021-10-30 | LG Electronics | LG330N1C-A5 | Solar Panels |  | 0.33 | 17 | 145 | 30 |  | Fixed | Roof
NJSTRE1545600594 |  | Transition Incentive Program | Washington Township | 8012 | 14 | 15.18 | Residential | Yes | Behind the Meter | Net-metered residential rooftop and canopy |  | None | Sunrun Installation Services, Inc. | PSE&G | Accepted | 2020-09-16 | 2020-09-21 | 2021-10-30 | LG Electronics | LG330N1C-A5 | Solar Panels |  | 0.33 | 29 | 325 | 30 |  | Fixed | Roof
NJSTRE1545600617 |  | Transition Incentive Program | Randolph | 7869 | 3 | 16.32 | Residential | Yes | Behind the Meter | Net-metered residential rooftop and canopy |  | None | Tesla Energy Operations Inc. | JCP&L | Accepted | 2020-09-16 | 2020-09-21 | 2021-10-30 | Hanwha Q-CELLS | Q.Peak DUO BLK-G6+ 340 | Solar Panels |  | 0.34 | 21 | 158 | 23 |  | Fixed | Roof
NJSTRE1545598925 |  | Transition Incentive Program | Atlantic City | 8401 | 19 | 9.6 | Residential | Yes | Behind the Meter | Net-metered residential rooftop and canopy |  | None | RCL Enterprises Inc. | AC Electric | Accepted | 2020-09-16 | 2020-09-18 | 2021-10-30 | trina solar | tsm-320dd06m | Solar Panels |  | 0.32 | 13 | 274 | 36 |  | Fixed | Roof
NJSTRE1545599691 |  | Transition Incentive Program | Blackwood | 8012 | 14 | 11.06 | Residential | No | Behind the Meter | Net-metered residential rooftop and canopy |  | None | Vision Solar LLC | AC Electric | Accepted | 2020-09-16 | 2020-09-18 | 2021-10-30 | HANWHA Q-CELLS | Q.PEAK DUO-G6+ 335 | Solar Panels |  | 0.335 | 5 | 214 | 20 |  | Fixed | Roof
NJSTRE1545599894 |  | Transition Incentive Program | Clark | 7066 | 10 | 9.8 | Residential | Yes | Behind the Meter | Net-metered residential rooftop and canopy |  | None | Pro Custom Solar dba Momentum Solar | PSE&G | Accepted | 2020-09-16 | 2020-09-18 | 2021-10-30 | LG ELECTRONICS | LG 350N1C-V5 | Solar Panels |  | 0.35 | 7 | 175 | 25 |  | Fixed | Roof
NJSTRE1545599947 |  | Transition Incentive Program | Tenafly | 7670 | 7 | 5.95 | Residential | Yes | Behind the Meter | Net-metered residential rooftop and canopy |  | None | Pro Custom Solar dba Momentum Solar | PSE&G | Accepted | 2020-09-16 | 2020-09-18 | 2021-10-30 | LG ELECTRONICS | LG 350N1C-V5 | Solar Panels |  | 0.35 | 17 | 180 | 28 |  | Fixed | Pole
NJSTRE1545599949 |  | Transition Incentive Program | BURLINGTON | 8016 | 13 | 6.42 | Residential | No | Behind the Meter | Net-metered residential rooftop and canopy |  | None | Vivint Solar Developer, LLC | PSE&G | Accepted | 2020-09-21 | 2020-09-21 | 2021-10-30 | JINKO SOLAR | JKM325M-60HBL | Solar Panels |  | 0.325 | 4 | 94 | 10 |  | Fixed | Roof
NJSTRE1545599965 |  | Transition Incentive Program | BARNEGAT | 8005 | 18 | 12.16 | Residential | No | Behind the Meter | Net-metered residential rooftop and canopy |  | None | Vivint Solar Developer, LLC | JCP&L | Accepted | 2020-09-21 | 2020-09-21 | 2021-10-30 | HANWHA SOLAR | Q.PEAK DUO BLK-G5 320W | Solar Panels |  | 0.32 | 3 | 134 | 33 |  | Fixed | Roof
NJSTRE1545600000 |  | Transition Incentive Program | Camden City | 8103 | 14 | 19.29 | Residential | Yes | Behind the Meter | Net-metered residential rooftop and canopy |  | None | SunnyMac LLC | PSE&G | Accepted | 2020-09-16 | 2020-09-29 | 2021-10-30 | SunPower | SPR-E20-327 | Solar Panels |  | 0.327 | 1 | 130 | 31 |  | Fixed | Roof
NJSTRE1545600013 |  | Transition Incentive Program | Lake Hopatcong | 7849 | 3 | 14.95 | Residential | Yes | Behind the Meter | Net-metered residential rooftop and canopy |  | None | Sunrun Installation Services, Inc. | JCP&L | Accepted | 2020-09-16 | 2020-09-18 | 2021-10-30 | LONGi Green Energy Technology Co Ltd | LR6-60HPB-305M | Solar Panels |  | 0.305 | 6 | 224 | 30 |  | Fixed | Roof
NJSTRE1545600024 |  | Transition Incentive Program | Dunellen | 8812 | 11 | 8.16 | Residential | Yes | Behind the Meter | Net-metered residential rooftop and canopy |  | None | Trinity Solar | PSE&G | Accepted | 2020-09-16 | 2020-09-18 | 2021-10-30 | Hanwha | Q.PEAK DUO BLK-G6 340 | Solar Panels |  | 0.34 | 12 | 231 | 40 |  | Fixed | Roof
NJSTRE1545600039 |  | Transition Incentive Program | Toms River | 8753 | 18 | 13.26 | Residential | Yes | Behind the Meter | Net-metered residential rooftop and canopy |  | None | Trinity Solar | JCP&L | Accepted | 2020-09-16 | 2020-09-18 | 2021-10-30 | Hanwha | Q.PEAK DUO BLK-G6 340 | Solar Panels |  | 0.34 | 25 | 264 | 28 |  | Fixed | Roof
NJSTRE1545600041 |  | Transition Incentive Program | HILLSIDE | 7205 | 10 | 13.98 | Residential | Yes | Behind the Meter | Net-metered residential rooftop and canopy |  | None | Infinity Solar Systems | PSE&G | Accepted | 2020-09-16 | 2020-09-21 | 2021-10-30 | CANADIAN SOLAR | CS1H-325-MS | Solar Panels |  | 0.325 | 23 | 238 | 33 |  | Fixed | Roof
NJSTRE1545600332 |  | Transition Incentive Program | Englishtown | 7726 | 17 | 7.02 | Residential | Yes | Behind the Meter | Net-metered residential rooftop and canopy |  | None | Sunrun Installation Services, Inc. | JCP&L | Accepted | 2020-09-16 | 2020-09-18 | 2021-10-30 | LONGi Green Energy Technology Co Ltd | LR6-60HPB-305M | Solar Panels |  | 0.305 | 2 | 25 | 21 |  | Fixed | Roof
NJSTRE1545600376 |  | Transition Incentive Program | Lakewood | 8701 | 18 | 11.84 | Residential | No | Behind the Meter | Net-metered residential rooftop and canopy |  | None | Powerlutions | JCP&L | Accepted | 2020-09-16 | 2020-09-18 | 2021-10-30 | REC | REC 370AA | Solar Panels |  | 0.37 | 13 | 187 | 39 |  | Fixed | Roof
NJSTRE1545600000 |  | Transition Incentive Program | Camden City | 8103 | 14 | 19.29 | Residential | Yes | Behind the Meter | Net-metered residential rooftop and canopy |  | None | SunnyMac LLC | PSE&G | Accepted | 2020-09-16 | 2020-09-29 | 2021-10-30 | SunPower | SPR-E20-327 | Solar Panels |  | 0.327 | 9 | 40 | 31 |  | Fixed | Roof
NJSTRE1545600039 |  | Transition Incentive Program | Toms River | 8753 | 18 | 13.26 | Residential | Yes | Behind the Meter | Net-metered residential rooftop and canopy |  | None | Trinity Solar | JCP&L | Accepted | 2020-09-16 | 2020-09-18 | 2021-10-30 | Hanwha | Q.PEAK DUO BLK-G6 340 | Solar Panels |  | 0.34 | 14 | 264 | 25 |  | Fixed | Roof
NJSTRE1545600042 |  | Transition Incentive Program | Parlin | 8859 | 11 | 5.78 | Residential | No | Behind the Meter | Net-metered residential rooftop and canopy |  | None | Trinity Solar | JCP&L | Accepted | 2020-09-16 | 2020-09-18 | 2021-10-30 | Hanwha 340 | Q.PEAK DUO BLK-G6 340 | Solar Panels |  | 0.34 | 13 | 275 | 23 |  | Fixed | Roof
NJSTRE1545600051 |  | Transition Incentive Program | Swedesboro | 8085 | 15 | 10.54 | Residential | No | Behind the Meter | Net-metered residential rooftop and canopy |  | None | Impact Solar LLC | AC Electric | Accepted | 2020-09-16 | 2020-09-18 | 2021-10-30 | hanwha | Q.PEAKDUO-G5340 | Solar Panels |  | 0.34 | 31 | 240 | 34 |  | Fixed | Roof
NJSTRE1545600191 |  | Transition Incentive Program | BLOOMFIELD | 7003 | 9 | 5.44 | Residential | Yes | Behind the Meter | Net-metered residential rooftop and canopy |  | None | Trinity Solar | PSE&G | Accepted | 2020-09-16 | 2020-09-21 | 2021-10-30 | HANWHA | Q.PEAK DUO BLK-G6 340 | Solar Panels |  | 0.34 | 8 | 303 | 40 |  | Fixed | Roof
NJSTRE1545600341 |  | Transition Incentive Program | Jackson | 8527 | 18 | 11.9 | Residential | No | Behind the Meter | Net-metered residential rooftop and canopy |  | None | Skyline Solar LLC | JCP&L | Accepted | 2020-09-16 | 2020-09-18 | 2021-10-30 | Hanwha | QPEAK340 | Solar Panels |  | 0.34 | 35 | 194 | 26 |  | Fixed | Roof
NJSTRE1545600354 |  | Transition Incentive Program | Beverly | 8010 | 13 | 7.7 | Residential | Yes | Behind the Meter | Net-metered residential rooftop and canopy |  | None | Pro Custom Solar dba Momentum Solar | PSE&G | Accepted | 2020-09-16 | 2020-09-18 | 2021-10-30 | LG ELECTRONICS | LG 350N1C-V5 | Solar Panels |  | 0.35 | 5 | 57 | 35 |  | Fixed | Roof
NJSTRE1545600372 |  | Transition Incentive Program | Little Egg Harbor Twp | 8087 | 18 | 6.46 | Residential | Yes | Behind the Meter | Net-metered residential rooftop and canopy |  | None | Trinity Solar | AC Electric | Accepted | 2020-09-16 | 2020-09-18 | 2021-10-30 | Hanwha | Q.PEAK DUO BLK-G6 340 | Solar Panels |  | 0.34 | 19 | 198 | 40 |  | Fixed | Roof
NJSTRE1545600389 |  | Transition Incentive Program | Cliffwood | 7721 | 17 | 7.94 | Residential | Yes | Behind the Meter | Net-metered residential rooftop and canopy |  | None | Sunrun Installation Services, Inc. | JCP&L | Accepted | 2020-09-16 | 2020-09-18 | 2021-10-30 | LG Electronics | LG345N1C-V5 | Solar Panels |  | 0.345 | 3 | 324 | 27 |  | Fixed | Roof
NJSTRE1545600455 |  | Transition Incentive Program | Riverside | 8075 | 13 | 10.24 | Residential | Yes | Behind the Meter | Net-metered residential rooftop and canopy |  | None | RCL Enterprises Inc. | PSE&G | Accepted | 2020-09-16 | 2020-09-24 | 2021-10-30 | Trina Solar | TSM-320DD06M | Solar Panels |  | 0.32 | 24 | 145 | 8 |  | Fixed | Roof
NJSTRE1545600489 |  | Transition Incentive Program | Egg Harbor Township | 8234 | 19 | 4.96 | Residential | Yes | Behind the Meter | Net-metered residential rooftop and canopy |  | None | Solar Energy World | AC Electric | Accepted | 2020-09-16 | 2020-09-21 | 2021-10-30 | LONGi Green Energy Technology | LR6-60HPB-310M | Solar Panels |  | 0.31 | 16 | 206 | 18 |  | Fixed | Roof
NJSTRE1545600605 |  | Transition Incentive Program | West Tuckerton | 8087 | 18 | 7.02 | Residential | Yes | Behind the Meter | Net-metered residential rooftop and canopy |  | None | Sunrun Installation Services, Inc. | AC Electric | Accepted | 2020-09-16 | 2020-09-21 | 2021-10-30 | LONGi Green Energy Technology Co Ltd | LR6-60HPB-305M | Solar Panels |  | 0.305 | 23 | 225 | 40 |  | Fixed | Roof
NJSTRE1545599965 |  | Transition Incentive Program | BARNEGAT | 8005 | 18 | 12.16 | Residential | No | Behind the Meter | Net-metered residential rooftop and canopy |  | None | Vivint Solar Developer, LLC | JCP&L | Accepted | 2020-09-21 | 2020-09-21 | 2021-10-30 | HANWHA SOLAR | Q.PEAK DUO BLK-G5 320W | Solar Panels |  | 0.32 | 7 | 314 | 33 |  | Fixed | Roof
NJSTRE1545599990 |  | Transition Incentive Program | Belleville | 7109 | 9 | 9.8 | Municipality | Yes | Behind the Meter | Net-metered residential rooftop and canopy |  | None | Pro Custom Solar dba Momentum Solar | PSE&G | Accepted | 2020-09-16 | 2020-09-18 | 2021-10-30 | LG ELECTRONICS | LG 350N1C-V5 | Solar Panels |  | 0.35 | 5 | 15 | 45 |  | Fixed | Roof
NJSTRE1545600018 |  | Transition Incentive Program | LAWRENCE TOWNSHIP | 8648 | 12 | 10.88 | Residential | No | Behind the Meter | Net-metered residential rooftop and canopy |  | None | Vivint Solar Developer, LLC | PSE&G | Accepted | 2020-09-21 | 2020-09-22 | 2021-10-30 | HANWHA SOLAR | Q.PEAK DUO BLK-G5 320W | Solar Panels |  | 0.32 | 25 | 296 | 29 |  | Fixed | Roof
NJSTRE1545600018 |  | Transition Incentive Program | LAWRENCE TOWNSHIP | 8648 | 12 | 10.88 | Residential | No | Behind the Meter | Net-metered residential rooftop and canopy |  | None | Vivint Solar Developer, LLC | PSE&G | Accepted | 2020-09-21 | 2020-09-22 | 2021-10-30 | HANWHA SOLAR | Q.PEAK DUO BLK-G5 320W | Solar Panels |  | 0.32 | 9 | 296 | 11 |  | Fixed | Roof
NJSTRE1545599938 |  | Transition Incentive Program | Lakewood | 8701 | 18 | 16.5 | Residential | No | Behind the Meter | Net-metered residential rooftop and canopy |  | None | Kamtech Solar Solutions | JCP&L | Accepted | 2020-09-16 | 2020-09-21 | 2021-10-30 | CANADIAN SOLAR | CS6U-330P | Solar Panels |  | 0.33 | 1 | 154 | 37 |  | Fixed | Roof
NJSTRE1545600389 |  | Transition Incentive Program | Cliffwood | 7721 | 17 | 7.94 | Residential | Yes | Behind the Meter | Net-metered residential rooftop and canopy |  | None | Sunrun Installation Services, Inc. | JCP&L | Accepted | 2020-09-16 | 2020-09-18 | 2021-10-30 | LG Electronics | LG345N1C-V5 | Solar Panels |  | 0.345 | 6 | 147 | 27 |  | Fixed | Roof
NJSTRE1545600390 |  | Transition Incentive Program | MARLBORO | 7751 | 17 | 16.8 | Residential | No | Behind the Meter | Net-metered residential rooftop and canopy |  | None | SEA BRIGHT SOLAR, LLC | JCP&L | Accepted | 2020-09-16 | 2020-09-21 | 2021-10-30 | SUNPOWER | SPR-A400-G-AC | Solar Panels |  | 0.4 | 6 | 151 | 45 |  | Fixed | Roof | SE
NJSTRE1545600408 |  | Transition Incentive Program | Phillipsburg | 8865 | 2 | 8.16 | Residential | Yes | Behind the Meter | Net-metered residential rooftop and canopy |  | None | Trinity Solar | JCP&L | Accepted | 2020-09-17 | 2020-09-21 | 2021-10-30 | Hanwha | Q.PEAK DUO BLK-G6 340 | Solar Panels |  | 0.34 | 18 | 154 | 21 |  | Fixed | Roof
NJSTRE1545600407 |  | Transition Incentive Program | North Plainfield | 7060 | 10 | 5.49 | Residential | No | Behind the Meter | Net-metered residential rooftop and canopy |  | None | Sunrun Installation Services, Inc. | PSE&G | Accepted | 2020-09-16 | 2020-09-21 | 2021-10-30 | LONGi Green Energy Technology Co Ltd | LR6-60HPB-305M | Solar Panels |  | 0.305 | 18 | 213 | 33 |  | Fixed | Roof
NJSTRE1545600437 |  | Transition Incentive Program | Hillsborough Township | 8844 | 5 | 7.02 | Residential | No | Behind the Meter | Net-metered residential rooftop and canopy |  | None | Sunrun Installation Services, Inc. | PSE&G | Accepted | 2020-09-16 | 2020-09-21 | 2021-10-30 | LONGi Green Energy Technology Co Ltd | LR6-60HPB-305M | Solar Panels |  | 0.305 | 23 | 144 | 23 |  | Fixed | Roof
NJSTRE1545600589 |  | Transition Incentive Program | Woodbridge Township | 7095 | 11 | 6.1 | Residential | Yes | Behind the Meter | Net-metered residential rooftop and canopy |  | None | Sunrun Installation Services, Inc. | PSE&G | Accepted | 2020-09-16 | 2020-09-21 | 2021-10-30 | LONGi Green Energy Technology Co Ltd | LR6-60HPB-305M | Solar Panels |  | 0.305 | 5 | 161 | 24 |  | Fixed | Roof
NJSTRE1545600617 |  | Transition Incentive Program | Randolph | 7869 | 3 | 16.32 | Residential | Yes | Behind the Meter | Net-metered residential rooftop and canopy |  | None | Tesla Energy Operations Inc. | JCP&L | Accepted | 2020-09-16 | 2020-09-21 | 2021-10-30 | Hanwha Q-CELLS | Q.Peak DUO BLK-G6+ 340 | Solar Panels |  | 0.34 | 8 | 158 | 23 |  | Fixed | Roof
NJSTRE1545600504 |  | Transition Incentive Program | WEST ORANGE | 7052 | 9 | 5.53 | Residential | Yes | Behind the Meter | Net-metered residential rooftop and canopy |  | None | Vivint Solar Developer, LLC | PSE&G | Accepted | 2020-09-21 | 2020-09-22 | 2021-10-30 | JINKO SOLAR | JKM325M-60HBL | Solar Panels |  | 0.325 | 8 | 23 | 44 |  | Fixed | Roof
NJSTRE1545600563 |  | Transition Incentive Program | Montclair | 7042 | 9 | 3.72 | Residential | No | Behind the Meter | Net-metered residential rooftop and canopy |  | None | Sunrun Installation Services, Inc. | PSE&G | Accepted | 2020-09-16 | 2020-09-21 | 2021-10-30 | LONGi Green Energy Technology Co Ltd | LR6-60HPB-310M | Solar Panels |  | 0.31 | 10 | 172 | 26 |  | Fixed | Roof
NJSTRE1545600559 |  | Transition Incentive Program | Morristown | 7960 | 3 | 46.92 | Residential | Yes | Behind the Meter | Net-metered residential rooftop and canopy |  | None | Tesla Energy Operations Inc. | JCP&L | Accepted | 2020-09-16 | 2020-09-21 | 2021-10-30 | Hanwha Q-CELLS | Q.Peak DUO BLK-G6+ 340 | Solar Panels |  | 0.34 | 42 | 325 | 16 |  | Fixed | Roof
NJSTRE1545600741 |  | Transition Incentive Program | Bellmawr | 8031 | 14 | 9.45 | Residential | No | Behind the Meter | Net-metered residential rooftop and canopy |  | None | Advanced Renewable Solutions | PSE&G | Accepted | 2020-09-16 | 2020-09-21 | 2021-10-30 | CertainTeed | CT315M11-02 | Solar Panels |  | 0.315 | 4 | 184 | 26 |  | Fixed | Roof
NJSTRE1545607392 |  | Transition Incentive Program | Paterson | 7503 | 6 | 7.88 | Residential | No | Behind the Meter | Net-metered residential rooftop and canopy |  | None | Suntuity Solar LLC | PSE&G | Accepted | 2020-09-17 | 2020-09-21 | 2021-10-30 | Longi | LR6-60HPB-315M | Solar Panels |  | 0.315 | 15 | 346 | 39 |  | Fixed | Roof
NJSTRE1545607394 |  | Transition Incentive Program | Pennsauken Township | 8110 | 14 | 5.99 | Residential | No | Behind the Meter | Net-metered residential rooftop and canopy |  | None | Suntuity Solar LLC | PSE&G | Accepted | 2020-09-17 | 2020-09-21 | 2021-10-30 | Longi | LR6-60HPB-315M | Solar Panels |  | 0.315 | 10 | 326 | 25 |  | Fixed | Roof
NJSTRE1545607404 |  | Transition Incentive Program | Manahawkin | 8050 | 18 | 11.1 | Residential | No | Behind the Meter | Net-metered residential rooftop and canopy |  | None | Whitman Construction, LLC | AC Electric | Accepted | 2020-09-17 | 2020-09-21 | 2021-10-30 | SOLARIA POWER | XT-370R-PD | Solar Panels |  | 0.37 | 6 | 54 | 33 |  | Fixed | Roof
NJSTRE1545607477 |  | Transition Incentive Program | Pitman | 8071 | 15 | 14.95 | Residential | Yes | Behind the Meter | Net-metered residential rooftop and canopy |  | None | SunnyMac LLC | AC Electric | Accepted | 2020-09-17 | 2020-09-21 | 2021-10-30 | REC | TwinPeak 2 Mono | Solar Panels |  | 0.325 | 2 | 252 | 9 |  | Fixed | Roof
NJSTRE1545607522 |  | Transition Incentive Program | Cliffside Park Boro | 7010 | 7 | 5.7 | Residential | No | Behind the Meter | Net-metered residential rooftop and canopy |  | None | GreenPower Energy | PSE&G | Accepted | 2020-09-17 | 2020-09-21 | 2021-10-30 | Hanwha | Q.PEAK DUO BLK-G6 335 | Solar Panels |  | 0.335 | 10 | 126 | 30 |  | Fixed | Roof
NJSTRE1545607527 |  | Transition Incentive Program | Pennsauken Twp | 8109 | 14 | 13 | Residential | Yes | Behind the Meter | Net-metered residential rooftop and canopy |  | None | SunnyMac LLC | PSE&G | Accepted | 2020-09-17 | 2020-09-21 | 2021-10-30 | REC | TwinPeak 2 Mono | Solar Panels |  | 0.325 | 10 | 82 | 32 |  | Fixed | Roof
NJSTRE1545607581 |  | Transition Incentive Program | LAKE HIAWATHA | 7034 | 3 | 3.97 | Residential | Yes | Behind the Meter | Net-metered residential rooftop and canopy |  | None | Sunrun Installation Services, Inc. | JCP&L | Accepted | 2020-09-17 | 2020-09-21 | 2021-10-30 | LONGi Green Energy Technology Co Ltd | LR6-60HPB-305M | Solar Panels |  | 0.305 | 3 | 68 | 30 |  | Fixed | Roof
NJSTRE1545607578 |  | Transition Incentive Program | Edison | 8820 | 11 | 16.96 | Residential | No | Behind the Meter | Net-metered residential rooftop and canopy |  | None | EMT Renewables | PSE&G | Accepted | 2020-09-17 | 2020-09-21 | 2021-10-30 | Trina | 320-BLK | Solar Panels |  | 0.32 | 40 | 174 | 20 |  | Fixed | Roof
NJSTRE1545607578 |  | Transition Incentive Program | Edison | 8820 | 11 | 16.96 | Residential | No | Behind the Meter | Net-metered residential rooftop and canopy |  | None | EMT Renewables | PSE&G | Accepted | 2020-09-17 | 2020-09-21 | 2021-10-30 | Trina | 320-BLK | Solar Panels |  | 0.32 | 9 | 264 | 20 |  | Fixed | Roof
NJSTRE1545607393 |  | Transition Incentive Program | Trenton | 8609 | 12 | 5.67 | Residential | No | Behind the Meter | Net-metered residential rooftop and canopy |  | None | Suntuity Solar LLC | PSE&G | Accepted | 2020-09-17 | 2020-09-21 | 2021-10-30 | Longi | LR6-60HPB-315M | Solar Panels |  | 0.315 | 16 | 142 | 31 |  | Fixed | Roof
NJSTRE1545607439 |  | Transition Incentive Program | Stratford | 8084 | 14 | 12.16 | Residential | No | Behind the Meter | Net-metered residential rooftop and canopy |  | None | Orbit Energy & Power, LLC | AC Electric | Accepted | 2020-09-17 | 2020-09-21 | 2021-10-30 | hanwha qcells | peak 320w | Solar Panels |  | 0.32 | 14 | 251 | 23 |  | Fixed | Roof
NJSTRE1545607439 |  | Transition Incentive Program | Stratford | 8084 | 14 | 12.16 | Residential | No | Behind the Meter | Net-metered residential rooftop and canopy |  | None | Orbit Energy & Power, LLC | AC Electric | Accepted | 2020-09-17 | 2020-09-21 | 2021-10-30 | hanwha qcells | qpeak320w | Solar Panels |  | 0.32 | 10 | 251 | 21 |  | Fixed | Roof
NJSTRE1545607473 |  | Transition Incentive Program | Bloomfield | 7003 | 9 | 4.08 | Residential | Yes | Behind the Meter | Net-metered residential rooftop and canopy |  | None | Trinity Solar | PSE&G | Accepted | 2020-09-17 | 2020-09-21 | 2021-10-30 | HANWHA 340 (Q.PEAK DUO BLK-G6 340) | HANWHA 340 (Q.PEAK DUO BLK-G6 340) | Solar Panels |  | 0.34 | 8 | 142 | 43 |  | Fixed | Roof
NJSTRE1545607490 |  | Transition Incentive Program | Deptford Twp | 8080 | 15 | 4.95 | Residential | No | Behind the Meter | Net-metered residential rooftop and canopy |  | None | Green Power Energy | AC Electric | Accepted | 2020-09-17 | 2020-09-21 | 2021-10-30 | LG Electronics | LG330N1K-V5 | Solar Panels |  | 0.33 | 15 | 89 | 30 |  | Fixed | Roof
NJSTRE1545607508 |  | Transition Incentive Program | Pennsauken Twp | 8109 | 14 | 5.85 | Residential | Yes | Behind the Meter | Net-metered residential rooftop and canopy |  | None | SunnyMac LLC | PSE&G | Accepted | 2020-09-17 | 2020-09-21 | 2021-10-30 | REC | TwinPeak 2 Mono | Solar Panels |  | 0.325 | 18 | 237 | 23 |  | Fixed | Roof
NJSTRE1545607524 |  | Transition Incentive Program | Elizabeth | 7206 | 10 | 5.44 | Residential | No | Behind the Meter | Net-metered residential rooftop and canopy |  | None | New Jersey Suntech | PSE&G | Accepted | 2020-09-17 | 2020-09-21 | 2021-10-30 | Jinko | JKM320M | Solar Panels |  | 0.32 | 17 | 144 | 18 |  | Fixed | Roof
NJSTRE1545607527 |  | Transition Incentive Program | Pennsauken Twp | 8109 | 14 | 13 | Residential | Yes | Behind the Meter | Net-metered residential rooftop and canopy |  | None | SunnyMac LLC | PSE&G | Accepted | 2020-09-17 | 2020-09-21 | 2021-10-30 | REC | TwinPeak 2 Mono | Solar Panels |  | 0.325 | 1 | 0.82 | 14 |  | Fixed | Roof
NJSTRE1545607527 |  | Transition Incentive Program | Pennsauken Twp | 8109 | 14 | 13 | Residential | Yes | Behind the Meter | Net-metered residential rooftop and canopy |  | None | SunnyMac LLC | PSE&G | Accepted | 2020-09-17 | 2020-09-21 | 2021-10-30 | REC | TwinPeak 2 Mono | Solar Panels |  | 0.325 | 9 | 262 | 32 |  | Fixed | Roof
NJSTRE1545607527 |  | Transition Incentive Program | Pennsauken Twp | 8109 | 14 | 13 | Residential | Yes | Behind the Meter | Net-metered residential rooftop and canopy |  | None | SunnyMac LLC | PSE&G | Accepted | 2020-09-17 | 2020-09-21 | 2021-10-30 | REC | TwinPeak 2 Mono | Solar Panels |  | 0.325 | 4 | 262 | 23 |  | Fixed | Roof
NJSTRE1545607539 |  | Transition Incentive Program | Belleville | 7109 | 9 | 6.46 | Residential | Yes | Behind the Meter | Net-metered residential rooftop and canopy |  | None | Trinity Solar | PSE&G | Accepted | 2020-09-17 | 2020-09-21 | 2021-10-30 | Hanwha | Q.PEAK DUO BLK-G6 340 | Solar Panels |  | 0.34 | 10 | 104 | 23 |  | Fixed | Roof
NJSTRE1545607535 |  | Transition Incentive Program | Wall | 7719 | 17 | 7.04 | Residential | No | Behind the Meter | Net-metered residential rooftop and canopy |  | None | Reliable Power and Solar | JCP&L | Accepted | 2020-09-17 | 2020-09-21 | 2021-10-30 | Trina | tsmdd05 | Solar Panels |  | 0.32 | 22 | 201 | 36 |  | Fixed | Roof | roof
NJSTRE1545607564 |  | Transition Incentive Program | South Seaville | 8246 | 21 | 9.52 | Residential | No | Behind the Meter | Net-metered residential rooftop and canopy |  | None | Tesla Energy Operations Inc. | AC Electric | Accepted | 2020-09-17 | 2020-09-21 | 2021-10-30 | Hanwha Q-CELLS | Q.Peak DUO BLK-G6+ 340 | Solar Panels |  | 0.34 | 2 | 280 | 27 |  | Fixed | Roof
NJSTRE1545600390 |  | Transition Incentive Program | MARLBORO | 7751 | 17 | 16.8 | Residential | No | Behind the Meter | Net-metered residential rooftop and canopy |  | None | SEA BRIGHT SOLAR, LLC | JCP&L | Accepted | 2020-09-16 | 2020-09-21 | 2021-10-30 | SUNPOWER | SPR-A400-G-AC | Solar Panels |  | 0.4 | 2 | 241 | 33 |  | Fixed | Roof | SW
NJSTRE1545600412 |  | Transition Incentive Program | Cape May Court house | 8210 | 21 | 9.92 | Residential | No | Behind the Meter | Net-metered residential rooftop and canopy |  | None | Orbit Energy & Power, LLC | AC Electric | Accepted | 2020-09-16 | 2020-09-22 | 2021-10-30 | hanwha qcells | qpeak 320w | Solar Panels |  | 0.32 | 21 | 202 | 25 |  | Fixed | Roof
NJSTRE1545600537 |  | Transition Incentive Program | Willingboro | 8046 | 13 | 7.48 | Residential | Yes | Behind the Meter | Net-metered residential rooftop and canopy |  | None | Castle Energy, LLC | PSE&G | Accepted | 2020-09-16 | 2020-09-22 | 2021-10-30 | Hanwha Q-Cells | Q.Peak DUO BLK-G6 340 | Solar Panels |  | 0.34 | 4 | 147 | 19 |  | Fixed | Roof
NJSTRE1545600549 |  | Transition Incentive Program | UNION | 7083 | 10 | 9.75 | Residential | Yes | Behind the Meter | Net-metered residential rooftop and canopy |  | None | Vivint Solar Developer, LLC | PSE&G | Accepted | 2020-09-21 | 2020-09-22 | 2021-10-30 | JINKO SOLAR | JKM325M-60HBL | Solar Panels |  | 0.325 | 13 | 229 | 23 |  | Fixed | Roof
NJSTRE1545600589 |  | Transition Incentive Program | Woodbridge Township | 7095 | 11 | 6.1 | Residential | Yes | Behind the Meter | Net-metered residential rooftop and canopy |  | None | Sunrun Installation Services, Inc. | PSE&G | Accepted | 2020-09-16 | 2020-09-21 | 2021-10-30 | LONGi Green Energy Technology Co Ltd | LR6-60HPB-305M | Solar Panels |  | 0.305 | 3 | 68 | 23 |  | Fixed | Roof
NJSTRE1545600600 |  | Transition Incentive Program | Trenton | 8648 | 12 | 5.87 | Residential | Yes | Behind the Meter | Net-metered residential rooftop and canopy |  | None | Sunrun Installation Services, Inc. | PSE&G | Accepted | 2020-09-16 | 2020-09-21 | 2021-10-30 | LG Electronics | LG345N1C-V5 | Solar Panels |  | 0.345 | 9 | 320 | 18 |  | Fixed | Roof
NJSTRE1545600604 |  | Transition Incentive Program | Annadale | 8801 | 4 | 10.54 | Residential | Yes | Behind the Meter | Net-metered residential rooftop and canopy |  | None | Solar Energy World | JCP&L | Final As-Built Received | 2020-09-16 | 2020-09-21 | 2021-10-30 | LONGi Green Energy Technology | LR6-60HPB-310M | Solar Panels |  | 0.31 | 14 | 256 | 30 |  | Fixed | Roof
NJSTRE1545600604 |  | Transition Incentive Program | Annadale | 8801 | 4 | 10.54 | Residential | Yes | Behind the Meter | Net-metered residential rooftop and canopy |  | None | Solar Energy World | JCP&L | Final As-Built Received | 2020-09-16 | 2020-09-21 | 2021-10-30 | LONGi Green Energy Technology | LR6-60HPB-310 | Solar Panels |  | 0.31 | 17 | 76 | 30 |  | Fixed | Roof
NJSTRE1545600617 |  | Transition Incentive Program | Randolph | 7869 | 3 | 16.32 | Residential | Yes | Behind the Meter | Net-metered residential rooftop and canopy |  | None | Tesla Energy Operations Inc. | JCP&L | Accepted | 2020-09-16 | 2020-09-21 | 2021-10-30 | Hanwha Q-CELLS | Q.Peak DUO BLK-G6+ 340 | Solar Panels |  | 0.34 | 19 | 338 | 23 |  | Fixed | Roof
NJSTRE1545607458 |  | Transition Incentive Program | Atco | 8004 | 14 | 10.54 | Residential | Yes | Behind the Meter | Net-metered residential rooftop and canopy |  | None | Trinity Solar | AC Electric | Accepted | 2020-09-17 | 2020-09-21 | 2021-10-30 | HANWHA 340 (Q.PEAK DUO BLK-G6 340) | HANWHA 340 (Q.PEAK DUO BLK-G6 340) | Solar Panels |  | 0.34 | 9 | 167 | 14 |  | Fixed | Roof
NJSTRE1545607477 |  | Transition Incentive Program | Pitman | 8071 | 15 | 14.95 | Residential | Yes | Behind the Meter | Net-metered residential rooftop and canopy |  | None | SunnyMac LLC | AC Electric | Accepted | 2020-09-17 | 2020-09-21 | 2021-10-30 | REC | TwinPeak 2 Mono | Solar Panels |  | 0.325 | 23 | 252 | 42 |  | Fixed | Roof
NJSTRE1545607527 |  | Transition Incentive Program | Pennsauken Twp | 8109 | 14 | 13 | Residential | Yes | Behind the Meter | Net-metered residential rooftop and canopy |  | None | SunnyMac LLC | PSE&G | Accepted | 2020-09-17 | 2020-09-21 | 2021-10-30 | REC | TwinPeak 2 Mono | Solar Panels |  | 0.325 | 1 | 262 | 32 |  | Fixed | Roof
NJSTRE1545607576 |  | Transition Incentive Program | Perth Amboy | 8861 | 11 | 8.96 | Residential | No | Behind the Meter | Net-metered residential rooftop and canopy |  | None | New Jersey Suntech | PSE&G | Accepted | 2020-09-17 | 2020-09-21 | 2021-10-30 | Jinko | JKM320M | Solar Panels |  | 0.32 | 4 | 203 | 14 |  | Fixed | Roof
NJSTRE1545600741 |  | Transition Incentive Program | Bellmawr | 8031 | 14 | 9.45 | Residential | No | Behind the Meter | Net-metered residential rooftop and canopy |  | None | Advanced Renewable Solutions | PSE&G | Accepted | 2020-09-16 | 2020-09-21 | 2021-10-30 | CertainTeed | CT315M11-02 | Solar Panels |  | 0.315 | 5 | 40 | 26 |  | Fixed | Roof
NJSTRE1545607394 |  | Transition Incentive Program | Pennsauken Township | 8110 | 14 | 5.99 | Residential | No | Behind the Meter | Net-metered residential rooftop and canopy |  | None | Suntuity Solar LLC | PSE&G | Accepted | 2020-09-17 | 2020-09-21 | 2021-10-30 | Longi | LR6-60HPB-315M | Solar Panels |  | 0.315 | 9 | 146 | 25 |  | Fixed | Roof
NJSTRE1545607404 |  | Transition Incentive Program | Manahawkin | 8050 | 18 | 11.1 | Residential | No | Behind the Meter | Net-metered residential rooftop and canopy |  | None | Whitman Construction, LLC | AC Electric | Accepted | 2020-09-17 | 2020-09-21 | 2021-10-30 | solaria power | XT-370R-PD | Solar Panels |  | 0.37 | 24 | 234 | 33 |  | Fixed | Roof
NJSTRE1545607458 |  | Transition Incentive Program | Atco | 8004 | 14 | 10.54 | Residential | Yes | Behind the Meter | Net-metered residential rooftop and canopy |  | None | Trinity Solar | AC Electric | Accepted | 2020-09-17 | 2020-09-21 | 2021-10-30 | HANWHA 340 (Q.PEAK DUO BLK-G6 340) | HANWHA 340 (Q.PEAK DUO BLK-G6 340) | Solar Panels |  | 0.34 | 12 | 347 | 27 |  | Fixed | Roof
NJSTRE1545607473 |  | Transition Incentive Program | Bloomfield | 7003 | 9 | 4.08 | Residential | Yes | Behind the Meter | Net-metered residential rooftop and canopy |  | None | Trinity Solar | PSE&G | Accepted | 2020-09-17 | 2020-09-21 | 2021-10-30 | HANWHA 340 (Q.PEAK DUO BLK-G6 340) | HANWHA 340 (Q.PEAK DUO BLK-G6 340) | Solar Panels |  | 0.34 | 4 | 322 | 23 |  | Fixed | Roof
NJSTRE1545607539 |  | Transition Incentive Program | Belleville | 7109 | 9 | 6.46 | Residential | Yes | Behind the Meter | Net-metered residential rooftop and canopy |  | None | Trinity Solar | PSE&G | Accepted | 2020-09-17 | 2020-09-21 | 2021-10-30 | Hanwha | Q.PEAK DUO BLK-G6 340 | Solar Panels |  | 0.34 | 9 | 284 | 23 |  | Fixed | Roof
NJSTRE1545607561 |  | Transition Incentive Program | Randolph | 7869 | 3 | 9.76 | Residential | Yes | Behind the Meter | Net-metered residential rooftop and canopy |  | None | Sunrun Installation Services, Inc. | JCP&L | Accepted | 2020-09-17 | 2020-09-21 | 2021-10-30 | LONGi Green Energy Technology Co Ltd | LR6-60HPB-305M | Solar Panels |  | 0.305 | 32 | 118 | 30 |  | Fixed | Roof
NJSTRE1545607602 |  | Transition Incentive Program | Clifton | 7013 | 6 | 7.32 | Residential | Yes | Behind the Meter | Net-metered residential rooftop and canopy |  | None | Sunrun Installation Services, Inc. | PSE&G | Accepted | 2020-09-17 | 2020-09-21 | 2021-10-30 | LONGi Green Energy Technology Co Ltd | LR6-60HPB-305M | Solar Panels |  | 0.305 | 2 | 304 | 23 |  | Fixed | Roof
NJSTRE1545607611 |  | Transition Incentive Program | Livingston Twp | 7039 | 9 | 9.36 | Residential | No | Behind the Meter | Net-metered residential rooftop and canopy |  | None | Green Power energy | PSE&G | Accepted | 2020-09-17 | 2020-09-21 | 2021-10-30 | LG Electronics | LG360N1C-N5 | Solar Panels |  | 0.36 | 9 | 275 | 33 |  | Fixed | Roof
NJSTRE1545608622 |  | Transition Incentive Program | Pleasantville | 8232 | 19 | 5.89 | Residential | Yes | Behind the Meter | Net-metered residential rooftop and canopy |  | None | Castle Energy, LLC | AC Electric | Accepted | 2020-09-17 | 2020-09-21 | 2021-10-30 | SunPower | SPR-E20-327-E-AC | Solar Panels |  | 0.327 | 5 | 205 | 7 |  | Fixed | Roof
NJSTRE1545608635 |  | Transition Incentive Program | South River | 8882 | 11 | 3.72 | Residential | No | Behind the Meter | Net-metered residential rooftop and canopy |  | None | Bright Planet Solar | South River | Accepted | 2020-09-17 | 2020-09-25 | 2021-10-30 | LONGI | LR6-60HPB-310M | Solar Panels |  | 0.31 | 2 | 178 | 18 |  | Fixed | Roof
NJSTRE1545608700 |  | Transition Incentive Program | Mine Hill Township | 7803 | 3 | 4.34 | Residential | No | Behind the Meter | Net-metered residential rooftop and canopy |  | None | Sunrun, Inc. | JCP&L | Accepted | 2020-09-17 | 2020-09-21 | 2021-10-30 | LONGi Green Energy Technology Co Ltd | LR6-60HPB-310M | Solar Panels |  | 0.31 | 14 | 130 | 40 |  | Fixed | Roof
NJSTRE1545600349 |  | Transition Incentive Program | Springfield Township | 7081 | 10 | 7.93 | Residential | Yes | Behind the Meter | Net-metered residential rooftop and canopy |  | None | Sunrun Installation Services, Inc. | JCP&L | Accepted | 2020-09-16 | 2020-09-21 | 2021-10-30 | LONGi Green Energy Technology Co Ltd | LR6-60HPB-305M | Solar Panels |  | 0.305 | 14 | 140 | 36 |  | Fixed | Roof
NJSTRE1545600376 |  | Transition Incentive Program | Lakewood | 8701 | 18 | 11.84 | Residential | No | Behind the Meter | Net-metered residential rooftop and canopy |  | None | Powerlutions | JCP&L | Accepted | 2020-09-16 | 2020-09-18 | 2021-10-30 | REC | REC 370AA | Solar Panels |  | 0.37 | 16 | 187 | 20 |  | Fixed | Roof
NJSTRE1545600374 |  | Transition Incentive Program | Fort Lee Boro | 7024 | 7 | 11.1 | Residential | No | Behind the Meter | Net-metered residential rooftop and canopy |  | None | Green Power Energy | PSE&G | Accepted | 2020-09-16 | 2020-09-18 | 2021-10-30 | Solaria | PowerXT-370R-PD | Solar Panels |  | 0.37 | 6 | 306 | 23 |  | Fixed | Roof
NJSTRE1545600412 |  | Transition Incentive Program | Cape May Court house | 8210 | 21 | 9.92 | Residential | No | Behind the Meter | Net-metered residential rooftop and canopy |  | None | Orbit Energy & Power, LLC | AC Electric | Accepted | 2020-09-16 | 2020-09-22 | 2021-10-30 | hanwha qcells | qpeak 320w | Solar Panels |  | 0.32 | 10 | 202 | 25 |  | Fixed | Roof
NJSTRE1545600504 |  | Transition Incentive Program | WEST ORANGE | 7052 | 9 | 5.53 | Residential | Yes | Behind the Meter | Net-metered residential rooftop and canopy |  | None | Vivint Solar Developer, LLC | PSE&G | Accepted | 2020-09-21 | 2020-09-22 | 2021-10-30 | JINKO SOLAR | JKM325M-60HBL | Solar Panels |  | 0.325 | 5 | 23 | 13 |  | Fixed | Roof
NJSTRE1545600548 |  | Transition Incentive Program | Bloomfield | 7003 | 9 | 6.6 | Residential | No | Behind the Meter | Net-metered residential rooftop and canopy |  | None | Sunrun Installation Services, Inc. | PSE&G | Accepted | 2020-09-16 | 2020-09-21 | 2021-10-30 | LG Electronics | LG330N1C-A5 | Solar Panels |  | 0.33 | 11 | 235 | 22 |  | Fixed | Roof
NJSTRE1545600549 |  | Transition Incentive Program | UNION | 7083 | 10 | 9.75 | Residential | Yes | Behind the Meter | Net-metered residential rooftop and canopy |  | None | Vivint Solar Developer, LLC | PSE&G | Accepted | 2020-09-21 | 2020-09-22 | 2021-10-30 | JINKO SOLAR | JKM325M-60HBL | Solar Panels |  | 0.325 | 17 | 49 | 23 |  | Fixed | Roof
NJSTRE1545600589 |  | Transition Incentive Program | Woodbridge Township | 7095 | 11 | 6.1 | Residential | Yes | Behind the Meter | Net-metered residential rooftop and canopy |  | None | Sunrun Installation Services, Inc. | PSE&G | Accepted | 2020-09-16 | 2020-09-21 | 2021-10-30 | LONGi Green Energy Technology Co Ltd | LR6-60HPB-305M | Solar Panels |  | 0.305 | 12 | 248 | 24 |  | Fixed | Roof
NJSTRE1545607392 |  | Transition Incentive Program | Paterson | 7503 | 6 | 7.88 | Residential | No | Behind the Meter | Net-metered residential rooftop and canopy |  | None | Suntuity Solar LLC | PSE&G | Accepted | 2020-09-17 | 2020-09-21 | 2021-10-30 | Longi | LR6-60HPB-315M | Solar Panels |  | 0.315 | 10 | 166 | 12 |  | Fixed | Roof
NJSTRE1545607414 |  | Transition Incentive Program | Belle Mead | 8558 | 5 | 7.92 | Residential | No | Behind the Meter | Net-metered residential rooftop and canopy |  | None | Whitman Construction, LLC | PSE&G | Accepted | 2020-09-17 | 2020-09-21 | 2021-10-30 | Panasonic | VBHN330SA16 | Solar Panels |  | 0.33 | 24 | 127 | 35 |  | Fixed | Roof
NJSTRE1545607477 |  | Transition Incentive Program | Pitman | 8071 | 15 | 14.95 | Residential | Yes | Behind the Meter | Net-metered residential rooftop and canopy |  | None | SunnyMac LLC | AC Electric | Accepted | 2020-09-17 | 2020-09-21 | 2021-10-30 | REC | TwinPeak 2 Mono | Solar Panels |  | 0.325 | 18 | 72 | 43 |  | Fixed | Roof
NJSTRE1545607564 |  | Transition Incentive Program | South Seaville | 8246 | 21 | 9.52 | Residential | No | Behind the Meter | Net-metered residential rooftop and canopy |  | None | Tesla Energy Operations Inc. | AC Electric | Accepted | 2020-09-17 | 2020-09-21 | 2021-10-30 | Hanwha Q-CELLS | Q.Peak DUO BLK-G6+ 340 | Solar Panels |  | 0.34 | 4 | 10 | 30 |  | Fixed | Roof
NJSTRE1545607583 |  | Transition Incentive Program | Clifton City | 7011 | 6 | 4.85 | Residential | Yes | Behind the Meter | Net-metered residential rooftop and canopy |  | None | Tesla Energy Operations Inc | PSE&G | Accepted | 2020-09-17 | 2020-09-21 | 2021-10-30 | Tesla SRV3 | 5014123-00-B | Solar Panels |  | 0.05847 | 19 | 257 | 20 |  | Fixed | Roof
NJSTRE1545607564 |  | Transition Incentive Program | South Seaville | 8246 | 21 | 9.52 | Residential | No | Behind the Meter | Net-metered residential rooftop and canopy |  | None | Tesla Energy Operations Inc. | AC Electric | Accepted | 2020-09-17 | 2020-09-21 | 2021-10-30 | Hanwha Q-CELLS | Q.Peak DUO BLK-G6+ 340 | Solar Panels |  | 0.34 | 2 | 100 | 26 |  | Fixed | Roof
NJSTRE1545607602 |  | Transition Incentive Program | Clifton | 7013 | 6 | 7.32 | Residential | Yes | Behind the Meter | Net-metered residential rooftop and canopy |  | None | Sunrun Installation Services, Inc. | PSE&G | Accepted | 2020-09-17 | 2020-09-21 | 2021-10-30 | LONGi Green Energy Technology Co Ltd | LR6-60HPB-305M | Solar Panels |  | 0.305 | 12 | 124 | 40 |  | Fixed | Roof
NJSTRE1545607583 |  | Transition Incentive Program | Clifton City | 7011 | 6 | 4.85 | Residential | Yes | Behind the Meter | Net-metered residential rooftop and canopy |  | None | Tesla Energy Operations Inc | PSE&G | Accepted | 2020-09-17 | 2020-09-21 | 2021-10-30 | Tesla SRV3 | 5014123-00-B | Solar Panels |  | 0.05847 | 15 | 346 | 20 |  | Fixed | Roof
NJSTRE1545607620 |  | Transition Incentive Program | Mantua | 8051 | 15 | 10.2 | Residential | No | Behind the Meter | Net-metered residential rooftop and canopy |  | None | Maier Solar Engineering dba Solar Me | AC Electric | Accepted | 2020-09-17 | 2020-09-24 | 2021-10-30 | Hanwha | Q.CELL DUO BLK-G6 340W | Solar Panels |  | 0.34 | 9 | 207 | 34 |  | Fixed | Roof
NJSTRE1545607611 |  | Transition Incentive Program | Livingston Twp | 7039 | 9 | 9.36 | Residential | No | Behind the Meter | Net-metered residential rooftop and canopy |  | None | Green Power energy | PSE&G | Accepted | 2020-09-17 | 2020-09-21 | 2021-10-30 | LG Electronics | Neon R Prime 360Q1K-V5 | Solar Panels |  | 0.36 | 4 | 95 | 33 |  | Fixed | Roof
NJSTRE1545607609 |  | Transition Incentive Program | Passaic | 7055 | 6 | 13.08 | Residential | No | Behind the Meter | Net-metered residential rooftop and canopy |  | None | Kamtech Solar Solutions | PSE&G | Accepted | 2020-09-17 | 2020-09-30 | 2021-10-30 | SUNPOWER | SPR-E20-327-E-AC | Solar Panels |  | 0.327 | 23 | 195 | 35 |  | Fixed | Roof
NJSTRE1545607739 |  | Transition Incentive Program | Hillsborough | 8844 | 5 | 7.3 | Residential | No | Behind the Meter | Net-metered residential rooftop and canopy |  | PSEG | Maier Solar Engineering dba Solar Me | PSE&G | Accepted | 2020-09-17 | 2020-09-21 | 2021-10-30 | LG | LG375Q1C-A5 | Solar Panels |  | 0.365 | 20 | 196 | 36 |  | Fixed | Roof
NJSTRE1545608570 |  | Transition Incentive Program | Highstown | 8520 | 12 | 10.72 | Residential | No | Behind the Meter | Net-metered residential rooftop and canopy |  | None | Green Power energy | JCP&L | Accepted | 2020-09-17 | 2020-09-21 | 2021-10-30 | Hanwha | Q.PEAK DUO BLK-G6 335 | Solar Panels |  | 0.335 | 15 | 277 | 20 |  | Fixed | Roof
NJSTRE1545608622 |  | Transition Incentive Program | Pleasantville | 8232 | 19 | 5.89 | Residential | Yes | Behind the Meter | Net-metered residential rooftop and canopy |  | None | Castle Energy, LLC | AC Electric | Accepted | 2020-09-17 | 2020-09-21 | 2021-10-30 | SunPower | SPR-E20-327-E-AC | Solar Panels |  | 0.327 | 6 | 295 | 18 |  | Fixed | Roof
NJSTRE1545608650 |  | Transition Incentive Program | Toms River | 8753 | 18 | 13.69 | Residential | No | Behind the Meter | Net-metered residential rooftop and canopy |  | None | Maier Solar Engineering dba Solar Me | JCP&L | Accepted | 2020-09-17 | 2020-09-22 | 2021-10-30 | Solaria | POWERXT-370R-90 | Solar Panels |  | 0.37 | 17 | 244 | 15 |  | Fixed | Roof
NJSTRE1545608720 |  | Transition Incentive Program | Bellmawr Boro | 8031 | 14 | 7.13 | Residential | Yes | Behind the Meter | Net-metered residential rooftop and canopy |  | None | Bright Planet Solar | PSE&G | Accepted | 2020-09-17 | 2020-09-24 | 2021-10-30 | LONGI | LR6-60HPB-310M | Solar Panels |  | 0.31 | 12 | 70 | 26 |  | Fixed | Roof
NJSTRE1545600741 |  | Transition Incentive Program | Bellmawr | 8031 | 14 | 9.45 | Residential | No | Behind the Meter | Net-metered residential rooftop and canopy |  | None | Advanced Renewable Solutions | PSE&G | Accepted | 2020-09-16 | 2020-09-21 | 2021-10-30 | CertainTeed | CT315M11-02 | Solar Panels |  | 0.315 | 12 | 95 | 36 |  | Fixed | Roof
NJSTRE1545607393 |  | Transition Incentive Program | Trenton | 8609 | 12 | 5.67 | Residential | No | Behind the Meter | Net-metered residential rooftop and canopy |  | None | Suntuity Solar LLC | PSE&G | Accepted | 2020-09-17 | 2020-09-21 | 2021-10-30 | Longi | LR6-60HPB-315M | Solar Panels |  | 0.315 | 2 | 142 | 10 |  | Fixed | Roof
NJSTRE1545607444 |  | Transition Incentive Program | West Orange | 7052 | 9 | 4.08 | Residential | Yes | Behind the Meter | Net-metered residential rooftop and canopy |  | None | Trinity Solar | PSE&G | Accepted | 2020-09-17 | 2020-09-21 | 2021-10-30 | HANWHA 340 (Q.PEAK DUO BLK-G6 340) | HANWHA 340 (Q.PEAK DUO BLK-G6 340) | Solar Panels |  | 0.34 | 3 | 209 | 44 |  | Fixed | Roof
NJSTRE1545607522 |  | Transition Incentive Program | Cliffside Park Boro | 7010 | 7 | 5.7 | Residential | No | Behind the Meter | Net-metered residential rooftop and canopy |  | None | GreenPower Energy | PSE&G | Accepted | 2020-09-17 | 2020-09-21 | 2021-10-30 | Hanwha | Q.PEAK DUO BLK-G6 335 | Solar Panels |  | 0.335 | 4 | 304 | 30 |  | Fixed | Roof
NJSTRE1545607527 |  | Transition Incentive Program | Pennsauken Twp | 8109 | 14 | 13 | Residential | Yes | Behind the Meter | Net-metered residential rooftop and canopy |  | None | SunnyMac LLC | PSE&G | Accepted | 2020-09-17 | 2020-09-21 | 2021-10-30 | REC | TwinPeak 2 Mono | Solar Panels |  | 0.325 | 2 | 172 | 32 |  | Fixed | Roof
NJSTRE1545607527 |  | Transition Incentive Program | Pennsauken Twp | 8109 | 14 | 13 | Residential | Yes | Behind the Meter | Net-metered residential rooftop and canopy |  | None | SunnyMac LLC | PSE&G | Accepted | 2020-09-17 | 2020-09-21 | 2021-10-30 | REC | TwinPeak 2 Mono | Solar Panels |  | 0.325 | 4 | 82 | 23 |  | Fixed | Roof
NJSTRE1545607527 |  | Transition Incentive Program | Pennsauken Twp | 8109 | 14 | 13 | Residential | Yes | Behind the Meter | Net-metered residential rooftop and canopy |  | None | SunnyMac LLC | PSE&G | Accepted | 2020-09-17 | 2020-09-21 | 2021-10-30 | REC | TwinPeak 2 Mono | Solar Panels |  | 0.325 | 1 | 82 | 32 |  | Fixed | Roof
NJSTRE1545607527 |  | Transition Incentive Program | Pennsauken Twp | 8109 | 14 | 13 | Residential | Yes | Behind the Meter | Net-metered residential rooftop and canopy |  | None | SunnyMac LLC | PSE&G | Accepted | 2020-09-17 | 2020-09-21 | 2021-10-30 | REC | TwinPeak 2 Mono | Solar Panels |  | 0.325 | 1 | 262 | 14 |  | Fixed | Roof
NJSTRE1545607581 |  | Transition Incentive Program | LAKE HIAWATHA | 7034 | 3 | 3.97 | Residential | Yes | Behind the Meter | Net-metered residential rooftop and canopy |  | None | Sunrun Installation Services, Inc. | JCP&L | Accepted | 2020-09-17 | 2020-09-21 | 2021-10-30 | LONGi Green Energy Technology Co Ltd | LR6-60HPB-305M | Solar Panels |  | 0.305 | 10 | 248 | 18 |  | Fixed | Roof
NJSTRE1545607576 |  | Transition Incentive Program | Perth Amboy | 8861 | 11 | 8.96 | Residential | No | Behind the Meter | Net-metered residential rooftop and canopy |  | None | New Jersey Suntech | PSE&G | Accepted | 2020-09-17 | 2020-09-21 | 2021-10-30 | Jinko | JKM320M | Solar Panels |  | 0.32 | 3 | 205 | 14 |  | Fixed | Roof
NJSTRE1545607601 |  | Transition Incentive Program | WESTAMPTON | 8060 | 13 | 14.95 | Residential | Yes | Behind the Meter | Net-metered residential rooftop and canopy |  | None | Vivint Solar Developer, LLC | PSE&G | Accepted | 2020-09-23 | 2020-09-23 | 2021-10-30 | JINKO SOLAR | JKM325M-60HBL | Solar Panels |  | 0.325 | 29 | 193 | 18 |  | Fixed | Roof
NJSTRE1545607620 |  | Transition Incentive Program | Mantua | 8051 | 15 | 10.2 | Residential | No | Behind the Meter | Net-metered residential rooftop and canopy |  | None | Maier Solar Engineering dba Solar Me | AC Electric | Accepted | 2020-09-17 | 2020-09-24 | 2021-10-30 | Hanwha | Q.CELL DUO BLK-G6 340W | Solar Panels |  | 0.34 | 6 | 117 | 36 |  | Fixed | Roof
NJSTRE1545607611 |  | Transition Incentive Program | Livingston Twp | 7039 | 9 | 9.36 | Residential | No | Behind the Meter | Net-metered residential rooftop and canopy |  | None | Green Power energy | PSE&G | Accepted | 2020-09-17 | 2020-09-21 | 2021-10-30 | LG Electronics | Neon R Prime 360Q1K-V5 | Solar Panels |  | 0.36 | 3 | 95 | 43 |  | Fixed | Roof
NJSTRE1545607601 |  | Transition Incentive Program | WESTAMPTON | 8060 | 13 | 14.95 | Residential | Yes | Behind the Meter | Net-metered residential rooftop and canopy |  | None | Vivint Solar Developer, LLC | PSE&G | Accepted | 2020-09-23 | 2020-09-23 | 2021-10-30 | JINKO SOLAR | JKM325M-60HBL | Solar Panels |  | 0.325 | 8 | 13 | 18 |  | Fixed | Roof
NJSTRE1545607611 |  | Transition Incentive Program | Livingston Twp | 7039 | 9 | 9.36 | Residential | No | Behind the Meter | Net-metered residential rooftop and canopy |  | None | Green Power energy | PSE&G | Accepted | 2020-09-17 | 2020-09-21 | 2021-10-30 | LG Electronics | LG360N1C-N5 | Solar Panels |  | 0.36 | 2 | 275 | 43 |  | Fixed | Roof
NJSTRE1545607619 |  | Transition Incentive Program | Buena | 8310 | 19 | 12.6 | Residential | Yes | Behind the Meter | Net-metered residential ground mount |  | None | All Season Solar | AC Electric | Accepted | 2020-09-17 | 2020-09-22 | 2021-10-30 | Jinko | JKM300M-60 300w | Solar Panels |  | 0.3 | 42 | 180 | 25 |  | Fixed | Ground
NJSTRE1545608523 |  | Transition Incentive Program | Mickleton | 8056 | 15 | 11.52 | Residential | Yes | Behind the Meter | Net-metered residential rooftop and canopy |  | None | All Season Solar | AC Electric | Accepted | 2020-09-17 | 2020-09-21 | 2021-10-30 | Trina | TSMDD06M.05II | Solar Panels |  | 0.32 | 36 | 126 | 21 |  | Fixed | Roof
NJSTRE1545608570 |  | Transition Incentive Program | Highstown | 8520 | 12 | 10.72 | Residential | No | Behind the Meter | Net-metered residential rooftop and canopy |  | None | Green Power energy | JCP&L | Accepted | 2020-09-17 | 2020-09-21 | 2021-10-30 | Hanwha | Q.PEAK DUO BLK-G6 335 | Solar Panels |  | 0.335 | 17 | 97 | 20 |  | Fixed | Roof
NJSTRE1545608572 |  | Transition Incentive Program | Medford | 8055 | 13 | 7.14 | Residential | No | Behind the Meter | Net-metered residential rooftop and canopy |  | None | Trinity Solar | PSE&G | Accepted | 2020-09-17 | 2020-09-21 | 2021-10-30 | Hanwha | Q.PEAK DUO BLK-G6 340 | Solar Panels |  | 0.34 | 4 | 144 | 34 |  | Fixed | Roof
NJSTRE1545608667 |  | Transition Incentive Program | Margate City | 8402 | 19 | 7.14 | Residential | Yes | Behind the Meter | Net-metered residential rooftop and canopy |  | None | Trinity Solar | AC Electric | Accepted | 2020-09-17 | 2020-09-21 | 2021-10-30 | Hanwha 340 | Q.PEAK DUO BLK-G6 340 | Solar Panels |  | 0.34 | 5 | 234 | 40 |  | Fixed | Roof
NJSTRE1545608774 |  | Transition Incentive Program | Beach Haven West | 8050 | 18 | 9.61 | Residential | No | Behind the Meter | Net-metered residential rooftop and canopy |  | None | Bright Planet Solar | AC Electric | Accepted | 2020-09-17 | 2020-09-24 | 2021-10-30 | LONGI | LR6-60HPB-310M | Solar Panels |  | 0.31 | 31 | 245 | 18 |  | Fixed | Roof
NJSTRE1545609038 |  | Transition Incentive Program | Wayne | 7470 | 6 | 8.05 | Residential | Yes | Behind the Meter | Net-metered residential rooftop and canopy |  | None | Pro Custom Solar dba Momentum Solar | PSE&G | Accepted | 2020-09-17 | 2020-09-22 | 2021-10-30 | LG | LG 350N1C-V5 | Solar Panels |  | 0.35 | 3 | 66 | 33 |  | Fixed | Roof
NJSTRE1545609066 | NJSRRE1543067592 | Transition Incentive Program | Warren | 7059 | 5 | 23.8 | Residential | Yes | Behind the Meter | Net-metered residential rooftop and canopy |  | None | Pro Custom Solar dba Momentum Solar | JCP&L | Final As-Built Received | 2019-11-12 | 2019-11-14 | 2021-10-30 | LG Electronics | LG 350N1C-V5 | Solar Panels |  | 0.35 | 5 | 238 | 39 |  | Fixed | Roof
NJSTRE1545609066 | NJSRRE1543067592 | Transition Incentive Program | Warren | 7059 | 5 | 23.8 | Residential | Yes | Behind the Meter | Net-metered residential rooftop and canopy |  | None | Pro Custom Solar dba Momentum Solar | JCP&L | Final As-Built Received | 2019-11-12 | 2019-11-14 | 2021-10-30 | LG Electronics | LG 350N1C-V5 | Solar Panels |  | 0.35 | 10 | 238 | 39 |  | Fixed | Roof
NJSTRE1545609069 | NJSRRE1544185706 | Transition Incentive Program | Maywood | 7607 | 7 | 3.72 | Residential | No | Behind the Meter | Net-metered residential rooftop and canopy |  | None | Sunrun Installation Services, Inc. | PSE&G | Final As-Built Received | 2020-01-16 | 2020-01-21 | 2021-10-30 | REC Solar | REC310TP2M | Solar Panels |  | 0.31 | 12 | 128 | 22 |  | Fixed | Roof
NJSTRE1545609058 |  | Transition Incentive Program | New Brunswick | 8901 | 11 | 6.29 | Residential | No | Behind the Meter | Net-metered residential rooftop and canopy |  | None | Whitman Construction, LLC | PSE&G | Accepted | 2020-09-17 | 2020-09-22 | 2021-10-30 | solaria power | xt-370r-pd | Solar Panels |  | 0.37 | 3 | 127 | 40 |  | Fixed | Roof
NJSTRE1545600741 |  | Transition Incentive Program | Bellmawr | 8031 | 14 | 9.45 | Residential | No | Behind the Meter | Net-metered residential rooftop and canopy |  | None | Advanced Renewable Solutions | PSE&G | Accepted | 2020-09-16 | 2020-09-21 | 2021-10-30 | CertainTeed | CT315M11-02 | Solar Panels |  | 0.315 | 9 | 275 | 44 |  | Fixed | Roof
NJSTRE1545607405 |  | Transition Incentive Program | Wildwood Crest | 8260 | 21 | 5.44 | Residential | No | Behind the Meter | Net-metered residential rooftop and canopy |  | None | Maier Solar Engineering dba Solar Me | AC Electric | Accepted | 2020-09-17 | 2020-09-23 | 2021-10-30 | Hanwha | Q.CELL DUO BLK-G6 340W | Solar Panels |  | 0.34 | 10 | 137 | 30 |  | Fixed | Roof
NJSTRE1545607405 |  | Transition Incentive Program | Wildwood Crest | 8260 | 21 | 5.44 | Residential | No | Behind the Meter | Net-metered residential rooftop and canopy |  | None | Maier Solar Engineering dba Solar Me | AC Electric | Accepted | 2020-09-17 | 2020-09-23 | 2021-10-30 | Hanwha | Q.CELL DUO BLK-G6 340W | Solar Panels |  | 0.34 | 6 | 137 | 30 |  | Fixed | Roof
NJSTRE1545607444 |  | Transition Incentive Program | West Orange | 7052 | 9 | 4.08 | Residential | Yes | Behind the Meter | Net-metered residential rooftop and canopy |  | None | Trinity Solar | PSE&G | Accepted | 2020-09-17 | 2020-09-21 | 2021-10-30 | HANWHA 340 (Q.PEAK DUO BLK-G6 340) | HANWHA 340 (Q.PEAK DUO BLK-G6 340) | Solar Panels |  | 0.34 | 9 | 214 | 34 |  | Fixed | Roof
NJSTRE1545607458 |  | Transition Incentive Program | Atco | 8004 | 14 | 10.54 | Residential | Yes | Behind the Meter | Net-metered residential rooftop and canopy |  | None | Trinity Solar | AC Electric | Accepted | 2020-09-17 | 2020-09-21 | 2021-10-30 | HANWHA 340 (Q.PEAK DUO BLK-G6 340) | HANWHA 340 (Q.PEAK DUO BLK-G6 340) | Solar Panels |  | 0.34 | 10 | 167 | 27 |  | Fixed | Roof
NJSTRE1545607439 |  | Transition Incentive Program | Stratford | 8084 | 14 | 12.16 | Residential | No | Behind the Meter | Net-metered residential rooftop and canopy |  | None | Orbit Energy & Power, LLC | AC Electric | Accepted | 2020-09-17 | 2020-09-21 | 2021-10-30 | hanwha qcells | qpeak 320w | Solar Panels |  | 0.32 | 14 | 71 | 23 |  | Fixed | Roof
NJSTRE1545607511 |  | Transition Incentive Program | LITTLE EGG HARBOR TOWNSHIP | 8087 | 18 | 10.54 | Residential | Yes | Behind the Meter | Net-metered residential rooftop and canopy |  | None | Trinity Solar | AC Electric | Accepted | 2020-09-17 | 2020-09-21 | 2021-10-30 | HANWHA | Q.PEAK DUO BLK-G6 340 | Solar Panels |  | 0.34 | 25 | 225 | 9 |  | Fixed | Roof
NJSTRE1545607511 |  | Transition Incentive Program | LITTLE EGG HARBOR TOWNSHIP | 8087 | 18 | 10.54 | Residential | Yes | Behind the Meter | Net-metered residential rooftop and canopy |  | None | Trinity Solar | AC Electric | Accepted | 2020-09-17 | 2020-09-21 | 2021-10-30 | HANWHA | Q.PEAK DUO BLK-G6 340 | Solar Panels |  | 0.34 | 6 | 45 | 9 |  | Fixed | Roof
NJSTRE1545607522 |  | Transition Incentive Program | Cliffside Park Boro | 7010 | 7 | 5.7 | Residential | No | Behind the Meter | Net-metered residential rooftop and canopy |  | None | GreenPower Energy | PSE&G | Accepted | 2020-09-17 | 2020-09-21 | 2021-10-30 | Hanwha | Q.PEAK DUO BLK-G6 335 | Solar Panels |  | 0.335 | 3 | 212 | 10 |  | Fixed | Roof
NJSTRE1545607527 |  | Transition Incentive Program | Pennsauken Twp | 8109 | 14 | 13 | Residential | Yes | Behind the Meter | Net-metered residential rooftop and canopy |  | None | SunnyMac LLC | PSE&G | Accepted | 2020-09-17 | 2020-09-21 | 2021-10-30 | REC | TwinPeak 2 Mono | Solar Panels |  | 0.325 | 7 | 172 | 14 |  | Fixed | Roof
NJSTRE1545607583 |  | Transition Incentive Program | Clifton City | 7011 | 6 | 4.85 | Residential | Yes | Behind the Meter | Net-metered residential rooftop and canopy |  | None | Tesla Energy Operations Inc | PSE&G | Accepted | 2020-09-17 | 2020-09-21 | 2021-10-30 | Tesla SRV3 | 5014123-00-B | Solar Panels |  | 0.05847 | 49 | 77 | 20 |  | Fixed | Roof
NJSTRE1545607645 |  | Transition Incentive Program | Maple Shade | 8052 | 13 | 14.96 | Residential | Yes | Behind the Meter | Net-metered residential rooftop and canopy |  | None | Trinity Solar | PSE&G | Accepted | 2020-09-17 | 2020-09-21 | 2021-10-30 | HANWHA 340 (Q.PEAK DUO BLK-G6 340) | HANWHA 340 (Q.PEAK DUO BLK-G6 340) | Solar Panels |  | 0.34 | 9 | 343 | 27 |  | Fixed | Roof
NJSTRE1545607645 |  | Transition Incentive Program | Maple Shade | 8052 | 13 | 14.96 | Residential | Yes | Behind the Meter | Net-metered residential rooftop and canopy |  | None | Trinity Solar | PSE&G | Accepted | 2020-09-17 | 2020-09-21 | 2021-10-30 | HANWHA 340 (Q.PEAK DUO BLK-G6 340) | HANWHA 340 (Q.PEAK DUO BLK-G6 340) | Solar Panels |  | 0.34 | 11 | 73 | 23 |  | Fixed | Roof
NJSTRE1545608533 |  | Transition Incentive Program | Jackson | 8527 | 18 | 14.41 | Residential | No | Behind the Meter | Net-metered residential rooftop and canopy |  | None | Kamtech Solar Solutions | JCP&L | Accepted | 2020-09-17 | 2020-09-21 | 2021-10-30 | CANADIAN SOLAR | CS1H-335MS | Solar Panels |  | 0.335 | 8 | 285 | 34 |  | Fixed | Roof
NJSTRE1545608720 |  | Transition Incentive Program | Bellmawr Boro | 8031 | 14 | 7.13 | Residential | Yes | Behind the Meter | Net-metered residential rooftop and canopy |  | None | Bright Planet Solar | PSE&G | Accepted | 2020-09-17 | 2020-09-24 | 2021-10-30 | LONGI | LR6-60HPB-310M | Solar Panels |  | 0.31 | 2 | 250 | 26 |  | Fixed | Roof
NJSTRE1545609038 |  | Transition Incentive Program | Wayne | 7470 | 6 | 8.05 | Residential | Yes | Behind the Meter | Net-metered residential rooftop and canopy |  | None | Pro Custom Solar dba Momentum Solar | PSE&G | Accepted | 2020-09-17 | 2020-09-22 | 2021-10-30 | LG | LG 350N1C-V5 | Solar Panels |  | 0.35 | 9 | 66 | 19 |  | Fixed | Roof
NJSTRE1545609067 | NJSRRE1543477465 | Transition Incentive Program | Kendall Park | 8824 | 11 | 14.07 | Residential | Yes | Behind the Meter | Net-metered residential rooftop and canopy |  | None | Pro Custom Solar dba Momentum Solar | PSE&G | Final As-Built Received | 2019-12-04 | 2019-12-06 | 2021-10-30 | HANWHA | Q.PEAK DUO BLK-G6+ 335 | Solar Panels |  | 0.335 | 6 | 57 | 30 |  | Fixed | Roof
NJSTRE1545609067 | NJSRRE1543477465 | Transition Incentive Program | Kendall Park | 8824 | 11 | 14.07 | Residential | Yes | Behind the Meter | Net-metered residential rooftop and canopy |  | None | Pro Custom Solar dba Momentum Solar | PSE&G | Final As-Built Received | 2019-12-04 | 2019-12-06 | 2021-10-30 | Hanwha | Q.Peak DUO BLK-G6+ 335 | Solar Panels |  | 0.335 | 23 | 237 | 27 |  | Fixed | Roof
NJSTRE1545609067 | NJSRRE1543477465 | Transition Incentive Program | Kendall Park | 8824 | 11 | 14.07 | Residential | Yes | Behind the Meter | Net-metered residential rooftop and canopy |  | None | Pro Custom Solar dba Momentum Solar | PSE&G | Final As-Built Received | 2019-12-04 | 2019-12-06 | 2021-10-30 | Hanwha | Q.Peak DUO BLK-G6+ 335 | Solar Panels |  | 0.335 | 4 | 237 | 27 |  | Fixed | Roof
NJSTRE1545609072 | NJSRRE1544220010 | Transition Incentive Program | Belvidere | 7823 | 2 | 11.47 | Residential | Yes | Behind the Meter | Behind the Meter |  | None | Sunrun Installation Services, Inc. | JCP&L | Eligible for TI Program | 2020-01-24 | 2020-01-28 | 2021-10-30 | REC Solar | REC310TP2M | Solar Panels |  | 0.31 | 6 | 86 | 23 |  | Fixed | Roof
NJSTRE1545609073 | NJSRRE1544201403 | Transition Incentive Program | Marlboro Township | 7746 | 17 | 39.55 | Residential | No | Behind the Meter | Net-metered residential rooftop and canopy |  | None | Pro Custom Solar dba Momentum Solar | JCP&L | Final As-Built Received | 2020-01-21 | 2020-01-24 | 2021-10-30 | LG ELECTRONICS | LG 350N1C-V5 | Solar Panels |  | 0.35 | 7 | 350 | 38 |  | Fixed | Roof
NJSTRE1545607602 |  | Transition Incentive Program | Clifton | 7013 | 6 | 7.32 | Residential | Yes | Behind the Meter | Net-metered residential rooftop and canopy |  | None | Sunrun Installation Services, Inc. | PSE&G | Accepted | 2020-09-17 | 2020-09-21 | 2021-10-30 | LONGi Green Energy Technology Co Ltd | LR6-60HPB-305M | Solar Panels |  | 0.305 | 10 | 304 | 40 |  | Fixed | Roof
NJSTRE1545607620 |  | Transition Incentive Program | Mantua | 8051 | 15 | 10.2 | Residential | No | Behind the Meter | Net-metered residential rooftop and canopy |  | None | Maier Solar Engineering dba Solar Me | AC Electric | Accepted | 2020-09-17 | 2020-09-24 | 2021-10-30 | Hanwha | Q.CELL DUO BLK-G6 340W | Solar Panels |  | 0.34 | 6 | 27 | 34 |  | Fixed | Roof
NJSTRE1545607609 |  | Transition Incentive Program | Passaic | 7055 | 6 | 13.08 | Residential | No | Behind the Meter | Net-metered residential rooftop and canopy |  | None | Kamtech Solar Solutions | PSE&G | Accepted | 2020-09-17 | 2020-09-30 | 2021-10-30 | SUNPOWER | SPR-E20-327-E-AC | Solar Panels |  | 0.327 | 17 | 15 | 10 |  | Fixed | Roof
NJSTRE1545608533 |  | Transition Incentive Program | Jackson | 8527 | 18 | 14.41 | Residential | No | Behind the Meter | Net-metered residential rooftop and canopy |  | None | Kamtech Solar Solutions | JCP&L | Accepted | 2020-09-17 | 2020-09-21 | 2021-10-30 | CANADIAN SOLAR | CS1H-335MS | Solar Panels |  | 0.335 | 8 | 195 | 34 |  | Fixed | Roof
NJSTRE1545608635 |  | Transition Incentive Program | South River | 8882 | 11 | 3.72 | Residential | No | Behind the Meter | Net-metered residential rooftop and canopy |  | None | Bright Planet Solar | South River | Accepted | 2020-09-17 | 2020-09-25 | 2021-10-30 | LONGI | LR6-60HPB-310M | Solar Panels |  | 0.31 | 4 | 358 | 39 |  | Fixed | Roof
NJSTRE1545608709 |  | Transition Incentive Program | Bernardsville | 7924 | 5 | 5.89 | Residential | Yes | Behind the Meter | Net-metered residential rooftop and canopy |  | None | Sunrun Installation Services, Inc. | JCP&L | Accepted | 2020-09-17 | 2020-09-21 | 2021-10-30 | LONGi Green Energy Technology Co Ltd | LR6-60HPB-310M | Solar Panels |  | 0.31 | 3 | 269 | 9 |  | Fixed | Roof
NJSTRE1545608702 |  | Transition Incentive Program | Toms River | 8753 | 18 | 16.75 | Residential | No | Behind the Meter | Net-metered residential rooftop and canopy |  | None | Kamtech Solar Solutions | JCP&L | Accepted | 2020-09-17 | 2020-09-21 | 2021-10-30 | SUNPOWER | SPR-335-BLK-C-AC | Solar Panels |  | 0.335 | 10 | 85 | 45 |  | Fixed | Roof
NJSTRE1545608702 |  | Transition Incentive Program | Toms River | 8753 | 18 | 16.75 | Residential | No | Behind the Meter | Net-metered residential rooftop and canopy |  | None | Kamtech Solar Solutions | JCP&L | Accepted | 2020-09-17 | 2020-09-21 | 2021-10-30 | SUNPOWER | SPR-335-BLK-C-AC | Solar Panels |  | 0.335 | 14 | 175 | 45 |  | Fixed | Roof
NJSTRE1545608720 |  | Transition Incentive Program | Bellmawr Boro | 8031 | 14 | 7.13 | Residential | Yes | Behind the Meter | Net-metered residential rooftop and canopy |  | None | Bright Planet Solar | PSE&G | Accepted | 2020-09-17 | 2020-09-24 | 2021-10-30 | LONGI | LR6-60HPB-310M | Solar Panels |  | 0.31 | 5 | 250 | 26 |  | Fixed | Roof
NJSTRE1545608765 |  | Transition Incentive Program | Oceanport | 7757 | 17 | 6.8 | Residential | Yes | Behind the Meter | Net-metered residential rooftop and canopy |  | None | Trinity Solar | JCP&L | Accepted | 2020-09-17 | 2020-09-21 | 2021-10-30 | HANWHA 340 (Q.PEAK DUO BLK-G6 340) | HANWHA 340 (Q.PEAK DUO BLK-G6 340) | Solar Panels |  | 0.34 | 20 | 211 | 18 |  | Fixed | Roof
NJSTRE1545608713 |  | Transition Incentive Program | Mount Laurel | 8054 | 13 | 212.5 | Commercial | No | Behind the Meter | Net-metered non-residential rooftop and canopy |  | None | INDEPENDENCE SOLAR, LLC | PSE&G | Accepted | 2020-09-22 | 2020-09-22 | 2021-10-30 | Hanwha QCells | Q.Peak Duo L-G6.2 | Solar Panels |  | 0.425 | 500 | 290,,110 | 7 |  | Fixed | Roof
NJSTRE1545608763 |  | Transition Incentive Program | Bloomfield Twp | 7003 | 9 | 10.8 | Residential | No | Behind the Meter | Net-metered residential rooftop and canopy |  | None | Green Power Energy | PSE&G | Accepted | 2020-09-17 | 2020-09-22 | 2021-10-30 | LG Electronics | LG360N1C-N5 | Solar Panels |  | 0.36 | 7 | 179 | 28 |  | Fixed | Roof
NJSTRE1545609061 | NJSRRE1541888080 | Transition Incentive Program | Weehawken | 7087 | 8 | 6.38 | Residential | No | Behind the Meter | Net-metered residential rooftop and canopy |  | None | Sunrun Installation Services, Inc. | PSE&G | Final As-Built Received | 2019-08-27 | 2019-08-29 | 2021-10-30 | REC Solar | REC290TP2 BLK | Solar Panels |  | 0.29 | 19 | 209 | 45 |  | Fixed | Roof
NJSTRE1545607601 |  | Transition Incentive Program | WESTAMPTON | 8060 | 13 | 14.95 | Residential | Yes | Behind the Meter | Net-metered residential rooftop and canopy |  | None | Vivint Solar Developer, LLC | PSE&G | Accepted | 2020-09-23 | 2020-09-23 | 2021-10-30 | JINKO SOLAR | JKM325M-60HBL | Solar Panels |  | 0.325 | 9 | 13 | 18 |  | Fixed | Roof
NJSTRE1545607685 |  | Transition Incentive Program | Piscataway | 8854 | 11 | 14.63 | Residential | No | Behind the Meter | Net-metered residential rooftop and canopy |  | None | Rennergy LLC | PSE&G | Accepted | 2020-09-17 | 2020-09-21 | 2021-10-30 | Trina Solar | TSM-325DD06M.05(ii) | Solar Panels |  | 0.325 | 45 | 27 | 40 |  | Fixed | Roof
NJSTRE1545608709 |  | Transition Incentive Program | Bernardsville | 7924 | 5 | 5.89 | Residential | Yes | Behind the Meter | Net-metered residential rooftop and canopy |  | None | Sunrun Installation Services, Inc. | JCP&L | Accepted | 2020-09-17 | 2020-09-21 | 2021-10-30 | LONGi Green Energy Technology Co Ltd | LR6-60HPB-310M | Solar Panels |  | 0.31 | 4 | 268 | 40 |  | Fixed | Roof
NJSTRE1545608709 |  | Transition Incentive Program | Bernardsville | 7924 | 5 | 5.89 | Residential | Yes | Behind the Meter | Net-metered residential rooftop and canopy |  | None | Sunrun Installation Services, Inc. | JCP&L | Accepted | 2020-09-17 | 2020-09-21 | 2021-10-30 | LONGi Green Energy Technology Co Ltd | LR6-60HPB-310M | Solar Panels |  | 0.31 | 4 | 88 | 38 |  | Fixed | Roof
NJSTRE1545608702 |  | Transition Incentive Program | Toms River | 8753 | 18 | 16.75 | Residential | No | Behind the Meter | Net-metered residential rooftop and canopy |  | None | Kamtech Solar Solutions | JCP&L | Accepted | 2020-09-17 | 2020-09-21 | 2021-10-30 | SUNPOWER | SPR-335-BLK-C-AC | Solar Panels |  | 0.335 | 8 | 85 | 45 |  | Fixed | Roof
NJSTRE1545609063 | NJSRRE1542461598 | Transition Incentive Program | Trenton | 8610 | 12 | 11.55 | Residential | Yes | Behind the Meter | Net-metered residential rooftop and canopy |  | RECO | Pro Custom Solar dba Momentum Solar | PSE&G | Final As-Built Received | 2019-09-30 | 2019-10-02 | 2021-10-30 | LG ELECTRONICS | LG 350N1C-V5 | Solar Panels |  | 0.35 | 10 | 302 | 45 |  | Fixed | Roof
NJSTRE1545609064 | NJSRRE1542476035 | Transition Incentive Program | Roselle | 7203 | 10 | 5.25 | Residential | Yes | Behind the Meter | Net-metered residential rooftop and canopy |  | None | Pro Custom Solar dba Momentum Solar | PSE&G | Final As-Built Received | 2019-10-01 | 2019-10-03 | 2021-10-30 | LG ELECTRONICS | LG 350N1C-V5 | Solar Panels |  | 0.35 | 15 | 129 | 44 |  | Fixed | Roof
NJSTRE1545609058 |  | Transition Incentive Program | New Brunswick | 8901 | 11 | 6.29 | Residential | No | Behind the Meter | Net-metered residential rooftop and canopy |  | None | Whitman Construction, LLC | PSE&G | Accepted | 2020-09-17 | 2020-09-22 | 2021-10-30 | solaria power | xt-370r-pd | Solar Panels |  | 0.37 | 14 | 127 | 40 |  | Fixed | Roof
NJSTRE1545609072 | NJSRRE1544220010 | Transition Incentive Program | Belvidere | 7823 | 2 | 11.47 | Residential | Yes | Behind the Meter | Behind the Meter |  | None | Sunrun Installation Services, Inc. | JCP&L | Eligible for TI Program | 2020-01-24 | 2020-01-28 | 2021-10-30 | REC Solar | REC310TP2M | Solar Panels |  | 0.31 | 15 | 176 | 23 |  | Fixed | Roof
NJSTRE1545609072 | NJSRRE1544220010 | Transition Incentive Program | Belvidere | 7823 | 2 | 11.47 | Residential | Yes | Behind the Meter | Behind the Meter |  | None | Sunrun Installation Services, Inc. | JCP&L | Eligible for TI Program | 2020-01-24 | 2020-01-28 | 2021-10-30 | REC Solar | REC310TP2M | Solar Panels |  | 0.31 | 14 | 356 | 23 |  | Fixed | Roof
NJSTRE1545609075 | NJSRRE1543513019 | Transition Incentive Program | North Bergen | 7047 | 8 | 9.32 | Residential | Yes | Behind the Meter | Net-metered residential rooftop and canopy |  | None | Pro Custom Solar dba Momentum Solar | PSE&G | Final As-Built Received | 2019-12-11 | 2019-12-16 | 2021-10-30 | LG ELECTRONICS | LG 345N1C-V5 | Solar Panels |  | 0.345 | 3 | 301 | 26 |  | Fixed | Roof
NJSTRE1545600028 |  | Transition Incentive Program | Bayville | 8721 | 18 | 7.02 | Residential | Yes | Behind the Meter | Net-metered residential rooftop and canopy |  | None | Sunrun, Inc. | JCP&L | Accepted | 2020-09-16 | 2020-09-18 | 2021-10-30 | LONGi Green Energy Technology Co Ltd | LR6-60HPB-305M | Solar Panels |  | 0.305 | 13 | 2 | 18 |  | Fixed | Roof
NJSTRE1545600042 |  | Transition Incentive Program | Parlin | 8859 | 11 | 5.78 | Residential | No | Behind the Meter | Net-metered residential rooftop and canopy |  | None | Trinity Solar | JCP&L | Accepted | 2020-09-16 | 2020-09-18 | 2021-10-30 | Hanwha 340 | Q.PEAK DUO BLK-G6 340 | Solar Panels |  | 0.34 | 4 | 185 | 23 |  | Fixed | Roof
NJSTRE1545600349 |  | Transition Incentive Program | Springfield Township | 7081 | 10 | 7.93 | Residential | Yes | Behind the Meter | Net-metered residential rooftop and canopy |  | None | Sunrun Installation Services, Inc. | JCP&L | Accepted | 2020-09-16 | 2020-09-21 | 2021-10-30 | LONGi Green Energy Technology Co Ltd | LR6-60HPB-305M | Solar Panels |  | 0.305 | 12 | 320 | 35 |  | Fixed | Roof
NJSTRE1545600389 |  | Transition Incentive Program | Cliffwood | 7721 | 17 | 7.94 | Residential | Yes | Behind the Meter | Net-metered residential rooftop and canopy |  | None | Sunrun Installation Services, Inc. | JCP&L | Accepted | 2020-09-16 | 2020-09-18 | 2021-10-30 | LG Electronics | LG345N1C-V5 | Solar Panels |  | 0.345 | 5 | 56 | 27 |  | Fixed | Roof
NJSTRE1545600455 |  | Transition Incentive Program | Riverside | 8075 | 13 | 10.24 | Residential | Yes | Behind the Meter | Net-metered residential rooftop and canopy |  | None | RCL Enterprises Inc. | PSE&G | Accepted | 2020-09-16 | 2020-09-24 | 2021-10-30 | Trina Solar | TSM-320DD06M | Solar Panels |  | 0.32 | 8 | 145 | 28 |  | Fixed | Roof
NJSTRE1545600510 |  | Transition Incentive Program | Clementon | 8021 | 14 | 3.85 | Residential | Yes | Behind the Meter | Net-metered residential rooftop and canopy |  | None | Pro Custom Solar dba Momentum Solar | AC Electric | Accepted | 2020-09-16 | 2020-09-21 | 2021-10-30 | LG ELECTRONICS | LG 350N1C-V5 | Solar Panels |  | 0.35 | 3 | 157 | 22 |  | Fixed | Roof
NJSTRE1545600548 |  | Transition Incentive Program | Bloomfield | 7003 | 9 | 6.6 | Residential | No | Behind the Meter | Net-metered residential rooftop and canopy |  | None | Sunrun Installation Services, Inc. | PSE&G | Accepted | 2020-09-16 | 2020-09-21 | 2021-10-30 | LG Electronics | LG330N1C-A5 | Solar Panels |  | 0.33 | 9 | 55 | 22 |  | Fixed | Roof
NJSTRE1545600537 |  | Transition Incentive Program | Willingboro | 8046 | 13 | 7.48 | Residential | Yes | Behind the Meter | Net-metered residential rooftop and canopy |  | None | Castle Energy, LLC | PSE&G | Accepted | 2020-09-16 | 2020-09-22 | 2021-10-30 | Hanwha Q-Cells | Q.Peak DUO BLK-G6 340 | Solar Panels |  | 0.34 | 18 | 147 | 29 |  | Fixed | Roof
NJSTRE1545600559 |  | Transition Incentive Program | Morristown | 7960 | 3 | 46.92 | Residential | Yes | Behind the Meter | Net-metered residential rooftop and canopy |  | None | Tesla Energy Operations Inc. | JCP&L | Accepted | 2020-09-16 | 2020-09-21 | 2021-10-30 | Hanwha Q-CELLS | Q.Peak DUO BLK-G6+ 340 | Solar Panels |  | 0.34 | 35 | 55 | 26 |  | Fixed | Roof
NJSTRE1545600596 |  | Transition Incentive Program | Pennsauken Township | 8110 | 14 | 3.85 | Residential | Yes | Behind the Meter | Net-metered residential rooftop and canopy |  | None | Pro Custom Solar dba Momentum Solar | PSE&G | Accepted | 2020-09-16 | 2020-09-21 | 2021-10-30 | LG ELECTRONICS | LG 350N1C-V5 | Solar Panels |  | 0.35 | 11 | 147 | 5 |  | Fixed | Roof
NJSTRE1545600604 |  | Transition Incentive Program | Annadale | 8801 | 4 | 10.54 | Residential | Yes | Behind the Meter | Net-metered residential rooftop and canopy |  | None | Solar Energy World | JCP&L | Final As-Built Received | 2020-09-16 | 2020-09-21 | 2021-10-30 | LONGi Green Energy Technology | LR6-60HPB-310M | Solar Panels |  | 0.31 | 3 | 165 | 30 |  | Fixed | Roof
NJSTRE1545607477 |  | Transition Incentive Program | Pitman | 8071 | 15 | 14.95 | Residential | Yes | Behind the Meter | Net-metered residential rooftop and canopy |  | None | SunnyMac LLC | AC Electric | Accepted | 2020-09-17 | 2020-09-21 | 2021-10-30 | REC | TwinPeak 2 Mono | Solar Panels |  | 0.325 | 3 | 72 | 16 |  | Fixed | Roof
NJSTRE1545607578 |  | Transition Incentive Program | Edison | 8820 | 11 | 16.96 | Residential | No | Behind the Meter | Net-metered residential rooftop and canopy |  | None | EMT Renewables | PSE&G | Accepted | 2020-09-17 | 2020-09-21 | 2021-10-30 | Trina | 320-BLK | Solar Panels |  | 0.32 | 4 | 84 | 20 |  | Fixed | Roof
NJSTRE1545607576 |  | Transition Incentive Program | Perth Amboy | 8861 | 11 | 8.96 | Residential | No | Behind the Meter | Net-metered residential rooftop and canopy |  | None | New Jersey Suntech | PSE&G | Accepted | 2020-09-17 | 2020-09-21 | 2021-10-30 | Jinko | JKM320M | Solar Panels |  | 0.32 | 21 | 114 | 14 |  | Fixed | Roof
NJSTRE1545607645 |  | Transition Incentive Program | Maple Shade | 8052 | 13 | 14.96 | Residential | Yes | Behind the Meter | Net-metered residential rooftop and canopy |  | None | Trinity Solar | PSE&G | Accepted | 2020-09-17 | 2020-09-21 | 2021-10-30 | HANWHA 340 (Q.PEAK DUO BLK-G6 340) | HANWHA 340 (Q.PEAK DUO BLK-G6 340) | Solar Panels |  | 0.34 | 9 | 253 | 23 |  | Fixed | Roof
NJSTRE1545608533 |  | Transition Incentive Program | Jackson | 8527 | 18 | 14.41 | Residential | No | Behind the Meter | Net-metered residential rooftop and canopy |  | None | Kamtech Solar Solutions | JCP&L | Accepted | 2020-09-17 | 2020-09-21 | 2021-10-30 | CANADIAN SOLAR | CS1H-335MS | Solar Panels |  | 0.335 | 14 | 285 | 34 |  | Fixed | Roof
NJSTRE1545608572 |  | Transition Incentive Program | Medford | 8055 | 13 | 7.14 | Residential | No | Behind the Meter | Net-metered residential rooftop and canopy |  | None | Trinity Solar | PSE&G | Accepted | 2020-09-17 | 2020-09-21 | 2021-10-30 | Hanwha | Q.PEAK DUO BLK-G6 340 | Solar Panels |  | 0.34 | 17 | 144 | 34 |  | Fixed | Roof
NJSTRE1545608622 |  | Transition Incentive Program | Pleasantville | 8232 | 19 | 5.89 | Residential | Yes | Behind the Meter | Net-metered residential rooftop and canopy |  | None | Castle Energy, LLC | AC Electric | Accepted | 2020-09-17 | 2020-09-21 | 2021-10-30 | SunPower | SPR-E20-327-E-AC | Solar Panels |  | 0.327 | 7 | 115 | 18 |  | Fixed | Roof
NJSTRE1545608650 |  | Transition Incentive Program | Toms River | 8753 | 18 | 13.69 | Residential | No | Behind the Meter | Net-metered residential rooftop and canopy |  | None | Maier Solar Engineering dba Solar Me | JCP&L | Accepted | 2020-09-17 | 2020-09-22 | 2021-10-30 | Solaria | POWERXT-370R-90 | Solar Panels |  | 0.37 | 20 | 64 | 45 |  | Fixed | Roof
NJSTRE1545608635 |  | Transition Incentive Program | South River | 8882 | 11 | 3.72 | Residential | No | Behind the Meter | Net-metered residential rooftop and canopy |  | None | Bright Planet Solar | South River | Accepted | 2020-09-17 | 2020-09-25 | 2021-10-30 | LONGI | LR6-60HPB-310M | Solar Panels |  | 0.31 | 6 | 358 | 39 |  | Fixed | Roof
NJSTRE1545608769 |  | Transition Incentive Program | MAYWOOD | 7607 | 7 | 6.18 | Residential | Yes | Behind the Meter | Net-metered residential rooftop and canopy |  | None | Vivint Solar Developer, LLC | PSE&G | Accepted | 2020-09-21 | 2020-09-22 | 2021-10-30 | JINKO SOLAR | JKM325M-60HBL | Solar Panels |  | 0.325 | 15 | 216 | 18 |  | Fixed | Roof
NJSTRE1545608763 |  | Transition Incentive Program | Bloomfield Twp | 7003 | 9 | 10.8 | Residential | No | Behind the Meter | Net-metered residential rooftop and canopy |  | None | Green Power Energy | PSE&G | Accepted | 2020-09-17 | 2020-09-22 | 2021-10-30 | LG Electronics | LG360N1C-N5 | Solar Panels |  | 0.36 | 3 | 89 | 33 |  | Fixed | Roof
NJSTRE1545609066 | NJSRRE1543067592 | Transition Incentive Program | Warren | 7059 | 5 | 23.8 | Residential | Yes | Behind the Meter | Net-metered residential rooftop and canopy |  | None | Pro Custom Solar dba Momentum Solar | JCP&L | Final As-Built Received | 2019-11-12 | 2019-11-14 | 2021-10-30 | LG Electronics | LG 350N1C-V5 | Solar Panels |  | 0.35 | 11 | 238 | 39 |  | Fixed | Roof
NJSTRE1545609073 | NJSRRE1544201403 | Transition Incentive Program | Marlboro Township | 7746 | 17 | 39.55 | Residential | No | Behind the Meter | Net-metered residential rooftop and canopy |  | None | Pro Custom Solar dba Momentum Solar | JCP&L | Final As-Built Received | 2020-01-21 | 2020-01-24 | 2021-10-30 | LG ELECTRONICS | LG 350N1C-V5 | Solar Panels |  | 0.35 | 3 | 260 | 42 |  | Fixed | Roof
NJSTRE1545609077 | NJSRRE1544610951 | Transition Incentive Program | PATERSON | 7503 | 6 | 7.37 | Residential | Yes | Behind the Meter | Net-metered residential rooftop and canopy |  | None | Pro Custom Solar dba Momentum Solar | PSE&G | Final As-Built Received | 2020-03-05 | 2020-03-10 | 2021-10-30 | Hanwha | Q. PEAK DUO BLK-G6+335 | Solar Panels |  | 0.335 | 18 | 257 | 24 |  | Fixed | Roof
NJSTRE1545607564 |  | Transition Incentive Program | South Seaville | 8246 | 21 | 9.52 | Residential | No | Behind the Meter | Net-metered residential rooftop and canopy |  | None | Tesla Energy Operations Inc. | AC Electric | Accepted | 2020-09-17 | 2020-09-21 | 2021-10-30 | Hanwha Q-CELLS | Q.Peak DUO BLK-G6+ 340 | Solar Panels |  | 0.34 | 20 | 190 | 30 |  | Fixed | Roof
NJSTRE1545607594 |  | Transition Incentive Program | Edison | 8817 | 11 | 4.27 | Residential | Yes | Behind the Meter | Net-metered residential rooftop and canopy |  | None | Sunrun Installation Services, Inc. | PSE&G | Accepted | 2020-09-17 | 2020-09-21 | 2021-10-30 | LONGi Green Energy Technology Co Ltd | LR6-60HPB-305M | Solar Panels |  | 0.305 | 14 | 265 | 18 |  | Fixed | Roof
NJSTRE1545607611 |  | Transition Incentive Program | Livingston Twp | 7039 | 9 | 9.36 | Residential | No | Behind the Meter | Net-metered residential rooftop and canopy |  | None | Green Power energy | PSE&G | Accepted | 2020-09-17 | 2020-09-21 | 2021-10-30 | LG Electronics | LG360N1C-N5 | Solar Panels |  | 0.36 | 8 | 275 | 33 |  | Fixed | Roof
NJSTRE1545607645 |  | Transition Incentive Program | Maple Shade | 8052 | 13 | 14.96 | Residential | Yes | Behind the Meter | Net-metered residential rooftop and canopy |  | None | Trinity Solar | PSE&G | Accepted | 2020-09-17 | 2020-09-21 | 2021-10-30 | HANWHA 340 (Q.PEAK DUO BLK-G6 340) | HANWHA 340 (Q.PEAK DUO BLK-G6 340) | Solar Panels |  | 0.34 | 15 | 163 | 14 |  | Fixed | Roof
NJSTRE1545608533 |  | Transition Incentive Program | Jackson | 8527 | 18 | 14.41 | Residential | No | Behind the Meter | Net-metered residential rooftop and canopy |  | None | Kamtech Solar Solutions | JCP&L | Accepted | 2020-09-17 | 2020-09-21 | 2021-10-30 | CANADIAN SOLAR | CS1H-335MS | Solar Panels |  | 0.335 | 13 | 105 | 34 |  | Fixed | Roof
NJSTRE1545608600 |  | Transition Incentive Program | Toms River | 8757 | 18 | 4.03 | Residential | Yes | Behind the Meter | Net-metered residential rooftop and canopy |  | None | Bright Planet Solar | JCP&L | Accepted | 2020-09-17 | 2020-09-24 | 2021-10-30 | LONGI | LR6-60HPB-310M | Solar Panels |  | 0.31 | 13 | 230 | 18 |  | Fixed | Roof
NJSTRE1545608667 |  | Transition Incentive Program | Margate City | 8402 | 19 | 7.14 | Residential | Yes | Behind the Meter | Net-metered residential rooftop and canopy |  | None | Trinity Solar | AC Electric | Accepted | 2020-09-17 | 2020-09-21 | 2021-10-30 | Hanwha 340 | Q.PEAK DUO BLK-G6 340 | Solar Panels |  | 0.34 | 16 | 144 | 23 |  | Fixed | Roof
NJSTRE1545608687 |  | Transition Incentive Program | MYSTIC ISLANDS | 8087 | 18 | 6.41 | Residential | No | Behind the Meter | Net-metered residential rooftop and canopy |  | None | Sunrun, Inc. | AC Electric | Accepted | 2020-09-17 | 2020-09-21 | 2021-10-30 | LONGi Green Energy Technology Co Ltd | LR6-60HPB-305M | Solar Panels |  | 0.305 | 21 | 202 | 27 |  | Fixed | Roof
NJSTRE1545608705 |  | Transition Incentive Program | Pennsauken TWP | 8109 | 14 | 10.08 | Residential | Yes | Behind the Meter | Net-metered residential rooftop and canopy |  | None | Sunbound Solar | PSE&G | Accepted | 2020-09-17 | 2020-09-24 | 2021-10-30 | Hanwha | Q.PEAK DUO-G5 325 | Solar Panels |  | 0.325 | 8 | 224 | 34 |  | Fixed | Roof
NJSTRE1545608763 |  | Transition Incentive Program | Bloomfield Twp | 7003 | 9 | 10.8 | Residential | No | Behind the Meter | Net-metered residential rooftop and canopy |  | None | Green Power Energy | PSE&G | Accepted | 2020-09-17 | 2020-09-22 | 2021-10-30 | LG Electronics | LG360N1C-N5 | Solar Panels |  | 0.36 | 9 | 269 | 33 |  | Fixed | Roof
NJSTRE1545609038 |  | Transition Incentive Program | Wayne | 7470 | 6 | 8.05 | Residential | Yes | Behind the Meter | Net-metered residential rooftop and canopy |  | None | Pro Custom Solar dba Momentum Solar | PSE&G | Accepted | 2020-09-17 | 2020-09-22 | 2021-10-30 | LG | LG 350N1C-V5 | Solar Panels |  | 0.35 | 8 | 246 | 19 |  | Fixed | Roof
NJSTRE1545609061 | NJSRRE1541888080 | Transition Incentive Program | Weehawken | 7087 | 8 | 6.38 | Residential | No | Behind the Meter | Net-metered residential rooftop and canopy |  | None | Sunrun Installation Services, Inc. | PSE&G | Final As-Built Received | 2019-08-27 | 2019-08-29 | 2021-10-30 | REC Solar | REC290TP2 BLK | Solar Panels |  | 0.29 | 3 | 209 | 32 |  | Fixed | Roof
NJSTRE1545608709 |  | Transition Incentive Program | Bernardsville | 7924 | 5 | 5.89 | Residential | Yes | Behind the Meter | Net-metered residential rooftop and canopy |  | None | Sunrun Installation Services, Inc. | JCP&L | Accepted | 2020-09-17 | 2020-09-21 | 2021-10-30 | LONGi Green Energy Technology Co Ltd | LR6-60HPB-310M | Solar Panels |  | 0.31 | 8 | 178 | 40 |  | Fixed | Roof
NJSTRE1545608702 |  | Transition Incentive Program | Toms River | 8753 | 18 | 16.75 | Residential | No | Behind the Meter | Net-metered residential rooftop and canopy |  | None | Kamtech Solar Solutions | JCP&L | Accepted | 2020-09-17 | 2020-09-21 | 2021-10-30 | SUNPOWER | SPR-335-BLK-C-AC | Solar Panels |  | 0.335 | 10 | 175 | 45 |  | Fixed | Roof
NJSTRE1545608702 |  | Transition Incentive Program | Toms River | 8753 | 18 | 16.75 | Residential | No | Behind the Meter | Net-metered residential rooftop and canopy |  | None | Kamtech Solar Solutions | JCP&L | Accepted | 2020-09-17 | 2020-09-21 | 2021-10-30 | SUNPOWER | SPR-335-BLK-C-AC | Solar Panels |  | 0.335 | 8 | 175 | 45 |  | Fixed | Roof
NJSTRE1545608720 |  | Transition Incentive Program | Bellmawr Boro | 8031 | 14 | 7.13 | Residential | Yes | Behind the Meter | Net-metered residential rooftop and canopy |  | None | Bright Planet Solar | PSE&G | Accepted | 2020-09-17 | 2020-09-24 | 2021-10-30 | LONGI | LR6-60HPB-310M | Solar Panels |  | 0.31 | 2 | 171 | 16 |  | Fixed | Roof
NJSTRE1545608720 |  | Transition Incentive Program | Bellmawr Boro | 8031 | 14 | 7.13 | Residential | Yes | Behind the Meter | Net-metered residential rooftop and canopy |  | None | Bright Planet Solar | PSE&G | Accepted | 2020-09-17 | 2020-09-24 | 2021-10-30 | LONGI | LR6-60HPB-310M | Solar Panels |  | 0.31 | 2 | 340 | 26 |  | Fixed | Roof
NJSTRE1545608705 |  | Transition Incentive Program | Pennsauken TWP | 8109 | 14 | 10.08 | Residential | Yes | Behind the Meter | Net-metered residential rooftop and canopy |  | None | Sunbound Solar | PSE&G | Accepted | 2020-09-17 | 2020-09-24 | 2021-10-30 | Hanwha | Q.PEAK DUO-G5 325 | Solar Panels |  | 0.325 | 6 | 30 | 134 |  | Fixed | Roof
NJSTRE1545608705 |  | Transition Incentive Program | Pennsauken TWP | 8109 | 14 | 10.08 | Residential | Yes | Behind the Meter | Net-metered residential rooftop and canopy |  | None | Sunbound Solar | PSE&G | Accepted | 2020-09-17 | 2020-09-24 | 2021-10-30 | Hanwha | Q.PEAK DUO-G5 325 | Solar Panels |  | 0.325 | 10 | 134 | 17 |  | Fixed | Roof
NJSTRE1545609063 | NJSRRE1542461598 | Transition Incentive Program | Trenton | 8610 | 12 | 11.55 | Residential | Yes | Behind the Meter | Net-metered residential rooftop and canopy |  | RECO | Pro Custom Solar dba Momentum Solar | PSE&G | Final As-Built Received | 2019-09-30 | 2019-10-02 | 2021-10-30 | LG ELECTRONICS | LG 350N1C-V5 | Solar Panels |  | 0.35 | 8 | 122 | 21 |  | Fixed | Roof
NJSTRE1545609068 | NJSRRE1543555976 | Transition Incentive Program | East Orange | 7017 | 9 | 3.78 | Residential | Yes | Behind the Meter | Net-metered residential rooftop and canopy |  | None | Pro Custom Solar dba Momentum Solar | PSE&G | Final As-Built Received | 2019-12-17 | 2019-12-20 | 2021-10-30 | HANWHA | Q.PEAK DUO BLK-G5 315 | Solar Panels |  | 0.315 | 12 | 201 | 23 |  | Fixed | Roof
NJSTRE1545609070 | NJSRRE1544466520 | Transition Incentive Program | Kendall Park | 8824 | 11 | 4.69 | Residential | Yes | Behind the Meter | Net-metered residential rooftop and canopy |  | None | Pro Custom Solar dba Momentum Solar | PSE&G | Final As-Built Received | 2020-02-17 | 2020-02-20 | 2021-10-30 | HANWHA | Q.PEAK DUO BLK G6+ 335 | Solar Panels |  | 0.335 | 14 | 94 | 20 |  | Fixed | Roof
NJSTRE1545609073 | NJSRRE1544201403 | Transition Incentive Program | Marlboro Township | 7746 | 17 | 39.55 | Residential | No | Behind the Meter | Net-metered residential rooftop and canopy |  | None | Pro Custom Solar dba Momentum Solar | JCP&L | Final As-Built Received | 2020-01-21 | 2020-01-24 | 2021-10-30 | LG ELECTRONICS | LG 350N1C-V5 | Solar Panels |  | 0.35 | 33 | 306 | 22 |  | Fixed | Roof
NJSTRE1545609074 | NJSRRE1543571145 | Transition Incentive Program | Union | 7083 | 10 | 9.14 | Residential | Yes | Behind the Meter | Net-metered residential rooftop and canopy |  | None | Pro Custom Solar dba Momentum Solar | PSE&G | Final As-Built Received | 2019-12-19 | 2019-12-26 | 2021-10-30 | Hanwha | Q.Peak DUO BLK-G5 315 | Solar Panels |  | 0.315 | 9 | 311 | 40 |  | Fixed | Roof
NJSTRE1545609063 | NJSRRE1542461598 | Transition Incentive Program | Trenton | 8610 | 12 | 11.55 | Residential | Yes | Behind the Meter | Net-metered residential rooftop and canopy |  | RECO | Pro Custom Solar dba Momentum Solar | PSE&G | Final As-Built Received | 2019-09-30 | 2019-10-02 | 2021-10-30 | LG ELECTRONICS | LG 350N1C-V5 | Solar Panels |  | 0.35 | 15 | 122 | 44 |  | Fixed | Roof
NJSTRE1545609065 | NJSRRE1542581434 | Transition Incentive Program | Irvington | 7111 | 9 | 6.65 | Residential | Yes | Behind the Meter | Net-metered residential rooftop and canopy |  | None | Pro Custom Solar dba Momentum Solar | PSE&G | Final As-Built Received | 2019-10-24 | 2019-10-28 | 2021-10-30 | LG Electronics | LG 350N1C-V5 | Solar Panels |  | 0.35 | 11 | 121 | 22 |  | Fixed | Roof
NJSTRE1545609072 | NJSRRE1544220010 | Transition Incentive Program | Belvidere | 7823 | 2 | 11.47 | Residential | Yes | Behind the Meter | Behind the Meter |  | None | Sunrun Installation Services, Inc. | JCP&L | Eligible for TI Program | 2020-01-24 | 2020-01-28 | 2021-10-30 | REC Solar | REC310TP2M | Solar Panels |  | 0.31 | 2 | 265 | 23 |  | Fixed | Roof
NJSTRE1545609073 | NJSRRE1544201403 | Transition Incentive Program | Marlboro Township | 7746 | 17 | 39.55 | Residential | No | Behind the Meter | Net-metered residential rooftop and canopy |  | None | Pro Custom Solar dba Momentum Solar | JCP&L | Final As-Built Received | 2020-01-21 | 2020-01-24 | 2021-10-30 | LG ELECTRONICS | LG 350N1C-V5 | Solar Panels |  | 0.35 | 18 | 216 | 40 |  | Fixed | Roof
NJSTRE1545609073 | NJSRRE1544201403 | Transition Incentive Program | Marlboro Township | 7746 | 17 | 39.55 | Residential | No | Behind the Meter | Net-metered residential rooftop and canopy |  | None | Pro Custom Solar dba Momentum Solar | JCP&L | Final As-Built Received | 2020-01-21 | 2020-01-24 | 2021-10-30 | LG ELECTRONICS | LG 350N1C-V5 | Solar Panels |  | 0.35 | 13 | 260 | 41 |  | Fixed | Roof
NJSTRE1545609078 | NJSRRE1544469869 | Transition Incentive Program | Elmwood Park | 7407 | 7 | 6.7 | Residential | Yes | Behind the Meter | Net-metered residential rooftop and canopy |  | None | Pro Custom Solar dba Momentum Solar | PSE&G | Final As-Built Received | 2020-02-18 | 2020-02-21 | 2021-10-30 | Hanwha | Q.Peak DUO BLK-G6+ 335 | Solar Panels |  | 0.335 | 15 | 251 | 34 |  | Fixed | Roof
NJSTRE1545609082 | NJSRRE1544550141 | Transition Incentive Program | Perth Amboy City | 8861 | 11 | 5.89 | Residential | No | Behind the Meter | Net-metered residential rooftop and canopy |  | None | Sunrun Installation Services, Inc. | PSE&G | Final As-Built Received | 2020-02-28 | 2020-03-04 | 2021-10-30 | REC Solar | REC310TP2M | Solar Panels |  | 0.31 | 19 | 110 | 10 |  | Fixed | Roof
NJSTRE1545609083 | NJSRRE1544538195 | Transition Incentive Program | Rahway | 7065 | 10 | 14.15 | Residential | Yes | Behind the Meter | Net-metered residential rooftop and canopy |  | None | Sunrun Installation Services, Inc. | PSE&G | Final As-Built Received | 2020-02-25 | 2020-02-28 | 2021-10-30 | LG Electronics | LG345N1C-V5 | Solar Panels |  | 0.345 | 26 | 11 | 18 |  | Fixed | Roof
NJSTRE1545609136 |  | Transition Incentive Program | Bayonne | 7002 | 8 | 5.25 | Residential | Yes | Behind the Meter | Net-metered residential rooftop and canopy |  | None | Pro Custom Solar dba Momentum Solar | PSE&G | Accepted | 2020-09-17 | 2020-09-22 | 2021-10-30 | LG | LG 350N1C-V5 | Solar Panels |  | 0.35 | 15 | 123 | 40 |  | Fixed | Roof
NJSTRE1545609198 |  | Transition Incentive Program | Cherry Hill Twp | 8002 | 14 | 12.71 | Residential | No | Behind the Meter | Net-metered residential rooftop and canopy |  | None | Bright Planet Solar | PSE&G | Accepted | 2020-09-17 | 2020-09-24 | 2021-10-30 | LONGI | LR6-60HPB-310M | Solar Panels |  | 0.31 | 19 | 186 | 26 |  | Fixed | Roof
NJSTRE1545609254 | NJSRRE1544334145 | Transition Incentive Program | Franklin Lakes | 7417 | 7 | 11.78 | Residential | No | Behind The Meter | Behind the Meter |  | None | Sunrun Installation Services, Inc. | Orange Rockland Electric | Eligible for TI Program | 2020-01-30 | 2020-02-04 | 2021-10-30 | REC Solar | REC310TP2M | Solar Panels |  | 0.31 | 9 | 213 | 43 |  | Fixed | Roof
NJSTRE1545609248 |  | Transition Incentive Program | Millville | 8332 | 20 | 10.56 | Residential | No | Behind the Meter | Net-metered residential rooftop and canopy |  | None | Sun Up Zero Down | AC Electric | Accepted | 2020-09-18 | 2020-09-22 | 2021-10-30 | REC | REC-330TP3M | Solar Panels |  | 0.33 | 32 | 159 | 34 |  | Fixed | Roof
NJSTRE1545609079 | NJSRRE1544546703 | Transition Incentive Program | Cliffside Park | 7010 | 7 | 7.04 | Residential | Yes | Behind the Meter | Net-metered residential rooftop and canopy |  | None | Pro Custom Solar dba Momentum Solar | PSE&G | Final As-Built Received | 2020-02-27 | 2020-03-03 | 2021-10-30 | Hanwha | Q.Peak DUO BLK-G6+ 335 | Solar Panels |  | 0.335 | 17 | 217 | 31 |  | Fixed | Roof
NJSTRE1545609087 | NJSRRE1544759165 | Transition Incentive Program | Willingboro | 8046 | 13 | 10.39 | Residential | Yes | Behind the Meter | Net-metered residential rooftop and canopy |  | None | Pro Custom Solar dba Momentum Solar | PSE&G | Final As-Built Received | 2020-03-23 | 2020-03-26 | 2021-10-30 | Hanwha | Q.Peak DUO BLK-G6+ 335 | Solar Panels |  | 0.335 | 14 | 298 | 28 |  | Fixed | Roof
NJSTRE1545609052 |  | Transition Incentive Program | Linden | 7036 | 10 | 14.35 | Residential | Yes | Behind the Meter | Net-metered residential rooftop and canopy |  | None | Pro Custom Solar dba Momentum Solar | PSE&G | Accepted | 2020-09-17 | 2020-09-22 | 2021-10-30 | LG | LG 350N1C-V5 | Solar Panels |  | 0.35 | 5 | 128 | 26 |  | Fixed | Roof
NJSTRE1545609052 |  | Transition Incentive Program | Linden | 7036 | 10 | 14.35 | Residential | Yes | Behind the Meter | Net-metered residential rooftop and canopy |  | None | Pro Custom Solar dba Momentum Solar | PSE&G | Accepted | 2020-09-17 | 2020-09-22 | 2021-10-30 | LG | LG 350N1C-V5 | Solar Panels |  | 0.35 | 5 | 208 | 26 |  | Fixed | Roof
NJSTRE1545609151 |  | Transition Incentive Program | Carteret | 7008 | 11 | 5.6 | Residential | Yes | Behind the Meter | Net-metered residential rooftop and canopy |  | None | Pro Custom Solar dba Momentum Solar | PSE&G | Accepted | 2020-09-17 | 2020-09-22 | 2021-10-30 | LG | LG 350N1C-V5 | Solar Panels |  | 0.35 | 11 | 305 | 33 |  | Fixed | Roof
NJSTRE1545609257 | NJSRRE1544543233 | Transition Incentive Program | Iselin | 8830 | 11 | 7.26 | Residential | No | Behind The Meter | Behind the Meter |  | None | Panatec Corporation | PSE&G | Eligible for TI Program | 2020-02-26 | 2020-03-02 | 2021-10-30 | Panasonic | VBHN330SA17E | Solar Panels |  | 0.33 | 22 | 180 | 25 |  | Fixed | Roof
NJSTRE1545610776 |  | Transition Incentive Program | FAIRFIELD | 7004 | 9 | 15.93 | Residential | Yes | Behind the Meter | Net-metered residential rooftop and canopy |  | None | Vivint Solar Developer, LLC | PSE&G | Accepted | 2020-09-21 | 2020-09-22 | 2021-10-30 | JINKO SOLAR | JKM325M-60HBL | Solar Panels |  | 0.325 | 2 | 248 | 33 |  | Fixed | Roof
NJSTRE1545610805 |  | Transition Incentive Program | Livingston | 7039 | 9 | 14.72 | Residential | No | Behind the Meter | Net-metered residential rooftop and canopy |  | None | SunPower Corporation, Systems | PSE&G | Accepted | 2020-09-17 | 2020-09-22 | 2021-10-30 | SunPower | SPR-E20-327-E-AC | Solar Panels |  | 0.327 | 13 | 324 | 20 |  | Fixed | Roof
NJSTRE1545612751 |  | Transition Incentive Program | WAYNE | 7470 | 6 | 14.18 | Residential | Yes | Behind the Meter | Net-metered residential rooftop and canopy |  | None | Suntuity Solar LLC | JCP&L | Accepted | 2020-09-18 | 2020-09-22 | 2021-10-30 | Longi | LR6-60HPB-315M | Solar Panels |  | 0.315 | 35 | 172 | 40 |  | Fixed | Roof
NJSTRE1545612750 |  | Transition Incentive Program | Mt Royal | 8061 | 15 | 6.3 | Residential | No | Behind the Meter | Net-metered residential rooftop and canopy |  | None | Suntuity Solar LLC | AC Electric | Accepted | 2020-09-18 | 2020-09-22 | 2021-10-30 | Longi | LR6-60HPB-315M | Solar Panels |  | 0.315 | 3 | 311 | 40 |  | Fixed | Roof
NJSTRE1545612763 |  | Transition Incentive Program | North Brunswick | 8902 | 11 | 6.3 | Residential | No | Behind the Meter | Net-metered residential rooftop and canopy |  | None | Suntuity Solar LLC | PSE&G | Accepted | 2020-09-18 | 2020-09-22 | 2021-10-30 | Longi | LR6-60HPB-315M | Solar Panels |  | 0.315 | 11 | 200 | 13 |  | Fixed | Roof
NJSTRE1545612831 |  | Transition Incentive Program | Blackwood | 8012 | 14 | 6.4 | Residential | Yes | Behind the Meter | Net-metered residential rooftop and canopy |  | None | Trinity Solar | PSE&G | Accepted | 2020-09-18 | 2020-09-22 | 2021-10-30 | Hanwha | Q.PEAK DUO BLK-G5 320 | Solar Panels |  | 0.32 | 10 | 58 | 18 |  | Fixed | Roof
NJSTRE1545612845 |  | Transition Incentive Program | Browns Mills | 8015 | 13 | 7.02 | Residential | Yes | Behind the Meter | Net-metered residential rooftop and canopy |  | None | Sunrun Installation Services, Inc. | JCP&L | Accepted | 2020-09-18 | 2020-09-22 | 2021-10-30 | LONGi Green Energy Technology Co Ltd | LR6-60HPB-305M | Solar Panels |  | 0.305 | 11 | 169 | 25 |  | Fixed | Roof
NJSTRE1545608739 |  | Transition Incentive Program | Cherry Hill Twp | 8034 | 14 | 7.92 | Residential | No | Behind the Meter | Net-metered residential rooftop and canopy |  | None | Green Power Energy | PSE&G | Accepted | 2020-09-17 | 2020-09-21 | 2021-10-30 | LG Electronics | LG330N1K-V5 | Solar Panels |  | 0.33 | 24 | 119 | 33 |  | Fixed | Roof
NJSTRE1545608705 |  | Transition Incentive Program | Pennsauken TWP | 8109 | 14 | 10.08 | Residential | Yes | Behind the Meter | Net-metered residential rooftop and canopy |  | None | Sunbound Solar | PSE&G | Accepted | 2020-09-17 | 2020-09-24 | 2021-10-30 | Hanwha | Q.PEAK DUO-G5 325 | Solar Panels |  | 0.325 | 7 | 44 | 33 |  | Fixed | Roof
NJSTRE1545608769 |  | Transition Incentive Program | MAYWOOD | 7607 | 7 | 6.18 | Residential | Yes | Behind the Meter | Net-metered residential rooftop and canopy |  | None | Vivint Solar Developer, LLC | PSE&G | Accepted | 2020-09-21 | 2020-09-22 | 2021-10-30 | JINKO SOLAR | JKM325M-60HBL | Solar Panels |  | 0.325 | 4 | 36 | 18 |  | Fixed | Roof
NJSTRE1545608763 |  | Transition Incentive Program | Bloomfield Twp | 7003 | 9 | 10.8 | Residential | No | Behind the Meter | Net-metered residential rooftop and canopy |  | None | Green Power Energy | PSE&G | Accepted | 2020-09-17 | 2020-09-22 | 2021-10-30 | LG Electronics | LG360N1C-N5 | Solar Panels |  | 0.36 | 11 | 89 | 33 |  | Fixed | Roof
NJSTRE1545609038 |  | Transition Incentive Program | Wayne | 7470 | 6 | 8.05 | Residential | Yes | Behind the Meter | Net-metered residential rooftop and canopy |  | None | Pro Custom Solar dba Momentum Solar | PSE&G | Accepted | 2020-09-17 | 2020-09-22 | 2021-10-30 | LG | LG 350N1C-V5 | Solar Panels |  | 0.35 | 3 | 246 | 33 |  | Fixed | Roof
NJSTRE1545609066 | NJSRRE1543067592 | Transition Incentive Program | Warren | 7059 | 5 | 23.8 | Residential | Yes | Behind the Meter | Net-metered residential rooftop and canopy |  | None | Pro Custom Solar dba Momentum Solar | JCP&L | Final As-Built Received | 2019-11-12 | 2019-11-14 | 2021-10-30 | LG Electronics | LG 350N1C-V5 | Solar Panels |  | 0.35 | 24 | 328 | 32 |  | Fixed | Roof
NJSTRE1545609066 | NJSRRE1543067592 | Transition Incentive Program | Warren | 7059 | 5 | 23.8 | Residential | Yes | Behind the Meter | Net-metered residential rooftop and canopy |  | None | Pro Custom Solar dba Momentum Solar | JCP&L | Final As-Built Received | 2019-11-12 | 2019-11-14 | 2021-10-30 | LG Electronics | LG 350N1C-V5 | Solar Panels |  | 0.35 | 6 | 238 | 39 |  | Fixed | Roof
NJSTRE1545609067 | NJSRRE1543477465 | Transition Incentive Program | Kendall Park | 8824 | 11 | 14.07 | Residential | Yes | Behind the Meter | Net-metered residential rooftop and canopy |  | None | Pro Custom Solar dba Momentum Solar | PSE&G | Final As-Built Received | 2019-12-04 | 2019-12-06 | 2021-10-30 | HANWHA | Q.PEAK DUO BLK-G6+ 335 | Solar Panels |  | 0.335 | 9 | 57 | 28 |  | Fixed | Roof
NJSTRE1545609074 | NJSRRE1543571145 | Transition Incentive Program | Union | 7083 | 10 | 9.14 | Residential | Yes | Behind the Meter | Net-metered residential rooftop and canopy |  | None | Pro Custom Solar dba Momentum Solar | PSE&G | Final As-Built Received | 2019-12-19 | 2019-12-26 | 2021-10-30 | Hanwha | Q.Peak DUO BLK-G5 315 | Solar Panels |  | 0.315 | 10 | 131 | 40 |  | Fixed | Roof
NJSTRE1545609076 | NJSRRE1544431799 | Transition Incentive Program | Bloomfield | 7003 | 9 | 4.02 | Residential | Yes | Behind the Meter | Net-metered residential rooftop and canopy |  | None | Pro Custom Solar dba Momentum Solar | PSE&G | Final As-Built Received | 2020-02-11 | 2020-02-14 | 2021-10-30 | HANWHA | Q.PEAK DUO BLK G6+ 335 | Solar Panels |  | 0.335 | 4 | 175 | 11 |  | Fixed | Roof
NJSTRE1545609035 |  | Transition Incentive Program | Barnegat | 8005 | 18 | 4.69 | Residential | No | Behind the Meter | Net-metered residential rooftop and canopy |  | None | Seabright Solar | JCP&L | Accepted | 2020-09-17 | 2020-09-22 | 2021-10-30 | Sunpower | SPR-X21-335 | Solar Panels |  | 0.335 | 6 | 171 | 45 |  | Fixed | Roof
NJSTRE1545609087 | NJSRRE1544759165 | Transition Incentive Program | Willingboro | 8046 | 13 | 10.39 | Residential | Yes | Behind the Meter | Net-metered residential rooftop and canopy |  | None | Pro Custom Solar dba Momentum Solar | PSE&G | Final As-Built Received | 2020-03-23 | 2020-03-26 | 2021-10-30 | Hanwha | Q.Peak DUO BLK-G6+ 335 | Solar Panels |  | 0.335 | 8 | 118 | 28 |  | Fixed | Roof
NJSTRE1545609073 | NJSRRE1544201403 | Transition Incentive Program | Marlboro Township | 7746 | 17 | 39.55 | Residential | No | Behind the Meter | Net-metered residential rooftop and canopy |  | None | Pro Custom Solar dba Momentum Solar | JCP&L | Final As-Built Received | 2020-01-21 | 2020-01-24 | 2021-10-30 | LG ELECTRONICS | LG 350N1C-V5 | Solar Panels |  | 0.35 | 5 | 36 | 41 |  | Fixed | Roof
NJSTRE1545609073 | NJSRRE1544201403 | Transition Incentive Program | Marlboro Township | 7746 | 17 | 39.55 | Residential | No | Behind the Meter | Net-metered residential rooftop and canopy |  | None | Pro Custom Solar dba Momentum Solar | JCP&L | Final As-Built Received | 2020-01-21 | 2020-01-24 | 2021-10-30 | LG ELECTRONICS | LG 350N1C-V5 | Solar Panels |  | 0.35 | 18 | 36 | 40 |  | Fixed | Roof
NJSTRE1545609077 | NJSRRE1544610951 | Transition Incentive Program | PATERSON | 7503 | 6 | 7.37 | Residential | Yes | Behind the Meter | Net-metered residential rooftop and canopy |  | None | Pro Custom Solar dba Momentum Solar | PSE&G | Final As-Built Received | 2020-03-05 | 2020-03-10 | 2021-10-30 | Hanwha | Q. PEAK DUO BLK-G6+335 | Solar Panels |  | 0.335 | 4 | 77 | 22 |  | Fixed | Roof
NJSTRE1545609085 | NJSRRE1544623760 | Transition Incentive Program | Phillipsburg | 8865 | 2 | 10.15 | Residential | Yes | Behind the Meter | Net-metered residential rooftop and canopy |  | None | Pro Custom Solar dba Momentum Solar | JCP&L | Final As-Built Received | 2020-03-10 | 2020-03-16 | 2021-10-30 | lg electronics | LG 350N1C-V5 | Solar Panels |  | 0.35 | 20 | 244 | 30 |  | Fixed | Roof
NJSTRE1545609052 |  | Transition Incentive Program | Linden | 7036 | 10 | 14.35 | Residential | Yes | Behind the Meter | Net-metered residential rooftop and canopy |  | None | Pro Custom Solar dba Momentum Solar | PSE&G | Accepted | 2020-09-17 | 2020-09-22 | 2021-10-30 | LG | LG 350N1C-V5 | Solar Panels |  | 0.35 | 16 | 309 | 25 |  | Fixed | Roof
NJSTRE1545609174 |  | Transition Incentive Program | Sewell | 8080 | 15 | 13.02 | Residential | No | Behind the Meter | Net-metered residential rooftop and canopy |  | None | Bright Planet Solar | AC Electric | Accepted | 2020-09-17 | 2020-09-30 | 2021-10-30 | LONGI | LR6-60HPB-310M | Solar Panels |  | 0.31 | 13 | 245 | 18 |  | Fixed | Roof
NJSTRE1545609221 |  | Transition Incentive Program | ENGLEWOOD | 7631 | 7 | 5.85 | Residential | Yes | Behind the Meter | Net-metered residential rooftop and canopy |  | None | Vivint Solar Developer, LLC | PSE&G | Accepted | 2020-09-21 | 2020-09-22 | 2021-10-30 | JINKO SOLAR | JKM325M-60HBL | Solar Panels |  | 0.325 | 3 | 103 | 41 |  | Fixed | Roof
NJSTRE1545609254 | NJSRRE1544334145 | Transition Incentive Program | Franklin Lakes | 7417 | 7 | 11.78 | Residential | No | Behind The Meter | Behind the Meter |  | None | Sunrun Installation Services, Inc. | Orange Rockland Electric | Eligible for TI Program | 2020-01-30 | 2020-02-04 | 2021-10-30 | REC Solar | REC310TP2M | Solar Panels |  | 0.31 | 18 | 347 | 23 |  | Fixed | Roof
NJSTRE1545612752 |  | Transition Incentive Program | Manahawkin | 8050 | 18 | 9.14 | Residential | Yes | Behind the Meter | Net-metered residential rooftop and canopy |  | None | Suntuity Solar LLC | AC Electric | Accepted | 2020-09-18 | 2020-09-22 | 2021-10-30 | Longi | LR6-60HPB-315M | Solar Panels |  | 0.315 | 8 | 206 | 27 |  | Fixed | Roof
NJSTRE1545612764 |  | Transition Incentive Program | Evesham Township | 8053 | 13 | 10.8 | Residential | No | Behind the Meter | Net-metered residential rooftop and canopy |  | None | Suntuity Solar LLC | PSE&G | Accepted | 2020-09-18 | 2020-09-22 | 2021-10-30 | Longi | LR6-60HPB-315M | Solar Panels |  | 0.36 | 15 | 280 | 19 |  | Fixed | Roof
NJSTRE1545612829 |  | Transition Incentive Program | Montclair Twp | 7043 | 9 | 3.63 | Residential | No | Behind the Meter | Net-metered residential rooftop and canopy |  | None | Green Power Energy | PSE&G | Accepted | 2020-09-18 | 2020-09-22 | 2021-10-30 | LG Electronics | LG330N1K-V5 | Solar Panels |  | 0.33 | 11 | 101 | 22 |  | Fixed | Roof
NJSTRE1545612878 |  | Transition Incentive Program | Union beach | 7735 | 17 | 9.18 | Residential | Yes | Behind the Meter | Net-metered residential rooftop and canopy |  | None | Trinity Solar | JCP&L | Accepted | 2020-09-18 | 2020-09-22 | 2021-10-30 | Hanwha | Q.PEAK DUO BLK-G6 340 | Solar Panels |  | 0.34 | 4 | 119 | 18 |  | Fixed | Roof
NJSTRE1545609085 | NJSRRE1544623760 | Transition Incentive Program | Phillipsburg | 8865 | 2 | 10.15 | Residential | Yes | Behind the Meter | Net-metered residential rooftop and canopy |  | None | Pro Custom Solar dba Momentum Solar | JCP&L | Final As-Built Received | 2020-03-10 | 2020-03-16 | 2021-10-30 | lg electronics | LG 350N1C-V5 | Solar Panels |  | 0.35 | 9 | 64 | 30 |  | Fixed | Roof
NJSTRE1545609052 |  | Transition Incentive Program | Linden | 7036 | 10 | 14.35 | Residential | Yes | Behind the Meter | Net-metered residential rooftop and canopy |  | None | Pro Custom Solar dba Momentum Solar | PSE&G | Accepted | 2020-09-17 | 2020-09-22 | 2021-10-30 | LG | LG 350N1C-V5 | Solar Panels |  | 0.35 | 6 | 129 | 25 |  | Fixed | Roof
NJSTRE1545609198 |  | Transition Incentive Program | Cherry Hill Twp | 8002 | 14 | 12.71 | Residential | No | Behind the Meter | Net-metered residential rooftop and canopy |  | None | Bright Planet Solar | PSE&G | Accepted | 2020-09-17 | 2020-09-24 | 2021-10-30 | LONGI | LR6-60HPB-310M | Solar Panels |  | 0.31 | 22 | 6 | 26 |  | Fixed | Roof
NJSTRE1545609221 |  | Transition Incentive Program | ENGLEWOOD | 7631 | 7 | 5.85 | Residential | Yes | Behind the Meter | Net-metered residential rooftop and canopy |  | None | Vivint Solar Developer, LLC | PSE&G | Accepted | 2020-09-21 | 2020-09-22 | 2021-10-30 | JINKO SOLAR | JKM325M-60HBL | Solar Panels |  | 0.325 | 4 | 283 | 41 |  | Fixed | Roof
NJSTRE1545609254 | NJSRRE1544334145 | Transition Incentive Program | Franklin Lakes | 7417 | 7 | 11.78 | Residential | No | Behind The Meter | Behind the Meter |  | None | Sunrun Installation Services, Inc. | Orange Rockland Electric | Eligible for TI Program | 2020-01-30 | 2020-02-04 | 2021-10-30 | REC Solar | REC310TP2M | Solar Panels |  | 0.31 | 4 | 33 | 37 |  | Fixed | Roof
NJSTRE1545609254 | NJSRRE1544334145 | Transition Incentive Program | Franklin Lakes | 7417 | 7 | 11.78 | Residential | No | Behind The Meter | Behind the Meter |  | None | Sunrun Installation Services, Inc. | Orange Rockland Electric | Eligible for TI Program | 2020-01-30 | 2020-02-04 | 2021-10-30 | REC Solar | REC310TP2M | Solar Panels |  | 0.31 | 7 | 257 | 43 |  | Fixed | Roof
NJSTRE1545610776 |  | Transition Incentive Program | FAIRFIELD | 7004 | 9 | 15.93 | Residential | Yes | Behind the Meter | Net-metered residential rooftop and canopy |  | None | Vivint Solar Developer, LLC | PSE&G | Accepted | 2020-09-21 | 2020-09-22 | 2021-10-30 | JINKO SOLAR | JKM325M-60HBL | Solar Panels |  | 0.325 | 6 | 158 | 33 |  | Fixed | Roof
NJSTRE1545612757 |  | Transition Incentive Program | EVESHAM TWP | 8053 | 13 | 6.93 | Residential | Yes | Behind the Meter | Net-metered residential rooftop and canopy |  | None | Suntuity Solar LLC | PSE&G | Accepted | 2020-09-18 | 2020-09-22 | 2021-10-30 | Longi | LR6-60HPB-315M | Solar Panels |  | 0.315 | 12 | 188 | 24 |  | Fixed | Roof
NJSTRE1545612764 |  | Transition Incentive Program | Evesham Township | 8053 | 13 | 10.8 | Residential | No | Behind the Meter | Net-metered residential rooftop and canopy |  | None | Suntuity Solar LLC | PSE&G | Accepted | 2020-09-18 | 2020-09-22 | 2021-10-30 | Longi | LR6-60HPB-315M | Solar Panels |  | 0.36 | 15 | 100 | 25 |  | Fixed | Roof
NJSTRE1545612827 |  | Transition Incentive Program | Linden | 7036 | 10 | 7.04 | Residential | No | Behind the Meter | Net-metered residential rooftop and canopy |  | None | New Jersey Suntech | PSE&G | Accepted | 2020-09-18 | 2020-09-22 | 2021-10-30 | Hanwha | Q.Peak Duo 320 | Solar Panels |  | 0.32 | 22 | 125 | 40 |  | Fixed | Roof
NJSTRE1545612803 |  | Transition Incentive Program | Brick | 8724 | 18 | 14.43 | Residential | No | Behind the Meter | Net-metered residential rooftop and canopy |  | None | Whitman Construction, LLC | JCP&L | Accepted | 2020-09-18 | 2020-09-22 | 2021-10-30 | SOLARIA POWER | XT-370R-PD | Solar Panels |  | 0.37 | 9 | 109 | 29 |  | Fixed | Roof
NJSTRE1545612856 |  | Transition Incentive Program | Monroe Township | 8831 | 11 | 25.32 | Residential | No | Behind the Meter | Net-metered residential rooftop and canopy |  | None | Sunrun Installation Services, Inc. | JCP&L | Accepted | 2020-09-18 | 2020-09-22 | 2021-10-30 | LONGi Green Energy Technology Co Ltd | LR6-60HPB-305M | Solar Panels |  | 0.305 | 19 | 52 | 26 |  | Fixed | Roof
NJSTRE1545612878 |  | Transition Incentive Program | Union beach | 7735 | 17 | 9.18 | Residential | Yes | Behind the Meter | Net-metered residential rooftop and canopy |  | None | Trinity Solar | JCP&L | Accepted | 2020-09-18 | 2020-09-22 | 2021-10-30 | Hanwha | Q.PEAK DUO BLK-G6 340 | Solar Panels |  | 0.34 | 23 | 209 | 23 |  | Fixed | Roof
NJSTRE1545609075 | NJSRRE1543513019 | Transition Incentive Program | North Bergen | 7047 | 8 | 9.32 | Residential | Yes | Behind the Meter | Net-metered residential rooftop and canopy |  | None | Pro Custom Solar dba Momentum Solar | PSE&G | Final As-Built Received | 2019-12-11 | 2019-12-16 | 2021-10-30 | LG ELECTRONICS | LG 345N1C-V5 | Solar Panels |  | 0.345 | 8 | 121 | 14 |  | Fixed | Roof
NJSTRE1545609075 | NJSRRE1543513019 | Transition Incentive Program | North Bergen | 7047 | 8 | 9.32 | Residential | Yes | Behind the Meter | Net-metered residential rooftop and canopy |  | None | Pro Custom Solar dba Momentum Solar | PSE&G | Final As-Built Received | 2019-12-11 | 2019-12-16 | 2021-10-30 | LG ELECTRONICS | LG 345N1C-V5 | Solar Panels |  | 0.345 | 8 | 301 | 44 |  | Fixed | Roof
NJSTRE1545609080 | NJSRRE1544535607 | Transition Incentive Program | Morristown | 7960 | 3 | 3.41 | Residential | Yes | Behind the Meter | Net-metered residential rooftop and canopy |  | None | Sunrun Installation Services, Inc. | JCP&L | Final As-Built Received | 2020-02-25 | 2020-02-27 | 2021-10-30 | REC Solar | REC310TP2M | Solar Panels |  | 0.31 | 11 | 119 | 27 |  | Fixed | Roof
NJSTRE1545609090 | NJSRRE1544760216 | Transition Incentive Program | Roselle Park | 7204 | 10 | 4.36 | Residential | Yes | Behind the Meter | Net-metered residential rooftop and canopy |  | None | Pro Custom Solar dba Momentum Solar | PSE&G | Final As-Built Received | 2020-03-24 | 2020-03-27 | 2021-10-30 | Hanwha | Q.Peak DUO BLK-G6+ 335 | Solar Panels |  | 0.335 | 13 | 156 | 46 |  | Fixed | Roof
NJSTRE1545609052 |  | Transition Incentive Program | Linden | 7036 | 10 | 14.35 | Residential | Yes | Behind the Meter | Net-metered residential rooftop and canopy |  | None | Pro Custom Solar dba Momentum Solar | PSE&G | Accepted | 2020-09-17 | 2020-09-22 | 2021-10-30 | LG | LG 350N1C-V5 | Solar Panels |  | 0.35 | 4 | 39 | 10 |  | Fixed | Roof
NJSTRE1545609088 |  | Transition Incentive Program | Little Ferry | 7643 | 7 | 7.15 | Residential | Yes | Behind the Meter | Net-metered residential rooftop and canopy |  | None | Vivint Solar Developer, LLC | PSE&G | Accepted | 2020-09-21 | 2020-09-22 | 2021-10-30 | JINKO SOLAR | JKM325M-60HBL | Solar Panels |  | 0.325 | 8 | 55 | 16 |  | Fixed | Roof
NJSTRE1545609251 | NJSRRE1544535308 | Transition Incentive Program | Freehold | 7728 | 17 | 5.27 | Residential | No | Behind The Meter | Net-metered residential rooftop and canopy |  | None | Sunrun Installation Services, Inc. | JCP&L | Final As-Built Received | 2020-02-25 | 2020-02-27 | 2021-10-30 | REC Solar | REC310TP2M | Solar Panels |  | 0.31 | 5 | 292 | 23 |  | Fixed | Roof
NJSTRE1545610805 |  | Transition Incentive Program | Livingston | 7039 | 9 | 14.72 | Residential | No | Behind the Meter | Net-metered residential rooftop and canopy |  | None | SunPower Corporation, Systems | PSE&G | Accepted | 2020-09-17 | 2020-09-22 | 2021-10-30 | SunPower | SPR-E20-327-E-AC | Solar Panels |  | 0.327 | 14 | 234 | 20 |  | Fixed | Roof
NJSTRE1545612763 |  | Transition Incentive Program | North Brunswick | 8902 | 11 | 6.3 | Residential | No | Behind the Meter | Net-metered residential rooftop and canopy |  | None | Suntuity Solar LLC | PSE&G | Accepted | 2020-09-18 | 2020-09-22 | 2021-10-30 | Longi | LR6-60HPB-315M | Solar Panels |  | 0.315 | 9 | 20 | 13 |  | Fixed | Roof
NJSTRE1545612772 |  | Transition Incentive Program | DUNELLEN | 8812 | 11 | 3.02 | Residential | No | Behind the Meter | Net-metered residential rooftop and canopy |  | None | SEA BRIGHT SOLAR, LLC | PSE&G | Accepted | 2020-09-18 | 2020-09-22 | 2021-10-30 | SUNPOWER | SPR-335-BLK-AC | Solar Panels |  | 0.335 | 4 | 140 | 37 |  | Fixed | Roof | SE
NJSTRE1545612831 |  | Transition Incentive Program | Blackwood | 8012 | 14 | 6.4 | Residential | Yes | Behind the Meter | Net-metered residential rooftop and canopy |  | None | Trinity Solar | PSE&G | Accepted | 2020-09-18 | 2020-09-22 | 2021-10-30 | Hanwha | Q.PEAK DUO BLK-G5 320 | Solar Panels |  | 0.32 | 10 | 238 | 18 |  | Fixed | Roof
NJSTRE1545612914 |  | Transition Incentive Program | Bound Brook Boro | 8805 | 5 | 12.24 | Residential | Yes | Behind the Meter | Net-metered residential rooftop and canopy |  | None | Tesla Energy Operations Inc. | PSE&G | Accepted | 2020-09-18 | 2020-09-22 | 2021-10-30 | Hanwha Q-CELLS | Q.Peak DUO BLK-G6+ 340 | Solar Panels |  | 0.34 | 9 | 15 | 18 |  | Fixed | Roof
NJSTRE1545609065 | NJSRRE1542581434 | Transition Incentive Program | Irvington | 7111 | 9 | 6.65 | Residential | Yes | Behind the Meter | Net-metered residential rooftop and canopy |  | None | Pro Custom Solar dba Momentum Solar | PSE&G | Final As-Built Received | 2019-10-24 | 2019-10-28 | 2021-10-30 | LG Electronics | LG 350N1C-V5 | Solar Panels |  | 0.35 | 8 | 301 | 22 |  | Fixed | Roof
NJSTRE1545609066 | NJSRRE1543067592 | Transition Incentive Program | Warren | 7059 | 5 | 23.8 | Residential | Yes | Behind the Meter | Net-metered residential rooftop and canopy |  | None | Pro Custom Solar dba Momentum Solar | JCP&L | Final As-Built Received | 2019-11-12 | 2019-11-14 | 2021-10-30 | LG Electronics | LG 345N1C-V5 | Solar Panels |  | 0.35 | 12 | 58 | 39 |  | Fixed | Roof
NJSTRE1545609073 | NJSRRE1544201403 | Transition Incentive Program | Marlboro Township | 7746 | 17 | 39.55 | Residential | No | Behind the Meter | Net-metered residential rooftop and canopy |  | None | Pro Custom Solar dba Momentum Solar | JCP&L | Final As-Built Received | 2020-01-21 | 2020-01-24 | 2021-10-30 | LG ELECTRONICS | LG 350N1C-V5 | Solar Panels |  | 0.35 | 16 | 216 | 39 |  | Fixed | Roof
NJSTRE1545609074 | NJSRRE1543571145 | Transition Incentive Program | Union | 7083 | 10 | 9.14 | Residential | Yes | Behind the Meter | Net-metered residential rooftop and canopy |  | None | Pro Custom Solar dba Momentum Solar | PSE&G | Final As-Built Received | 2019-12-19 | 2019-12-26 | 2021-10-30 | Hanwha | Q.Peak DUO BLK-G5 315 | Solar Panels |  | 0.315 | 10 | 131 | 22 |  | Fixed | Roof
NJSTRE1545609075 | NJSRRE1543513019 | Transition Incentive Program | North Bergen | 7047 | 8 | 9.32 | Residential | Yes | Behind the Meter | Net-metered residential rooftop and canopy |  | None | Pro Custom Solar dba Momentum Solar | PSE&G | Final As-Built Received | 2019-12-11 | 2019-12-16 | 2021-10-30 | LG ELECTRONICS | LG 345N1C-V5 | Solar Panels |  | 0.345 | 5 | 121 | 42 |  | Fixed | Roof
NJSTRE1545609076 | NJSRRE1544431799 | Transition Incentive Program | Bloomfield | 7003 | 9 | 4.02 | Residential | Yes | Behind the Meter | Net-metered residential rooftop and canopy |  | None | Pro Custom Solar dba Momentum Solar | PSE&G | Final As-Built Received | 2020-02-11 | 2020-02-14 | 2021-10-30 | HANWHA | Q.PEAK DUO BLK G6+ 335 | Solar Panels |  | 0.335 | 8 | 175 | 40 |  | Fixed | Roof
NJSTRE1545609078 | NJSRRE1544469869 | Transition Incentive Program | Elmwood Park | 7407 | 7 | 6.7 | Residential | Yes | Behind the Meter | Net-metered residential rooftop and canopy |  | None | Pro Custom Solar dba Momentum Solar | PSE&G | Final As-Built Received | 2020-02-18 | 2020-02-21 | 2021-10-30 | Hanwha | Q.Peak DUO BLK-G6+ 335 | Solar Panels |  | 0.335 | 5 | 251 | 16 |  | Fixed | Roof
NJSTRE1545609083 | NJSRRE1544538195 | Transition Incentive Program | Rahway | 7065 | 10 | 14.15 | Residential | Yes | Behind the Meter | Net-metered residential rooftop and canopy |  | None | Sunrun Installation Services, Inc. | PSE&G | Final As-Built Received | 2020-02-25 | 2020-02-28 | 2021-10-30 | LG Electronics | LG345N1C-V5 | Solar Panels |  | 0.345 | 15 | 191 | 18 |  | Fixed | Roof
NJSTRE1545609035 |  | Transition Incentive Program | Barnegat | 8005 | 18 | 4.69 | Residential | No | Behind the Meter | Net-metered residential rooftop and canopy |  | None | Seabright Solar | JCP&L | Accepted | 2020-09-17 | 2020-09-22 | 2021-10-30 | Sunpower | SPR-X21-335 | Solar Panels |  | 0.335 | 8 | 81 | 34 |  | Fixed | Roof
NJSTRE1545609087 | NJSRRE1544759165 | Transition Incentive Program | Willingboro | 8046 | 13 | 10.39 | Residential | Yes | Behind the Meter | Net-metered residential rooftop and canopy |  | None | Pro Custom Solar dba Momentum Solar | PSE&G | Final As-Built Received | 2020-03-23 | 2020-03-26 | 2021-10-30 | Hanwha | Q.Peak DUO BLK-G6+ 335 | Solar Panels |  | 0.335 | 9 | 28 | 27 |  | Fixed | Roof
NJSTRE1545609088 |  | Transition Incentive Program | Little Ferry | 7643 | 7 | 7.15 | Residential | Yes | Behind the Meter | Net-metered residential rooftop and canopy |  | None | Vivint Solar Developer, LLC | PSE&G | Accepted | 2020-09-21 | 2020-09-22 | 2021-10-30 | JINKO SOLAR | JKM325M-60HBL | Solar Panels |  | 0.325 | 14 | 325 | 16 |  | Fixed | Roof
NJSTRE1545609129 |  | Transition Incentive Program | Sparta | 7871 | 1 | 8.16 | Residential | Yes | Behind the Meter | Net-metered residential rooftop and canopy |  | None | Tesla Energy Operations Inc. | JCP&L | Accepted | 2020-09-17 | 2020-09-22 | 2021-10-30 | Hanwha Q-CELLS | Q.Peak DUO BLK-G6+ 340 | Solar Panels |  | 0.34 | 24 | 223 | 34 |  | Fixed | Roof
NJSTRE1545609241 |  | Transition Incentive Program | EGG HARBOR TOWNSHIP | 8234 | 19 | 7.44 | Residential | No | Behind the Meter | Net-metered residential rooftop and canopy |  | None | Bright Planet Solar | AC Electric | Accepted | 2020-09-17 | 2020-09-24 | 2021-10-30 | LONGI | LR6-60HPB-310M | Solar Panels |  | 0.31 | 12 | 267 | 30 |  | Fixed | Roof
NJSTRE1545609221 |  | Transition Incentive Program | ENGLEWOOD | 7631 | 7 | 5.85 | Residential | Yes | Behind the Meter | Net-metered residential rooftop and canopy |  | None | Vivint Solar Developer, LLC | PSE&G | Accepted | 2020-09-21 | 2020-09-22 | 2021-10-30 | JINKO SOLAR | JKM325M-60HBL | Solar Panels |  | 0.325 | 11 | 193 | 41 |  | Fixed | Roof
NJSTRE1545609255 | NJSRRE1544428573 | Transition Incentive Program | Ocean City | 8226 | 21 | 5.89 | Residential | Yes | Behind The Meter | Behind the Meter |  | None | Sunrun Installation Services, Inc. | AC Electric | Eligible for TI Program | 2020-02-10 | 2020-02-12 | 2021-10-30 | REC Solar | REC310TP2M | Solar Panels |  | 0.31 | 12 | 39 | 23 |  | Fixed | Roof
NJSTRE1545612751 |  | Transition Incentive Program | WAYNE | 7470 | 6 | 14.18 | Residential | Yes | Behind the Meter | Net-metered residential rooftop and canopy |  | None | Suntuity Solar LLC | JCP&L | Accepted | 2020-09-18 | 2020-09-22 | 2021-10-30 | Longi | LR6-60HPB-315M | Solar Panels |  | 0.315 | 5 | 172 | 40 |  | Fixed | Roof
NJSTRE1545612752 |  | Transition Incentive Program | Manahawkin | 8050 | 18 | 9.14 | Residential | Yes | Behind the Meter | Net-metered residential rooftop and canopy |  | None | Suntuity Solar LLC | AC Electric | Accepted | 2020-09-18 | 2020-09-22 | 2021-10-30 | Longi | LR6-60HPB-315M | Solar Panels |  | 0.315 | 21 | 116 | 27 |  | Fixed | Roof
NJSTRE1545612914 |  | Transition Incentive Program | Bound Brook Boro | 8805 | 5 | 12.24 | Residential | Yes | Behind the Meter | Net-metered residential rooftop and canopy |  | None | Tesla Energy Operations Inc. | PSE&G | Accepted | 2020-09-18 | 2020-09-22 | 2021-10-30 | Hanwha Q-CELLS | Q.Peak DUO BLK-G6+ 340 | Solar Panels |  | 0.34 | 6 | 285 | 23 |  | Fixed | Roof
NJSTRE1545612968 |  | Transition Incentive Program | TOTOWA | 7512 | 6 | 9.1 | Residential | Yes | Behind the Meter | Net-metered residential rooftop and canopy |  | None | Vivint Solar Developer, LLC | PSE&G | Accepted | 2020-09-22 | 2020-09-22 | 2021-10-30 | JINKO SOLAR | JKM325M-60HBL | Solar Panels |  | 0.325 | 10 | 258 | 18 |  | Fixed | Roof
NJSTRE1545613069 |  | Transition Incentive Program | MAPLE SHADE | 8052 | 13 | 6.5 | Residential | Yes | Behind the Meter | Net-metered residential rooftop and canopy |  | None | Vivint Solar Developer, LLC | PSE&G | Accepted | 2020-09-18 | 2020-09-22 | 2021-10-30 | JINKO SOLAR | JKM325M-60HBL | Solar Panels |  | 0.325 | 8 | 222 | 40 |  | Fixed | Roof
NJSTRE1545613129 |  | Transition Incentive Program | LODI | 7644 | 7 | 7.15 | Residential | Yes | Behind the Meter | Net-metered residential rooftop and canopy |  | None | Vivint Solar Developer, LLC | PSE&G | Accepted | 2020-09-22 | 2020-09-23 | 2021-10-30 | JINKO SOLAR | JKM325M-60HBL | Solar Panels |  | 0.325 | 10 | 126 | 42 |  | Fixed | Roof
NJSTRE1545613168 |  | Transition Incentive Program | Pennsville | 8070 | 16 | 18.2 | Residential | No | Behind the Meter | Net-metered residential rooftop and canopy |  | None | RCL Enterprises Inc. | AC Electric | Accepted | 2020-09-18 | 2020-09-22 | 2021-10-30 | Trina Solar | TSM-325DD06M | Solar Panels |  | 0.325 | 26 | 210 | 20 |  | Fixed | Roof
NJSTRE1545613172 |  | Transition Incentive Program | PENNSAUKEN | 8109 | 14 | 8.78 | Residential | Yes | Behind the Meter | Net-metered residential rooftop and canopy |  | None | Vivint Solar Developer, LLC | PSE&G | Accepted | 2020-09-22 | 2020-09-24 | 2021-10-30 | JINKO SOLAR | JKM325M-60HBL | Solar Panels |  | 0.325 | 6 | 156 | 34 |  | Fixed | Roof
NJSTRE1545613200 |  | Transition Incentive Program | East Brunswick | 8816 | 11 | 16.32 | Residential | No | Behind the Meter | Net-metered residential rooftop and canopy |  | None | Tesla Energy Operations Inc. | JCP&L | Accepted | 2020-09-18 | 2020-09-22 | 2021-10-30 | Hanwha Q-CELLS | Q.Peak DUO BLK-G6+ 340 | Solar Panels |  | 0.34 | 22 | 41 | 23 |  | Fixed | Roof
NJSTRE1545609174 |  | Transition Incentive Program | Sewell | 8080 | 15 | 13.02 | Residential | No | Behind the Meter | Net-metered residential rooftop and canopy |  | None | Bright Planet Solar | AC Electric | Accepted | 2020-09-17 | 2020-09-30 | 2021-10-30 | LONGI | LR6-60HPB-310M | Solar Panels |  | 0.31 | 29 | 245 | 18 |  | Fixed | Roof
NJSTRE1545609255 | NJSRRE1544428573 | Transition Incentive Program | Ocean City | 8226 | 21 | 5.89 | Residential | Yes | Behind The Meter | Behind the Meter |  | None | Sunrun Installation Services, Inc. | AC Electric | Eligible for TI Program | 2020-02-10 | 2020-02-12 | 2021-10-30 | REC Solar | REC310TP2M | Solar Panels |  | 0.31 | 7 | 219 | 23 |  | Fixed | Roof
NJSTRE1545610776 |  | Transition Incentive Program | FAIRFIELD | 7004 | 9 | 15.93 | Residential | Yes | Behind the Meter | Net-metered residential rooftop and canopy |  | None | Vivint Solar Developer, LLC | PSE&G | Accepted | 2020-09-21 | 2020-09-22 | 2021-10-30 | JINKO SOLAR | JKM325M-60HBL | Solar Panels |  | 0.325 | 27 | 158 | 33 |  | Fixed | Roof
NJSTRE1545612750 |  | Transition Incentive Program | Mt Royal | 8061 | 15 | 6.3 | Residential | No | Behind the Meter | Net-metered residential rooftop and canopy |  | None | Suntuity Solar LLC | AC Electric | Accepted | 2020-09-18 | 2020-09-22 | 2021-10-30 | Longi | LR6-60HPB-315M | Solar Panels |  | 0.315 | 14 | 221 | 31 |  | Fixed | Roof
NJSTRE1545612757 |  | Transition Incentive Program | EVESHAM TWP | 8053 | 13 | 6.93 | Residential | Yes | Behind the Meter | Net-metered residential rooftop and canopy |  | None | Suntuity Solar LLC | PSE&G | Accepted | 2020-09-18 | 2020-09-22 | 2021-10-30 | Longi | LR6-60HPB-315M | Solar Panels |  | 0.315 | 10 | 8 | 24 |  | Fixed | Roof
NJSTRE1545612762 |  | Transition Incentive Program | neptune | 7753 | 17 | 9.6 | Residential | No | Behind the Meter | Net-metered residential rooftop and canopy |  | None | Hytek Energy | JCP&L | Final As-Built Received | 2020-09-18 | 2020-09-22 | 2021-10-30 | trina | trina310w | Solar Panels |  | 0.31 | 18 | 147 | 30 |  | Fixed | Roof
NJSTRE1545612803 |  | Transition Incentive Program | Brick | 8724 | 18 | 14.43 | Residential | No | Behind the Meter | Net-metered residential rooftop and canopy |  | None | Whitman Construction, LLC | JCP&L | Accepted | 2020-09-18 | 2020-09-22 | 2021-10-30 | SOLARIA POWER | XT-370R-PD | Solar Panels |  | 0.37 | 10 | 108 | 29 |  | Fixed | Roof
NJSTRE1545612867 |  | Transition Incentive Program | MANAHAWKIN | 8050 | 18 | 12.35 | Residential | Yes | Behind the Meter | Net-metered residential rooftop and canopy |  | None | Vivint Solar Developer, LLC | AC Electric | Accepted | 2020-09-18 | 2020-09-22 | 2021-10-30 | JINKO SOLAR | JKM325M-60HBL | Solar Panels |  | 0.325 | 21 | 336 | 42 |  | Fixed | Roof
NJSTRE1545612982 |  | Transition Incentive Program | Jackson | 8527 | 18 | 12.58 | Residential | Yes | Behind the Meter | Net-metered residential rooftop and canopy |  | None | Trinity Solar | JCP&L | Accepted | 2020-09-18 | 2020-09-22 | 2021-10-30 | Hanwha | Q.PEAK DUO BLK-G6 340 | Solar Panels |  | 0.34 | 6 | 317 | 40 |  | Fixed | Roof
NJSTRE1545613179 |  | Transition Incentive Program | Lanoka Harbor | 8734 | 18 | 4.02 | Residential | No | Behind the Meter | Net-metered residential rooftop and canopy |  | None | Vision Solar LLC | JCP&L | Accepted | 2020-09-18 | 2020-09-23 | 2021-10-30 | HANWHA Q-CELLS | Q.PEAK DUO-G6+ 335 | Solar Panels |  | 0.335 | 12 | 273 | 20 |  | Fixed | Roof
NJSTRE1545613206 |  | Transition Incentive Program | Lavallette | 8735 | 18 | 2.68 | Residential | Yes | Behind the Meter | Net-metered residential rooftop and canopy |  | None | Vision Solar LLC | JCP&L | Accepted | 2020-09-18 | 2020-09-23 | 2021-10-30 | HANWHA Q-CELLS | Q.PEAK DUO-G6+ 335 | Solar Panels |  | 0.335 | 2 | 16 | 14 |  | Fixed | Roof
NJSTRE1545613210 |  | Transition Incentive Program | Cherry Hill | 8003 | 14 | 4.2 | Residential | Yes | Behind the Meter | Net-metered residential rooftop and canopy |  | None | Pro Custom Solar dba Momentum Solar | PSE&G | Accepted | 2020-09-18 | 2020-09-22 | 2021-10-30 | LG | LG 350N1C-V5 | Solar Panels |  | 0.35 | 4 | 107 | 287 |  | Fixed | Roof
NJSTRE1545613255 |  | Transition Incentive Program | Millville | 8332 | 20 | 14.08 | Residential | Yes | Behind the Meter | Net-metered residential rooftop and canopy |  | None | RCL Enterprises Inc. | AC Electric | Accepted | 2020-09-18 | 2020-09-22 | 2021-10-30 | Trina Solar | TSM-320DD06M | Solar Panels |  | 0.32 | 44 | 212 | 20 |  | Fixed | Roof
NJSTRE1545612856 |  | Transition Incentive Program | Monroe Township | 8831 | 11 | 25.32 | Residential | No | Behind the Meter | Net-metered residential rooftop and canopy |  | None | Sunrun Installation Services, Inc. | JCP&L | Accepted | 2020-09-18 | 2020-09-22 | 2021-10-30 | LONGi Green Energy Technology Co Ltd | LR6-60HPB-305M | Solar Panels |  | 0.305 | 33 | 323 | 36 |  | Fixed | Roof
NJSTRE1545612895 |  | Transition Incentive Program | Villas | 8251 | 21 | 7.14 | Residential | Yes | Behind the Meter | Net-metered residential rooftop and canopy |  | None | Trinity Solar | AC Electric | Accepted | 2020-09-18 | 2020-09-24 | 2021-10-30 | Hanwha | Q.PEAK DUO BLK-G6 340 | Solar Panels |  | 0.34 | 21 | 119 | 18 |  | Fixed | Roof
NJSTRE1545612867 |  | Transition Incentive Program | MANAHAWKIN | 8050 | 18 | 12.35 | Residential | Yes | Behind the Meter | Net-metered residential rooftop and canopy |  | None | Vivint Solar Developer, LLC | AC Electric | Accepted | 2020-09-18 | 2020-09-22 | 2021-10-30 | JINKO SOLAR | JKM325M-60HBL | Solar Panels |  | 0.325 | 17 | 156 | 42 |  | Fixed | Roof
NJSTRE1545612914 |  | Transition Incentive Program | Bound Brook Boro | 8805 | 5 | 12.24 | Residential | Yes | Behind the Meter | Net-metered residential rooftop and canopy |  | None | Tesla Energy Operations Inc. | PSE&G | Accepted | 2020-09-18 | 2020-09-22 | 2021-10-30 | Hanwha Q-CELLS | Q.Peak DUO BLK-G6+ 340 | Solar Panels |  | 0.34 | 9 | 195 | 18 |  | Fixed | Roof
NJSTRE1545612927 |  | Transition Incentive Program | Edison | 8820 | 11 | 12.2 | Residential | Yes | Behind the Meter | Net-metered residential rooftop and canopy |  | None | Sunrun, Inc. | PSE&G | Accepted | 2020-09-18 | 2020-09-22 | 2021-10-30 | LONGi Green Energy Technology Co Ltd | LR6-60HPB-305M | Solar Panels |  | 0.305 | 4 | 18 | 23 |  | Fixed | Roof
NJSTRE1545612968 |  | Transition Incentive Program | TOTOWA | 7512 | 6 | 9.1 | Residential | Yes | Behind the Meter | Net-metered residential rooftop and canopy |  | None | Vivint Solar Developer, LLC | PSE&G | Accepted | 2020-09-22 | 2020-09-22 | 2021-10-30 | JINKO SOLAR | JKM325M-60HBL | Solar Panels |  | 0.325 | 9 | 258 | 20 |  | Fixed | Roof
NJSTRE1545613015 |  | Transition Incentive Program | South Plainfield | 7080 | 11 | 7.14 | Residential | Yes | Behind the Meter | Net-metered residential rooftop and canopy |  | None | Trinity Solar | PSE&G | Accepted | 2020-09-18 | 2020-09-22 | 2021-10-30 | HANWHA 340 (Q.PEAK DUO BLK-G6 340) | HANWHA 340 (Q.PEAK DUO BLK-G6 340) | Solar Panels |  | 0.34 | 13 | 169 | 18 |  | Fixed | Roof
NJSTRE1545613077 |  | Transition Incentive Program | Clayton | 8312 | 15 | 6.18 | Residential | No | Behind the Meter | Net-metered residential rooftop and canopy |  | None | EMT Renewables | AC Electric | Accepted | 2020-09-18 | 2020-09-22 | 2021-10-30 | Trina | 325-BLK | Solar Panels |  | 0.325 | 8 | 83 | 31 |  | Fixed | Roof
NJSTRE1545613129 |  | Transition Incentive Program | LODI | 7644 | 7 | 7.15 | Residential | Yes | Behind the Meter | Net-metered residential rooftop and canopy |  | None | Vivint Solar Developer, LLC | PSE&G | Accepted | 2020-09-22 | 2020-09-23 | 2021-10-30 | JINKO SOLAR | JKM325M-60HBL | Solar Panels |  | 0.325 | 12 | 306 | 42 |  | Fixed | Roof
NJSTRE1545613153 |  | Transition Incentive Program | Wallington | 7057 | 7 | 4.88 | Residential | Yes | Behind the Meter | Net-metered residential rooftop and canopy | NA | None | Sunrun Installation Services, Inc. | PSE&G | Accepted | 2020-09-18 | 2020-09-22 | 2021-10-30 | LONGi Green Energy Technology Co Ltd | LR6-60HPB-305M | Solar Panels |  | 0.305 | 4 | 53 | 40 |  | Fixed | Roof
NJSTRE1545613168 |  | Transition Incentive Program | Pennsville | 8070 | 16 | 18.2 | Residential | No | Behind the Meter | Net-metered residential rooftop and canopy |  | None | RCL Enterprises Inc. | AC Electric | Accepted | 2020-09-18 | 2020-09-22 | 2021-10-30 | Trina Solar | TSM-325DD06M | Solar Panels |  | 0.325 | 30 | 30 | 20 |  | Fixed | Roof
NJSTRE1545613190 |  | Transition Incentive Program | Newark | 7104 | 9 | 4.14 | Residential | No | Behind the Meter | Net-metered residential rooftop and canopy |  | None | Sunrun Installation Services, Inc. | PSE&G | Accepted | 2020-09-18 | 2020-09-22 | 2021-10-30 | LG Electronics | LG345N1C-V5 | Solar Panels |  | 0.345 | 12 | 201 | 10 |  | Fixed | Roof
NJSTRE1545610776 |  | Transition Incentive Program | FAIRFIELD | 7004 | 9 | 15.93 | Residential | Yes | Behind the Meter | Net-metered residential rooftop and canopy |  | None | Vivint Solar Developer, LLC | PSE&G | Accepted | 2020-09-21 | 2020-09-22 | 2021-10-30 | JINKO SOLAR | JKM325M-60HBL | Solar Panels |  | 0.325 | 14 | 338 | 33 |  | Fixed | Roof
NJSTRE1545612807 |  | Transition Incentive Program | Little Falls | 7424 | 6 | 5.36 | Residential | Yes | Behind the Meter | Net-metered residential rooftop and canopy |  | None | Suntuity Solar LLC | PSE&G | Accepted | 2020-09-18 | 2020-09-22 | 2021-10-30 | Longi | LR6-60HPB-315M | Solar Panels |  | 0.315 | 4 | 201 | 28 |  | Fixed | Roof
NJSTRE1545612807 |  | Transition Incentive Program | Little Falls | 7424 | 6 | 5.36 | Residential | Yes | Behind the Meter | Net-metered residential rooftop and canopy |  | None | Suntuity Solar LLC | PSE&G | Accepted | 2020-09-18 | 2020-09-22 | 2021-10-30 | Longi | LR6-60HPB-315M | Solar Panels |  | 0.315 | 13 | 111 | 22 |  | Fixed | Roof
NJSTRE1545612803 |  | Transition Incentive Program | Brick | 8724 | 18 | 14.43 | Residential | No | Behind the Meter | Net-metered residential rooftop and canopy |  | None | Whitman Construction, LLC | JCP&L | Accepted | 2020-09-18 | 2020-09-22 | 2021-10-30 | SOLARIA POWER | XT-370R-PD | Solar Panels |  | 0.37 | 9 | 289 | 29 |  | Fixed | Roof
NJSTRE1545612845 |  | Transition Incentive Program | Browns Mills | 8015 | 13 | 7.02 | Residential | Yes | Behind the Meter | Net-metered residential rooftop and canopy |  | None | Sunrun Installation Services, Inc. | JCP&L | Accepted | 2020-09-18 | 2020-09-22 | 2021-10-30 | LONGi Green Energy Technology Co Ltd | LR6-60HPB-305M | Solar Panels |  | 0.305 | 12 | 349 | 25 |  | Fixed | Roof
NJSTRE1545612856 |  | Transition Incentive Program | Monroe Township | 8831 | 11 | 25.32 | Residential | No | Behind the Meter | Net-metered residential rooftop and canopy |  | None | Sunrun Installation Services, Inc. | JCP&L | Accepted | 2020-09-18 | 2020-09-22 | 2021-10-30 | LONGi Green Energy Technology Co Ltd | LR6-60HPB-305M | Solar Panels |  | 0.305 | 26 | 232 | 26 |  | Fixed | Roof
NJSTRE1545612856 |  | Transition Incentive Program | Monroe Township | 8831 | 11 | 25.32 | Residential | No | Behind the Meter | Net-metered residential rooftop and canopy |  | None | Sunrun Installation Services, Inc. | JCP&L | Accepted | 2020-09-18 | 2020-09-22 | 2021-10-30 | LONGi Green Energy Technology Co Ltd | LR6-60HPB-305M | Solar Panels |  | 0.305 | 5 | 143 | 36 |  | Fixed | Roof
NJSTRE1545612927 |  | Transition Incentive Program | Edison | 8820 | 11 | 12.2 | Residential | Yes | Behind the Meter | Net-metered residential rooftop and canopy |  | None | Sunrun, Inc. | PSE&G | Accepted | 2020-09-18 | 2020-09-22 | 2021-10-30 | LONGi Green Energy Technology Co Ltd | LR6-60HPB-305M | Solar Panels |  | 0.305 | 5 | 198 | 18 |  | Fixed | Roof
NJSTRE1545613015 |  | Transition Incentive Program | South Plainfield | 7080 | 11 | 7.14 | Residential | Yes | Behind the Meter | Net-metered residential rooftop and canopy |  | None | Trinity Solar | PSE&G | Accepted | 2020-09-18 | 2020-09-22 | 2021-10-30 | HANWHA 340 (Q.PEAK DUO BLK-G6 340) | HANWHA 340 (Q.PEAK DUO BLK-G6 340) | Solar Panels |  | 0.34 | 8 | 261 | 30 |  | Fixed | Roof
NJSTRE1545613004 |  | Transition Incentive Program | Carneys Point | 8069 | 16 | 5.76 | Residential | Yes | Behind the Meter | Net-metered residential rooftop and canopy |  | None | RCL Enterprises Inc. | AC Electric | Accepted | 2020-09-18 | 2020-09-22 | 2021-10-30 | Trina Solar | TSM-320DD06M | Solar Panels |  | 0.32 | 18 | 138 | 20 |  | Fixed | Roof
NJSTRE1545613101 |  | Transition Incentive Program | PENNSAUKEN | 8110 | 14 | 11.7 | Residential | Yes | Behind the Meter | Net-metered residential rooftop and canopy |  | None | Vivint Solar Developer, LLC | PSE&G | Accepted | 2020-09-22 | 2020-09-22 | 2021-10-30 | JINKO SOLAR | JKM325M-60HBL | Solar Panels |  | 0.325 | 21 | 220 | 23 |  | Fixed | Roof
NJSTRE1545613111 |  | Transition Incentive Program | Millstone Township | 8535 | 17 | 9.52 | Residential | No | Behind the Meter | Net-metered residential rooftop and canopy |  | None | Tesla Energy Operations Inc. | JCP&L | Accepted | 2020-09-18 | 2020-09-22 | 2021-10-30 | Hanwha Q-CELLS | Q.Peak DUO BLK-G6+ 340 | Solar Panels |  | 0.34 | 24 | 158 | 34 |  | Fixed | Roof
NJSTRE1545609075 | NJSRRE1543513019 | Transition Incentive Program | North Bergen | 7047 | 8 | 9.32 | Residential | Yes | Behind the Meter | Net-metered residential rooftop and canopy |  | None | Pro Custom Solar dba Momentum Solar | PSE&G | Final As-Built Received | 2019-12-11 | 2019-12-16 | 2021-10-30 | LG ELECTRONICS | LG 345N1C-V5 | Solar Panels |  | 0.345 | 3 | 121 | 26 |  | Fixed | Roof
NJSTRE1545609079 | NJSRRE1544546703 | Transition Incentive Program | Cliffside Park | 7010 | 7 | 7.04 | Residential | Yes | Behind the Meter | Net-metered residential rooftop and canopy |  | None | Pro Custom Solar dba Momentum Solar | PSE&G | Final As-Built Received | 2020-02-27 | 2020-03-03 | 2021-10-30 | Hanwha | Q.Peak DUO BLK-G6+ 335 | Solar Panels |  | 0.335 | 4 | 37 | 28 |  | Fixed | Roof
NJSTRE1545609052 |  | Transition Incentive Program | Linden | 7036 | 10 | 14.35 | Residential | Yes | Behind the Meter | Net-metered residential rooftop and canopy |  | None | Pro Custom Solar dba Momentum Solar | PSE&G | Accepted | 2020-09-17 | 2020-09-22 | 2021-10-30 | LG | LG 350N1C-V5 | Solar Panels |  | 0.35 | 5 | 129 | 24 |  | Fixed | Roof
NJSTRE1545609151 |  | Transition Incentive Program | Carteret | 7008 | 11 | 5.6 | Residential | Yes | Behind the Meter | Net-metered residential rooftop and canopy |  | None | Pro Custom Solar dba Momentum Solar | PSE&G | Accepted | 2020-09-17 | 2020-09-22 | 2021-10-30 | LG | LG 350N1C-V5 | Solar Panels |  | 0.35 | 5 | 125 | 9 |  | Fixed | Roof
NJSTRE1545609241 |  | Transition Incentive Program | EGG HARBOR TOWNSHIP | 8234 | 19 | 7.44 | Residential | No | Behind the Meter | Net-metered residential rooftop and canopy |  | None | Bright Planet Solar | AC Electric | Accepted | 2020-09-17 | 2020-09-24 | 2021-10-30 | LONGI | LR6-60HPB-310M | Solar Panels |  | 0.31 | 12 | 87 | 30 |  | Fixed | Roof
NJSTRE1545609251 | NJSRRE1544535308 | Transition Incentive Program | Freehold | 7728 | 17 | 5.27 | Residential | No | Behind The Meter | Net-metered residential rooftop and canopy |  | None | Sunrun Installation Services, Inc. | JCP&L | Final As-Built Received | 2020-02-25 | 2020-02-27 | 2021-10-30 | REC Solar | REC310TP2M | Solar Panels |  | 0.31 | 12 | 112 | 23 |  | Fixed | Roof
NJSTRE1545610805 |  | Transition Incentive Program | Livingston | 7039 | 9 | 14.72 | Residential | No | Behind the Meter | Net-metered residential rooftop and canopy |  | None | SunPower Corporation, Systems | PSE&G | Accepted | 2020-09-17 | 2020-09-22 | 2021-10-30 | SunPower | SPR-E20-327-E-AC | Solar Panels |  | 0.327 | 14 | 144 | 20 |  | Fixed | Roof
NJSTRE1545610805 |  | Transition Incentive Program | Livingston | 7039 | 9 | 14.72 | Residential | No | Behind the Meter | Net-metered residential rooftop and canopy |  | None | SunPower Corporation, Systems | PSE&G | Accepted | 2020-09-17 | 2020-09-22 | 2021-10-30 | SunPower | SPR-E20-327-E-AC | Solar Panels |  | 0.327 | 4 | 324 | 20 |  | Fixed | Roof
NJSTRE1545612750 |  | Transition Incentive Program | Mt Royal | 8061 | 15 | 6.3 | Residential | No | Behind the Meter | Net-metered residential rooftop and canopy |  | None | Suntuity Solar LLC | AC Electric | Accepted | 2020-09-18 | 2020-09-22 | 2021-10-30 | Longi | LR6-60HPB-315M | Solar Panels |  | 0.315 | 3 | 131 | 40 |  | Fixed | Roof
NJSTRE1545612762 |  | Transition Incentive Program | neptune | 7753 | 17 | 9.6 | Residential | No | Behind the Meter | Net-metered residential rooftop and canopy |  | None | Hytek Energy | JCP&L | Final As-Built Received | 2020-09-18 | 2020-09-22 | 2021-10-30 | lg | lg335 | Solar Panels |  | 0.335 | 12 | 237 | 12 |  | Fixed | Roof
NJSTRE1545612772 |  | Transition Incentive Program | DUNELLEN | 8812 | 11 | 3.02 | Residential | No | Behind the Meter | Net-metered residential rooftop and canopy |  | None | SEA BRIGHT SOLAR, LLC | PSE&G | Accepted | 2020-09-18 | 2020-09-22 | 2021-10-30 | SUNPOWER | SPR-335-BLK-AC | Solar Panels |  | 0.335 | 5 | 140 | 37 |  | Fixed | Roof | SE
NJSTRE1545612796 |  | Transition Incentive Program | Bridgeton | 8302 | 20 | 7.04 | Residential | Yes | Behind the Meter | Net-metered residential rooftop and canopy |  | None | RCL Enterprises Inc. | AC Electric | Accepted | 2020-09-18 | 2020-09-22 | 2021-10-30 | Trina Solar | TSM-320DD06M | Solar Panels |  | 0.32 | 22 | 136 | 20 |  | Fixed | Roof
NJSTRE1545612927 |  | Transition Incentive Program | Edison | 8820 | 11 | 12.2 | Residential | Yes | Behind the Meter | Net-metered residential rooftop and canopy |  | None | Sunrun, Inc. | PSE&G | Accepted | 2020-09-18 | 2020-09-22 | 2021-10-30 | LONGi Green Energy Technology Co Ltd | LR6-60HPB-305M | Solar Panels |  | 0.305 | 21 | 198 | 23 |  | Fixed | Roof
NJSTRE1545613077 |  | Transition Incentive Program | Clayton | 8312 | 15 | 6.18 | Residential | No | Behind the Meter | Net-metered residential rooftop and canopy |  | None | EMT Renewables | AC Electric | Accepted | 2020-09-18 | 2020-09-22 | 2021-10-30 | Trina | 325-BLK | Solar Panels |  | 0.325 | 5 | 172 | 31 |  | Fixed | Roof
NJSTRE1545613069 |  | Transition Incentive Program | MAPLE SHADE | 8052 | 13 | 6.5 | Residential | Yes | Behind the Meter | Net-metered residential rooftop and canopy |  | None | Vivint Solar Developer, LLC | PSE&G | Accepted | 2020-09-18 | 2020-09-22 | 2021-10-30 | JINKO SOLAR | JKM325M-60HBL | Solar Panels |  | 0.325 | 12 | 42 | 40 |  | Fixed | Roof
NJSTRE1545613101 |  | Transition Incentive Program | PENNSAUKEN | 8110 | 14 | 11.7 | Residential | Yes | Behind the Meter | Net-metered residential rooftop and canopy |  | None | Vivint Solar Developer, LLC | PSE&G | Accepted | 2020-09-22 | 2020-09-22 | 2021-10-30 | JINKO SOLAR | JKM325M-60HBL | Solar Panels |  | 0.325 | 15 | 40 | 23 |  | Fixed | Roof
NJSTRE1545613141 |  | Transition Incentive Program | Whippany | 7981 | 3 | 4.69 | Residential | No | Behind the Meter | Net-metered residential rooftop and canopy |  | None | Seabright Solar | JCP&L | Accepted | 2020-09-18 | 2020-09-22 | 2021-10-30 | Sunpower | SPR-X21-335 | Solar Panels |  | 0.335 | 14 | 153 | 23 |  | Fixed | Roof
NJSTRE1545613172 |  | Transition Incentive Program | PENNSAUKEN | 8109 | 14 | 8.78 | Residential | Yes | Behind the Meter | Net-metered residential rooftop and canopy |  | None | Vivint Solar Developer, LLC | PSE&G | Accepted | 2020-09-22 | 2020-09-24 | 2021-10-30 | JINKO SOLAR | JKM325M-60HBL | Solar Panels |  | 0.325 | 7 | 336 | 26 |  | Fixed | Roof
NJSTRE1545613200 |  | Transition Incentive Program | East Brunswick | 8816 | 11 | 16.32 | Residential | No | Behind the Meter | Net-metered residential rooftop and canopy |  | None | Tesla Energy Operations Inc. | JCP&L | Accepted | 2020-09-18 | 2020-09-22 | 2021-10-30 | Hanwha Q-CELLS | Q.Peak DUO BLK-G6+ 340 | Solar Panels |  | 0.34 | 19 | 221 | 23 |  | Fixed | Roof
NJSTRE1545613206 |  | Transition Incentive Program | Lavallette | 8735 | 18 | 2.68 | Residential | Yes | Behind the Meter | Net-metered residential rooftop and canopy |  | None | Vision Solar LLC | JCP&L | Accepted | 2020-09-18 | 2020-09-23 | 2021-10-30 | HANWHA Q-CELLS | Q.PEAK DUO-G6+ 335 | Solar Panels |  | 0.335 | 2 | 196 | 15 |  | Fixed | Roof
NJSTRE1545613238 |  | Transition Incentive Program | West Caldwell | 7006 | 9 | 10.5 | Residential | Yes | Behind the Meter | Net-metered residential rooftop and canopy |  | None | Pro Custom Solar dba Momentum Solar | PSE&G | Accepted | 2020-09-18 | 2020-09-22 | 2021-10-30 | LG | LG 350N1C-V5 | Solar Panels |  | 0.35 | 6 | 43 | 23 |  | Fixed | Roof
NJSTRE1545613449 |  | Transition Incentive Program | Raritan | 8869 | 5 | 9.1 | Residential | Yes | Behind the Meter | Net-metered residential rooftop and canopy |  | None | Pro Custom Solar dba Momentum Solar | PSE&G | Accepted | 2020-09-18 | 2020-09-22 | 2021-10-30 | LG | LG 350N1C-V5 | Solar Panels |  | 0.35 | 6 | 350 | 7 |  | Fixed | Roof
NJSTRE1545613459 |  | Transition Incentive Program | Egg Harbor Township | 8234 | 19 | 7.48 | Residential | Yes | Behind the Meter | Net-metered residential rooftop and canopy |  | None | Sun Up Zero Down | AC Electric | Accepted | 2020-09-18 | 2020-09-22 | 2021-10-30 | trina | TSM-DD06M.05(II) 325 | Solar Panels |  | 0.325 | 15 | 209 | 18 |  | Fixed | Roof
NJSTRE1545613459 |  | Transition Incentive Program | Egg Harbor Township | 8234 | 19 | 7.48 | Residential | Yes | Behind the Meter | Net-metered residential rooftop and canopy |  | None | Sun Up Zero Down | AC Electric | Accepted | 2020-09-18 | 2020-09-22 | 2021-10-30 | trina | TSM-DD06M.05(II) 325 | Solar Panels |  | 0.325 | 4 | 119 | 18 |  | Fixed | Roof
NJSTRE1545613540 |  | Transition Incentive Program | North Brunswick | 8902 | 11 | 11.7 | Residential | No | Behind the Meter | Net-metered residential rooftop and canopy |  | None | EMT Renewables | PSE&G | Accepted | 2020-09-18 | 2020-09-22 | 2021-10-30 | Trina | 325-BLK | Solar Panels |  | 0.325 | 2 | 345 | 23 |  | Fixed | Roof
NJSTRE1545613540 |  | Transition Incentive Program | North Brunswick | 8902 | 11 | 11.7 | Residential | No | Behind the Meter | Net-metered residential rooftop and canopy |  | None | EMT Renewables | PSE&G | Accepted | 2020-09-18 | 2020-09-22 | 2021-10-30 | Trina | 325-BLK | Solar Panels |  | 0.325 | 2 | 346 | 6 |  | Fixed | Roof
NJSTRE1545613845 |  | Transition Incentive Program | UNION | 7083 | 10 | 5.53 | Residential | Yes | Behind the Meter | Net-metered residential rooftop and canopy |  | None | Vivint Solar Developer, LLC | PSE&G | Accepted | 2020-09-22 | 2020-09-23 | 2021-10-30 | JINKO SOLAR | JKM325M-60HBL | Solar Panels |  | 0.325 | 6 | 240 | 27 |  | Fixed | Roof
NJSTRE1545613856 |  | Transition Incentive Program | Bergenfield | 7621 | 7 | 5.53 | Residential | No | Behind the Meter | Net-metered residential rooftop and canopy |  | None | Vivint Solar Developer, LLC | PSE&G | Accepted | 2020-09-22 | 2020-09-24 | 2021-10-30 | JINKO SOLAR | JKM325M-60HBL | Solar Panels |  | 0.325 | 2 | 268 | 27 |  | Fixed | Roof
NJSTRE1545613856 |  | Transition Incentive Program | Bergenfield | 7621 | 7 | 5.53 | Residential | No | Behind the Meter | Net-metered residential rooftop and canopy |  | None | Vivint Solar Developer, LLC | PSE&G | Accepted | 2020-09-22 | 2020-09-24 | 2021-10-30 | JINKO SOLAR | JKM325M-60HBL | Solar Panels |  | 0.325 | 2 | 88 | 27 |  | Fixed | Roof
NJSTRE1545615720 |  | Transition Incentive Program | MAPLE SHADE | 8052 | 13 | 10.4 | Residential | Yes | Behind the Meter | Net-metered residential rooftop and canopy |  | None | Vivint Solar Developer, LLC | PSE&G | Accepted | 2020-09-21 | 2020-09-22 | 2021-10-30 | JINKO SOLAR | JKM325M-60HBL | Solar Panels |  | 0.325 | 18 | 60 | 27 |  | Fixed | Roof
NJSTRE1545616270 |  | Transition Incentive Program | Pennsauken TWP | 8110 | 14 | 5.76 | Residential | Yes | Behind the Meter | Net-metered residential rooftop and canopy |  | None | Sunbound Solar | PSE&G | Accepted | 2020-09-20 | 2020-09-23 | 2021-10-30 | Hanwha | Q-CELL. Q.PEAK DUO-G5 320, 320W | Solar Panels |  | 0.32 | 4 | 327 | 39 |  | Fixed | Roof
NJSTRE1545616605 |  | Transition Incentive Program | SOMERSET | 8873 | 5 | 10.08 | Residential | No | Behind the Meter | Net-metered residential rooftop and canopy |  | None | Suntuity Solar LLC | PSE&G | Accepted | 2020-09-21 | 2020-09-22 | 2021-10-30 | Longi | LR6-60HPB-315M | Solar Panels |  | 0.315 | 8 | 326 | 33 |  | Fixed | Roof
NJSTRE1545616606 |  | Transition Incentive Program | BLACKWOOD | 8012 | 14 | 10.71 | Residential | Yes | Behind the Meter | Net-metered residential rooftop and canopy |  | None | Suntuity Solar LLC | PSE&G | Accepted | 2020-09-21 | 2020-09-22 | 2021-10-30 | Longi | LR6-60HPB-315M | Solar Panels |  | 0.315 | 5 | 86 | 26 |  | Fixed | Roof
NJSTRE1545616625 |  | Transition Incentive Program | Moorestown | 8057 | 13 | 4.36 | Residential | Yes | Behind the Meter | Net-metered residential rooftop and canopy |  | None | Vision Solar LLC | PSE&G | Accepted | 2020-09-21 | 2020-09-23 | 2021-10-30 | HANWHA Q-CELLS | Q.PEAK DUO-G6+ 335 | Solar Panels |  | 0.335 | 1 | 445 | 296 |  | Fixed | Roof
NJSTRE1545616641 |  | Transition Incentive Program | MOORESTOWN | 8057 | 13 | 4.08 | Residential | No | Behind the Meter | Net-metered residential rooftop and canopy |  | None | Trinity Solar | PSE&G | Accepted | 2020-09-21 | 2020-09-23 | 2021-10-30 | HANWHA | Q.PEAK DUO BLK-G6 340 | Solar Panels |  | 0.34 | 12 | 183 | 23 |  | Fixed | Roof
NJSTRE1545616695 |  | Transition Incentive Program | Hackensack City | 7601 | 7 | 8.4 | Residential | No | Behind the Meter | Net-metered residential rooftop and canopy |  | None | Bright Planet Solar | PSE&G | Accepted | 2020-09-21 | 2020-09-24 | 2021-10-30 | SUNPOWER | SPR-A400 | Solar Panels |  | 0.4 | 7 | 127 | 35 |  | Fixed | Roof
NJSTRE1545616720 |  | Transition Incentive Program | Mt. Laurel | 8054 | 13 | 9.18 | Residential | No | Behind the Meter | Net-metered residential rooftop and canopy |  | None | Maier Solar Engineering dba Solar Me | PSE&G | Accepted | 2020-09-21 | 2020-09-23 | 2021-10-30 | hanwha | Q.CELL DUO BLK-G6 340W | Solar Panels |  | 0.34 | 20 | 134 | 18 |  | Fixed | Roof
NJSTRE1545616757 |  | Transition Incentive Program | Morganville | 7751 | 17 | 28.9 | Residential | No | Behind the Meter | Net-metered residential rooftop and canopy |  | None | Maier Engineering dba Solar Me | JCP&L | Accepted | 2020-09-21 | 2020-09-23 | 2021-10-30 | Hanwha | Q.CELL DUO BLK-G6 340W | Solar Panels |  | 0.34 | 11 | 130 | 33 |  | Fixed | Roof
NJSTRE1545612982 |  | Transition Incentive Program | Jackson | 8527 | 18 | 12.58 | Residential | Yes | Behind the Meter | Net-metered residential rooftop and canopy |  | None | Trinity Solar | JCP&L | Accepted | 2020-09-18 | 2020-09-22 | 2021-10-30 | Hanwha | Q.PEAK DUO BLK-G6 340 | Solar Panels |  | 0.34 | 11 | 137 | 40 |  | Fixed | Roof
NJSTRE1545612982 |  | Transition Incentive Program | Jackson | 8527 | 18 | 12.58 | Residential | Yes | Behind the Meter | Net-metered residential rooftop and canopy |  | None | Trinity Solar | JCP&L | Accepted | 2020-09-18 | 2020-09-22 | 2021-10-30 | Hanwha | Q.PEAK DUO BLK-G6 340 | Solar Panels |  | 0.34 | 9 | 137 | 40 |  | Fixed | Roof
NJSTRE1545612968 |  | Transition Incentive Program | TOTOWA | 7512 | 6 | 9.1 | Residential | Yes | Behind the Meter | Net-metered residential rooftop and canopy |  | None | Vivint Solar Developer, LLC | PSE&G | Accepted | 2020-09-22 | 2020-09-22 | 2021-10-30 | JINKO SOLAR | JKM325M-60HBL | Solar Panels |  | 0.325 | 9 | 258 | 18 |  | Fixed | Roof
NJSTRE1545613135 |  | Transition Incentive Program | Pennsauken | 8110 | 14 | 5.85 | Residential | Yes | Behind the Meter | Net-metered residential rooftop and canopy |  | None | Vivint Solar Developer, LLC | PSE&G | Accepted | 2020-09-18 | 2020-09-22 | 2021-10-30 | JINKO SOLAR | JKM325M-60HBL | Solar Panels |  | 0.325 | 12 | 59 | 19 |  | Fixed | Roof
NJSTRE1545613146 |  | Transition Incentive Program | LUMBERTON | 8048 | 13 | 6.18 | Residential | Yes | Behind the Meter | Net-metered residential rooftop and canopy |  | None | Vivint Solar Developer, LLC | PSE&G | Accepted | 2020-09-22 | 2020-09-25 | 2021-10-30 | JINKO SOLAR | JKM325M-60HBL | Solar Panels |  | 0.325 | 12 | 249 | 29 |  | Fixed | Roof
NJSTRE1545613175 |  | Transition Incentive Program | Florence Township | 8518 | 13 | 5.49 | Residential | No | Behind the Meter | Net-metered residential rooftop and canopy |  | None | Sunrun Installation Services, Inc. | PSE&G | Accepted | 2020-09-18 | 2020-09-22 | 2021-10-30 | LONGi Green Energy Technology Co Ltd | LR6-60HPB-305M | Solar Panels |  | 0.305 | 18 | 219 | 27 |  | Fixed | Roof
NJSTRE1545613187 |  | Transition Incentive Program | MOUNT EPHRAIM | 8059 | 14 | 9.52 | Residential | Yes | Behind the Meter | Net-metered residential rooftop and canopy |  | None | Trinity Solar | PSE&G | Accepted | 2020-09-18 | 2020-09-22 | 2021-10-30 | HANWHA | Q.PEAK DUO BLK-G6 340 | Solar Panels |  | 0.34 | 20 | 258 | 27 |  | Fixed | Roof
NJSTRE1545613200 |  | Transition Incentive Program | East Brunswick | 8816 | 11 | 16.32 | Residential | No | Behind the Meter | Net-metered residential rooftop and canopy |  | None | Tesla Energy Operations Inc. | JCP&L | Accepted | 2020-09-18 | 2020-09-22 | 2021-10-30 | Hanwha Q-CELLS | Q.Peak DUO BLK-G6+ 340 | Solar Panels |  | 0.34 | 7 | 311 | 10 |  | Fixed | Roof
NJSTRE1545613206 |  | Transition Incentive Program | Lavallette | 8735 | 18 | 2.68 | Residential | Yes | Behind the Meter | Net-metered residential rooftop and canopy |  | None | Vision Solar LLC | JCP&L | Accepted | 2020-09-18 | 2020-09-23 | 2021-10-30 | HANWHA Q-CELLS | Q.PEAK DUO-G6+ 335 | Solar Panels |  | 0.335 | 2 | 196 | 14 |  | Fixed | Roof
NJSTRE1545613205 |  | Transition Incentive Program | TOMS RIVER | 8753 | 18 | 11.7 | Residential | Yes | Behind the Meter | Net-metered residential rooftop and canopy |  | None | Vivint Solar Developer, LLC | JCP&L | Accepted | 2020-09-18 | 2020-09-22 | 2021-10-30 | JINKO SOLAR | JKM325M-60HBL | Solar Panels |  | 0.325 | 4 | 183 | 20 |  | Fixed | Roof
NJSTRE1545613437 |  | Transition Incentive Program | Jersey City | 7306 | 8 | 5.6 | Residential | Yes | Behind the Meter | Net-metered residential rooftop and canopy |  | None | Pro Custom Solar dba Momentum Solar | PSE&G | Accepted | 2020-09-18 | 2020-09-22 | 2021-10-30 | LG | LG 350N1C-V5 | Solar Panels |  | 0.35 | 7 | 216 | 5 |  | Fixed | Roof
NJSTRE1545613453 |  | Transition Incentive Program | Bridgewater TWP | 8807 | 5 | 8.16 | Residential | No | Behind the Meter | Net-metered residential rooftop and canopy |  | None | Tesla Energy Operations Inc. | PSE&G | Accepted | 2020-09-18 | 2020-09-22 | 2021-10-30 | Hanwha Q-CELLS | Q.Peak DUO BLK-G6+ 340 | Solar Panels |  | 0.34 | 5 | 236 | 30 |  | Fixed | Roof
NJSTRE1545613449 |  | Transition Incentive Program | Raritan | 8869 | 5 | 9.1 | Residential | Yes | Behind the Meter | Net-metered residential rooftop and canopy |  | None | Pro Custom Solar dba Momentum Solar | PSE&G | Accepted | 2020-09-18 | 2020-09-22 | 2021-10-30 | LG | LG 350N1C-V5 | Solar Panels |  | 0.35 | 8 | 257 | 33 |  | Fixed | Roof
NJSTRE1545613111 |  | Transition Incentive Program | Millstone Township | 8535 | 17 | 9.52 | Residential | No | Behind the Meter | Net-metered residential rooftop and canopy |  | None | Tesla Energy Operations Inc. | JCP&L | Accepted | 2020-09-18 | 2020-09-22 | 2021-10-30 | Hanwha Q-CELLS | Q.Peak DUO BLK-G6+ 340 | Solar Panels |  | 0.34 | 4 | 248 | 37 |  | Fixed | Roof
NJSTRE1545613146 |  | Transition Incentive Program | LUMBERTON | 8048 | 13 | 6.18 | Residential | Yes | Behind the Meter | Net-metered residential rooftop and canopy |  | None | Vivint Solar Developer, LLC | PSE&G | Accepted | 2020-09-22 | 2020-09-25 | 2021-10-30 | JINKO SOLAR | JKM325M-60HBL | Solar Panels |  | 0.325 | 4 | 249 | 29 |  | Fixed | Roof
NJSTRE1545613153 |  | Transition Incentive Program | Wallington | 7057 | 7 | 4.88 | Residential | Yes | Behind the Meter | Net-metered residential rooftop and canopy | NA | None | Sunrun Installation Services, Inc. | PSE&G | Accepted | 2020-09-18 | 2020-09-22 | 2021-10-30 | LONGi Green Energy Technology Co Ltd | LR6-60HPB-305M | Solar Panels |  | 0.305 | 4 | 232 | 14 |  | Fixed | Roof
NJSTRE1545613172 |  | Transition Incentive Program | PENNSAUKEN | 8109 | 14 | 8.78 | Residential | Yes | Behind the Meter | Net-metered residential rooftop and canopy |  | None | Vivint Solar Developer, LLC | PSE&G | Accepted | 2020-09-22 | 2020-09-24 | 2021-10-30 | JINKO SOLAR | JKM325M-60HBL | Solar Panels |  | 0.325 | 14 | 156 | 26 |  | Fixed | Roof
NJSTRE1545613230 |  | Transition Incentive Program | Mountainside | 7092 | 10 | 4.02 | Residential | Yes | Behind the Meter | Net-metered residential rooftop and canopy |  | None | Vision Solar LLC | PSE&G | Accepted | 2020-09-18 | 2020-09-23 | 2021-10-30 | HANWHA Q-CELLS | Q.PEAK DUO-G6+ 335 | Solar Panels |  | 0.335 | 12 | 212 | 25 |  | Fixed | Roof
NJSTRE1545613540 |  | Transition Incentive Program | North Brunswick | 8902 | 11 | 11.7 | Residential | No | Behind the Meter | Net-metered residential rooftop and canopy |  | None | EMT Renewables | PSE&G | Accepted | 2020-09-18 | 2020-09-22 | 2021-10-30 | Trina | 325-BLK | Solar Panels |  | 0.325 | 15 | 165 | 20 |  | Fixed | Roof
NJSTRE1545613540 |  | Transition Incentive Program | North Brunswick | 8902 | 11 | 11.7 | Residential | No | Behind the Meter | Net-metered residential rooftop and canopy |  | None | EMT Renewables | PSE&G | Accepted | 2020-09-18 | 2020-09-22 | 2021-10-30 | Trina | 325-BLK | Solar Panels |  | 0.325 | 2 | 166 | 9 |  | Fixed | Roof
NJSTRE1545613529 |  | Transition Incentive Program | North Bergen Twp | 7047 | 8 | 6.2 | Residential | Yes | Behind the Meter | Net-metered residential rooftop and canopy |  | None | Freedom Forever New Jersey, LLC | PSE&G | Accepted | 2020-09-23 | 2020-09-23 | 2021-10-30 | Rec Solar | REC310TP2M | Solar Panels |  | 0.31 | 8 | 211 | 19 |  | Fixed | Roof | Roof
NJSTRE1545613812 |  | Transition Incentive Program | BLACKWOOD | 8012 | 14 | 8.96 | Residential | No | Behind the Meter | Net-metered residential rooftop and canopy |  | None | Vivint Solar Developer, LLC | PSE&G | Accepted | 2020-09-22 | 2020-09-22 | 2021-10-30 | HANWHA SOLAR | Q.PEAK DUO BLK-G5 320W | Solar Panels |  | 0.32 | 6 | 150 | 20 |  | Fixed | Roof
NJSTRE1545613856 |  | Transition Incentive Program | Bergenfield | 7621 | 7 | 5.53 | Residential | No | Behind the Meter | Net-metered residential rooftop and canopy |  | None | Vivint Solar Developer, LLC | PSE&G | Accepted | 2020-09-22 | 2020-09-24 | 2021-10-30 | JINKO SOLAR | JKM325M-60HBL | Solar Panels |  | 0.325 | 13 | 178 | 29 |  | Fixed | Roof
NJSTRE1545615696 |  | Transition Incentive Program | Turnersville | 8012 | 14 | 4.02 | Residential | Yes | Behind the Meter | Net-metered residential rooftop and canopy |  | None | Vision Solar LLC | AC Electric | Accepted | 2020-09-19 | 2020-09-23 | 2021-10-30 | HANWHA Q-CELLS | Q.PEAK DUO-G6+ 335 | Solar Panels |  | 0.335 | 6 | 100 | 30 |  | Fixed | Roof
NJSTRE1545615696 |  | Transition Incentive Program | Turnersville | 8012 | 14 | 4.02 | Residential | Yes | Behind the Meter | Net-metered residential rooftop and canopy |  | None | Vision Solar LLC | AC Electric | Accepted | 2020-09-19 | 2020-09-23 | 2021-10-30 | HANWHA Q-CELLS | Q.PEAK DUO-G6+ 335 | Solar Panels |  | 0.335 | 1 | 190 | 33 |  | Fixed | Roof
NJSTRE1545615699 |  | Transition Incentive Program | Newark | 7106 | 9 | 7.37 | Residential | No | Behind the Meter | Net-metered residential rooftop and canopy |  | None | Vision Solar LLC | PSE&G | Accepted | 2020-09-19 | 2020-09-23 | 2021-10-30 | HANWHA Q-CELLS | Q.PEAK DUO-G6+ 335 | Solar Panels |  | 0.335 | 4 | 34 | 20 |  | Fixed | Roof
NJSTRE1545613847 |  | Transition Incentive Program | Audubon | 8106 | 14 | 9.1 | Residential | Yes | Behind the Meter | Net-metered residential rooftop and canopy |  | None | Vivint Solar Developer, LLC | PSE&G | Accepted | 2020-09-21 | 2020-09-22 | 2021-10-30 | JINKO SOLAR | JKM325M-60HBL | Solar Panels |  | 0.325 | 8 | 246 | 26 |  | Fixed | Roof
NJSTRE1545615732 |  | Transition Incentive Program | Washington TWP MER | 8691 | 12 | 15.98 | Residential | Yes | Behind the Meter | Net-metered residential rooftop and canopy |  | None | Tesla Energy Operations Inc. | PSE&G | Accepted | 2020-09-19 | 2020-09-22 | 2021-10-30 | Hanwha Q-CELLS | Q.Peak DUO BLK-G6+ 340 | Solar Panels |  | 0.34 | 8 | 313 | 30 |  | Fixed | Roof
NJSTRE1545616602 |  | Transition Incentive Program | TOTOWA | 7512 | 6 | 7.25 | Residential | No | Behind the Meter | Net-metered residential rooftop and canopy |  | None | Suntuity Solar LLC | PSE&G | Accepted | 2020-09-21 | 2020-09-22 | 2021-10-30 | Longi | LR6-60HPB-315M | Solar Panels |  | 0.315 | 10 | 136 | 27 |  | Fixed | Roof
NJSTRE1545616603 |  | Transition Incentive Program | EGG HARBOR CITY | 8215 | 19 | 8.82 | Residential | No | Behind the Meter | Net-metered residential rooftop and canopy |  | None | Suntuity Solar LLC | AC Electric | Accepted | 2020-09-21 | 2020-09-22 | 2021-10-30 | Longi | LR6-60HPB-315M | Solar Panels |  | 0.315 | 10 | 11 | 20 |  | Fixed | Roof
NJSTRE1545616607 |  | Transition Incentive Program | Clarksboro | 8020 | 15 | 18.9 | Residential | No | Behind the Meter | Net-metered residential rooftop and canopy |  | None | Suntuity Solar LLC | AC Electric | Accepted | 2020-09-21 | 2020-09-22 | 2021-10-30 | Longi | LR6-60HPB-315M | Solar Panels |  | 0.315 | 24 | 47 | 19 |  | Fixed | Roof
NJSTRE1545616671 |  | Transition Incentive Program | Point Pleasant Boro | 8742 | 18 | 3.06 | Residential | Yes | Behind the Meter | Net-metered residential rooftop and canopy |  | None | Trinity Solar | JCP&L | Accepted | 2020-09-21 | 2020-09-22 | 2021-10-30 | Hanwha | Q.PEAK DUO BLK-G6 340 | Solar Panels |  | 0.34 | 9 | 195 | 23 |  | Fixed | Roof
NJSTRE1545616747 |  | Transition Incentive Program | Bordentown Twp | 8505 | 13 | 3.72 | Residential | No | Behind the Meter | Net-metered residential rooftop and canopy |  | None | Bright Planet Solar | PSE&G | Accepted | 2020-09-21 | 2020-09-24 | 2021-10-30 | LONGI | LR6-60HPB-310M | Solar Panels |  | 0.31 | 4 | 93 | 36 |  | Fixed | Roof
NJSTRE1545616757 |  | Transition Incentive Program | Morganville | 7751 | 17 | 28.9 | Residential | No | Behind the Meter | Net-metered residential rooftop and canopy |  | None | Maier Engineering dba Solar Me | JCP&L | Accepted | 2020-09-21 | 2020-09-23 | 2021-10-30 | Hanwha | Q.CELL DUO BLK-G6 340W | Solar Panels |  | 0.34 | 15 | 130 | 33 |  | Fixed | Roof
NJSTRE1545616757 |  | Transition Incentive Program | Morganville | 7751 | 17 | 28.9 | Residential | No | Behind the Meter | Net-metered residential rooftop and canopy |  | None | Maier Engineering dba Solar Me | JCP&L | Accepted | 2020-09-21 | 2020-09-23 | 2021-10-30 | Hanwha | Q.CELL DUO BLK-G6 340W | Solar Panels |  | 0.34 | 5 | 40 | 33 |  | Fixed | Roof
NJSTRE1545616766 |  | Transition Incentive Program | Trenton | 8618 | 12 | 9.52 | Residential | Yes | Behind the Meter | Net-metered residential rooftop and canopy |  | None | Trinity Solar | PSE&G | Accepted | 2020-09-21 | 2020-09-23 | 2021-10-30 | Hanwha | Q.PEAK DUO BLK-G6 340 | Solar Panels |  | 0.34 | 4 | 322 | 21 |  | Fixed | Roof
NJSTRE1545616809 |  | Transition Incentive Program | Ewing | 8618 | 12 | 5.1 | Residential | Yes | Behind the Meter | Net-metered residential rooftop and canopy |  | None | Trinity Solar | PSE&G | Accepted | 2020-09-21 | 2020-09-23 | 2021-10-30 | Hanwha | Q.PEAK DUO BLK-G6 340 | Solar Panels |  | 0.34 | 3 | 190 | 14 |  | Fixed | Roof
NJSTRE1545616819 |  | Transition Incentive Program | South River | 8882 | 11 | 12.71 | Residential | No | Behind the Meter | Net-metered residential rooftop and canopy |  | None | Bright Planet Solar | South River | Accepted | 2020-09-21 | 2020-09-24 | 2021-10-30 | HANWHA Q-CELLS | Q.PEAK DUO BLK-G5 310W | Solar Panels |  | 0.31 | 9 | 355 | 22 |  | Fixed | Roof
NJSTRE1545616844 |  | Transition Incentive Program | Millville | 8332 | 20 | 7.14 | Residential | Yes | Behind the Meter | Net-metered residential rooftop and canopy |  | None | Trinity Solar | AC Electric | Accepted | 2020-09-21 | 2020-09-23 | 2021-10-30 | Hanwha | Q.PEAK DUO BLK-G6 340 | Solar Panels |  | 0.34 | 4 | 193 | 27 |  | Fixed | Roof
NJSTRE1545615720 |  | Transition Incentive Program | MAPLE SHADE | 8052 | 13 | 10.4 | Residential | Yes | Behind the Meter | Net-metered residential rooftop and canopy |  | None | Vivint Solar Developer, LLC | PSE&G | Accepted | 2020-09-21 | 2020-09-22 | 2021-10-30 | JINKO SOLAR | JKM325M-60HBL | Solar Panels |  | 0.325 | 14 | 240 | 27 |  | Fixed | Roof
NJSTRE1545615732 |  | Transition Incentive Program | Washington TWP MER | 8691 | 12 | 15.98 | Residential | Yes | Behind the Meter | Net-metered residential rooftop and canopy |  | None | Tesla Energy Operations Inc. | PSE&G | Accepted | 2020-09-19 | 2020-09-22 | 2021-10-30 | Hanwha Q-CELLS | Q.Peak DUO BLK-G6+ 340 | Solar Panels |  | 0.34 | 6 | 313 | 32 |  | Fixed | Roof
NJSTRE1545615732 |  | Transition Incentive Program | Washington TWP MER | 8691 | 12 | 15.98 | Residential | Yes | Behind the Meter | Net-metered residential rooftop and canopy |  | None | Tesla Energy Operations Inc. | PSE&G | Accepted | 2020-09-19 | 2020-09-22 | 2021-10-30 | Hanwha Q-CELLS | Q.Peak DUO BLK-G6+ 340 | Solar Panels |  | 0.34 | 6 | 133 | 32 |  | Fixed | Roof
NJSTRE1545616602 |  | Transition Incentive Program | TOTOWA | 7512 | 6 | 7.25 | Residential | No | Behind the Meter | Net-metered residential rooftop and canopy |  | None | Suntuity Solar LLC | PSE&G | Accepted | 2020-09-21 | 2020-09-22 | 2021-10-30 | Longi | LR6-60HPB-315M | Solar Panels |  | 0.315 | 13 | 226 | 23 |  | Fixed | Roof
NJSTRE1545616625 |  | Transition Incentive Program | Moorestown | 8057 | 13 | 4.36 | Residential | Yes | Behind the Meter | Net-metered residential rooftop and canopy |  | None | Vision Solar LLC | PSE&G | Accepted | 2020-09-21 | 2020-09-23 | 2021-10-30 | HANWHA Q-CELLS | Q.PEAK DUO-G6+ 335 | Solar Panels |  | 0.335 | 1 | 212 | 25 |  | Fixed | Roof
NJSTRE1545616625 |  | Transition Incentive Program | Moorestown | 8057 | 13 | 4.36 | Residential | Yes | Behind the Meter | Net-metered residential rooftop and canopy |  | None | Vision Solar LLC | PSE&G | Accepted | 2020-09-21 | 2020-09-23 | 2021-10-30 | HANWHA Q-CELLS | Q.PEAK DUO-G6+ 335 | Solar Panels |  | 0.335 | 1 | 33 | 25 |  | Fixed | Roof
NJSTRE1545616720 |  | Transition Incentive Program | Mt. Laurel | 8054 | 13 | 9.18 | Residential | No | Behind the Meter | Net-metered residential rooftop and canopy |  | None | Maier Solar Engineering dba Solar Me | PSE&G | Accepted | 2020-09-21 | 2020-09-23 | 2021-10-30 | hanwha | Q.CELL DUO BLK-G6 340W | Solar Panels |  | 0.34 | 7 | 134 | 18 |  | Fixed | Roof
NJSTRE1545616757 |  | Transition Incentive Program | Morganville | 7751 | 17 | 28.9 | Residential | No | Behind the Meter | Net-metered residential rooftop and canopy |  | None | Maier Engineering dba Solar Me | JCP&L | Accepted | 2020-09-21 | 2020-09-23 | 2021-10-30 | Hanwha | Q.CELL DUO BLK-G6 340W | Solar Panels |  | 0.34 | 10 | 220 | 33 |  | Fixed | Roof
NJSTRE1545616766 |  | Transition Incentive Program | Trenton | 8618 | 12 | 9.52 | Residential | Yes | Behind the Meter | Net-metered residential rooftop and canopy |  | None | Trinity Solar | PSE&G | Accepted | 2020-09-21 | 2020-09-23 | 2021-10-30 | Hanwha | Q.PEAK DUO BLK-G6 340 | Solar Panels |  | 0.34 | 5 | 52 | 21 |  | Fixed | Roof
NJSTRE1545616792 |  | Transition Incentive Program | Wayne | 7470 | 6 | 22.44 | Residential | No | Behind the Meter | Net-metered residential rooftop and canopy |  | None | Maier Engineering dba Solar Me | PSE&G | Accepted | 2020-09-21 | 2020-09-23 | 2021-10-30 | Hanwha | Q.CELL DUO BLK-G6 340W | Solar Panels |  | 0.34 | 29 | 11 | 23 |  | Fixed | Roof
NJSTRE1545616844 |  | Transition Incentive Program | Millville | 8332 | 20 | 7.14 | Residential | Yes | Behind the Meter | Net-metered residential rooftop and canopy |  | None | Trinity Solar | AC Electric | Accepted | 2020-09-21 | 2020-09-23 | 2021-10-30 | Hanwha | Q.PEAK DUO BLK-G6 340 | Solar Panels |  | 0.34 | 2 | 103 | 27 |  | Fixed | Roof
NJSTRE1545616909 |  | Transition Incentive Program | Elizabeth | 7201 | 10 | 9.45 | Residential | No | Behind the Meter | Net-metered residential rooftop and canopy |  | None | New Jersey Suntech | PSE&G | Accepted | 2020-09-21 | 2020-09-23 | 2021-10-30 | Hanwha | Q.Peak Duo 315 | Solar Panels |  | 0.315 | 26 | 112 | 27 |  | Fixed | Roof
NJSTRE1545616910 |  | Transition Incentive Program | Freehold | 7728 | 17 | 11.56 | Residential | Yes | Behind the Meter | Net-metered residential rooftop and canopy |  | None | Trinity Solar | JCP&L | Accepted | 2020-09-21 | 2020-09-23 | 2021-10-30 | Hanwha 340 | Q.PEAK DUO BLK-G6 340 | Solar Panels |  | 0.34 | 8 | 178 | 18 |  | Fixed | Roof
NJSTRE1545613453 |  | Transition Incentive Program | Bridgewater TWP | 8807 | 5 | 8.16 | Residential | No | Behind the Meter | Net-metered residential rooftop and canopy |  | None | Tesla Energy Operations Inc. | PSE&G | Accepted | 2020-09-18 | 2020-09-22 | 2021-10-30 | Hanwha Q-CELLS | Q.Peak DUO BLK-G6+ 340 | Solar Panels |  | 0.34 | 8 | 56 | 30 |  | Fixed | Roof
NJSTRE1545613529 |  | Transition Incentive Program | North Bergen Twp | 7047 | 8 | 6.2 | Residential | Yes | Behind the Meter | Net-metered residential rooftop and canopy |  | None | Freedom Forever New Jersey, LLC | PSE&G | Accepted | 2020-09-23 | 2020-09-23 | 2021-10-30 | Rec Solar | REC310TP2M | Solar Panels |  | 0.31 | 12 | 31 | 19 |  | Fixed | Roof | Roof
NJSTRE1545613812 |  | Transition Incentive Program | BLACKWOOD | 8012 | 14 | 8.96 | Residential | No | Behind the Meter | Net-metered residential rooftop and canopy |  | None | Vivint Solar Developer, LLC | PSE&G | Accepted | 2020-09-22 | 2020-09-22 | 2021-10-30 | HANWHA SOLAR | Q.PEAK DUO BLK-G5 320W | Solar Panels |  | 0.32 | 10 | 240 | 20 |  | Fixed | Roof
NJSTRE1545613845 |  | Transition Incentive Program | UNION | 7083 | 10 | 5.53 | Residential | Yes | Behind the Meter | Net-metered residential rooftop and canopy |  | None | Vivint Solar Developer, LLC | PSE&G | Accepted | 2020-09-22 | 2020-09-23 | 2021-10-30 | JINKO SOLAR | JKM325M-60HBL | Solar Panels |  | 0.325 | 9 | 60 | 27 |  | Fixed | Roof
NJSTRE1545615696 |  | Transition Incentive Program | Turnersville | 8012 | 14 | 4.02 | Residential | Yes | Behind the Meter | Net-metered residential rooftop and canopy |  | None | Vision Solar LLC | AC Electric | Accepted | 2020-09-19 | 2020-09-23 | 2021-10-30 | HANWHA Q-CELLS | Q.PEAK DUO-G6+ 335 | Solar Panels |  | 0.335 | 1 | 10 | 33 |  | Fixed | Roof
NJSTRE1545615699 |  | Transition Incentive Program | Newark | 7106 | 9 | 7.37 | Residential | No | Behind the Meter | Net-metered residential rooftop and canopy |  | None | Vision Solar LLC | PSE&G | Accepted | 2020-09-19 | 2020-09-23 | 2021-10-30 | HANWHA Q-CELLS | Q.PEAK DUO-G6+ 335 | Solar Panels |  | 0.335 | 4 | 214 | 20 |  | Fixed | Roof
NJSTRE1545615726 |  | Transition Incentive Program | PITMAN | 8071 | 15 | 4.88 | Residential | Yes | Behind the Meter | Net-metered residential rooftop and canopy |  | None | Vivint Solar Developer, LLC | AC Electric | Accepted | 2020-09-21 | 2020-09-22 | 2021-10-30 | JINKO SOLAR | JKM325M-60HBL | Solar Panels |  | 0.325 | 15 | 145 | 19 |  | Fixed | Roof
NJSTRE1545615732 |  | Transition Incentive Program | Washington TWP MER | 8691 | 12 | 15.98 | Residential | Yes | Behind the Meter | Net-metered residential rooftop and canopy |  | None | Tesla Energy Operations Inc. | PSE&G | Accepted | 2020-09-19 | 2020-09-22 | 2021-10-30 | Hanwha Q-CELLS | Q.Peak DUO BLK-G6+ 340 | Solar Panels |  | 0.34 | 14 | 43 | 32 |  | Fixed | Roof
NJSTRE1545616625 |  | Transition Incentive Program | Moorestown | 8057 | 13 | 4.36 | Residential | Yes | Behind the Meter | Net-metered residential rooftop and canopy |  | None | Vision Solar LLC | PSE&G | Accepted | 2020-09-21 | 2020-09-23 | 2021-10-30 | HANWHA Q-CELLS | Q.PEAK DUO-G6+ 335 | Solar Panels |  | 0.335 | 4 | 212 | 45 |  | Fixed | Roof
NJSTRE1545616625 |  | Transition Incentive Program | Moorestown | 8057 | 13 | 4.36 | Residential | Yes | Behind the Meter | Net-metered residential rooftop and canopy |  | None | Vision Solar LLC | PSE&G | Accepted | 2020-09-21 | 2020-09-23 | 2021-10-30 | HANWHA Q-CELLS | Q.PEAK DUO-G6+ 335 | Solar Panels |  | 0.335 | 3 | 32 | 45 |  | Fixed | Roof
NJSTRE1545616639 |  | Transition Incentive Program | Rochelle Park | 7662 | 7 | 9.72 | Residential | Yes | Behind the Meter | Net-metered residential rooftop and canopy |  | None | Trinity Solar | PSE&G | Accepted | 2020-09-21 | 2020-09-22 | 2021-10-30 | Hanwha | Q.PEAK DUO BLK-G6 335 | Solar Panels |  | 0.335 | 29 | 127 | 20 |  | Fixed | Roof
NJSTRE1545616695 |  | Transition Incentive Program | Hackensack City | 7601 | 7 | 8.4 | Residential | No | Behind the Meter | Net-metered residential rooftop and canopy |  | None | Bright Planet Solar | PSE&G | Accepted | 2020-09-21 | 2020-09-24 | 2021-10-30 | SUNPOWER | SPR-A400 | Solar Panels |  | 0.4 | 5 | 37 | 33 |  | Fixed | Roof
NJSTRE1545616757 |  | Transition Incentive Program | Morganville | 7751 | 17 | 28.9 | Residential | No | Behind the Meter | Net-metered residential rooftop and canopy |  | None | Maier Engineering dba Solar Me | JCP&L | Accepted | 2020-09-21 | 2020-09-23 | 2021-10-30 | Hanwha | Q.CELL DUO BLK-G6 340W | Solar Panels |  | 0.34 | 5 | 220 | 33 |  | Fixed | Roof
NJSTRE1545612883 |  | Transition Incentive Program | Rutherford | 7070 | 7 | 6.5 | Residential | Yes | Behind the Meter | Net-metered residential rooftop and canopy |  | None | Vivint Solar Developer, LLC | PSE&G | Accepted | 2020-09-21 | 2020-09-22 | 2021-10-30 | JINKO SOLAR | JKM325M-60HBL | Solar Panels |  | 0.325 | 20 | 217 | 34 |  | Fixed | Roof
NJSTRE1545612914 |  | Transition Incentive Program | Bound Brook Boro | 8805 | 5 | 12.24 | Residential | Yes | Behind the Meter | Net-metered residential rooftop and canopy |  | None | Tesla Energy Operations Inc. | PSE&G | Accepted | 2020-09-18 | 2020-09-22 | 2021-10-30 | Hanwha Q-CELLS | Q.Peak DUO BLK-G6+ 340 | Solar Panels |  | 0.34 | 12 | 106 | 23 |  | Fixed | Roof
NJSTRE1545612982 |  | Transition Incentive Program | Jackson | 8527 | 18 | 12.58 | Residential | Yes | Behind the Meter | Net-metered residential rooftop and canopy |  | None | Trinity Solar | JCP&L | Accepted | 2020-09-18 | 2020-09-22 | 2021-10-30 | Hanwha | Q.PEAK DUO BLK-G6 340 | Solar Panels |  | 0.34 | 11 | 227 | 40 |  | Fixed | Roof
NJSTRE1545613077 |  | Transition Incentive Program | Clayton | 8312 | 15 | 6.18 | Residential | No | Behind the Meter | Net-metered residential rooftop and canopy |  | None | EMT Renewables | AC Electric | Accepted | 2020-09-18 | 2020-09-22 | 2021-10-30 | Trina | 325-BLK | Solar Panels |  | 0.325 | 6 | 263 | 31 |  | Fixed | Roof
NJSTRE1545613135 |  | Transition Incentive Program | Pennsauken | 8110 | 14 | 5.85 | Residential | Yes | Behind the Meter | Net-metered residential rooftop and canopy |  | None | Vivint Solar Developer, LLC | PSE&G | Accepted | 2020-09-18 | 2020-09-22 | 2021-10-30 | JINKO SOLAR | JKM325M-60HBL | Solar Panels |  | 0.325 | 6 | 239 | 19 |  | Fixed | Roof
NJSTRE1545613146 |  | Transition Incentive Program | LUMBERTON | 8048 | 13 | 6.18 | Residential | Yes | Behind the Meter | Net-metered residential rooftop and canopy |  | None | Vivint Solar Developer, LLC | PSE&G | Accepted | 2020-09-22 | 2020-09-25 | 2021-10-30 | JINKO SOLAR | JKM325M-60HBL | Solar Panels |  | 0.325 | 3 | 69 | 29 |  | Fixed | Roof
NJSTRE1545613153 |  | Transition Incentive Program | Wallington | 7057 | 7 | 4.88 | Residential | Yes | Behind the Meter | Net-metered residential rooftop and canopy | NA | None | Sunrun Installation Services, Inc. | PSE&G | Accepted | 2020-09-18 | 2020-09-22 | 2021-10-30 | LONGi Green Energy Technology Co Ltd | LR6-60HPB-305M | Solar Panels |  | 0.305 | 8 | 232 | 40 |  | Fixed | Roof
NJSTRE1545613205 |  | Transition Incentive Program | TOMS RIVER | 8753 | 18 | 11.7 | Residential | Yes | Behind the Meter | Net-metered residential rooftop and canopy |  | None | Vivint Solar Developer, LLC | JCP&L | Accepted | 2020-09-18 | 2020-09-22 | 2021-10-30 | JINKO SOLAR | JKM325M-60HBL | Solar Panels |  | 0.325 | 10 | 183 | 23 |  | Fixed | Roof
NJSTRE1545613238 |  | Transition Incentive Program | West Caldwell | 7006 | 9 | 10.5 | Residential | Yes | Behind the Meter | Net-metered residential rooftop and canopy |  | None | Pro Custom Solar dba Momentum Solar | PSE&G | Accepted | 2020-09-18 | 2020-09-22 | 2021-10-30 | LG | LG 350N1C-V5 | Solar Panels |  | 0.35 | 12 | 223 | 23 |  | Fixed | Roof
NJSTRE1545613251 |  | Transition Incentive Program | Wallington | 7057 | 7 | 5.6 | Residential | Yes | Behind the Meter | Net-metered residential rooftop and canopy |  | None | Pro Custom Solar dba Momentum Solar | PSE&G | Accepted | 2020-09-18 | 2020-09-22 | 2021-10-30 | LG | LG 350N1C-V5 | Solar Panels |  | 0.35 | 16 | 217 | 39 |  | Fixed | Roof
NJSTRE1545613281 |  | Transition Incentive Program | Pennsville | 8070 | 16 | 9.75 | Residential | No | Behind the Meter | Net-metered residential rooftop and canopy |  | None | EMT Renewables | AC Electric | Accepted | 2020-09-18 | 2020-09-22 | 2021-10-30 | Trina | 325-BLK | Solar Panels |  | 0.325 | 8 | 129 | 30 |  | Fixed | Roof
NJSTRE1545613449 |  | Transition Incentive Program | Raritan | 8869 | 5 | 9.1 | Residential | Yes | Behind the Meter | Net-metered residential rooftop and canopy |  | None | Pro Custom Solar dba Momentum Solar | PSE&G | Accepted | 2020-09-18 | 2020-09-22 | 2021-10-30 | LG | LG 350N1C-V5 | Solar Panels |  | 0.35 | 4 | 347 | 36 |  | Fixed | Roof
NJSTRE1545613206 |  | Transition Incentive Program | Lavallette | 8735 | 18 | 2.68 | Residential | Yes | Behind the Meter | Net-metered residential rooftop and canopy |  | None | Vision Solar LLC | JCP&L | Accepted | 2020-09-18 | 2020-09-23 | 2021-10-30 | HANWHA Q-CELLS | Q.PEAK DUO-G6+ 335 | Solar Panels |  | 0.335 | 2 | 16 | 15 |  | Single Axis | Roof
NJSTRE1545613281 |  | Transition Incentive Program | Pennsville | 8070 | 16 | 9.75 | Residential | No | Behind the Meter | Net-metered residential rooftop and canopy |  | None | EMT Renewables | AC Electric | Accepted | 2020-09-18 | 2020-09-22 | 2021-10-30 | Trina | 325-BLK | Solar Panels |  | 0.325 | 8 | 246 | 5 |  | Fixed | Roof
NJSTRE1545613437 |  | Transition Incentive Program | Jersey City | 7306 | 8 | 5.6 | Residential | Yes | Behind the Meter | Net-metered residential rooftop and canopy |  | None | Pro Custom Solar dba Momentum Solar | PSE&G | Accepted | 2020-09-18 | 2020-09-22 | 2021-10-30 | LG | LG 350N1C-V5 | Solar Panels |  | 0.35 | 9 | 213 | 4 |  | Fixed | Roof
NJSTRE1545613453 |  | Transition Incentive Program | Bridgewater TWP | 8807 | 5 | 8.16 | Residential | No | Behind the Meter | Net-metered residential rooftop and canopy |  | None | Tesla Energy Operations Inc. | PSE&G | Accepted | 2020-09-18 | 2020-09-22 | 2021-10-30 | Hanwha Q-CELLS | Q.Peak DUO BLK-G6+ 340 | Solar Panels |  | 0.34 | 11 | 146 | 30 |  | Fixed | Roof
NJSTRE1545613600 |  | Transition Incentive Program | Livingston | 7039 | 9 | 14.4 | Residential | No | Behind the Meter | Net-metered residential rooftop and canopy |  | None | Vivint Solar Developer, LLC | PSE&G | Accepted | 2020-09-22 | 2020-09-22 | 2021-10-30 | HANWHA SOLAR | Q.PEAK DUO BLK-G5 320W | Solar Panels |  | 0.32 | 18 | 183 | 31 |  | Fixed | Roof
NJSTRE1545613845 |  | Transition Incentive Program | UNION | 7083 | 10 | 5.53 | Residential | Yes | Behind the Meter | Net-metered residential rooftop and canopy |  | None | Vivint Solar Developer, LLC | PSE&G | Accepted | 2020-09-22 | 2020-09-23 | 2021-10-30 | JINKO SOLAR | JKM325M-60HBL | Solar Panels |  | 0.325 | 2 | 60 | 27 |  | Fixed | Roof
NJSTRE1545616604 |  | Transition Incentive Program | Pennsauken Township | 8109 | 14 | 5.67 | Residential | Yes | Behind the Meter | Net-metered residential rooftop and canopy |  | None | Suntuity Solar LLC | PSE&G | Accepted | 2020-09-21 | 2020-09-22 | 2021-10-30 | Longi | LR6-60HPB-315M | Solar Panels |  | 0.315 | 5 | 263 | 14 |  | Fixed | Roof
NJSTRE1545616605 |  | Transition Incentive Program | SOMERSET | 8873 | 5 | 10.08 | Residential | No | Behind the Meter | Net-metered residential rooftop and canopy |  | None | Suntuity Solar LLC | PSE&G | Accepted | 2020-09-21 | 2020-09-22 | 2021-10-30 | Longi | LR6-60HPB-315M | Solar Panels |  | 0.315 | 24 | 146 | 33 |  | Fixed | Roof
NJSTRE1545616607 |  | Transition Incentive Program | Clarksboro | 8020 | 15 | 18.9 | Residential | No | Behind the Meter | Net-metered residential rooftop and canopy |  | None | Suntuity Solar LLC | AC Electric | Accepted | 2020-09-21 | 2020-09-22 | 2021-10-30 | Longi | LR6-60HPB-315M | Solar Panels |  | 0.315 | 26 | 227 | 19 |  | Fixed | Roof
NJSTRE1545616626 |  | Transition Incentive Program | Carteret Boro | 7008 | 11 | 5.76 | Residential | No | Behind the Meter | Net-metered residential rooftop and canopy |  | None | Green Power Energy | PSE&G | Accepted | 2020-09-21 | 2020-09-22 | 2021-10-30 | LG Electronics | LG360N1C-N5 | Solar Panels |  | 0.36 | 16 | 126 | 25 |  | Fixed | Roof
NJSTRE1545616689 |  | Transition Incentive Program | Mt. Laurel | 8054 | 13 | 16.32 | Residential | No | Behind the Meter | Net-metered residential rooftop and canopy |  | None | Impact Solar LLC | PSE&G | Accepted | 2020-09-21 | 2020-09-22 | 2021-10-30 | Jinko | JKM320 | Solar Panels |  | 0.32 | 12 | 132 | 23 |  | Fixed | Roof
NJSTRE1545616757 |  | Transition Incentive Program | Morganville | 7751 | 17 | 28.9 | Residential | No | Behind the Meter | Net-metered residential rooftop and canopy |  | None | Maier Engineering dba Solar Me | JCP&L | Accepted | 2020-09-21 | 2020-09-23 | 2021-10-30 | Hanwha | Q.CELL DUO BLK-G6 340W | Solar Panels |  | 0.34 | 11 | 310 | 33 |  | Fixed | Roof
NJSTRE1545616757 |  | Transition Incentive Program | Morganville | 7751 | 17 | 28.9 | Residential | No | Behind the Meter | Net-metered residential rooftop and canopy |  | None | Maier Engineering dba Solar Me | JCP&L | Accepted | 2020-09-21 | 2020-09-23 | 2021-10-30 | Hanwha | Q.CELL DUO BLK-G6 340W | Solar Panels |  | 0.34 | 16 | 220 | 33 |  | Fixed | Roof
NJSTRE1545613552 |  | Transition Incentive Program | HACKENSACK | 7601 | 7 | 5.53 | Residential | Yes | Behind the Meter | Net-metered residential rooftop and canopy |  | None | Vivint Solar Developer, LLC | PSE&G | Accepted | 2020-09-24 | 2020-09-25 | 2021-10-30 | JINKO SOLAR | JKM325M-60HBL | Solar Panels |  | 0.325 | 11 | 38 | 8 |  | Fixed | Roof
NJSTRE1545613568 |  | Transition Incentive Program | Edison TWP | 8820 | 11 | 6.8 | Residential | No | Behind the Meter | Net-metered residential rooftop and canopy |  | None | Tesla Energy Operations Inc. | PSE&G | Accepted | 2020-09-18 | 2020-09-22 | 2021-10-30 | Hanwha Q-CELLS | Q.Peak DUO BLK-G6+ 340 | Solar Panels |  | 0.34 | 20 | 170 | 27 |  | Fixed | Roof
NJSTRE1545613600 |  | Transition Incentive Program | Livingston | 7039 | 9 | 14.4 | Residential | No | Behind the Meter | Net-metered residential rooftop and canopy |  | None | Vivint Solar Developer, LLC | PSE&G | Accepted | 2020-09-22 | 2020-09-22 | 2021-10-30 | HANWHA SOLAR | Q.PEAK DUO BLK-G5 320W | Solar Panels |  | 0.32 | 17 | 93 | 30 |  | Fixed | Roof
NJSTRE1545613600 |  | Transition Incentive Program | Livingston | 7039 | 9 | 14.4 | Residential | No | Behind the Meter | Net-metered residential rooftop and canopy |  | None | Vivint Solar Developer, LLC | PSE&G | Accepted | 2020-09-22 | 2020-09-22 | 2021-10-30 | HANWHA SOLAR | Q.PEAK DUO BLK-G5 320W | Solar Panels |  | 0.32 | 3 | 183 | 28 |  | Fixed | Roof
NJSTRE1545613847 |  | Transition Incentive Program | Audubon | 8106 | 14 | 9.1 | Residential | Yes | Behind the Meter | Net-metered residential rooftop and canopy |  | None | Vivint Solar Developer, LLC | PSE&G | Accepted | 2020-09-21 | 2020-09-22 | 2021-10-30 | JINKO SOLAR | JKM325M-60HBL | Solar Panels |  | 0.325 | 20 | 66 | 26 |  | Fixed | Roof
NJSTRE1545615732 |  | Transition Incentive Program | Washington TWP MER | 8691 | 12 | 15.98 | Residential | Yes | Behind the Meter | Net-metered residential rooftop and canopy |  | None | Tesla Energy Operations Inc. | PSE&G | Accepted | 2020-09-19 | 2020-09-22 | 2021-10-30 | Hanwha Q-CELLS | Q.Peak DUO BLK-G6+ 340 | Solar Panels |  | 0.34 | 3 | 43 | 30 |  | Fixed | Roof
NJSTRE1545616603 |  | Transition Incentive Program | EGG HARBOR CITY | 8215 | 19 | 8.82 | Residential | No | Behind the Meter | Net-metered residential rooftop and canopy |  | None | Suntuity Solar LLC | AC Electric | Accepted | 2020-09-21 | 2020-09-22 | 2021-10-30 | Longi | LR6-60HPB-315M | Solar Panels |  | 0.315 | 18 | 191 | 20 |  | Fixed | Roof
NJSTRE1545616604 |  | Transition Incentive Program | Pennsauken Township | 8109 | 14 | 5.67 | Residential | Yes | Behind the Meter | Net-metered residential rooftop and canopy |  | None | Suntuity Solar LLC | PSE&G | Accepted | 2020-09-21 | 2020-09-22 | 2021-10-30 | Longi | LR6-60HPB-315M | Solar Panels |  | 0.315 | 13 | 83 | 14 |  | Fixed | Roof
NJSTRE1545616689 |  | Transition Incentive Program | Mt. Laurel | 8054 | 13 | 16.32 | Residential | No | Behind the Meter | Net-metered residential rooftop and canopy |  | None | Impact Solar LLC | PSE&G | Accepted | 2020-09-21 | 2020-09-22 | 2021-10-30 | Jinko | JKM320 | Solar Panels |  | 0.32 | 23 | 222 | 23 |  | Fixed | Roof
NJSTRE1545616757 |  | Transition Incentive Program | Morganville | 7751 | 17 | 28.9 | Residential | No | Behind the Meter | Net-metered residential rooftop and canopy |  | None | Maier Engineering dba Solar Me | JCP&L | Accepted | 2020-09-21 | 2020-09-23 | 2021-10-30 | Hanwha | Q.CELL DUO BLK-G6 340W | Solar Panels |  | 0.34 | 3 | 310 | 33 |  | Fixed | Roof
NJSTRE1545616840 |  | Transition Incentive Program | Westwood | 7675 | 7 | 10.88 | Residential | Yes | Behind the Meter | Net-metered residential rooftop and canopy |  | None | Trinity Solar | PSE&G | Accepted | 2020-09-21 | 2020-09-23 | 2021-10-30 | Hanwha 340 | Q.PEAK DUO BLK-G6 340 | Solar Panels |  | 0.34 | 16 | 242 | 28 |  | Fixed | Roof
NJSTRE1545616863 |  | Transition Incentive Program | Bound Brook | 8805 | 5 | 10.56 | Residential | Yes | Behind the Meter | Net-metered residential rooftop and canopy |  | None | e2/ECTA | PSE&G | Accepted | 2020-09-25 | 2020-09-25 | 2021-10-30 | Axitec | AC-320MH/120S | Solar Panels |  | 0.32 | 14 | 284 | 37 |  | Fixed | Roof | west roof
NJSTRE1545616883 |  | Transition Incentive Program | South Brunswick Twp | 8528 | 5 | 10.23 | Residential | No | Behind the Meter | Net-metered residential rooftop and canopy |  | None | Green Power Energy | PSE&G | Accepted | 2020-09-21 | 2020-09-23 | 2021-10-30 | LG Electronics | LG330N1K-V5 | Solar Panels |  | 0.33 | 6 | 155 | 2 |  | Fixed | Roof
NJSTRE1545613210 |  | Transition Incentive Program | Cherry Hill | 8003 | 14 | 4.2 | Residential | Yes | Behind the Meter | Net-metered residential rooftop and canopy |  | None | Pro Custom Solar dba Momentum Solar | PSE&G | Accepted | 2020-09-18 | 2020-09-22 | 2021-10-30 | LG | LG 350N1C-V5 | Solar Panels |  | 0.35 | 8 | 287 | 28 |  | Fixed | Roof
NJSTRE1545613238 |  | Transition Incentive Program | West Caldwell | 7006 | 9 | 10.5 | Residential | Yes | Behind the Meter | Net-metered residential rooftop and canopy |  | None | Pro Custom Solar dba Momentum Solar | PSE&G | Accepted | 2020-09-18 | 2020-09-22 | 2021-10-30 | LG | LG 350N1C-V5 | Solar Panels |  | 0.35 | 12 | 133 | 23 |  | Fixed | Roof
NJSTRE1545613249 |  | Transition Incentive Program | Phillipsburg | 8865 | 2 | 3.69 | Residential | No | Behind the Meter | Net-metered residential rooftop and canopy |  | None | Vision Solar LLC | JCP&L | Accepted | 2020-09-18 | 2020-09-23 | 2021-10-30 | IQ7-60-2-US | Q.PEAK DUO-G6+ 335 | Solar Panels |  | 0.335 | 11 | 145 | 25 |  | Fixed | Roof
NJSTRE1545613281 |  | Transition Incentive Program | Pennsville | 8070 | 16 | 9.75 | Residential | No | Behind the Meter | Net-metered residential rooftop and canopy |  | None | EMT Renewables | AC Electric | Accepted | 2020-09-18 | 2020-09-22 | 2021-10-30 | Trina | 325-BLK | Solar Panels |  | 0.325 | 14 | 358 | 5 |  | Fixed | Roof
NJSTRE1545613449 |  | Transition Incentive Program | Raritan | 8869 | 5 | 9.1 | Residential | Yes | Behind the Meter | Net-metered residential rooftop and canopy |  | None | Pro Custom Solar dba Momentum Solar | PSE&G | Accepted | 2020-09-18 | 2020-09-22 | 2021-10-30 | LG | LG 350N1C-V5 | Solar Panels |  | 0.35 | 4 | 167 | 35 |  | Fixed | Roof
NJSTRE1545613449 |  | Transition Incentive Program | Raritan | 8869 | 5 | 9.1 | Residential | Yes | Behind the Meter | Net-metered residential rooftop and canopy |  | None | Pro Custom Solar dba Momentum Solar | PSE&G | Accepted | 2020-09-18 | 2020-09-22 | 2021-10-30 | LG | LG 350N1C-V5 | Solar Panels |  | 0.35 | 4 | 77 | 36 |  | Fixed | Roof
NJSTRE1545613492 |  | Transition Incentive Program | Absecon | 8201 | 19 | 4.76 | Residential | Yes | Behind the Meter | Net-metered residential rooftop and canopy |  | None | Castle Energy, LLC | AC Electric | Accepted | 2020-09-18 | 2020-09-22 | 2021-10-30 | Hanwha Q-Cells | Q.Peak DUO BLK-G6 340 | Solar Panels |  | 0.34 | 14 | 141 | 34 |  | Fixed | Roof
NJSTRE1545613540 |  | Transition Incentive Program | North Brunswick | 8902 | 11 | 11.7 | Residential | No | Behind the Meter | Net-metered residential rooftop and canopy |  | None | EMT Renewables | PSE&G | Accepted | 2020-09-18 | 2020-09-22 | 2021-10-30 | Trina | 325-BLK | Solar Panels |  | 0.325 | 3 | 165 | 23 |  | Fixed | Roof
NJSTRE1545613552 |  | Transition Incentive Program | HACKENSACK | 7601 | 7 | 5.53 | Residential | Yes | Behind the Meter | Net-metered residential rooftop and canopy |  | None | Vivint Solar Developer, LLC | PSE&G | Accepted | 2020-09-24 | 2020-09-25 | 2021-10-30 | JINKO SOLAR | JKM325M-60HBL | Solar Panels |  | 0.325 | 6 | 38 | 21 |  | Fixed | Roof
NJSTRE1545613600 |  | Transition Incentive Program | Livingston | 7039 | 9 | 14.4 | Residential | No | Behind the Meter | Net-metered residential rooftop and canopy |  | None | Vivint Solar Developer, LLC | PSE&G | Accepted | 2020-09-22 | 2020-09-22 | 2021-10-30 | HANWHA SOLAR | Q.PEAK DUO BLK-G5 320W | Solar Panels |  | 0.32 | 7 | 93 | 30 |  | Fixed | Roof
NJSTRE1545613812 |  | Transition Incentive Program | BLACKWOOD | 8012 | 14 | 8.96 | Residential | No | Behind the Meter | Net-metered residential rooftop and canopy |  | None | Vivint Solar Developer, LLC | PSE&G | Accepted | 2020-09-22 | 2020-09-22 | 2021-10-30 | HANWHA SOLAR | Q.PEAK DUO BLK-G5 320W | Solar Panels |  | 0.32 | 12 | 60 | 20 |  | Fixed | Roof
NJSTRE1545615696 |  | Transition Incentive Program | Turnersville | 8012 | 14 | 4.02 | Residential | Yes | Behind the Meter | Net-metered residential rooftop and canopy |  | None | Vision Solar LLC | AC Electric | Accepted | 2020-09-19 | 2020-09-23 | 2021-10-30 | HANWHA Q-CELLS | Q.PEAK DUO-G6+ 335 | Solar Panels |  | 0.335 | 4 | 280 | 30 |  | Fixed | Roof
NJSTRE1545615699 |  | Transition Incentive Program | Newark | 7106 | 9 | 7.37 | Residential | No | Behind the Meter | Net-metered residential rooftop and canopy |  | None | Vision Solar LLC | PSE&G | Accepted | 2020-09-19 | 2020-09-23 | 2021-10-30 | HANWHA Q-CELLS | Q.PEAK DUO-G6+ 335 | Solar Panels |  | 0.335 | 14 | 305 | 25 |  | Fixed | Roof
NJSTRE1545612803 |  | Transition Incentive Program | Brick | 8724 | 18 | 14.43 | Residential | No | Behind the Meter | Net-metered residential rooftop and canopy |  | None | Whitman Construction, LLC | JCP&L | Accepted | 2020-09-18 | 2020-09-22 | 2021-10-30 | SOLARIA POWER | XT-370R-PD | Solar Panels |  | 0.37 | 11 | 288 | 29 |  | Fixed | Roof
NJSTRE1545612927 |  | Transition Incentive Program | Edison | 8820 | 11 | 12.2 | Residential | Yes | Behind the Meter | Net-metered residential rooftop and canopy |  | None | Sunrun, Inc. | PSE&G | Accepted | 2020-09-18 | 2020-09-22 | 2021-10-30 | LONGi Green Energy Technology Co Ltd | LR6-60HPB-305M | Solar Panels |  | 0.305 | 10 | 19 | 18 |  | Fixed | Roof
NJSTRE1545612928 |  | Transition Incentive Program | BARNEGAT | 8005 | 18 | 9.1 | Residential | Yes | Behind the Meter | Net-metered residential rooftop and canopy |  | None | Vivint Solar Developer, LLC | AC Electric | Accepted | 2020-09-22 | 2020-09-22 | 2021-10-30 | JINKO SOLAR | JKM325M-60HBL | Solar Panels |  | 0.325 | 28 | 257 | 21 |  | Fixed | Roof
NJSTRE1545613187 |  | Transition Incentive Program | MOUNT EPHRAIM | 8059 | 14 | 9.52 | Residential | Yes | Behind the Meter | Net-metered residential rooftop and canopy |  | None | Trinity Solar | PSE&G | Accepted | 2020-09-18 | 2020-09-22 | 2021-10-30 | HANWHA | Q.PEAK DUO BLK-G6 340 | Solar Panels |  | 0.34 | 8 | 78 | 27 |  | Fixed | Roof
NJSTRE1545613189 |  | Transition Incentive Program | Eatontown | 7724 | 17 | 115.2 | Commercial | No | Behind the Meter | Net-metered non-residential rooftop and canopy |  | None | InFEWsion LLC | JCP&L | Final As-Built Received | 2020-09-18 | 2020-09-22 | 2021-10-30 | JA Solar | JAM6(K)-72-360/PR | Solar Panels |  | 0.36 | 320 | 164 | 10 |  | Fixed | Roof
NJSTRE1545613205 |  | Transition Incentive Program | TOMS RIVER | 8753 | 18 | 11.7 | Residential | Yes | Behind the Meter | Net-metered residential rooftop and canopy |  | None | Vivint Solar Developer, LLC | JCP&L | Accepted | 2020-09-18 | 2020-09-22 | 2021-10-30 | JINKO SOLAR | JKM325M-60HBL | Solar Panels |  | 0.325 | 22 | 3 | 23 |  | Fixed | Roof
NJSTRE1545613503 |  | Transition Incentive Program | Highland Park | 8904 | 11 | 4.88 | Residential | Yes | Behind the Meter | Net-metered residential rooftop and canopy |  | None | Vivint Solar Developer, LLC | PSE&G | Accepted | 2020-09-18 | 2020-09-22 | 2021-10-30 | JINKO SOLAR | JKM325M-60HBL | Solar Panels |  | 0.325 | 15 | 40 | 35 |  | Fixed | Roof
NJSTRE1545613540 |  | Transition Incentive Program | North Brunswick | 8902 | 11 | 11.7 | Residential | No | Behind the Meter | Net-metered residential rooftop and canopy |  | None | EMT Renewables | PSE&G | Accepted | 2020-09-18 | 2020-09-22 | 2021-10-30 | Trina | 325-BLK | Solar Panels |  | 0.325 | 12 | 345 | 20 |  | Fixed | Roof
NJSTRE1545613858 |  | Transition Incentive Program | DAYTON | 8810 | 11 | 9.1 | Residential | Yes | Behind the Meter | Net-metered residential rooftop and canopy |  | None | Vivint Solar Developer, LLC | PSE&G | Accepted | 2020-09-21 | 2020-09-22 | 2021-10-30 | JINKO SOLAR | JKM325M-60HBL | Solar Panels |  | 0.325 | 8 | 86 | 22 |  | Fixed | Roof
NJSTRE1545613858 |  | Transition Incentive Program | DAYTON | 8810 | 11 | 9.1 | Residential | Yes | Behind the Meter | Net-metered residential rooftop and canopy |  | None | Vivint Solar Developer, LLC | PSE&G | Accepted | 2020-09-21 | 2020-09-22 | 2021-10-30 | JINKO SOLAR | JKM325M-60HBL | Solar Panels |  | 0.325 | 20 | 266 | 22 |  | Fixed | Roof
NJSTRE1545616270 |  | Transition Incentive Program | Pennsauken TWP | 8110 | 14 | 5.76 | Residential | Yes | Behind the Meter | Net-metered residential rooftop and canopy |  | None | Sunbound Solar | PSE&G | Accepted | 2020-09-20 | 2020-09-23 | 2021-10-30 | Hanwha | Q-CELL. Q.PEAK DUO-G5 320, 320W | Solar Panels |  | 0.32 | 9 | 237 | 18 |  | Fixed | Roof
NJSTRE1545616270 |  | Transition Incentive Program | Pennsauken TWP | 8110 | 14 | 5.76 | Residential | Yes | Behind the Meter | Net-metered residential rooftop and canopy |  | None | Sunbound Solar | PSE&G | Accepted | 2020-09-20 | 2020-09-23 | 2021-10-30 | Hanwha | Q-CELL. Q.PEAK DUO-G5 320, 320W | Solar Panels |  | 0.32 | 5 | 147 | 39 |  | Fixed | Roof
NJSTRE1545616606 |  | Transition Incentive Program | BLACKWOOD | 8012 | 14 | 10.71 | Residential | Yes | Behind the Meter | Net-metered residential rooftop and canopy |  | None | Suntuity Solar LLC | PSE&G | Accepted | 2020-09-21 | 2020-09-22 | 2021-10-30 | Longi | LR6-60HPB-315M | Solar Panels |  | 0.315 | 12 | 267 | 26 |  | Fixed | Roof
NJSTRE1545616766 |  | Transition Incentive Program | Trenton | 8618 | 12 | 9.52 | Residential | Yes | Behind the Meter | Net-metered residential rooftop and canopy |  | None | Trinity Solar | PSE&G | Accepted | 2020-09-21 | 2020-09-23 | 2021-10-30 | Hanwha | Q.PEAK DUO BLK-G6 340 | Solar Panels |  | 0.34 | 9 | 232 | 21 |  | Fixed | Roof
NJSTRE1545616773 |  | Transition Incentive Program | Bergenfield | 7621 | 7 | 5.78 | Residential | Yes | Behind the Meter | Net-metered residential rooftop and canopy |  | None | Trinity Solar | PSE&G | Accepted | 2020-09-21 | 2020-09-22 | 2021-10-30 | Hanwha 340 | Q.PEAK DUO BLK-G6 340 | Solar Panels |  | 0.34 | 9 | 275 | 28 |  | Fixed | Roof
NJSTRE1545616840 |  | Transition Incentive Program | Westwood | 7675 | 7 | 10.88 | Residential | Yes | Behind the Meter | Net-metered residential rooftop and canopy |  | None | Trinity Solar | PSE&G | Accepted | 2020-09-21 | 2020-09-23 | 2021-10-30 | Hanwha 340 | Q.PEAK DUO BLK-G6 340 | Solar Panels |  | 0.34 | 16 | 62 | 28 |  | Fixed | Roof
NJSTRE1545616819 |  | Transition Incentive Program | South River | 8882 | 11 | 12.71 | Residential | No | Behind the Meter | Net-metered residential rooftop and canopy |  | None | Bright Planet Solar | South River | Accepted | 2020-09-21 | 2020-09-24 | 2021-10-30 | HANWHA Q-CELLS | Q.PEAK DUO BLK-G5 310W | Solar Panels |  | 0.31 | 11 | 175 | 22 |  | Fixed | Roof
NJSTRE1545616844 |  | Transition Incentive Program | Millville | 8332 | 20 | 7.14 | Residential | Yes | Behind the Meter | Net-metered residential rooftop and canopy |  | None | Trinity Solar | AC Electric | Accepted | 2020-09-21 | 2020-09-23 | 2021-10-30 | Hanwha | Q.PEAK DUO BLK-G6 340 | Solar Panels |  | 0.34 | 15 | 103 | 27 |  | Fixed | Roof
NJSTRE1545616868 |  | Transition Incentive Program | North Brunswick Twp | 8902 | 11 | 17.98 | Residential | No | Behind the Meter | Net-metered residential rooftop and canopy |  | None | Bright Planet Solar | PSE&G | Accepted | 2020-09-21 | 2020-09-24 | 2021-10-30 | LONGI | LR6-60HPB-310M | Solar Panels |  | 0.31 | 20 | 245 | 22 |  | Fixed | Roof
NJSTRE1545616883 |  | Transition Incentive Program | South Brunswick Twp | 8528 | 5 | 10.23 | Residential | No | Behind the Meter | Net-metered residential rooftop and canopy |  | None | Green Power Energy | PSE&G | Accepted | 2020-09-21 | 2020-09-23 | 2021-10-30 | LG electronics | LG330N1K-V5 | Solar Panels |  | 0.33 | 25 | 245 | 32 |  | Fixed | Roof
NJSTRE1545616910 |  | Transition Incentive Program | Freehold | 7728 | 17 | 11.56 | Residential | Yes | Behind the Meter | Net-metered residential rooftop and canopy |  | None | Trinity Solar | JCP&L | Accepted | 2020-09-21 | 2020-09-23 | 2021-10-30 | Hanwha 340 | Q.PEAK DUO BLK-G6 340 | Solar Panels |  | 0.34 | 12 | 178 | 18 |  | Fixed | Roof
NJSTRE1545616910 |  | Transition Incentive Program | Freehold | 7728 | 17 | 11.56 | Residential | Yes | Behind the Meter | Net-metered residential rooftop and canopy |  | None | Trinity Solar | JCP&L | Accepted | 2020-09-21 | 2020-09-23 | 2021-10-30 | Hanwha 340 | Q.PEAK DUO BLK-G6 340 | Solar Panels |  | 0.34 | 14 | 87 | 18 |  | Fixed | Roof
NJSTRE1545616938 |  | Transition Incentive Program | Brick | 8724 | 18 | 15.64 | Residential | No | Behind the Meter | Net-metered residential rooftop and canopy |  | None | Impact Solar LLC | JCP&L | Accepted | 2020-09-21 | 2020-09-23 | 2021-10-30 | hanwha | Q.PEAKDUO-G5340 | Solar Panels |  | 0.34 | 8 | 322 | 19 |  | Fixed | Roof
NJSTRE1545616918 |  | Transition Incentive Program | Freehold | 7728 | 17 | 13.6 | Residential | Yes | Behind the Meter | Net-metered residential rooftop and canopy |  | None | Trinity Solar | JCP&L | Accepted | 2020-09-21 | 2020-09-23 | 2021-10-30 | Hanwha | Q.PEAK DUO BLK-G6 340 | Solar Panels |  | 0.34 | 7 | 63 | 25 |  | Fixed | Roof
NJSTRE1545616969 |  | Transition Incentive Program | Cherry Hill | 8003 | 14 | 6.8 | Residential | No | Behind the Meter | Net-metered residential rooftop and canopy |  | None | Trinity Solar | PSE&G | Accepted | 2020-09-21 | 2020-09-23 | 2021-10-30 | Hanwha 340 | Q.PEAK DUO BLK-G6 340 | Solar Panels |  | 0.34 | 13 | 220 | 30 |  | Fixed | Roof
NJSTRE1545615732 |  | Transition Incentive Program | Washington TWP MER | 8691 | 12 | 15.98 | Residential | Yes | Behind the Meter | Net-metered residential rooftop and canopy |  | None | Tesla Energy Operations Inc. | PSE&G | Accepted | 2020-09-19 | 2020-09-22 | 2021-10-30 | Hanwha Q-CELLS | Q.Peak DUO BLK-G6+ 340 | Solar Panels |  | 0.34 | 10 | 223 | 32 |  | Fixed | Roof
NJSTRE1545616316 |  | Transition Incentive Program | Egg Harbor Township | 8234 | 19 | 8.83 | Residential | Yes | Behind the Meter | Net-metered residential rooftop and canopy |  | None | Fusion Solar Energy LLC | AC Electric | Final As-Built Received | 2020-09-22 | 2020-09-22 | 2021-10-30 | Sunpower | SPR-E20-327-E-AC | Solar Panels |  | 0.327 | 27 | 101 | 34 |  | Fixed | Roof
NJSTRE1545616607 |  | Transition Incentive Program | Clarksboro | 8020 | 15 | 18.9 | Residential | No | Behind the Meter | Net-metered residential rooftop and canopy |  | None | Suntuity Solar LLC | AC Electric | Accepted | 2020-09-21 | 2020-09-22 | 2021-10-30 | Longi | LR6-60HPB-315M | Solar Panels |  | 0.315 | 10 | 227 | 19 |  | Fixed | Roof
NJSTRE1545616689 |  | Transition Incentive Program | Mt. Laurel | 8054 | 13 | 16.32 | Residential | No | Behind the Meter | Net-metered residential rooftop and canopy |  | None | Impact Solar LLC | PSE&G | Accepted | 2020-09-21 | 2020-09-22 | 2021-10-30 | JInko | JKM320 | Solar Panels |  | 0.32 | 16 | 312 | 23 |  | Fixed | Roof
NJSTRE1545616747 |  | Transition Incentive Program | Bordentown Twp | 8505 | 13 | 3.72 | Residential | No | Behind the Meter | Net-metered residential rooftop and canopy |  | None | Bright Planet Solar | PSE&G | Accepted | 2020-09-21 | 2020-09-24 | 2021-10-30 | LONGI | LR6-60HPB-310M | Solar Panels |  | 0.31 | 8 | 273 | 36 |  | Fixed | Roof
NJSTRE1545616757 |  | Transition Incentive Program | Morganville | 7751 | 17 | 28.9 | Residential | No | Behind the Meter | Net-metered residential rooftop and canopy |  | None | Maier Engineering dba Solar Me | JCP&L | Accepted | 2020-09-21 | 2020-09-23 | 2021-10-30 | Hanwha | Q.CELL DUO BLK-G6 340W | Solar Panels |  | 0.34 | 4 | 130 | 33 |  | Fixed | Roof
NJSTRE1545616773 |  | Transition Incentive Program | Bergenfield | 7621 | 7 | 5.78 | Residential | Yes | Behind the Meter | Net-metered residential rooftop and canopy |  | None | Trinity Solar | PSE&G | Accepted | 2020-09-21 | 2020-09-22 | 2021-10-30 | Hanwha 340 | Q.PEAK DUO BLK-G6 340 | Solar Panels |  | 0.34 | 8 | 95 | 34 |  | Fixed | Roof
NJSTRE1545616868 |  | Transition Incentive Program | North Brunswick Twp | 8902 | 11 | 17.98 | Residential | No | Behind the Meter | Net-metered residential rooftop and canopy |  | None | Bright Planet Solar | PSE&G | Accepted | 2020-09-21 | 2020-09-24 | 2021-10-30 | LONGI | LR6-60HPB-310M | Solar Panels |  | 0.31 | 10 | 65 | 22 |  | Fixed | Roof
NJSTRE1545616918 |  | Transition Incentive Program | Freehold | 7728 | 17 | 13.6 | Residential | Yes | Behind the Meter | Net-metered residential rooftop and canopy |  | None | Trinity Solar | JCP&L | Accepted | 2020-09-21 | 2020-09-23 | 2021-10-30 | Hanwha | Q.PEAK DUO BLK-G6 340 | Solar Panels |  | 0.34 | 7 | 243 | 23 |  | Fixed | Roof
NJSTRE1545616994 |  | Transition Incentive Program | Piscataway TWP | 8854 | 11 | 13.26 | Residential | No | Behind the Meter | Net-metered residential rooftop and canopy |  | None | Tesla Energy Operations Inc. | PSE&G | Accepted | 2020-09-21 | 2020-09-23 | 2021-10-30 | Hanwha Q-CELLS | Q.Peak DUO BLK-G6+ 340 | Solar Panels |  | 0.34 | 4 | 10 | 30 |  | Fixed | Roof
NJSTRE1545617063 |  | Transition Incentive Program | Pennsauken | 8110 | 14 | 6.7 | Residential | No | Behind the Meter | Net-metered residential rooftop and canopy |  | None | Vision Solar LLC | PSE&G | Accepted | 2020-09-21 | 2020-09-23 | 2021-10-30 | HANWHA Q-CELLS | Q.PEAK DUO-G6+ 335 | Solar Panels |  | 0.335 | 10 | 61 | 23 |  | Fixed | Roof
NJSTRE1545617080 |  | Transition Incentive Program | Greenwich Township | 8027 | 15 | 6.65 | Residential | Yes | Behind the Meter | Net-metered residential rooftop and canopy |  | None | Pro Custom Solar dba Momentum Solar | AC Electric | Accepted | 2020-09-21 | 2020-09-23 | 2021-10-30 | LG | LG 350N1C-V5 | Solar Panels |  | 0.35 | 19 | 241 | 42 |  | Fixed | Roof
NJSTRE1545617157 |  | Transition Incentive Program | South Orangr | 7079 | 9 | 17.39 | Residential | No | Behind the Meter | Net-metered residential rooftop and canopy |  | None | Whitman Construction, LLC | PSE&G | Accepted | 2020-09-21 | 2020-09-23 | 2021-10-30 | SOLARIA POWER | XT-370R-PD | Solar Panels |  | 0.37 | 9 | 106 | 41 |  | Fixed | Roof
NJSTRE1545616606 |  | Transition Incentive Program | BLACKWOOD | 8012 | 14 | 10.71 | Residential | Yes | Behind the Meter | Net-metered residential rooftop and canopy |  | None | Suntuity Solar LLC | PSE&G | Accepted | 2020-09-21 | 2020-09-22 | 2021-10-30 | Longi | LR6-60HPB-315M | Solar Panels |  | 0.315 | 17 | 87 | 26 |  | Fixed | Roof
NJSTRE1545616625 |  | Transition Incentive Program | Moorestown | 8057 | 13 | 4.36 | Residential | Yes | Behind the Meter | Net-metered residential rooftop and canopy |  | None | Vision Solar LLC | PSE&G | Accepted | 2020-09-21 | 2020-09-23 | 2021-10-30 | HANWHA Q-CELLS | Q.PEAK DUO-G6+ 335 | Solar Panels |  | 0.335 | 3 | 212 | 25 |  | Fixed | Roof
NJSTRE1545616695 |  | Transition Incentive Program | Hackensack City | 7601 | 7 | 8.4 | Residential | No | Behind the Meter | Net-metered residential rooftop and canopy |  | None | Bright Planet Solar | PSE&G | Accepted | 2020-09-21 | 2020-09-24 | 2021-10-30 | SUNPOWER | SPR-A400 | Solar Panels |  | 0.4 | 9 | 217 | 35 |  | Fixed | Roof
NJSTRE1545616766 |  | Transition Incentive Program | Trenton | 8618 | 12 | 9.52 | Residential | Yes | Behind the Meter | Net-metered residential rooftop and canopy |  | None | Trinity Solar | PSE&G | Accepted | 2020-09-21 | 2020-09-23 | 2021-10-30 | Hanwha | Q.PEAK DUO BLK-G6 340 | Solar Panels |  | 0.34 | 5 | 142 | 21 |  | Fixed | Roof
NJSTRE1545616868 |  | Transition Incentive Program | North Brunswick Twp | 8902 | 11 | 17.98 | Residential | No | Behind the Meter | Net-metered residential rooftop and canopy |  | None | Bright Planet Solar | PSE&G | Accepted | 2020-09-21 | 2020-09-24 | 2021-10-30 | LONGI | LR6-60HPB-310M | Solar Panels |  | 0.31 | 6 | 65 | 22 |  | Fixed | Roof
NJSTRE1545616863 |  | Transition Incentive Program | Bound Brook | 8805 | 5 | 10.56 | Residential | Yes | Behind the Meter | Net-metered residential rooftop and canopy |  | None | e2/ECTA | PSE&G | Accepted | 2020-09-25 | 2020-09-25 | 2021-10-30 | Axitec | AC-320MH/120S | Solar Panels |  | 0.32 | 5 | 194 | 19 |  | Fixed | Roof | south roof
NJSTRE1545616875 |  | Transition Incentive Program | Medford | 8055 | 13 | 19.04 | Residential | No | Behind the Meter | Net-metered residential rooftop and canopy |  | PSEG | Maier Engineering dba Solar Me | PSE&G | Accepted | 2020-09-21 | 2020-09-23 | 2021-10-30 | Hanwha | Q.PEAK DUO BLK-G6 340W | Solar Panels |  | 0.34 | 56 | 195 | 20 |  | Fixed | Pole
NJSTRE1545616918 |  | Transition Incentive Program | Freehold | 7728 | 17 | 13.6 | Residential | Yes | Behind the Meter | Net-metered residential rooftop and canopy |  | None | Trinity Solar | JCP&L | Accepted | 2020-09-21 | 2020-09-23 | 2021-10-30 | Hanwha | Q.PEAK DUO BLK-G6 340 | Solar Panels |  | 0.34 | 6 | 63 | 25 |  | Fixed | Roof
NJSTRE1545616986 |  | Transition Incentive Program | West Berlin | 8091 | 14 | 9.52 | Residential | No | Behind the Meter | Net-metered residential rooftop and canopy |  | None | Maier Engineering dba Solar Me | AC Electric | Accepted | 2020-09-21 | 2020-09-23 | 2021-10-30 | Hanwha | Q.CELL DUO BLK-G6 340 | Solar Panels |  | 0.34 | 28 | 277 | 25 |  | Fixed | Roof
NJSTRE1545617038 |  | Transition Incentive Program | Whiting | 8759 | 18 | 8.54 | Residential | Yes | Behind the Meter | Net-metered residential rooftop and canopy | NA | None | Sunrun Installation Services, Inc. | JCP&L | Accepted | 2020-09-21 | 2020-09-23 | 2021-10-30 | LONGi Green Energy Technology Co Ltd | LR6-60HPB-305M | Solar Panels |  | 0.305 | 28 | 233 | 27 |  | Fixed | Roof
NJSTRE1545617041 |  | Transition Incentive Program | Chesterfield | 8515 | 13 | 5.95 | Residential | No | Behind the Meter | Net-metered residential rooftop and canopy |  | None | Pro Custom Solar dba Momentum Solar | PSE&G | Accepted | 2020-09-21 | 2020-09-23 | 2021-10-30 | LG | LG 350N1C-V5 | Solar Panels |  | 0.35 | 17 | 93 | 28 |  | Fixed | Roof
NJSTRE1545617095 |  | Transition Incentive Program | Lakewood | 8701 | 18 | 4.32 | Residential | Yes | Behind the Meter | Net-metered residential rooftop and canopy |  | None | Ecological Systems LLC | JCP&L | Accepted | 2020-09-22 | 2020-09-24 | 2021-10-30 | Sunpower | 360 | Solar Panels |  | 0.36 | 12 | 287 | 30 |  | Fixed | Roof
NJSTRE1545617159 |  | Transition Incentive Program | Hamilton | 8620 | 12 | 8.45 | Residential | No | Behind the Meter | Net-metered residential rooftop and canopy |  | None | Kopp Electric Company | PSE&G | Accepted | 2020-09-21 | 2020-09-25 | 2021-10-30 | CertainTeed | CT325HC11-04 | Solar Panels |  | 0.325 | 10 | 295 | 25 |  | Fixed | Roof
NJSTRE1545616935 |  | Transition Incentive Program | Medford | 8055 | 13 | 8.16 | Commercial | No | Behind the Meter | Net-metered non-residential rooftop and canopy |  | PSEG | Maier Engineering dba Solar Me | PSE&G | Accepted | 2020-09-21 | 2020-09-23 | 2021-10-30 | Hanwha | Q.PEAK DUO BLK-G6 | Solar Panels |  | 0.34 | 24 | 15 | 20 |  | Fixed | Roof
NJSTRE1545616938 |  | Transition Incentive Program | Brick | 8724 | 18 | 15.64 | Residential | No | Behind the Meter | Net-metered residential rooftop and canopy |  | None | Impact Solar LLC | JCP&L | Accepted | 2020-09-21 | 2020-09-23 | 2021-10-30 | hanwha | Q.PEAKDUO-G5340 | Solar Panels |  | 0.34 | 16 | 322 | 19 |  | Fixed | Roof
NJSTRE1545616918 |  | Transition Incentive Program | Freehold | 7728 | 17 | 13.6 | Residential | Yes | Behind the Meter | Net-metered residential rooftop and canopy |  | None | Trinity Solar | JCP&L | Accepted | 2020-09-21 | 2020-09-23 | 2021-10-30 | Hanwha | Q.PEAK DUO BLK-G6 340 | Solar Panels |  | 0.34 | 11 | 243 | 25 |  | Fixed | Roof
NJSTRE1545616918 |  | Transition Incentive Program | Freehold | 7728 | 17 | 13.6 | Residential | Yes | Behind the Meter | Net-metered residential rooftop and canopy |  | None | Trinity Solar | JCP&L | Accepted | 2020-09-21 | 2020-09-23 | 2021-10-30 | Hanwha | Q.PEAK DUO BLK-G6 340 | Solar Panels |  | 0.34 | 3 | 243 | 25 |  | Fixed | Roof
NJSTRE1545616949 |  | Transition Incentive Program | Sicklerville | 8081 | 14 | 9.45 | Residential | No | Behind the Meter | Net-metered residential rooftop and canopy |  | None | Advanced Renewable Solutions | AC Electric | Accepted | 2020-09-21 | 2020-09-23 | 2021-10-30 | CertainTeed | CT315M11-02 | Solar Panels |  | 0.315 | 4 | 310 | 24 |  | Fixed | Roof
NJSTRE1545616994 |  | Transition Incentive Program | Piscataway TWP | 8854 | 11 | 13.26 | Residential | No | Behind the Meter | Net-metered residential rooftop and canopy |  | None | Tesla Energy Operations Inc. | PSE&G | Accepted | 2020-09-21 | 2020-09-23 | 2021-10-30 | Hanwha Q-CELLS | Q.Peak DUO BLK-G6+ 340 | Solar Panels |  | 0.34 | 13 | 280 | 37 |  | Fixed | Roof
NJSTRE1545616999 |  | Transition Incentive Program | LODI | 7644 | 7 | 11.05 | Residential | Yes | Behind the Meter | Net-metered residential rooftop and canopy |  | None | Vivint Solar Developer, LLC | PSE&G | Accepted | 2020-09-22 | 2020-09-23 | 2021-10-30 | JINKO SOLAR | JKM325M-60HBL | Solar Panels |  | 0.325 | 12 | 127 | 45 |  | Fixed | Roof
NJSTRE1545616999 |  | Transition Incentive Program | LODI | 7644 | 7 | 11.05 | Residential | Yes | Behind the Meter | Net-metered residential rooftop and canopy |  | None | Vivint Solar Developer, LLC | PSE&G | Accepted | 2020-09-22 | 2020-09-23 | 2021-10-30 | JINKO SOLAR | JKM325M-60HBL | Solar Panels |  | 0.325 | 2 | 37 | 6 |  | Fixed | Roof
NJSTRE1545617084 |  | Transition Incentive Program | Mount Holly | 8060 | 13 | 4.08 | Residential | Yes | Behind the Meter | Net-metered residential rooftop and canopy |  | None | Trinity Solar | PSE&G | Accepted | 2020-09-21 | 2020-09-23 | 2021-10-30 | Hanwha | Q.PEAK DUO BLK-G6 340 | Solar Panels |  | 0.34 | 12 | 109 | 27 |  | Fixed | Roof
NJSTRE1545617054 |  | Transition Incentive Program | SECAUCUS | 7094 | 8 | 7.15 | Residential | No | Behind the Meter | Net-metered residential rooftop and canopy |  | None | Infinity Solar Systems | PSE&G | Accepted | 2020-09-21 | 2020-09-23 | 2021-10-30 | CANADIAN SOLAR | CS1H-325-MS | Solar Panels |  | 0.325 | 13 | 127 | 40 |  | Fixed | Roof
NJSTRE1545617119 |  | Transition Incentive Program | Mountainside | 7092 | 10 | 6.46 | Residential | Yes | Behind the Meter | Net-metered residential rooftop and canopy |  | None | Tesla Energy Operations Inc. | PSE&G | Accepted | 2020-09-21 | 2020-09-23 | 2021-10-30 | Hanwha Q-CELLS | Q.Peak DUO BLK-G6+ 340 | Solar Panels |  | 0.34 | 2 | 307 | 26 |  | Fixed | Roof
NJSTRE1545617159 |  | Transition Incentive Program | Hamilton | 8620 | 12 | 8.45 | Residential | No | Behind the Meter | Net-metered residential rooftop and canopy |  | None | Kopp Electric Company | PSE&G | Accepted | 2020-09-21 | 2020-09-25 | 2021-10-30 | CertainTeed | CT325HC11-04 | Solar Panels |  | 0.325 | 10 | 115 | 25 |  | Fixed | Roof
NJSTRE1545617157 |  | Transition Incentive Program | South Orangr | 7079 | 9 | 17.39 | Residential | No | Behind the Meter | Net-metered residential rooftop and canopy |  | None | Whitman Construction, LLC | PSE&G | Accepted | 2020-09-21 | 2020-09-23 | 2021-10-30 | SOLARIA POWER | XT-370R-PD | Solar Panels |  | 0.37 | 5 | 107 | 37 |  | Fixed | Roof
NJSTRE1545616957 |  | Transition Incentive Program | EGG HARBOR TOWNSHIP | 8234 | 19 | 6.08 | Residential | No | Behind the Meter | Net-metered residential rooftop and canopy |  | None | Vivint Solar Developer, LLC | AC Electric | Accepted | 2020-09-23 | 2020-09-23 | 2021-10-30 | HANWHA SOLAR | Q.PEAK DUO BLK-G5 320W | Solar Panels |  | 0.32 | 5 | 112 | 25 |  | Fixed | Roof
NJSTRE1545616949 |  | Transition Incentive Program | Sicklerville | 8081 | 14 | 9.45 | Residential | No | Behind the Meter | Net-metered residential rooftop and canopy |  | None | Advanced Renewable Solutions | AC Electric | Accepted | 2020-09-21 | 2020-09-23 | 2021-10-30 | CertainTeed | CT315M11-02 | Solar Panels |  | 0.315 | 8 | 129 | 25 |  | Fixed | Roof
NJSTRE1545616997 |  | Transition Incentive Program | Morris Plains | 7950 | 3 | 7.32 | Residential | Yes | Behind the Meter | Net-metered residential rooftop and canopy | NA | None | Sunrun Installation Services, Inc. | JCP&L | Accepted | 2020-09-21 | 2020-09-23 | 2021-10-30 | LONGi Green Energy Technology Co Ltd | LR6-60HPB-305M | Solar Panels |  | 0.305 | 24 | 173 | 37 |  | Fixed | Roof
NJSTRE1545617068 |  | Transition Incentive Program | Hightstown | 8520 | 12 | 8.1 | Residential | No | Behind the Meter | Net-metered residential rooftop and canopy |  | None | Morgan Associates and Consulting LLC | JCP&L | Accepted | 2020-09-21 | 2020-09-23 | 2021-10-30 | LG | 270 | Solar Panels |  | 0.27 | 30 | 270 | 30 |  | Fixed | Roof
NJSTRE1545617012 |  | Transition Incentive Program | Lake Hopatcong | 7849 | 3 | 6.9 | Residential | No | Behind the Meter | Net-metered residential rooftop and canopy |  | None | Sundial Solar Innovations | JCP&L | Accepted | 2020-09-21 | 2020-09-23 | 2021-10-30 | Astronergy | Chsm661 345 | Solar Panels |  | 0.345 | 20 | 165 | 20 |  | Fixed | Roof
NJSTRE1545617124 |  | Transition Incentive Program | Brick | 8724 | 18 | 7.7 | Residential | Yes | Behind the Meter | Net-metered residential rooftop and canopy |  | None | Pro Custom Solar dba Momentum Solar | JCP&L | Accepted | 2020-09-21 | 2020-09-23 | 2021-10-30 | LG | LG 350N1C-V5 | Solar Panels |  | 0.35 | 22 | 244 | 14 |  | Fixed | Roof
NJSTRE1545617119 |  | Transition Incentive Program | Mountainside | 7092 | 10 | 6.46 | Residential | Yes | Behind the Meter | Net-metered residential rooftop and canopy |  | None | Tesla Energy Operations Inc. | PSE&G | Accepted | 2020-09-21 | 2020-09-23 | 2021-10-30 | Hanwha Q-CELLS | Q.Peak DUO BLK-G6+ 340 | Solar Panels |  | 0.34 | 6 | 217 | 27 |  | Fixed | Roof
NJSTRE1545617158 |  | Transition Incentive Program | SOMERSET | 8873 | 5 | 10.5 | Residential | Yes | Behind the Meter | Net-metered residential rooftop and canopy |  | None | Pro Custom Solar dba Momentum Solar | PSE&G | Accepted | 2020-09-21 | 2020-09-23 | 2021-10-30 | LG | LG 350N1C-V5 | Solar Panels |  | 0.35 | 14 | 38 | 30 |  | Fixed | Roof
NJSTRE1545617157 |  | Transition Incentive Program | South Orangr | 7079 | 9 | 17.39 | Residential | No | Behind the Meter | Net-metered residential rooftop and canopy |  | None | Whitman Construction, LLC | PSE&G | Accepted | 2020-09-21 | 2020-09-23 | 2021-10-30 | solaria power | XT-370R-PD | Solar Panels |  | 0.37 | 12 | 196 | 37 |  | Fixed | Roof
NJSTRE1545617157 |  | Transition Incentive Program | South Orangr | 7079 | 9 | 17.39 | Residential | No | Behind the Meter | Net-metered residential rooftop and canopy |  | None | Whitman Construction, LLC | PSE&G | Accepted | 2020-09-21 | 2020-09-23 | 2021-10-30 | SOLARIA POWER | XT-370R-PD | Solar Panels |  | 0.37 | 10 | 286 | 41 |  | Fixed | Roof
NJSTRE1545617220 |  | Transition Incentive Program | Lakewood | 8701 | 18 | 12.58 | Residential | No | Behind the Meter | Net-metered residential rooftop and canopy |  | None | Powerlutions | JCP&L | Accepted | 2020-09-21 | 2020-09-23 | 2021-10-30 | REC | 370AA | Solar Panels |  | 0.37 | 16 | 188 | 20 |  | Fixed | Roof
NJSTRE1545617273 |  | Transition Incentive Program | Maple Shade | 8052 | 13 | 7.7 | Residential | Yes | Behind the Meter | Net-metered residential rooftop and canopy |  | None | Pro Custom Solar dba Momentum Solar | PSE&G | Accepted | 2020-09-21 | 2020-09-23 | 2021-10-30 | LG | LG 350N1C-V5 | Solar Panels |  | 0.35 | 6 | 262 | 5 |  | Fixed | Roof
NJSTRE1545617286 |  | Transition Incentive Program | PASSAIC | 7055 | 6 | 12.35 | Residential | Yes | Behind the Meter | Net-metered residential rooftop and canopy |  | None | Infinity Solar Systems | PSE&G | Accepted | 2020-09-21 | 2020-09-23 | 2021-10-30 | CANADIAN SOLAR | CS1H-325-MS | Solar Panels |  | 0.325 | 8 | 214 | 20 |  | Fixed | Roof
NJSTRE1545616868 |  | Transition Incentive Program | North Brunswick Twp | 8902 | 11 | 17.98 | Residential | No | Behind the Meter | Net-metered residential rooftop and canopy |  | None | Bright Planet Solar | PSE&G | Accepted | 2020-09-21 | 2020-09-24 | 2021-10-30 | LONGI | LR6-60HPB-310M | Solar Panels |  | 0.31 | 12 | 65 | 22 |  | Fixed | Roof
NJSTRE1545616863 |  | Transition Incentive Program | Bound Brook | 8805 | 5 | 10.56 | Residential | Yes | Behind the Meter | Net-metered residential rooftop and canopy |  | None | e2/ECTA | PSE&G | Accepted | 2020-09-25 | 2020-09-25 | 2021-10-30 | Axitec | AC-320MH/120S | Solar Panels |  | 0.32 | 14 | 104 | 37 |  | Fixed | Roof | east roof
NJSTRE1545616909 |  | Transition Incentive Program | Elizabeth | 7201 | 10 | 9.45 | Residential | No | Behind the Meter | Net-metered residential rooftop and canopy |  | None | New Jersey Suntech | PSE&G | Accepted | 2020-09-21 | 2020-09-23 | 2021-10-30 | Hanwha | Q. Peak Duo 315 | Solar Panels |  | 0.315 | 4 | 292 | 27 |  | Fixed | Roof
NJSTRE1545616918 |  | Transition Incentive Program | Freehold | 7728 | 17 | 13.6 | Residential | Yes | Behind the Meter | Net-metered residential rooftop and canopy |  | None | Trinity Solar | JCP&L | Accepted | 2020-09-21 | 2020-09-23 | 2021-10-30 | Hanwha | Q.PEAK DUO BLK-G6 340 | Solar Panels |  | 0.34 | 6 | 153 | 25 |  | Fixed | Roof
NJSTRE1545616951 |  | Transition Incentive Program | South Brunswick Twp | 8852 | 11 | 8.64 | Residential | No | Behind the Meter | Net-metered residential rooftop and canopy |  | None | Green Power energy | PSE&G | Accepted | 2020-09-21 | 2020-09-23 | 2021-10-30 | LG Electronics | LG360N1C-N5 | Solar Panels |  | 0.36 | 15 | 131 | 30 |  | Fixed | Roof
NJSTRE1545616951 |  | Transition Incentive Program | South Brunswick Twp | 8852 | 11 | 8.64 | Residential | No | Behind the Meter | Net-metered residential rooftop and canopy |  | None | Green Power energy | PSE&G | Accepted | 2020-09-21 | 2020-09-23 | 2021-10-30 | LG Electronics | LG360N1C-N5 | Solar Panels |  | 0.36 | 9 | 221 | 35 |  | Fixed | Roof
NJSTRE1545616957 |  | Transition Incentive Program | EGG HARBOR TOWNSHIP | 8234 | 19 | 6.08 | Residential | No | Behind the Meter | Net-metered residential rooftop and canopy |  | None | Vivint Solar Developer, LLC | AC Electric | Accepted | 2020-09-23 | 2020-09-23 | 2021-10-30 | HANWHA SOLAR | Q.PEAK DUO BLK-G5 320W | Solar Panels |  | 0.32 | 10 | 292 | 25 |  | Fixed | Roof
NJSTRE1545616958 |  | Transition Incentive Program | Marlboro | 7746 | 17 | 10.08 | Residential | No | Behind the Meter | Net-metered residential rooftop and canopy |  | None | Palmetto Solar LLC | JCP&L | Accepted | 2020-09-21 | 2020-09-23 | 2021-10-30 | Yingli | YL315D-30B | Solar Panels |  | 0.315 | 18 | 247 | 23 |  | Fixed | Roof
NJSTRE1545616999 |  | Transition Incentive Program | LODI | 7644 | 7 | 11.05 | Residential | Yes | Behind the Meter | Net-metered residential rooftop and canopy |  | None | Vivint Solar Developer, LLC | PSE&G | Accepted | 2020-09-22 | 2020-09-23 | 2021-10-30 | JINKO SOLAR | JKM325M-60HBL | Solar Panels |  | 0.325 | 8 | 127 | 6 |  | Fixed | Roof
NJSTRE1545617010 |  | Transition Incentive Program | Fortescue | 8321 | 20 | 15.3 | Residential | Yes | Behind the Meter | Net-metered residential rooftop and canopy |  | None | Trinity Solar | AC Electric | Accepted | 2020-09-21 | 2020-09-23 | 2021-10-30 | Hanwha | Q.PEAK DUO BLK-G6 340 | Solar Panels |  | 0.34 | 20 | 348 | 23 |  | Fixed | Roof
NJSTRE1545617119 |  | Transition Incentive Program | Mountainside | 7092 | 10 | 6.46 | Residential | Yes | Behind the Meter | Net-metered residential rooftop and canopy |  | None | Tesla Energy Operations Inc. | PSE&G | Accepted | 2020-09-21 | 2020-09-23 | 2021-10-30 | Hanwha Q-CELLS | Q.Peak DUO BLK-G6+ 340 | Solar Panels |  | 0.34 | 11 | 127 | 26 |  | Fixed | Roof
NJSTRE1545617276 |  | Transition Incentive Program | Bridgeton | 8302 | 20 | 13.02 | Residential | Yes | Behind the Meter | Net-metered residential rooftop and canopy |  | None | Bright Planet Solar | AC Electric | Accepted | 2020-09-21 | 2020-09-25 | 2021-10-30 | LONGI | LR6-60HPB-310M | Solar Panels |  | 0.31 | 19 | 281 | 33 |  | Fixed | Roof
NJSTRE1545617366 |  | Transition Incentive Program | Robbinsville | 8691 | 12 | 8.16 | Residential | Yes | Behind the Meter | Net-metered residential rooftop and canopy |  | None | Tesla Energy Operations Inc. | JCP&L | Final As-Built Received | 2020-09-21 | 2020-09-23 | 2021-10-30 | Hanwha Q-Cells | Q.Peak DUO BLK-G6+/SC340 | Solar Panels |  | 0.34 | 20 | 211 | 34 |  | Fixed | Roof
NJSTRE1545616766 |  | Transition Incentive Program | Trenton | 8618 | 12 | 9.52 | Residential | Yes | Behind the Meter | Net-metered residential rooftop and canopy |  | None | Trinity Solar | PSE&G | Accepted | 2020-09-21 | 2020-09-23 | 2021-10-30 | Hanwha | Q.PEAK DUO BLK-G6 340 | Solar Panels |  | 0.34 | 5 | 232 | 21 |  | Fixed | Roof
NJSTRE1545616798 |  | Transition Incentive Program | North Arlington | 7031 | 7 | 7.48 | Residential | Yes | Behind the Meter | Net-metered residential rooftop and canopy |  | None | Trinity Solar | PSE&G | Accepted | 2020-09-21 | 2020-09-23 | 2021-10-30 | Hanwha | Q.PEAK DUO BLK-G6 340 | Solar Panels |  | 0.34 | 22 | 217 | 33 |  | Fixed | Roof
NJSTRE1545616819 |  | Transition Incentive Program | South River | 8882 | 11 | 12.71 | Residential | No | Behind the Meter | Net-metered residential rooftop and canopy |  | None | Bright Planet Solar | South River | Accepted | 2020-09-21 | 2020-09-24 | 2021-10-30 | HANWHA Q-CELLS | Q.PEAK DUO BLK-G5 310W | Solar Panels |  | 0.31 | 13 | 85 | 22 |  | Fixed | Roof
NJSTRE1545616868 |  | Transition Incentive Program | North Brunswick Twp | 8902 | 11 | 17.98 | Residential | No | Behind the Meter | Net-metered residential rooftop and canopy |  | None | Bright Planet Solar | PSE&G | Accepted | 2020-09-21 | 2020-09-24 | 2021-10-30 | LONGI | LR6-60HPB-310M | Solar Panels |  | 0.31 | 10 | 245 | 22 |  | Fixed | Roof
NJSTRE1545616949 |  | Transition Incentive Program | Sicklerville | 8081 | 14 | 9.45 | Residential | No | Behind the Meter | Net-metered residential rooftop and canopy |  | None | Advanced Renewable Solutions | AC Electric | Accepted | 2020-09-21 | 2020-09-23 | 2021-10-30 | CertainTeed | CT315M11-02 | Solar Panels |  | 0.315 | 18 | 130 | 24 |  | Fixed | Roof
NJSTRE1545616969 |  | Transition Incentive Program | Cherry Hill | 8003 | 14 | 6.8 | Residential | No | Behind the Meter | Net-metered residential rooftop and canopy |  | None | Trinity Solar | PSE&G | Accepted | 2020-09-21 | 2020-09-23 | 2021-10-30 | Hanwha 340 | Q.PEAK DUO BLK-G6 340 | Solar Panels |  | 0.34 | 7 | 220 | 30 |  | Fixed | Roof
NJSTRE1545617010 |  | Transition Incentive Program | Fortescue | 8321 | 20 | 15.3 | Residential | Yes | Behind the Meter | Net-metered residential rooftop and canopy |  | None | Trinity Solar | AC Electric | Accepted | 2020-09-21 | 2020-09-23 | 2021-10-30 | Hanwha | Q.PEAK DUO BLK-G6 340 | Solar Panels |  | 0.34 | 25 | 168 | 23 |  | Fixed | Roof
NJSTRE1545617101 |  | Transition Incentive Program | Hightstown | 8520 | 12 | 5.95 | Residential | Yes | Behind the Meter | Net-metered residential rooftop and canopy |  | None | Pro Custom Solar dba Momentum Solar | JCP&L | Accepted | 2020-09-21 | 2020-09-23 | 2021-10-30 | LG | LG 350N1C-V5 | Solar Panels |  | 0.35 | 6 | 309 | 32 |  | Fixed | Roof
NJSTRE1545617157 |  | Transition Incentive Program | South Orangr | 7079 | 9 | 17.39 | Residential | No | Behind the Meter | Net-metered residential rooftop and canopy |  | None | Whitman Construction, LLC | PSE&G | Accepted | 2020-09-21 | 2020-09-23 | 2021-10-30 | SOLARIA POWER | XT-370R-PD | Solar Panels |  | 0.37 | 3 | 16 | 37 |  | Fixed | Roof
NJSTRE1545617220 |  | Transition Incentive Program | Lakewood | 8701 | 18 | 12.58 | Residential | No | Behind the Meter | Net-metered residential rooftop and canopy |  | None | Powerlutions | JCP&L | Accepted | 2020-09-21 | 2020-09-23 | 2021-10-30 | REC | 370AA | Solar Panels |  | 0.37 | 18 | 188 | 38 |  | Fixed | Roof
NJSTRE1545617293 |  | Transition Incentive Program | Long Valley | 7853 | 3 | 3.5 | Residential | Yes | Behind the Meter | Net-metered residential rooftop and canopy |  | None | Pro Custom Solar dba Momentum Solar | JCP&L | Accepted | 2020-09-21 | 2020-09-23 | 2021-10-30 | LG | LG 350N1C-V5 | Solar Panels |  | 0.35 | 10 | 211 | 29 |  | Fixed | Roof
NJSTRE1545617325 |  | Transition Incentive Program | Monroe Township | 8831 | 11 | 6.9 | Residential | No | Behind the Meter | Net-metered residential rooftop and canopy |  | None | Sunrun Installation Services, Inc. | JCP&L | Accepted | 2020-09-21 | 2020-09-23 | 2021-10-30 | LG Electronics | LG345N1C-V5 | Solar Panels |  | 0.345 | 20 | 162 | 40 |  | Fixed | Roof
NJSTRE1545616792 |  | Transition Incentive Program | Wayne | 7470 | 6 | 22.44 | Residential | No | Behind the Meter | Net-metered residential rooftop and canopy |  | None | Maier Engineering dba Solar Me | PSE&G | Accepted | 2020-09-21 | 2020-09-23 | 2021-10-30 | Hanwha | Q.CELL DUO BLK-G6 340W | Solar Panels |  | 0.34 | 37 | 191 | 23 |  | Fixed | Roof
NJSTRE1545616809 |  | Transition Incentive Program | Ewing | 8618 | 12 | 5.1 | Residential | Yes | Behind the Meter | Net-metered residential rooftop and canopy |  | None | Trinity Solar | PSE&G | Accepted | 2020-09-21 | 2020-09-23 | 2021-10-30 | Hanwha | Q.PEAK DUO BLK-G6 340 | Solar Panels |  | 0.34 | 12 | 190 | 27 |  | Fixed | Roof
NJSTRE1545616819 |  | Transition Incentive Program | South River | 8882 | 11 | 12.71 | Residential | No | Behind the Meter | Net-metered residential rooftop and canopy |  | None | Bright Planet Solar | South River | Accepted | 2020-09-21 | 2020-09-24 | 2021-10-30 | HANWHA Q-CELLS | Q.PEAK DUO BLK-G5 310W | Solar Panels |  | 0.31 | 8 | 265 | 22 |  | Fixed | Roof
NJSTRE1545616826 |  | Transition Incentive Program | Mullica Hill | 8062 | 15 | 12.03 | Residential | No | Behind the Meter | Net-metered residential rooftop and canopy |  | None | Sunny Corp | AC Electric | Accepted | 2020-09-21 | 2020-09-23 | 2021-10-30 | panasonic | 325ka03 | Solar Panels |  | 0.325 | 37 | 246 | 21 |  | Fixed | Roof
NJSTRE1545616938 |  | Transition Incentive Program | Brick | 8724 | 18 | 15.64 | Residential | No | Behind the Meter | Net-metered residential rooftop and canopy |  | None | Impact Solar LLC | JCP&L | Accepted | 2020-09-21 | 2020-09-23 | 2021-10-30 | hanwha | Q.PEAKDUO-G5340 | Solar Panels |  | 0.34 | 8 | 142 | 19 |  | Fixed | Roof
NJSTRE1545616938 |  | Transition Incentive Program | Brick | 8724 | 18 | 15.64 | Residential | No | Behind the Meter | Net-metered residential rooftop and canopy |  | None | Impact Solar LLC | JCP&L | Accepted | 2020-09-21 | 2020-09-23 | 2021-10-30 | hanwha | Q.PEAKDUO-G5340 | Solar Panels |  | 0.34 | 14 | 142 | 19 |  | Fixed | Roof
NJSTRE1545616945 |  | Transition Incentive Program | Toms River | 8755 | 18 | 9.18 | Residential | Yes | Behind the Meter | Net-metered residential rooftop and canopy |  | None | Trinity Solar | JCP&L | Accepted | 2020-09-21 | 2020-09-23 | 2021-10-30 | Hanwha 340 | Q.PEAK DUO BLK-G6 340 | Solar Panels |  | 0.34 | 27 | 237 | 27 |  | Fixed | Roof
NJSTRE1545616957 |  | Transition Incentive Program | EGG HARBOR TOWNSHIP | 8234 | 19 | 6.08 | Residential | No | Behind the Meter | Net-metered residential rooftop and canopy |  | None | Vivint Solar Developer, LLC | AC Electric | Accepted | 2020-09-23 | 2020-09-23 | 2021-10-30 | HANWHA SOLAR | Q.PEAK DUO BLK-G5 320W | Solar Panels |  | 0.32 | 4 | 202 | 35 |  | Fixed | Roof
NJSTRE1545616958 |  | Transition Incentive Program | Marlboro | 7746 | 17 | 10.08 | Residential | No | Behind the Meter | Net-metered residential rooftop and canopy |  | None | Palmetto Solar LLC | JCP&L | Accepted | 2020-09-21 | 2020-09-23 | 2021-10-30 | Yingli | YL315D-30B | Solar Panels |  | 0.315 | 14 | 247 | 23 |  | Fixed | Roof
NJSTRE1545616994 |  | Transition Incentive Program | Piscataway TWP | 8854 | 11 | 13.26 | Residential | No | Behind the Meter | Net-metered residential rooftop and canopy |  | None | Tesla Energy Operations Inc. | PSE&G | Accepted | 2020-09-21 | 2020-09-23 | 2021-10-30 | Hanwha Q-CELLS | Q.Peak DUO BLK-G6+ 340 | Solar Panels |  | 0.34 | 14 | 100 | 37 |  | Fixed | Roof
NJSTRE1545616999 |  | Transition Incentive Program | LODI | 7644 | 7 | 11.05 | Residential | Yes | Behind the Meter | Net-metered residential rooftop and canopy |  | None | Vivint Solar Developer, LLC | PSE&G | Accepted | 2020-09-22 | 2020-09-23 | 2021-10-30 | JINKO SOLAR | JKM325M-60HBL | Solar Panels |  | 0.325 | 12 | 307 | 45 |  | Fixed | Roof
NJSTRE1545617063 |  | Transition Incentive Program | Pennsauken | 8110 | 14 | 6.7 | Residential | No | Behind the Meter | Net-metered residential rooftop and canopy |  | None | Vision Solar LLC | PSE&G | Accepted | 2020-09-21 | 2020-09-23 | 2021-10-30 | HANWHA Q-CELLS | Q.PEAK DUO-G6+ 335 | Solar Panels |  | 0.335 | 10 | 241 | 23 |  | Fixed | Roof
NJSTRE1545617054 |  | Transition Incentive Program | SECAUCUS | 7094 | 8 | 7.15 | Residential | No | Behind the Meter | Net-metered residential rooftop and canopy |  | None | Infinity Solar Systems | PSE&G | Accepted | 2020-09-21 | 2020-09-23 | 2021-10-30 | CANADIAN SOLAR | CS1H-325-MS | Solar Panels |  | 0.325 | 9 | 307 | 40 |  | Fixed | Roof
NJSTRE1545617380 |  | Transition Incentive Program | ROSELLE | 7203 | 10 | 5.25 | Residential | Yes | Behind the Meter | Net-metered residential rooftop and canopy |  | None | Pro Custom Solar dba Momentum Solar | PSE&G | Accepted | 2020-09-21 | 2020-09-23 | 2021-10-30 | LG | LG 350N1C-V5 | Solar Panels |  | 0.35 | 5 | 232 | 6 |  | Fixed | Roof
NJSTRE1545617520 |  | Transition Incentive Program | Burlington | 8016 | 13 | 10.08 | Residential | Yes | Behind the Meter | Net-metered residential rooftop and canopy |  | None | Vivint Solar Developer, LLC | PSE&G | Accepted | 2020-09-21 | 2020-09-24 | 2021-10-30 | JINKO SOLAR | JKM325M-60HBL | Solar Panels |  | 0.325 | 8 | 121 | 23 |  | Fixed | Roof
NJSTRE1545617522 |  | Transition Incentive Program | Stafford Township | 8050 | 18 | 25.83 | Residential | Yes | Behind the Meter | Net-metered residential rooftop and canopy |  | None | Ad Energy | AC Electric | Accepted | 2020-09-21 | 2020-09-29 | 2021-10-30 | SunPower | SPR-E20-327-E-AC | Solar Panels |  | 0.327 | 3 | 101 | 35 |  | Fixed | Roof
NJSTRE1545617522 |  | Transition Incentive Program | Stafford Township | 8050 | 18 | 25.83 | Residential | Yes | Behind the Meter | Net-metered residential rooftop and canopy |  | None | Ad Energy | AC Electric | Accepted | 2020-09-21 | 2020-09-29 | 2021-10-30 | SunPower | SPR-E20-327-E-AC | Solar Panels |  | 0.327 | 18 | 101 | 37 |  | Fixed | Roof
NJSTRE1545617550 |  | Transition Incentive Program | Bridgewater | 8807 | 5 | 20.06 | Residential | No | Behind the Meter | Net-metered residential rooftop and canopy |  | None | NJ Solar Power, LLC | PSE&G | Accepted | 2020-09-21 | 2020-09-23 | 2021-10-30 | panasonic | vbhn340sa17 | Solar Panels |  | 0.34 | 18 | 332 | 34 |  | Fixed | Roof
NJSTRE1545617551 |  | Transition Incentive Program | Marlton | 8053 | 13 | 11.9 | Residential | No | Behind the Meter | Net-metered residential rooftop and canopy |  | None | NJ Solar Power, LLC | PSE&G | Accepted | 2020-09-21 | 2020-09-23 | 2021-10-30 | panasonic | vbhn340sa17 | Solar Panels |  | 0.34 | 19 | 134 | 23 |  | Fixed | Roof
NJSTRE1545618519 |  | Transition Incentive Program | Clayton | 8312 | 15 | 6.3 | Residential | No | Behind the Meter | Net-metered residential rooftop and canopy |  | None | Suntuity Solar LLC | AC Electric | Accepted | 2020-09-22 | 2020-09-23 | 2021-10-30 | Longi | LR6-60HPB-315M | Solar Panels |  | 0.315 | 20 | 168 | 44 |  | Fixed | Roof
NJSTRE1545618521 |  | Transition Incentive Program | Brick | 8724 | 18 | 22.43 | Residential | No | Behind the Meter | Net-metered residential rooftop and canopy |  | None | Whitman Construction, LLC | JCP&L | Accepted | 2020-09-24 | 2020-09-24 | 2021-10-30 | TRINA | TSM 325 DE06M | Solar Panels |  | 0.325 | 13 | 311 | 20 |  | Fixed | Roof
NJSTRE1545618524 |  | Transition Incentive Program | WILLIAMSTOWN | 8094 | 15 | 10.08 | Residential | Yes | Behind the Meter | Net-metered residential rooftop and canopy |  | None | Suntuity Solar LLC | AC Electric | Accepted | 2020-09-22 | 2020-09-23 | 2021-10-30 | Longi | LR6-60HPB-315M | Solar Panels |  | 0.315 | 6 | 157 | 15 |  | Fixed | Roof
NJSTRE1545618524 |  | Transition Incentive Program | WILLIAMSTOWN | 8094 | 15 | 10.08 | Residential | Yes | Behind the Meter | Net-metered residential rooftop and canopy |  | None | Suntuity Solar LLC | AC Electric | Accepted | 2020-09-22 | 2020-09-23 | 2021-10-30 | Longi | LR6-60HPB-315M | Solar Panels |  | 0.315 | 4 | 157 | 15 |  | Fixed | Roof
NJSTRE1545618524 |  | Transition Incentive Program | WILLIAMSTOWN | 8094 | 15 | 10.08 | Residential | Yes | Behind the Meter | Net-metered residential rooftop and canopy |  | None | Suntuity Solar LLC | AC Electric | Accepted | 2020-09-22 | 2020-09-23 | 2021-10-30 | Longi | LR6-60HPB-315M | Solar Panels |  | 0.315 | 18 | 247 | 19 |  | Fixed | Roof
NJSTRE1545618527 |  | Transition Incentive Program | Deptford Township | 8096 | 15 | 9.45 | Residential | No | Behind the Meter | Net-metered residential rooftop and canopy |  | None | Suntuity Solar LLC | PSE&G | Accepted | 2020-09-22 | 2020-09-23 | 2021-10-30 | Longi | LR6-60HPB-315M | Solar Panels |  | 0.315 | 15 | 323 | 10 |  | Fixed | Roof
NJSTRE1545618530 |  | Transition Incentive Program | Marlboro | 7751 | 17 | 14.14 | Residential | No | Behind the Meter | Net-metered residential rooftop and canopy |  | None | Whitman Construction, LLC | JCP&L | Accepted | 2020-09-22 | 2020-09-24 | 2021-10-30 | trina | tsm 325 DE60M | Solar Panels |  | 0.325 | 15 | 115 | 26 |  | Fixed | Roof
NJSTRE1545617273 |  | Transition Incentive Program | Maple Shade | 8052 | 13 | 7.7 | Residential | Yes | Behind the Meter | Net-metered residential rooftop and canopy |  | None | Pro Custom Solar dba Momentum Solar | PSE&G | Accepted | 2020-09-21 | 2020-09-23 | 2021-10-30 | LG | LG 350N1C-V5 | Solar Panels |  | 0.35 | 8 | 352 | 17 |  | Fixed | Roof
NJSTRE1545617301 |  | Transition Incentive Program | Keansburg | 7734 | 17 | 9.52 | Residential | Yes | Behind the Meter | Net-metered residential rooftop and canopy |  | None | Trinity Solar | JCP&L | Accepted | 2020-09-21 | 2020-09-23 | 2021-10-30 | Hanwha | Q.PEAK DUO BLK-G6 340 | Solar Panels |  | 0.34 | 4 | 189 | 40 |  | Fixed | Roof
NJSTRE1545617331 |  | Transition Incentive Program | Plainfield | 7063 | 10 | 7.02 | Residential | Yes | Behind the Meter | Net-metered residential rooftop and canopy |  | None | Sunrun Installation Services, Inc. | PSE&G | Accepted | 2020-09-21 | 2020-09-23 | 2021-10-30 | LONGi Green Energy Technology Co Ltd | LR6-60HPB-305M | Solar Panels |  | 0.305 | 10 | 308 | 43 |  | Fixed | Roof
NJSTRE1545617376 |  | Transition Incentive Program | North Plainfield Boro | 7060 | 10 | 5.67 | Residential | No | Behind the Meter | Net-metered residential rooftop and canopy |  | None | Palmetto Solar LLC | PSE&G | Accepted | 2020-09-22 | 2020-09-23 | 2021-10-30 | Yingli | YL315D-30B | Solar Panels |  | 0.315 | 3 | 127 | 9 |  | Fixed | Roof
NJSTRE1545617410 |  | Transition Incentive Program | Elmer | 8318 | 16 | 6.5 | Residential | Yes | Behind the Meter | Net-metered residential rooftop and canopy |  | None | Castle Energy, LLC | AC Electric | Accepted | 2020-09-21 | 2020-09-23 | 2021-10-30 | Hanwha Q-Cells | Q.Peak DUO-G5 325 | Solar Panels |  | 0.325 | 20 | 180 | 25 |  | Fixed | Roof
NJSTRE1545617456 |  | Transition Incentive Program | HACKETTSTOWN | 7840 | 2 | 2.6 | Residential | Yes | Behind the Meter | Net-metered residential rooftop and canopy |  | None | Vivint Solar Developer, LLC | JCP&L | Accepted | 2020-09-21 | 2020-09-25 | 2021-10-30 | JINKO SOLAR | JKM325M-60HBL | Solar Panels |  | 0.325 | 8 | 192 | 29 |  | Fixed | Roof
NJSTRE1545617522 |  | Transition Incentive Program | Stafford Township | 8050 | 18 | 25.83 | Residential | Yes | Behind the Meter | Net-metered residential rooftop and canopy |  | None | Ad Energy | AC Electric | Accepted | 2020-09-21 | 2020-09-29 | 2021-10-30 | Sunpower | SPR-E20-327-E-AC | Solar Panels |  | 0.327 | 6 | 281 | 37 |  | Fixed | Roof
NJSTRE1545617551 |  | Transition Incentive Program | Marlton | 8053 | 13 | 11.9 | Residential | No | Behind the Meter | Net-metered residential rooftop and canopy |  | None | NJ Solar Power, LLC | PSE&G | Accepted | 2020-09-21 | 2020-09-23 | 2021-10-30 | panasonic | vbhn340sa17 | Solar Panels |  | 0.34 | 16 | 134 | 23 |  | Fixed | Roof
NJSTRE1545618515 |  | Transition Incentive Program | SOUTH BRUNSWICK TWP | 8824 | 11 | 13.55 | Residential | No | Behind the Meter | Net-metered residential rooftop and canopy |  | None | Suntuity Solar LLC | PSE&G | Accepted | 2020-09-22 | 2020-09-23 | 2021-10-30 | Longi | LR6-60HPB-315M | Solar Panels |  | 0.315 | 8 | 131 | 4 |  | Fixed | Roof
NJSTRE1545618521 |  | Transition Incentive Program | Brick | 8724 | 18 | 22.43 | Residential | No | Behind the Meter | Net-metered residential rooftop and canopy |  | None | Whitman Construction, LLC | JCP&L | Accepted | 2020-09-24 | 2020-09-24 | 2021-10-30 | TRINA | TSM 325 DE06M | Solar Panels |  | 0.325 | 24 | 131 | 20 |  | Fixed | Roof
NJSTRE1545618524 |  | Transition Incentive Program | WILLIAMSTOWN | 8094 | 15 | 10.08 | Residential | Yes | Behind the Meter | Net-metered residential rooftop and canopy |  | None | Suntuity Solar LLC | AC Electric | Accepted | 2020-09-22 | 2020-09-23 | 2021-10-30 | Longi | LR6-60HPB-315M | Solar Panels |  | 0.315 | 4 | 337 | 15 |  | Fixed | Roof
NJSTRE1545618530 |  | Transition Incentive Program | Marlboro | 7751 | 17 | 14.14 | Residential | No | Behind the Meter | Net-metered residential rooftop and canopy |  | None | Whitman Construction, LLC | JCP&L | Accepted | 2020-09-22 | 2020-09-24 | 2021-10-30 | trina | tsm 325 DE60M | Solar Panels |  | 0.37 | 18 | 115 | 26 |  | Fixed | Roof
NJSTRE1545618559 |  | Transition Incentive Program | Voorhees Township | 8043 | 14 | 12.24 | Residential | No | Behind the Meter | Net-metered residential rooftop and canopy |  | None | Green Power Energy | AC Electric | Accepted | 2020-09-22 | 2020-09-24 | 2021-10-30 | LG Electronics | LG360Q1K-V5 | Solar Panels |  | 0.36 | 8 | 84 | 30 |  | Fixed | Roof
NJSTRE1545617159 |  | Transition Incentive Program | Hamilton | 8620 | 12 | 8.45 | Residential | No | Behind the Meter | Net-metered residential rooftop and canopy |  | None | Kopp Electric Company | PSE&G | Accepted | 2020-09-21 | 2020-09-25 | 2021-10-30 | CertainTeed | CT325HC11-04 | Solar Panels |  | 0.325 | 6 | 115 | 25 |  | Fixed | Roof
NJSTRE1545617158 |  | Transition Incentive Program | SOMERSET | 8873 | 5 | 10.5 | Residential | Yes | Behind the Meter | Net-metered residential rooftop and canopy |  | None | Pro Custom Solar dba Momentum Solar | PSE&G | Accepted | 2020-09-21 | 2020-09-23 | 2021-10-30 | LG | LG 350N1C-V5 | Solar Panels |  | 0.35 | 13 | 218 | 30 |  | Fixed | Roof
NJSTRE1545617270 |  | Transition Incentive Program | Swedesboro | 8085 | 15 | 10.54 | Residential | Yes | Behind the Meter | Net-metered residential rooftop and canopy |  | None | Trinity Solar | AC Electric | Accepted | 2020-09-21 | 2020-09-23 | 2021-10-30 | Hanwha | Q.PEAK DUO BLK-G6 340 | Solar Panels |  | 0.34 | 31 | 130 | 27 |  | Fixed | Roof
NJSTRE1545617286 |  | Transition Incentive Program | PASSAIC | 7055 | 6 | 12.35 | Residential | Yes | Behind the Meter | Net-metered residential rooftop and canopy |  | None | Infinity Solar Systems | PSE&G | Accepted | 2020-09-21 | 2020-09-23 | 2021-10-30 | CANADIAN SOLAR | CS1H-325-MS | Solar Panels |  | 0.325 | 21 | 124 | 20 |  | Fixed | Roof
NJSTRE1545617301 |  | Transition Incentive Program | Keansburg | 7734 | 17 | 9.52 | Residential | Yes | Behind the Meter | Net-metered residential rooftop and canopy |  | None | Trinity Solar | JCP&L | Accepted | 2020-09-21 | 2020-09-23 | 2021-10-30 | Hanwha | Q.PEAK DUO BLK-G6 340 | Solar Panels |  | 0.34 | 9 | 99 | 40 |  | Fixed | Roof
NJSTRE1545617520 |  | Transition Incentive Program | Burlington | 8016 | 13 | 10.08 | Residential | Yes | Behind the Meter | Net-metered residential rooftop and canopy |  | None | Vivint Solar Developer, LLC | PSE&G | Accepted | 2020-09-21 | 2020-09-24 | 2021-10-30 | JINKO SOLAR | JKM325M-60HBL | Solar Panels |  | 0.325 | 6 | 31 | 23 |  | Fixed | Roof
NJSTRE1545617522 |  | Transition Incentive Program | Stafford Township | 8050 | 18 | 25.83 | Residential | Yes | Behind the Meter | Net-metered residential rooftop and canopy |  | None | Ad Energy | AC Electric | Accepted | 2020-09-21 | 2020-09-29 | 2021-10-30 | Sunpower | SPR-E20-327-E-AC | Solar Panels |  | 0.327 | 7 | 191 | 37 |  | Fixed | Roof
NJSTRE1545617521 |  | Transition Incentive Program | MIDDLESEX | 8846 | 11 | 5.85 | Residential | Yes | Behind the Meter | Net-metered residential rooftop and canopy |  | None | Vivint Solar Developer, LLC | PSE&G | Accepted | 2020-09-22 | 2020-09-23 | 2021-10-30 | JINKO SOLAR | JKM325M-60HBL | Solar Panels |  | 0.325 | 4 | 321 | 40 |  | Fixed | Roof
NJSTRE1545618515 |  | Transition Incentive Program | SOUTH BRUNSWICK TWP | 8824 | 11 | 13.55 | Residential | No | Behind the Meter | Net-metered residential rooftop and canopy |  | None | Suntuity Solar LLC | PSE&G | Accepted | 2020-09-22 | 2020-09-23 | 2021-10-30 | Longi | LR6-60HPB-315M | Solar Panels |  | 0.315 | 4 | 41 | 41 |  | Fixed | Roof
NJSTRE1545618521 |  | Transition Incentive Program | Brick | 8724 | 18 | 22.43 | Residential | No | Behind the Meter | Net-metered residential rooftop and canopy |  | None | Whitman Construction, LLC | JCP&L | Accepted | 2020-09-24 | 2020-09-24 | 2021-10-30 | TRINA | TSM 325 DE06M | Solar Panels |  | 0.325 | 19 | 311 | 20 |  | Fixed | Roof
NJSTRE1545618528 |  | Transition Incentive Program | Manahawkin | 8050 | 18 | 12.29 | Residential | Yes | Behind the Meter | Net-metered residential rooftop and canopy |  | None | Suntuity Solar LLC | AC Electric | Accepted | 2020-09-22 | 2020-09-23 | 2021-10-30 | Longi | LR6-60HPB-315M | Solar Panels |  | 0.315 | 7 | 118 | 37 |  | Fixed | Roof
NJSTRE1545618527 |  | Transition Incentive Program | Deptford Township | 8096 | 15 | 9.45 | Residential | No | Behind the Meter | Net-metered residential rooftop and canopy |  | None | Suntuity Solar LLC | PSE&G | Accepted | 2020-09-22 | 2020-09-23 | 2021-10-30 | Longi | LR6-60HPB-315M | Solar Panels |  | 0.315 | 15 | 143 | 32 |  | Fixed | Roof
NJSTRE1545618640 |  | Transition Incentive Program | Pennington | 8534 | 12 | 9.14 | Residential | No | Behind the Meter | Net-metered residential rooftop and canopy |  | None | Vivint Solar Developer, LLC | PSE&G | Final As-Built Received | 2020-09-22 | 2020-09-25 | 2021-10-30 | LG | LG315N1K-V5 | Solar Panels |  | 0.315 | 15 | 173 | 21 |  | Fixed | Roof
NJSTRE1545617273 |  | Transition Incentive Program | Maple Shade | 8052 | 13 | 7.7 | Residential | Yes | Behind the Meter | Net-metered residential rooftop and canopy |  | None | Pro Custom Solar dba Momentum Solar | PSE&G | Accepted | 2020-09-21 | 2020-09-23 | 2021-10-30 | LG | LG 350N1C-V5 | Solar Panels |  | 0.35 | 8 | 172 | 16 |  | Fixed | Roof
NJSTRE1545617308 |  | Transition Incentive Program | Berkeley Heights | 7922 | 10 | 9.9 | Residential | Yes | Behind the Meter | Net-metered residential rooftop and canopy |  | None | Sunrun Installation Services, Inc. | JCP&L | Accepted | 2020-09-21 | 2020-09-23 | 2021-10-30 | LG Electronics | LG330N1C-A5 | Solar Panels |  | 0.33 | 30 | 183 | 26 |  | Fixed | Roof
NJSTRE1545617355 |  | Transition Incentive Program | Bellmawr Boro | 8031 | 14 | 12.21 | Residential | Yes | Behind the Meter | Net-metered residential rooftop and canopy |  | None | Bright Planet Solar | PSE&G | Accepted | 2020-09-21 | 2020-09-25 | 2021-10-30 | SUNPOWER | X-SERIES X22-370 | Solar Panels |  | 0.37 | 4 | 251 | 22 |  | Fixed | Roof
NJSTRE1545617376 |  | Transition Incentive Program | North Plainfield Boro | 7060 | 10 | 5.67 | Residential | No | Behind the Meter | Net-metered residential rooftop and canopy |  | None | Palmetto Solar LLC | PSE&G | Accepted | 2020-09-22 | 2020-09-23 | 2021-10-30 | Yingli | YL315D-30B | Solar Panels |  | 0.315 | 9 | 217 | 45 |  | Fixed | Roof
NJSTRE1545617381 |  | Transition Incentive Program | Hamilton Township | 8690 | 12 | 12.77 | Residential | Yes | Behind the Meter | Net-metered residential rooftop and canopy |  | None | Sunrun Installation Services, Inc. | PSE&G | Accepted | 2020-09-21 | 2020-09-24 | 2021-10-30 | LG Electronics | LG345N1C-V5 | Solar Panels |  | 0.345 | 17 | 238 | 37 |  | Fixed | Roof
NJSTRE1545617553 |  | Transition Incentive Program | Middletown | 7758 | 17 | 8.5 | Residential | No | Behind the Meter | Net-metered residential rooftop and canopy |  | None | NJ Solar Power, LLC | JCP&L | Accepted | 2020-09-24 | 2020-09-25 | 2021-10-30 | panasonic | VBHN340SA17 | Solar Panels |  | 0.34 | 16 | 255 | 25 |  | Fixed | Roof
NJSTRE1545618520 |  | Transition Incentive Program | Hamilton Township | 8610 | 12 | 7.88 | Residential | No | Behind the Meter | Net-metered residential rooftop and canopy |  | None | Suntuity Solar LLC | PSE&G | Accepted | 2020-09-22 | 2020-09-23 | 2021-10-30 | Longi | LR6-60HPB-315M | Solar Panels |  | 0.315 | 8 | 112 | 21 |  | Fixed | Roof
NJSTRE1545618525 |  | Transition Incentive Program | LUMBERTON | 8048 | 13 | 12.29 | Residential | No | Behind the Meter | Net-metered residential rooftop and canopy |  | None | Suntuity Solar LLC | PSE&G | Accepted | 2020-09-22 | 2020-09-24 | 2021-10-30 | Longi | LR6-60HPB-315M | Solar Panels |  | 0.315 | 9 | 264 | 26 |  | Fixed | Roof
NJSTRE1545618525 |  | Transition Incentive Program | LUMBERTON | 8048 | 13 | 12.29 | Residential | No | Behind the Meter | Net-metered residential rooftop and canopy |  | None | Suntuity Solar LLC | PSE&G | Accepted | 2020-09-22 | 2020-09-24 | 2021-10-30 | Longi | LR6-60HPB-315M | Solar Panels |  | 0.315 | 14 | 264 | 27 |  | Fixed | Roof
NJSTRE1545618559 |  | Transition Incentive Program | Voorhees Township | 8043 | 14 | 12.24 | Residential | No | Behind the Meter | Net-metered residential rooftop and canopy |  | None | Green Power Energy | AC Electric | Accepted | 2020-09-22 | 2020-09-24 | 2021-10-30 | LG Electronics | LG360Q1K-V5 | Solar Panels |  | 0.36 | 5 | 262 | 30 |  | Fixed | Roof
NJSTRE1545618675 |  | Transition Incentive Program | Colts Neck | 7722 | 17 | 12.58 | Residential | Yes | Behind the Meter | Net-metered residential rooftop and canopy |  | None | Tesla Energy Operations Inc | JCP&L | Accepted | 2020-09-22 | 2020-09-24 | 2021-10-30 | Hanwha Q-Cells | Q.Peak DUO BLK-G6+/SC340 | Solar Panels |  | 0.34 | 7 | 194 | 40 |  | Fixed | Roof | Rooftop
NJSTRE1545618774 |  | Transition Incentive Program | Plainfield | 7063 | 10 | 7.56 | Residential | No | Behind the Meter | Net-metered residential rooftop and canopy |  | None | Palmetto Solar LLC | PSE&G | Accepted | 2020-09-22 | 2020-09-24 | 2021-10-30 | Yingli | YL315D-30B | Solar Panels |  | 0.315 | 4 | 143 | 24 |  | Fixed | Roof
NJSTRE1545618774 |  | Transition Incentive Program | Plainfield | 7063 | 10 | 7.56 | Residential | No | Behind the Meter | Net-metered residential rooftop and canopy |  | None | Palmetto Solar LLC | PSE&G | Accepted | 2020-09-22 | 2020-09-24 | 2021-10-30 | Yingli | YL315D-30B | Solar Panels |  | 0.315 | 3 | 53 | 21 |  | Fixed | Roof
NJSTRE1545617286 |  | Transition Incentive Program | PASSAIC | 7055 | 6 | 12.35 | Residential | Yes | Behind the Meter | Net-metered residential rooftop and canopy |  | None | Infinity Solar Systems | PSE&G | Accepted | 2020-09-21 | 2020-09-23 | 2021-10-30 | CANADIAN SOLAR | CS1H-325-MS | Solar Panels |  | 0.325 | 9 | 304 | 20 |  | Fixed | Roof
NJSTRE1545617301 |  | Transition Incentive Program | Keansburg | 7734 | 17 | 9.52 | Residential | Yes | Behind the Meter | Net-metered residential rooftop and canopy |  | None | Trinity Solar | JCP&L | Accepted | 2020-09-21 | 2020-09-23 | 2021-10-30 | Hanwha | Q.PEAK DUO BLK-G6 340 | Solar Panels |  | 0.34 | 8 | 279 | 40 |  | Fixed | Roof
NJSTRE1545617331 |  | Transition Incentive Program | Plainfield | 7063 | 10 | 7.02 | Residential | Yes | Behind the Meter | Net-metered residential rooftop and canopy |  | None | Sunrun Installation Services, Inc. | PSE&G | Accepted | 2020-09-21 | 2020-09-23 | 2021-10-30 | LONGi Green Energy Technology Co Ltd | LR6-60HPB-305M | Solar Panels |  | 0.305 | 13 | 128 | 43 |  | Fixed | Roof
NJSTRE1545617355 |  | Transition Incentive Program | Bellmawr Boro | 8031 | 14 | 12.21 | Residential | Yes | Behind the Meter | Net-metered residential rooftop and canopy |  | None | Bright Planet Solar | PSE&G | Accepted | 2020-09-21 | 2020-09-25 | 2021-10-30 | SUNPOWER | X-SERIES X22-370 | Solar Panels |  | 0.37 | 15 | 251 | 22 |  | Fixed | Roof
NJSTRE1545617355 |  | Transition Incentive Program | Bellmawr Boro | 8031 | 14 | 12.21 | Residential | Yes | Behind the Meter | Net-metered residential rooftop and canopy |  | None | Bright Planet Solar | PSE&G | Accepted | 2020-09-21 | 2020-09-25 | 2021-10-30 | SUNPOWER | X-SERIES X22-370 | Solar Panels |  | 0.37 | 10 | 71 | 22 |  | Fixed | Roof
NJSTRE1545617376 |  | Transition Incentive Program | North Plainfield Boro | 7060 | 10 | 5.67 | Residential | No | Behind the Meter | Net-metered residential rooftop and canopy |  | None | Palmetto Solar LLC | PSE&G | Accepted | 2020-09-22 | 2020-09-23 | 2021-10-30 | Yingli | YL315D-30B | Solar Panels |  | 0.315 | 6 | 127 | 45 |  | Fixed | Roof
NJSTRE1545617522 |  | Transition Incentive Program | Stafford Township | 8050 | 18 | 25.83 | Residential | Yes | Behind the Meter | Net-metered residential rooftop and canopy |  | None | Ad Energy | AC Electric | Accepted | 2020-09-21 | 2020-09-29 | 2021-10-30 | SunPower | SPR-E20-327-E-AC | Solar Panels |  | 0.327 | 3 | 191 | 35 |  | Fixed | Roof
NJSTRE1545617522 |  | Transition Incentive Program | Stafford Township | 8050 | 18 | 25.83 | Residential | Yes | Behind the Meter | Net-metered residential rooftop and canopy |  | None | Ad Energy | AC Electric | Accepted | 2020-09-21 | 2020-09-29 | 2021-10-30 | Sunpower | SPR-E20-327-E-AC | Solar Panels |  | 0.327 | 5 | 281 | 37 |  | Fixed | Roof
NJSTRE1545617522 |  | Transition Incentive Program | Stafford Township | 8050 | 18 | 25.83 | Residential | Yes | Behind the Meter | Net-metered residential rooftop and canopy |  | None | Ad Energy | AC Electric | Accepted | 2020-09-21 | 2020-09-29 | 2021-10-30 | SunPower | SPR-E20-327-E-AC | Solar Panels |  | 0.327 | 10 | 281 | 37 |  | Fixed | Roof
NJSTRE1545617521 |  | Transition Incentive Program | MIDDLESEX | 8846 | 11 | 5.85 | Residential | Yes | Behind the Meter | Net-metered residential rooftop and canopy |  | None | Vivint Solar Developer, LLC | PSE&G | Accepted | 2020-09-22 | 2020-09-23 | 2021-10-30 | JINKO SOLAR | JKM325M-60HBL | Solar Panels |  | 0.325 | 14 | 141 | 40 |  | Fixed | Roof
NJSTRE1545618515 |  | Transition Incentive Program | SOUTH BRUNSWICK TWP | 8824 | 11 | 13.55 | Residential | No | Behind the Meter | Net-metered residential rooftop and canopy |  | None | Suntuity Solar LLC | PSE&G | Accepted | 2020-09-22 | 2020-09-23 | 2021-10-30 | Longi | LR6-60HPB-315M | Solar Panels |  | 0.315 | 8 | 221 | 8 |  | Fixed | Roof
NJSTRE1545618559 |  | Transition Incentive Program | Voorhees Township | 8043 | 14 | 12.24 | Residential | No | Behind the Meter | Net-metered residential rooftop and canopy |  | None | Green Power Energy | AC Electric | Accepted | 2020-09-22 | 2020-09-24 | 2021-10-30 | LG Electronics | LG360Q1K-V5 | Solar Panels |  | 0.36 | 4 | 261 | 30 |  | Fixed | Roof
NJSTRE1545618559 |  | Transition Incentive Program | Voorhees Township | 8043 | 14 | 12.24 | Residential | No | Behind the Meter | Net-metered residential rooftop and canopy |  | None | Green Power Energy | AC Electric | Accepted | 2020-09-22 | 2020-09-24 | 2021-10-30 | LG Electronics | LG360Q1K-V5 | Solar Panels |  | 0.36 | 4 | 252 | 30 |  | Fixed | Roof
NJSTRE1545617381 |  | Transition Incentive Program | Hamilton Township | 8690 | 12 | 12.77 | Residential | Yes | Behind the Meter | Net-metered residential rooftop and canopy |  | None | Sunrun Installation Services, Inc. | PSE&G | Accepted | 2020-09-21 | 2020-09-24 | 2021-10-30 | LG Electronics | LG345N1C-V5 | Solar Panels |  | 0.345 | 11 | 148 | 37 |  | Fixed | Roof
NJSTRE1545617520 |  | Transition Incentive Program | Burlington | 8016 | 13 | 10.08 | Residential | Yes | Behind the Meter | Net-metered residential rooftop and canopy |  | None | Vivint Solar Developer, LLC | PSE&G | Accepted | 2020-09-21 | 2020-09-24 | 2021-10-30 | JINKO SOLAR | JKM325M-60HBL | Solar Panels |  | 0.325 | 8 | 301 | 23 |  | Fixed | Roof
NJSTRE1545617522 |  | Transition Incentive Program | Stafford Township | 8050 | 18 | 25.83 | Residential | Yes | Behind the Meter | Net-metered residential rooftop and canopy |  | None | Ad Energy | AC Electric | Accepted | 2020-09-21 | 2020-09-29 | 2021-10-30 | SunPower | SPR-E20-327-E-AC | Solar Panels |  | 0.327 | 10 | 101 | 37 |  | Fixed | Roof
NJSTRE1545617522 |  | Transition Incentive Program | Stafford Township | 8050 | 18 | 25.83 | Residential | Yes | Behind the Meter | Net-metered residential rooftop and canopy |  | None | Ad Energy | AC Electric | Accepted | 2020-09-21 | 2020-09-29 | 2021-10-30 | SunPower | SPR-E20-327-E-AC | Solar Panels |  | 0.327 | 11 | 191 | 37 |  | Fixed | Roof
NJSTRE1545617550 |  | Transition Incentive Program | Bridgewater | 8807 | 5 | 20.06 | Residential | No | Behind the Meter | Net-metered residential rooftop and canopy |  | None | NJ Solar Power, LLC | PSE&G | Accepted | 2020-09-21 | 2020-09-23 | 2021-10-30 | panasonic | vbhn340sa17 | Solar Panels |  | 0.34 | 17 | 62 | 27 |  | Fixed | Roof
NJSTRE1545618515 |  | Transition Incentive Program | SOUTH BRUNSWICK TWP | 8824 | 11 | 13.55 | Residential | No | Behind the Meter | Net-metered residential rooftop and canopy |  | None | Suntuity Solar LLC | PSE&G | Accepted | 2020-09-22 | 2020-09-23 | 2021-10-30 | Longi | LR6-60HPB-315M | Solar Panels |  | 0.315 | 10 | 221 | 9 |  | Fixed | Roof
NJSTRE1545618522 |  | Transition Incentive Program | berlin | 8009 | 14 | 9.16 | Residential | Yes | Behind the Meter | Net-metered residential rooftop and canopy |  | None | Vision Solar LLC | AC Electric | Accepted | 2020-09-22 | 2020-09-24 | 2021-10-30 | HANWHA Q-CELLS | Q.PEAK DUO-G6+ 335 | Solar Panels |  | 0.327 | 10 | 85 | 27 |  | Fixed | Roof
NJSTRE1545618521 |  | Transition Incentive Program | Brick | 8724 | 18 | 22.43 | Residential | No | Behind the Meter | Net-metered residential rooftop and canopy |  | None | Whitman Construction, LLC | JCP&L | Accepted | 2020-09-24 | 2020-09-24 | 2021-10-30 | TRINA | TSM 325 DE06M | Solar Panels |  | 0.325 | 13 | 131 | 20 |  | Fixed | Roof
NJSTRE1545618526 |  | Transition Incentive Program | Little Falls | 7424 | 6 | 6.62 | Residential | Yes | Behind the Meter | Net-metered residential rooftop and canopy |  | None | Suntuity Solar LLC | PSE&G | Accepted | 2020-09-22 | 2020-09-24 | 2021-10-30 | Longi | LR6-60HPB-315M | Solar Panels |  | 0.315 | 21 | 296 | 20 |  | Fixed | Roof
NJSTRE1545618530 |  | Transition Incentive Program | Marlboro | 7751 | 17 | 14.14 | Residential | No | Behind the Meter | Net-metered residential rooftop and canopy |  | None | Whitman Construction, LLC | JCP&L | Accepted | 2020-09-22 | 2020-09-24 | 2021-10-30 | trina | tsm 325 DE60M | Solar Panels |  | 0.325 | 4 | 115 | 19 |  | Fixed | Roof
NJSTRE1545618634 |  | Transition Incentive Program | Springfield | 8068 | 13 | 13 | Residential | No | Behind the Meter | Net-metered residential rooftop and canopy |  | None | Whitman Construction, LLC | PSE&G | Accepted | 2020-09-22 | 2020-09-23 | 2021-10-30 | trina | tam 325 DE60M | Solar Panels |  | 0.325 | 40 | 214 | 18 |  | Fixed | Roof
NJSTRE1545618627 |  | Transition Incentive Program | Columbus | 8022 | 13 | 18.36 | Residential | No | Behind the Meter | Net-metered residential rooftop and canopy |  | None | Maier Engineering dba Solar Me | PSE&G | Accepted | 2020-09-22 | 2020-09-24 | 2021-10-30 | Hanwha | QCELL DUO BLK-G340W | Solar Panels |  | 0.34 | 9 | 135 | 45 |  | Fixed | Pole
NJSTRE1545618627 |  | Transition Incentive Program | Columbus | 8022 | 13 | 18.36 | Residential | No | Behind the Meter | Net-metered residential rooftop and canopy |  | None | Maier Engineering dba Solar Me | PSE&G | Accepted | 2020-09-22 | 2020-09-24 | 2021-10-30 | Hanwha | Q.CELL DUO BLK_G5 340W | Solar Panels |  | 0.34 | 16 | 45 | 30 |  | Fixed | Roof
NJSTRE1545616994 |  | Transition Incentive Program | Piscataway TWP | 8854 | 11 | 13.26 | Residential | No | Behind the Meter | Net-metered residential rooftop and canopy |  | None | Tesla Energy Operations Inc. | PSE&G | Accepted | 2020-09-21 | 2020-09-23 | 2021-10-30 | Hanwha Q-CELLS | Q.Peak DUO BLK-G6+ 340 | Solar Panels |  | 0.34 | 4 | 100 | 37 |  | Fixed | Roof
NJSTRE1545616994 |  | Transition Incentive Program | Piscataway TWP | 8854 | 11 | 13.26 | Residential | No | Behind the Meter | Net-metered residential rooftop and canopy |  | None | Tesla Energy Operations Inc. | PSE&G | Accepted | 2020-09-21 | 2020-09-23 | 2021-10-30 | Hanwha Q-CELLS | Q.Peak DUO BLK-G6+ 340 | Solar Panels |  | 0.34 | 4 | 190 | 30 |  | Fixed | Roof
NJSTRE1545617037 |  | Transition Incentive Program | Bayonne | 7002 | 8 | 6.03 | Residential | Yes | Behind the Meter | Net-metered residential rooftop and canopy |  | None | Vision Solar LLC | PSE&G | Accepted | 2020-09-21 | 2020-09-23 | 2021-10-30 | HANWHA Q-CELLS | Q.PEAK DUO-G6+ 335 | Solar Panels |  | 0.335 | 18 | 213 | 14 |  | Fixed | Roof
NJSTRE1545617101 |  | Transition Incentive Program | Hightstown | 8520 | 12 | 5.95 | Residential | Yes | Behind the Meter | Net-metered residential rooftop and canopy |  | None | Pro Custom Solar dba Momentum Solar | JCP&L | Accepted | 2020-09-21 | 2020-09-23 | 2021-10-30 | LG | LG 350N1C-V5 | Solar Panels |  | 0.35 | 11 | 129 | 32 |  | Fixed | Roof
NJSTRE1545617158 |  | Transition Incentive Program | SOMERSET | 8873 | 5 | 10.5 | Residential | Yes | Behind the Meter | Net-metered residential rooftop and canopy |  | None | Pro Custom Solar dba Momentum Solar | PSE&G | Accepted | 2020-09-21 | 2020-09-23 | 2021-10-30 | LG | LG 350N1C-V5 | Solar Panels |  | 0.35 | 3 | 218 | 30 |  | Fixed | Roof
NJSTRE1545617157 |  | Transition Incentive Program | South Orangr | 7079 | 9 | 17.39 | Residential | No | Behind the Meter | Net-metered residential rooftop and canopy |  | None | Whitman Construction, LLC | PSE&G | Accepted | 2020-09-21 | 2020-09-23 | 2021-10-30 | SOLARIA POWER | XT-370R-PD | Solar Panels |  | 0.37 | 8 | 287 | 37 |  | Fixed | Roof
NJSTRE1545617276 |  | Transition Incentive Program | Bridgeton | 8302 | 20 | 13.02 | Residential | Yes | Behind the Meter | Net-metered residential rooftop and canopy |  | None | Bright Planet Solar | AC Electric | Accepted | 2020-09-21 | 2020-09-25 | 2021-10-30 | LONGI | LR6-60HPB-310M | Solar Panels |  | 0.31 | 23 | 101 | 33 |  | Fixed | Roof
NJSTRE1545617305 |  | Transition Incentive Program | Princeton Junction | 8550 | 12 | 12.24 | Residential | No | Behind the Meter | Net-metered residential rooftop and canopy |  | None | MOORE ENERGY LLC | JCP&L | Accepted | 2020-09-21 | 2020-09-23 | 2021-10-30 | QCell Duo | 340 | Solar Panels |  | 0.34 | 24 | 155 | 40 |  | Fixed | Roof | Rear
NJSTRE1545617305 |  | Transition Incentive Program | Princeton Junction | 8550 | 12 | 12.24 | Residential | No | Behind the Meter | Net-metered residential rooftop and canopy |  | None | MOORE ENERGY LLC | JCP&L | Accepted | 2020-09-21 | 2020-09-23 | 2021-10-30 | QCell | Duo 340 | Solar Panels |  | 0.34 | 12 | 243 | 40 |  | Fixed | Roof | Garage Roof
NJSTRE1545617355 |  | Transition Incentive Program | Bellmawr Boro | 8031 | 14 | 12.21 | Residential | Yes | Behind the Meter | Net-metered residential rooftop and canopy |  | None | Bright Planet Solar | PSE&G | Accepted | 2020-09-21 | 2020-09-25 | 2021-10-30 | SUNPOWER | X-SERIES X22-370 | Solar Panels |  | 0.37 | 4 | 71 | 22 |  | Fixed | Roof
NJSTRE1545617366 |  | Transition Incentive Program | Robbinsville | 8691 | 12 | 8.16 | Residential | Yes | Behind the Meter | Net-metered residential rooftop and canopy |  | None | Tesla Energy Operations Inc. | JCP&L | Final As-Built Received | 2020-09-21 | 2020-09-23 | 2021-10-30 | Hanwha Q-Cells | Q.Peak DUO BLK-G6+/SC340 | Solar Panels |  | 0.34 | 2 | 121 | 34 |  | Fixed | Roof
NJSTRE1545617520 |  | Transition Incentive Program | Burlington | 8016 | 13 | 10.08 | Residential | Yes | Behind the Meter | Net-metered residential rooftop and canopy |  | None | Vivint Solar Developer, LLC | PSE&G | Accepted | 2020-09-21 | 2020-09-24 | 2021-10-30 | JINKO SOLAR | JKM325M-60HBL | Solar Panels |  | 0.325 | 9 | 211 | 23 |  | Fixed | Roof
NJSTRE1545618559 |  | Transition Incentive Program | Voorhees Township | 8043 | 14 | 12.24 | Residential | No | Behind the Meter | Net-metered residential rooftop and canopy |  | None | Green Power Energy | AC Electric | Accepted | 2020-09-22 | 2020-09-24 | 2021-10-30 | LG Electronics | LG360Q1K-V5 | Solar Panels |  | 0.36 | 13 | 81 | 30 |  | Fixed | Roof
NJSTRE1545618706 |  | Transition Incentive Program | Sicklerville | 8081 | 14 | 12.24 | Residential | Yes | Behind the Meter | Net-metered residential rooftop and canopy |  | None | Vision Solar LLC | AC Electric | Accepted | 2020-09-22 | 2020-09-24 | 2021-10-30 | Q.PEAK DUO-G6 340 | Q.PEAK DUO-G6 340 | Solar Panels |  | 0.34 | 9 | 38 | 31 |  | Fixed | Roof
NJSTRE1545618706 |  | Transition Incentive Program | Sicklerville | 8081 | 14 | 12.24 | Residential | Yes | Behind the Meter | Net-metered residential rooftop and canopy |  | None | Vision Solar LLC | AC Electric | Accepted | 2020-09-22 | 2020-09-24 | 2021-10-30 | HANWHA Q-CELLS | Q.PEAK DUO-G6 340 | Solar Panels |  | 0.34 | 21 | 218 | 31 |  | Fixed | Roof
NJSTRE1545618710 |  | Transition Incentive Program | Hillsborough TWP | 8844 | 5 | 7.82 | Residential | Yes | Behind the Meter | Net-metered residential rooftop and canopy |  | None | Tesla Energy Operations Inc. | PSE&G | Accepted | 2020-09-22 | 2020-09-24 | 2021-10-30 | Hanwha Q-CELLS | Q.Peak DUO BLK-G6+ 340 | Solar Panels |  | 0.34 | 3 | 195 | 37 |  | Fixed | Roof
NJSTRE1545618777 |  | Transition Incentive Program | Butler | 7405 | 3 | 7.8 | Residential | No | Behind the Meter | Net-metered residential rooftop and canopy |  | None | Whitman Construction, LLC | Butler | Accepted | 2020-09-22 | 2020-09-24 | 2021-10-30 | TRINA | tsm 325DE06M | Solar Panels |  | 0.325 | 17 | 266 | 20 |  | Fixed | Roof
NJSTRE1545619085 |  | Transition Incentive Program | Englewood Cliffs | 7632 | 7 | 10.98 | Residential | Yes | Behind the Meter | Net-metered residential rooftop and canopy |  | None | Sunrun Installation Services, Inc. | PSE&G | Accepted | 2020-09-22 | 2020-09-24 | 2021-10-30 | LONGi Green Energy Technology Co Ltd | LR6-60HPB-305M | Solar Panels |  | 0.305 | 6 | 36 | 19 |  | Fixed | Roof
NJSTRE1545619080 |  | Transition Incentive Program | BLACKWOOD | 8012 | 14 | 9.52 | Residential | Yes | Behind the Meter | Net-metered residential rooftop and canopy |  | None | Trinity Solar | AC Electric | Accepted | 2020-09-22 | 2020-09-24 | 2021-10-30 | HANWHA | Q.PEAK DUO BLK-G6 340 | Solar Panels |  | 0.34 | 18 | 176 | 18 |  | Fixed | Roof
NJSTRE1545619097 |  | Transition Incentive Program | Watchung Boro | 7069 | 5 | 21.24 | Residential | No | Behind the Meter | Net-metered residential rooftop and canopy |  | None | Green Power Energy | PSE&G | Accepted | 2020-09-22 | 2020-09-24 | 2021-10-30 | LG Electronics | LG360Q1C-V5 | Solar Panels |  | 0.36 | 3 | 310 | 12 |  | Fixed | Roof
NJSTRE1545619097 |  | Transition Incentive Program | Watchung Boro | 7069 | 5 | 21.24 | Residential | No | Behind the Meter | Net-metered residential rooftop and canopy |  | None | Green Power Energy | PSE&G | Accepted | 2020-09-22 | 2020-09-24 | 2021-10-30 | LG Electronics | LG360Q1C-V5 | Solar Panels |  | 0.36 | 20 | 140 | 12 |  | Fixed | Roof
NJSTRE1545619108 |  | Transition Incentive Program | Lincroft | 7738 | 17 | 13.63 | Residential | Yes | Behind the Meter | Net-metered residential rooftop and canopy |  | None | Freedom Forever New Jersey, LLC | JCP&L | Accepted | 2020-09-24 | 2020-09-25 | 2021-10-30 | Hanwha Qcell | Q.PLUS BFR-G4.1- 290 | Solar Panels |  | 0.29 | 6 | 189 | 45 |  | Fixed | Roof | Roof
NJSTRE1545619108 |  | Transition Incentive Program | Lincroft | 7738 | 17 | 13.63 | Residential | Yes | Behind the Meter | Net-metered residential rooftop and canopy |  | None | Freedom Forever New Jersey, LLC | JCP&L | Accepted | 2020-09-24 | 2020-09-25 | 2021-10-30 | Hanwha Qcell | Q.PLUS BFR-G4.1- 290 | Solar Panels |  | 0.29 | 10 | 279 | 30 |  | Fixed | Roof | Roof
NJSTRE1545619119 |  | Transition Incentive Program | Pleasantville | 8232 | 19 | 4.55 | Residential | Yes | Behind the Meter | Net-metered residential rooftop and canopy |  | None | Pro Custom Solar dba Momentum Solar | AC Electric | Accepted | 2020-09-22 | 2020-09-24 | 2021-10-30 | LG | LG 350N1C-V5 | Solar Panels |  | 0.35 | 2 | 206 | 8 |  | Fixed | Roof
NJSTRE1545617522 |  | Transition Incentive Program | Stafford Township | 8050 | 18 | 25.83 | Residential | Yes | Behind the Meter | Net-metered residential rooftop and canopy |  | None | Ad Energy | AC Electric | Accepted | 2020-09-21 | 2020-09-29 | 2021-10-30 | SunPower | SPR-E20-327-E-AC | Solar Panels |  | 0.327 | 6 | 101 | 37 |  | Fixed | Roof
NJSTRE1545617533 |  | Transition Incentive Program | Somerset | 8873 | 5 | 12.92 | Residential | No | Behind the Meter | Net-metered residential rooftop and canopy |  | None | NJ Solar Power, LLC | PSE&G | Accepted | 2020-09-21 | 2020-09-23 | 2021-10-30 | panasonic | vbhn340sa17 | Solar Panels |  | 0.34 | 38 | 113 | 27 |  | Fixed | Roof
NJSTRE1545617553 |  | Transition Incentive Program | Middletown | 7758 | 17 | 8.5 | Residential | No | Behind the Meter | Net-metered residential rooftop and canopy |  | None | NJ Solar Power, LLC | JCP&L | Accepted | 2020-09-24 | 2020-09-25 | 2021-10-30 | panasonic | VBHN340SA17 | Solar Panels |  | 0.34 | 9 | 165 | 25 |  | Fixed | Roof
NJSTRE1545618520 |  | Transition Incentive Program | Hamilton Township | 8610 | 12 | 7.88 | Residential | No | Behind the Meter | Net-metered residential rooftop and canopy |  | None | Suntuity Solar LLC | PSE&G | Accepted | 2020-09-22 | 2020-09-23 | 2021-10-30 | Longi | LR6-60HPB-315M | Solar Panels |  | 0.315 | 17 | 112 | 23 |  | Fixed | Roof
NJSTRE1545618525 |  | Transition Incentive Program | LUMBERTON | 8048 | 13 | 12.29 | Residential | No | Behind the Meter | Net-metered residential rooftop and canopy |  | None | Suntuity Solar LLC | PSE&G | Accepted | 2020-09-22 | 2020-09-24 | 2021-10-30 | Longi | LR6-60HPB-315M | Solar Panels |  | 0.315 | 16 | 84 | 26 |  | Fixed | Roof
NJSTRE1545618774 |  | Transition Incentive Program | Plainfield | 7063 | 10 | 7.56 | Residential | No | Behind the Meter | Net-metered residential rooftop and canopy |  | None | Palmetto Solar LLC | PSE&G | Accepted | 2020-09-22 | 2020-09-24 | 2021-10-30 | Yingli | YL315D-30B | Solar Panels |  | 0.315 | 14 | 143 | 37 |  | Fixed | Roof
NJSTRE1545618774 |  | Transition Incentive Program | Plainfield | 7063 | 10 | 7.56 | Residential | No | Behind the Meter | Net-metered residential rooftop and canopy |  | None | Palmetto Solar LLC | PSE&G | Accepted | 2020-09-22 | 2020-09-24 | 2021-10-30 | Yingli | YL315D-30B | Solar Panels |  | 0.315 | 3 | 233 | 21 |  | Fixed | Roof
NJSTRE1545618983 |  | Transition Incentive Program | Bargaintown | 8234 | 19 | 6.03 | Residential | Yes | Behind the Meter | Net-metered residential rooftop and canopy |  | None | Vision Solar LLC | AC Electric | Accepted | 2020-09-22 | 2020-09-24 | 2021-10-30 | HANWHA Q-CELLS | Q.PEAK DUO-G6+ 335 | Solar Panels |  | 0.335 | 12 | 192 | 27 |  | Fixed | Roof
NJSTRE1545619085 |  | Transition Incentive Program | Englewood Cliffs | 7632 | 7 | 10.98 | Residential | Yes | Behind the Meter | Net-metered residential rooftop and canopy |  | None | Sunrun Installation Services, Inc. | PSE&G | Accepted | 2020-09-22 | 2020-09-24 | 2021-10-30 | LONGi Green Energy Technology Co Ltd | LR6-60HPB-305M | Solar Panels |  | 0.305 | 18 | 308 | 18 |  | Fixed | Roof
NJSTRE1545619098 |  | Transition Incentive Program | Linden | 7036 | 10 | 4.69 | Residential | Yes | Behind the Meter | Net-metered residential rooftop and canopy |  | None | Vision Solar LLC | PSE&G | Accepted | 2020-09-22 | 2020-09-24 | 2021-10-30 | HANWHA Q-CELLS | Q.PEAK DUO-G6+ 335 | Solar Panels |  | 0.335 | 9 | 218 | 26 |  | Fixed | Roof
NJSTRE1545619097 |  | Transition Incentive Program | Watchung Boro | 7069 | 5 | 21.24 | Residential | No | Behind the Meter | Net-metered residential rooftop and canopy |  | None | Green Power Energy | PSE&G | Accepted | 2020-09-22 | 2020-09-24 | 2021-10-30 | LG Electronics | LG360Q1C-V5 | Solar Panels |  | 0.36 | 5 | 50 | 12 |  | Fixed | Roof
NJSTRE1545619117 |  | Transition Incentive Program | UPPER SADDLE RV | 7458 | 7 | 16.32 | Residential | Yes | Behind the Meter | Net-metered residential rooftop and canopy |  | None | Tesla Energy Operations Inc | Orange Rockland Electric | Accepted | 2020-09-22 | 2020-09-24 | 2021-10-30 | Hanwha Q Cells | Q.Peak DUO BLK-G6+ 340 | Solar Panels |  | 0.34 | 10 | 129 | 28 |  | Fixed | Roof
NJSTRE1545619143 |  | Transition Incentive Program | Toms River | 8753 | 18 | 9.1 | Residential | Yes | Behind the Meter | Net-metered residential rooftop and canopy |  | None | Pro Custom Solar dba Momentum Solar | JCP&L | Accepted | 2020-09-22 | 2020-09-24 | 2021-10-30 | LG | LG 350N1C-V5 | Solar Panels |  | 0.35 | 26 | 181 | 20 |  | Fixed | Roof
NJSTRE1545617301 |  | Transition Incentive Program | Keansburg | 7734 | 17 | 9.52 | Residential | Yes | Behind the Meter | Net-metered residential rooftop and canopy |  | None | Trinity Solar | JCP&L | Accepted | 2020-09-21 | 2020-09-23 | 2021-10-30 | Hanwha | Q.PEAK DUO BLK-G6 340 | Solar Panels |  | 0.34 | 7 | 189 | 23 |  | Fixed | Roof
NJSTRE1545617366 |  | Transition Incentive Program | Robbinsville | 8691 | 12 | 8.16 | Residential | Yes | Behind the Meter | Net-metered residential rooftop and canopy |  | None | Tesla Energy Operations Inc. | JCP&L | Final As-Built Received | 2020-09-21 | 2020-09-23 | 2021-10-30 | Hanwha Q-Cells | Q.Peak DUO BLK-G6+/SC340 | Solar Panels |  | 0.34 | 2 | 301 | 34 |  | Fixed | Roof
NJSTRE1545617380 |  | Transition Incentive Program | ROSELLE | 7203 | 10 | 5.25 | Residential | Yes | Behind the Meter | Net-metered residential rooftop and canopy |  | None | Pro Custom Solar dba Momentum Solar | PSE&G | Accepted | 2020-09-21 | 2020-09-23 | 2021-10-30 | LG | LG 350N1C-V5 | Solar Panels |  | 0.35 | 10 | 52 | 6 |  | Fixed | Roof
NJSTRE1545617381 |  | Transition Incentive Program | Hamilton Township | 8690 | 12 | 12.77 | Residential | Yes | Behind the Meter | Net-metered residential rooftop and canopy |  | None | Sunrun Installation Services, Inc. | PSE&G | Accepted | 2020-09-21 | 2020-09-24 | 2021-10-30 | LG Electronics | LG345N1C-V5 | Solar Panels |  | 0.345 | 9 | 237 | 18 |  | Fixed | Roof
NJSTRE1545617550 |  | Transition Incentive Program | Bridgewater | 8807 | 5 | 20.06 | Residential | No | Behind the Meter | Net-metered residential rooftop and canopy |  | None | NJ Solar Power, LLC | PSE&G | Accepted | 2020-09-21 | 2020-09-23 | 2021-10-30 | panasonic | vbhn340sa17 | Solar Panels |  | 0.34 | 24 | 242 | 27 |  | Fixed | Roof
NJSTRE1545618515 |  | Transition Incentive Program | SOUTH BRUNSWICK TWP | 8824 | 11 | 13.55 | Residential | No | Behind the Meter | Net-metered residential rooftop and canopy |  | None | Suntuity Solar LLC | PSE&G | Accepted | 2020-09-22 | 2020-09-23 | 2021-10-30 | Longi | LR6-60HPB-315M | Solar Panels |  | 0.315 | 3 | 221 | 41 |  | Fixed | Roof
NJSTRE1545618515 |  | Transition Incentive Program | SOUTH BRUNSWICK TWP | 8824 | 11 | 13.55 | Residential | No | Behind the Meter | Net-metered residential rooftop and canopy |  | None | Suntuity Solar LLC | PSE&G | Accepted | 2020-09-22 | 2020-09-23 | 2021-10-30 | Longi | LR6-60HPB-315M | Solar Panels |  | 0.315 | 10 | 221 | 8 |  | Fixed | Roof
NJSTRE1545618522 |  | Transition Incentive Program | berlin | 8009 | 14 | 9.16 | Residential | Yes | Behind the Meter | Net-metered residential rooftop and canopy |  | None | Vision Solar LLC | AC Electric | Accepted | 2020-09-22 | 2020-09-24 | 2021-10-30 | HANWHA Q-CELLS | Q.PEAK DUO-G6+ 335 | Solar Panels |  | 0.327 | 18 | 265 | 27 |  | Fixed | Roof
NJSTRE1545618528 |  | Transition Incentive Program | Manahawkin | 8050 | 18 | 12.29 | Residential | Yes | Behind the Meter | Net-metered residential rooftop and canopy |  | None | Suntuity Solar LLC | AC Electric | Accepted | 2020-09-22 | 2020-09-23 | 2021-10-30 | Longi | LR6-60HPB-315M | Solar Panels |  | 0.315 | 19 | 208 | 37 |  | Fixed | Roof
NJSTRE1545618528 |  | Transition Incentive Program | Manahawkin | 8050 | 18 | 12.29 | Residential | Yes | Behind the Meter | Net-metered residential rooftop and canopy |  | None | Suntuity Solar LLC | AC Electric | Accepted | 2020-09-22 | 2020-09-23 | 2021-10-30 | Longi | LR6-60HPB-315M | Solar Panels |  | 0.315 | 13 | 118 | 37 |  | Fixed | Roof
NJSTRE1545618530 |  | Transition Incentive Program | Marlboro | 7751 | 17 | 14.14 | Residential | No | Behind the Meter | Net-metered residential rooftop and canopy |  | None | Whitman Construction, LLC | JCP&L | Accepted | 2020-09-22 | 2020-09-24 | 2021-10-30 | trina | tsm 325 DE60M | Solar Panels |  | 0.325 | 4 | 295 | 26 |  | Fixed | Roof
NJSTRE1545618565 |  | Transition Incentive Program | PALMYRA | 8065 | 13 | 7.56 | Residential | No | Behind the Meter | Net-metered residential rooftop and canopy |  | None | Infinity Solar Systems | PSE&G | Accepted | 2020-09-22 | 2020-09-24 | 2021-10-30 | HANWHA | Q.PEAK DUO BLK-G5 315 | Solar Panels |  | 0.315 | 24 | 172 | 20 |  | Fixed | Roof
NJSTRE1545618640 |  | Transition Incentive Program | Pennington | 8534 | 12 | 9.14 | Residential | No | Behind the Meter | Net-metered residential rooftop and canopy |  | None | Vivint Solar Developer, LLC | PSE&G | Final As-Built Received | 2020-09-22 | 2020-09-25 | 2021-10-30 | LG | LG315N1K-V5 | Solar Panels |  | 0.315 | 8 | 83 | 30 |  | Fixed | Roof
NJSTRE1545618684 |  | Transition Incentive Program | Bellmawr | 8031 | 14 | 8.38 | Residential | Yes | Behind the Meter | Net-metered residential rooftop and canopy |  | None | Vision Solar LLC | PSE&G | Accepted | 2020-09-22 | 2020-09-24 | 2021-10-30 | HANWHA Q-CELLS | Q.PEAK DUO-G6+ 335 | Solar Panels |  | 0.335 | 6 | 67 | 20 |  | Fixed | Roof
NJSTRE1545618710 |  | Transition Incentive Program | Hillsborough TWP | 8844 | 5 | 7.82 | Residential | Yes | Behind the Meter | Net-metered residential rooftop and canopy |  | None | Tesla Energy Operations Inc. | PSE&G | Accepted | 2020-09-22 | 2020-09-24 | 2021-10-30 | Hanwha Q-CELLS | Q.Peak DUO BLK-G6+ 340 | Solar Panels |  | 0.34 | 6 | 195 | 37 |  | Fixed | Roof
NJSTRE1545618742 |  | Transition Incentive Program | MORRISTOWN | 7960 | 3 | 14.95 | Residential | Yes | Behind the Meter | Net-metered residential rooftop and canopy |  | None | Vivint Solar Developer, LLC | JCP&L | Accepted | 2020-09-23 | 2020-09-24 | 2021-10-30 | JINKO SOLAR | JKM325M-60HBL | Solar Panels |  | 0.325 | 18 | 116 | 31 |  | Fixed | Roof
NJSTRE1545618798 |  | Transition Incentive Program | Jackson | 8527 | 18 | 10.46 | Residential | Yes | Behind the Meter | Net-metered residential rooftop and canopy |  | None | Kamtech Solar | JCP&L | Accepted | 2020-09-22 | 2020-09-24 | 2021-10-30 | SUNPOWER | SPR-E20-327-E-AC | Solar Panels |  | 0.327 | 32 | 232 | 18 |  | Fixed | Roof
NJSTRE1545618983 |  | Transition Incentive Program | Bargaintown | 8234 | 19 | 6.03 | Residential | Yes | Behind the Meter | Net-metered residential rooftop and canopy |  | None | Vision Solar LLC | AC Electric | Accepted | 2020-09-22 | 2020-09-24 | 2021-10-30 | HANWHA Q-CELLS | Q.PEAK DUO-G6+ 335 | Solar Panels |  | 0.335 | 2 | 192 | 22 |  | Fixed | Roof
NJSTRE1545619004 |  | Transition Incentive Program | Skillman | 8540 | 12 | 1267.5 | Commercial | Yes | Behind the Meter | Net-metered non-residential ground mount |  | None | EnterSolar, LLC | PSE&G | Accepted | 2020-09-22 | 2020-09-23 | 2021-10-30 | Canadian Solar | CS3U-375MB-AG | Solar Panels |  | 0.375 | 3380 | 180 | 25 |  | Fixed | Ground
NJSTRE1545619097 |  | Transition Incentive Program | Watchung Boro | 7069 | 5 | 21.24 | Residential | No | Behind the Meter | Net-metered residential rooftop and canopy |  | None | Green Power Energy | PSE&G | Accepted | 2020-09-22 | 2020-09-24 | 2021-10-30 | LG Electronics | LG360Q1C-V5 | Solar Panels |  | 0.36 | 3 | 140 | 12 |  | Fixed | Roof
NJSTRE1545619097 |  | Transition Incentive Program | Watchung Boro | 7069 | 5 | 21.24 | Residential | No | Behind the Meter | Net-metered residential rooftop and canopy |  | None | Green Power Energy | PSE&G | Accepted | 2020-09-22 | 2020-09-24 | 2021-10-30 | LG Electronics | LG360Q1C-V5 | Solar Panels |  | 0.36 | 18 | 310 | 12 |  | Fixed | Roof
NJSTRE1545619114 |  | Transition Incentive Program | Oxford Township | 7863 | 2 | 8.24 | Residential | No | Behind the Meter | Net-metered residential rooftop and canopy |  | None | Sunrun, Inc. | JCP&L | Accepted | 2020-09-22 | 2020-09-24 | 2021-10-30 | LONGi Green Energy Technology Co Ltd | LR6-60HPB-305M | Solar Panels |  | 0.305 | 10 | 178 | 30 |  | Fixed | Roof
NJSTRE1545619168 |  | Transition Incentive Program | IRVINGTON | 7111 | 9 | 6.5 | Residential | Yes | Behind the Meter | Net-metered residential rooftop and canopy |  | None | Vivint Solar Developer, LLC | PSE&G | Accepted | 2020-09-24 | 2020-09-25 | 2021-10-30 | JINKO SOLAR | JKM325M-60HBL | Solar Panels |  | 0.325 | 16 | 138 | 34 |  | Fixed | Roof
NJSTRE1545619159 |  | Transition Incentive Program | Long Branch | 7740 | 17 | 7.93 | Residential | Yes | Behind the Meter | Net-metered residential rooftop and canopy |  | None | Sunrun Installation Services, Inc. | JCP&L | Accepted | 2020-09-22 | 2020-09-24 | 2021-10-30 | LONGi Green Energy Technology Co Ltd | LR6-60HPB-305M | Solar Panels |  | 0.305 | 6 | 152 | 30 |  | Fixed | Roof
NJSTRE1545618664 |  | Transition Incentive Program | Rahway City | 7065 | 10 | 3.78 | Residential | No | Behind the Meter | Net-metered residential rooftop and canopy |  | None | Palmetto Solar LLC | PSE&G | Accepted | 2020-09-24 | 2020-09-24 | 2021-10-30 | Yingli | YL315D-30B | Solar Panels |  | 0.315 | 12 | 213 | 10 |  | Fixed | Roof
NJSTRE1545618684 |  | Transition Incentive Program | Bellmawr | 8031 | 14 | 8.38 | Residential | Yes | Behind the Meter | Net-metered residential rooftop and canopy |  | None | Vision Solar LLC | PSE&G | Accepted | 2020-09-22 | 2020-09-24 | 2021-10-30 | HANWHA Q-CELLS | Q.PEAK DUO-G6+ 335 | Solar Panels |  | 0.335 | 3 | 68 | 20 |  | Fixed | Roof
NJSTRE1545618710 |  | Transition Incentive Program | Hillsborough TWP | 8844 | 5 | 7.82 | Residential | Yes | Behind the Meter | Net-metered residential rooftop and canopy |  | None | Tesla Energy Operations Inc. | PSE&G | Accepted | 2020-09-22 | 2020-09-24 | 2021-10-30 | Hanwha Q-CELLS | Q.Peak DUO BLK-G6+ 340 | Solar Panels |  | 0.34 | 10 | 105 | 37 |  | Fixed | Roof
NJSTRE1545618710 |  | Transition Incentive Program | Hillsborough TWP | 8844 | 5 | 7.82 | Residential | Yes | Behind the Meter | Net-metered residential rooftop and canopy |  | None | Tesla Energy Operations Inc. | PSE&G | Accepted | 2020-09-22 | 2020-09-24 | 2021-10-30 | Hanwha Q-CELLS | Q.Peak DUO BLK-G6+ 340 | Solar Panels |  | 0.34 | 4 | 105 | 37 |  | Fixed | Roof
NJSTRE1545618675 |  | Transition Incentive Program | Colts Neck | 7722 | 17 | 12.58 | Residential | Yes | Behind the Meter | Net-metered residential rooftop and canopy |  | None | Tesla Energy Operations Inc | JCP&L | Accepted | 2020-09-22 | 2020-09-24 | 2021-10-30 | Hanwha Q-Cells | Q.Peak DUO BLK-G6+/SC340 | Solar Panels |  | 0.34 | 14 | 105 | 30 |  | Fixed | Roof | Rooftop
NJSTRE1545618983 |  | Transition Incentive Program | Bargaintown | 8234 | 19 | 6.03 | Residential | Yes | Behind the Meter | Net-metered residential rooftop and canopy |  | None | Vision Solar LLC | AC Electric | Accepted | 2020-09-22 | 2020-09-24 | 2021-10-30 | HANWHA Q-CELLS | Q.PEAK DUO-G6+ 335 | Solar Panels |  | 0.335 | 1 | 282 | 41 |  | Fixed | Roof
NJSTRE1545619097 |  | Transition Incentive Program | Watchung Boro | 7069 | 5 | 21.24 | Residential | No | Behind the Meter | Net-metered residential rooftop and canopy |  | None | Green Power Energy | PSE&G | Accepted | 2020-09-22 | 2020-09-24 | 2021-10-30 | LG Electronics | LG360Q1C-V5 | Solar Panels |  | 0.36 | 7 | 230 | 12 |  | Fixed | Roof
NJSTRE1545619102 |  | Transition Incentive Program | East Brunswick TWP | 8850 | 11 | 7.48 | Residential | No | Behind the Meter | Net-metered residential rooftop and canopy |  | None | Tesla Energy Operations Inc. | PSE&G | Accepted | 2020-09-22 | 2020-09-24 | 2021-10-30 | Hanwha Q-CELLS | Q.Peak DUO BLK-G6+ 340 | Solar Panels |  | 0.34 | 2 | 289 | 23 |  | Fixed | Roof
NJSTRE1545619108 |  | Transition Incentive Program | Lincroft | 7738 | 17 | 13.63 | Residential | Yes | Behind the Meter | Net-metered residential rooftop and canopy |  | None | Freedom Forever New Jersey, LLC | JCP&L | Accepted | 2020-09-24 | 2020-09-25 | 2021-10-30 | Hanwha Qcell | Q.PLUS BFR-G4.1- 290 | Solar Panels |  | 0.29 | 27 | 99 | 30 |  | Fixed | Roof | Roof
NJSTRE1545619164 |  | Transition Incentive Program | Newark | 7108 | 9 | 3.85 | Residential | Yes | Behind the Meter | Net-metered residential rooftop and canopy |  | None | Pro Custom Solar dba Momentum Solar | PSE&G | Accepted | 2020-09-22 | 2020-09-24 | 2021-10-30 | LG | LG 350N1C-V5 | Solar Panels |  | 0.35 | 2 | 209 | 30 |  | Fixed | Roof
NJSTRE1545619166 |  | Transition Incentive Program | Ringwood | 7456 | 6 | 15.5 | Residential | Yes | Behind the Meter | Net-metered residential rooftop and canopy |  | None | Bright Planet Solar | South River | Accepted | 2020-09-22 | 2020-09-25 | 2021-10-30 | LONGI | LR6-60HPB-310M | Solar Panels |  | 0.31 | 10 | 252 | 22 |  | Fixed | Roof
NJSTRE1545619186 |  | Transition Incentive Program | Dover | 7801 | 3 | 6.1 | Residential | Yes | Behind the Meter | Net-metered residential rooftop and canopy |  | None | Sunrun Installation Services, Inc. | JCP&L | Accepted | 2020-09-22 | 2020-09-24 | 2021-10-30 | LONGi Green Energy Technology Co Ltd | LR6-60HPB-305M | Solar Panels |  | 0.305 | 6 | 290 | 12 |  | Fixed | Roof
NJSTRE1545618627 |  | Transition Incentive Program | Columbus | 8022 | 13 | 18.36 | Residential | No | Behind the Meter | Net-metered residential rooftop and canopy |  | None | Maier Engineering dba Solar Me | PSE&G | Accepted | 2020-09-22 | 2020-09-24 | 2021-10-30 | Hanwha | Q.CELL DUO BLK-G5 340 | Solar Panels |  | 0.34 | 29 | 225 | 30 |  | Fixed | Roof
NJSTRE1545618742 |  | Transition Incentive Program | MORRISTOWN | 7960 | 3 | 14.95 | Residential | Yes | Behind the Meter | Net-metered residential rooftop and canopy |  | None | Vivint Solar Developer, LLC | JCP&L | Accepted | 2020-09-23 | 2020-09-24 | 2021-10-30 | JINKO SOLAR | JKM325M-60HBL | Solar Panels |  | 0.325 | 4 | 116 | 27 |  | Fixed | Roof
NJSTRE1545618767 |  | Transition Incentive Program | West Deptford | 8086 | 15 | 220 | Commercial | No | Behind the Meter | Net-metered non-residential rooftop and canopy |  | None | SCG | PSE&G | Accepted | 2020-09-22 | 2020-09-24 | 2021-10-30 | Hanwha QCells | Q.PEAKDUO-L-G7.2 | Solar Panels |  | 0.4 | 550 | 161 | 10 |  | Fixed | Roof
NJSTRE1545619070 |  | Transition Incentive Program | Orange | 7050 | 9 | 8.84 | Residential | Yes | Behind the Meter | Net-metered residential rooftop and canopy |  | None | Trinity Solar | PSE&G | Accepted | 2020-09-22 | 2020-09-24 | 2021-10-30 | Hanwha 340 | Q.PEAK DUO BLK-G6 340 | Solar Panels |  | 0.34 | 10 | 106 | 21 |  | Fixed | Roof
NJSTRE1545619095 |  | Transition Incentive Program | Clementon | 8021 | 14 | 8.54 | Residential | Yes | Behind the Meter | Net-metered residential rooftop and canopy |  | None | Sunrun Installation Services, Inc. | AC Electric | Accepted | 2020-09-22 | 2020-09-24 | 2021-10-30 | LONGi Green Energy Technology Co Ltd | LR6-60HPB-305M | Solar Panels |  | 0.305 | 8 | 33 | 30 |  | Fixed | Roof
NJSTRE1545619114 |  | Transition Incentive Program | Oxford Township | 7863 | 2 | 8.24 | Residential | No | Behind the Meter | Net-metered residential rooftop and canopy |  | None | Sunrun, Inc. | JCP&L | Accepted | 2020-09-22 | 2020-09-24 | 2021-10-30 | LONGi Green Energy Technology Co Ltd | LR6-60HPB-305M | Solar Panels |  | 0.305 | 17 | 360 | 30 |  | Fixed | Roof
NJSTRE1545619117 |  | Transition Incentive Program | UPPER SADDLE RV | 7458 | 7 | 16.32 | Residential | Yes | Behind the Meter | Net-metered residential rooftop and canopy |  | None | Tesla Energy Operations Inc | Orange Rockland Electric | Accepted | 2020-09-22 | 2020-09-24 | 2021-10-30 | Hanwha Q Cells | Q.Peak DUO BLK-G6+ 340 | Solar Panels |  | 0.34 | 8 | 36 | 31 |  | Fixed | Roof
NJSTRE1545619152 |  | Transition Incentive Program | Hillsborough | 8844 | 5 | 11.56 | Residential | No | Behind the Meter | Net-metered residential rooftop and canopy |  | PSEG | Maier Engineering dba Solar Me | PSE&G | Accepted | 2020-09-22 | 2020-09-29 | 2021-10-30 | Hanwha | Q.PEAK DUO BLK-G6 340W | Solar Panels |  | 0.34 | 6 | 97 | 0.36 |  | Fixed | Roof
NJSTRE1545619159 |  | Transition Incentive Program | Long Branch | 7740 | 17 | 7.93 | Residential | Yes | Behind the Meter | Net-metered residential rooftop and canopy |  | None | Sunrun Installation Services, Inc. | JCP&L | Accepted | 2020-09-22 | 2020-09-24 | 2021-10-30 | LONGi Green Energy Technology Co Ltd | LR6-60HPB-305M | Solar Panels |  | 0.305 | 20 | 332 | 30 |  | Fixed | Roof
NJSTRE1545619166 |  | Transition Incentive Program | Ringwood | 7456 | 6 | 15.5 | Residential | Yes | Behind the Meter | Net-metered residential rooftop and canopy |  | None | Bright Planet Solar | South River | Accepted | 2020-09-22 | 2020-09-25 | 2021-10-30 | LONGI | LR6-60HPB-310M | Solar Panels |  | 0.31 | 21 | 252 | 22 |  | Fixed | Roof
NJSTRE1545619135 |  | Transition Incentive Program | Emerson | 7630 | 7 | 11.38 | Residential | No | Behind the Meter | Net-metered residential rooftop and canopy |  | None | Vivint Solar Developer, LLC | PSE&G | Accepted | 2020-09-22 | 2020-09-25 | 2021-10-30 | Jinko Solar | JKM325M-60HBL | Solar Panels |  | 0.325 | 3 | 103 | 27 |  | Fixed | Roof
NJSTRE1545618679 |  | Transition Incentive Program | Egg Harbor Township | 8234 | 19 | 5.44 | Residential | Yes | Behind the Meter | Net-metered residential rooftop and canopy |  | None | Trinity Solar | AC Electric | Accepted | 2020-09-22 | 2020-09-24 | 2021-10-30 | Hanwha | Q.PEAK DUO BLK-G6 340 | Solar Panels |  | 0.34 | 16 | 202 | 18 |  | Fixed | Roof
NJSTRE1545618684 |  | Transition Incentive Program | Bellmawr | 8031 | 14 | 8.38 | Residential | Yes | Behind the Meter | Net-metered residential rooftop and canopy |  | None | Vision Solar LLC | PSE&G | Accepted | 2020-09-22 | 2020-09-24 | 2021-10-30 | HANWHA Q-CELLS | Q.PEAK DUO-G6+ 335 | Solar Panels |  | 0.335 | 6 | 247 | 20 |  | Fixed | Roof
NJSTRE1545618684 |  | Transition Incentive Program | Bellmawr | 8031 | 14 | 8.38 | Residential | Yes | Behind the Meter | Net-metered residential rooftop and canopy |  | None | Vision Solar LLC | PSE&G | Accepted | 2020-09-22 | 2020-09-24 | 2021-10-30 | HANWHA Q-CELLS | Q.PEAK DUO-G6+ 335 | Solar Panels |  | 0.335 | 3 | 338 | 20 |  | Fixed | Roof
NJSTRE1545618706 |  | Transition Incentive Program | Sicklerville | 8081 | 14 | 12.24 | Residential | Yes | Behind the Meter | Net-metered residential rooftop and canopy |  | None | Vision Solar LLC | AC Electric | Accepted | 2020-09-22 | 2020-09-24 | 2021-10-30 | HANWHA Q-CELLS | Q.PEAK DUO-G6 340 | Solar Panels |  | 0.34 | 6 | 129 | 35 |  | Fixed | Roof
NJSTRE1545618675 |  | Transition Incentive Program | Colts Neck | 7722 | 17 | 12.58 | Residential | Yes | Behind the Meter | Net-metered residential rooftop and canopy |  | None | Tesla Energy Operations Inc | JCP&L | Accepted | 2020-09-22 | 2020-09-24 | 2021-10-30 | Hanwha Q-Cells | Q.Peak DUO BLK-G6+/SC340 | Solar Panels |  | 0.34 | 16 | 285 | 30 |  | Fixed | Roof | Rooftop
NJSTRE1545618778 |  | Transition Incentive Program | Woodbridge Twp | 7001 | 11 | 3.47 | Residential | Yes | Behind the Meter | Net-metered residential rooftop and canopy |  | None | Solar Energy World | PSE&G | Accepted | 2020-09-22 | 2020-09-24 | 2021-10-30 | Hanwha Q-Cells | Q.PEAK DUO BLK-G5 | Solar Panels |  | 0.315 | 11 | 113 | 34 |  | Fixed | Roof
NJSTRE1545618777 |  | Transition Incentive Program | Butler | 7405 | 3 | 7.8 | Residential | No | Behind the Meter | Net-metered residential rooftop and canopy |  | None | Whitman Construction, LLC | Butler | Accepted | 2020-09-22 | 2020-09-24 | 2021-10-30 | trina solar | tsm 325DE06M | Solar Panels |  | 0.325 | 7 | 86 | 20 |  | Fixed | Roof
NJSTRE1545618983 |  | Transition Incentive Program | Bargaintown | 8234 | 19 | 6.03 | Residential | Yes | Behind the Meter | Net-metered residential rooftop and canopy |  | None | Vision Solar LLC | AC Electric | Accepted | 2020-09-22 | 2020-09-24 | 2021-10-30 | HANWHA Q-CELLS | Q.PEAK DUO-G6+ 335 | Solar Panels |  | 0.335 | 2 | 12 | 22 |  | Fixed | Roof
NJSTRE1545619085 |  | Transition Incentive Program | Englewood Cliffs | 7632 | 7 | 10.98 | Residential | Yes | Behind the Meter | Net-metered residential rooftop and canopy |  | None | Sunrun Installation Services, Inc. | PSE&G | Accepted | 2020-09-22 | 2020-09-24 | 2021-10-30 | LONGi Green Energy Technology Co Ltd | LR6-60HPB-305M | Solar Panels |  | 0.305 | 12 | 219 | 17 |  | Fixed | Roof
NJSTRE1545619080 |  | Transition Incentive Program | BLACKWOOD | 8012 | 14 | 9.52 | Residential | Yes | Behind the Meter | Net-metered residential rooftop and canopy |  | None | Trinity Solar | AC Electric | Accepted | 2020-09-22 | 2020-09-24 | 2021-10-30 | HANWHA | Q.PEAK DUO BLK-G6 340) | Solar Panels |  | 0.34 | 5 | 86 | 18 |  | Fixed | Roof
NJSTRE1545619095 |  | Transition Incentive Program | Clementon | 8021 | 14 | 8.54 | Residential | Yes | Behind the Meter | Net-metered residential rooftop and canopy |  | None | Sunrun Installation Services, Inc. | AC Electric | Accepted | 2020-09-22 | 2020-09-24 | 2021-10-30 | LONGi Green Energy Technology Co Ltd | LR6-60HPB-305M | Solar Panels |  | 0.305 | 2 | 214 | 37 |  | Fixed | Roof
NJSTRE1545619102 |  | Transition Incentive Program | East Brunswick TWP | 8850 | 11 | 7.48 | Residential | No | Behind the Meter | Net-metered residential rooftop and canopy |  | None | Tesla Energy Operations Inc. | PSE&G | Accepted | 2020-09-22 | 2020-09-24 | 2021-10-30 | Hanwha Q-CELLS | Q.Peak DUO BLK-G6+ 340 | Solar Panels |  | 0.34 | 9 | 199 | 23 |  | Fixed | Roof
NJSTRE1545619152 |  | Transition Incentive Program | Hillsborough | 8844 | 5 | 11.56 | Residential | No | Behind the Meter | Net-metered residential rooftop and canopy |  | PSEG | Maier Engineering dba Solar Me | PSE&G | Accepted | 2020-09-22 | 2020-09-29 | 2021-10-30 | Hanwha | Q.PEAK DUO BLK-G6 340W | Solar Panels |  | 0.34 | 13 | 97 | 36 |  | Fixed | Roof
NJSTRE1545618640 |  | Transition Incentive Program | Pennington | 8534 | 12 | 9.14 | Residential | No | Behind the Meter | Net-metered residential rooftop and canopy |  | None | Vivint Solar Developer, LLC | PSE&G | Final As-Built Received | 2020-09-22 | 2020-09-25 | 2021-10-30 | LG | LG315N1K-V5 | Solar Panels |  | 0.315 | 6 | 263 | 21 |  | Fixed | Roof
NJSTRE1545618684 |  | Transition Incentive Program | Bellmawr | 8031 | 14 | 8.38 | Residential | Yes | Behind the Meter | Net-metered residential rooftop and canopy |  | None | Vision Solar LLC | PSE&G | Accepted | 2020-09-22 | 2020-09-24 | 2021-10-30 | HANWHA Q-CELLS | Q.PEAK DUO-G6+ 335 | Solar Panels |  | 0.335 | 4 | 158 | 20 |  | Fixed | Roof
NJSTRE1545618684 |  | Transition Incentive Program | Bellmawr | 8031 | 14 | 8.38 | Residential | Yes | Behind the Meter | Net-metered residential rooftop and canopy |  | None | Vision Solar LLC | PSE&G | Accepted | 2020-09-22 | 2020-09-24 | 2021-10-30 | HANWHA Q-CELLS | Q.PEAK DUO-G6+ 335 | Solar Panels |  | 0.335 | 3 | 248 | 20 |  | Fixed | Roof
NJSTRE1545618742 |  | Transition Incentive Program | MORRISTOWN | 7960 | 3 | 14.95 | Residential | Yes | Behind the Meter | Net-metered residential rooftop and canopy |  | None | Vivint Solar Developer, LLC | JCP&L | Accepted | 2020-09-23 | 2020-09-24 | 2021-10-30 | JINKO SOLAR | JKM325M-60HBL | Solar Panels |  | 0.325 | 18 | 296 | 31 |  | Fixed | Roof
NJSTRE1545618742 |  | Transition Incentive Program | MORRISTOWN | 7960 | 3 | 14.95 | Residential | Yes | Behind the Meter | Net-metered residential rooftop and canopy |  | None | Vivint Solar Developer, LLC | JCP&L | Accepted | 2020-09-23 | 2020-09-24 | 2021-10-30 | JINKO SOLAR | JKM325M-60HBL | Solar Panels |  | 0.325 | 6 | 296 | 27 |  | Fixed | Roof
NJSTRE1545619026 |  | Transition Incentive Program | Paterson City | 7522 | 6 | 4.41 | Residential | No | Behind the Meter | Net-metered residential rooftop and canopy |  | None | Palmetto Solar LLC | PSE&G | Accepted | 2020-09-22 | 2020-09-24 | 2021-10-30 | Yingli | YL315D-30V | Solar Panels |  | 0.315 | 14 | 140 | 23 |  | Fixed | Roof
NJSTRE1545619062 |  | Transition Incentive Program | Elizabeth | 7201 | 10 | 6.3 | Residential | No | Behind the Meter | Net-metered residential rooftop and canopy |  | None | New Jersey Suntech | PSE&G | Accepted | 2020-09-22 | 2020-09-24 | 2021-10-30 | Jinko | JKM315M | Solar Panels |  | 0.315 | 20 | 109 | 27 |  | Fixed | Roof
NJSTRE1545619095 |  | Transition Incentive Program | Clementon | 8021 | 14 | 8.54 | Residential | Yes | Behind the Meter | Net-metered residential rooftop and canopy |  | None | Sunrun Installation Services, Inc. | AC Electric | Accepted | 2020-09-22 | 2020-09-24 | 2021-10-30 | LONGi Green Energy Technology Co Ltd | LR6-60HPB-305M | Solar Panels |  | 0.305 | 18 | 214 | 30 |  | Fixed | Roof
NJSTRE1545619102 |  | Transition Incentive Program | East Brunswick TWP | 8850 | 11 | 7.48 | Residential | No | Behind the Meter | Net-metered residential rooftop and canopy |  | None | Tesla Energy Operations Inc. | PSE&G | Accepted | 2020-09-22 | 2020-09-24 | 2021-10-30 | Hanwha Q-CELLS | Q.Peak DUO BLK-G6+ 340 | Solar Panels |  | 0.34 | 11 | 199 | 23 |  | Fixed | Roof
NJSTRE1545619133 |  | Transition Incentive Program | Plainfield | 7060 | 10 | 9.75 | Residential | Yes | Behind the Meter | Net-metered residential rooftop and canopy |  | None | Vivint Solar Developer, LLC | PSE&G | Accepted | 2020-09-24 | 2020-09-29 | 2021-10-30 | JINKO SOLAR | JKM325M-60HBL | Solar Panels |  | 0.325 | 22 | 132 | 28 |  | Fixed | Roof
NJSTRE1545619152 |  | Transition Incentive Program | Hillsborough | 8844 | 5 | 11.56 | Residential | No | Behind the Meter | Net-metered residential rooftop and canopy |  | PSEG | Maier Engineering dba Solar Me | PSE&G | Accepted | 2020-09-22 | 2020-09-29 | 2021-10-30 | Hanwha | Q.PEAK DUO BLK-G6 340W | Solar Panels |  | 0.34 | 5 | 187 | 45 |  | Fixed | Roof
NJSTRE1545619183 |  | Transition Incentive Program | Manalapan Township | 7726 | 17 | 5.95 | Residential | No | Behind the Meter | Net-metered residential rooftop and canopy |  | None | Pro Custom Solar dba Momentum Solar | JCP&L | Accepted | 2020-09-22 | 2020-09-24 | 2021-10-30 | LG | LG 350N1C-V5 | Solar Panels |  | 0.35 | 17 | 162 | 21 |  | Fixed | Roof
NJSTRE1545619213 |  | Transition Incentive Program | Mantua | 8051 | 15 | 10.2 | Residential | No | Behind the Meter | Net-metered residential rooftop and canopy |  | None | EMT Renewables | AC Electric | Accepted | 2020-09-22 | 2020-09-24 | 2021-10-30 | QCell | 340-BLK | Solar Panels |  | 0.34 | 2 | 229 | 29 |  | Fixed | Roof
NJSTRE1545619314 |  | Transition Incentive Program | North Bergen TWP | 7047 | 8 | 11.39 | Residential | No | Behind the Meter | Net-metered residential rooftop and canopy |  | None | Palmetto Solar LLC | PSE&G | Accepted | 2020-09-22 | 2020-09-24 | 2021-10-30 | LG | 335N1C-A5 | Solar Panels |  | 0.335 | 4 | 297 | 19 |  | Fixed | Roof
NJSTRE1545619368 |  | Transition Incentive Program | Maple Shade | 8052 | 13 | 5.53 | Residential | Yes | Behind the Meter | Net-metered residential rooftop and canopy |  | None | Vivint Solar Developer, LLC | PSE&G | Accepted | 2020-09-24 | 2020-09-25 | 2021-10-30 | JINKO SOLAR | JKM325M-60HBL | Solar Panels |  | 0.325 | 17 | 37 | 5 |  | Fixed | Roof
NJSTRE1545619382 |  | Transition Incentive Program | Clarksboro | 8020 | 15 | 5.25 | Residential | Yes | Behind the Meter | Net-metered residential rooftop and canopy |  | None | Pro Custom Solar dba Momentum Solar | AC Electric | Accepted | 2020-09-22 | 2020-09-24 | 2021-10-30 | LG | LG 350N1C-V5 | Solar Panels |  | 0.35 | 15 | 137 | 30 |  | Fixed | Roof
NJSTRE1545619389 |  | Transition Incentive Program | Gloucester City | 8030 | 14 | 3.11 | Residential | Yes | Behind the Meter | Net-metered residential rooftop and canopy |  | None | Sunrun Installation Services, Inc. | PSE&G | Accepted | 2020-09-24 | 2020-09-25 | 2021-10-30 | LG Electronics | LG345N1C-V5 | Solar Panels |  | 0.345 | 9 | 1 | 34 |  | Fixed | Roof
NJSTRE1545619394 |  | Transition Incentive Program | NORTH BRUNSWICK | 8902 | 11 | 14.63 | Residential | Yes | Behind the Meter | Net-metered residential rooftop and canopy |  | None | Vivint Solar Developer, LLC | PSE&G | Accepted | 2020-09-23 | 2020-09-24 | 2021-10-30 | JINKO SOLAR | JKM325M-60HBL | Solar Panels |  | 0.325 | 17 | 42 | 42 |  | Fixed | Roof
NJSTRE1545619443 |  | Transition Incentive Program | Bloomfield | 7003 | 9 | 3.05 | Residential | Yes | Behind the Meter | Net-metered residential rooftop and canopy |  | None | Sunrun Installation Services, Inc. | PSE&G | Accepted | 2020-09-22 | 2020-09-24 | 2021-10-30 | LONGi Green Energy Technology Co Ltd | LR6-60HPB-305M | Solar Panels |  | 0.305 | 7 | 194 | 42 |  | Fixed | Roof
NJSTRE1545619479 |  | Transition Incentive Program | Cherry Hill | 8003 | 14 | 13.3 | Residential | No | Behind the Meter | Net-metered residential rooftop and canopy |  | None | Open Sky Enegy | PSE&G | Accepted | 2020-09-30 | 2020-09-30 | 2021-10-30 | LG | 350 | Solar Panels |  | 0.35 | 38 | 90 | 18 |  | Fixed | Roof
NJSTRE1545622153 |  | Transition Incentive Program | SICKLERVILLE | 8081 | 14 | 7.7 | Residential | Yes | Behind the Meter | Net-metered residential rooftop and canopy |  | None | Suntuity Solar LLC | AC Electric | Accepted | 2020-09-23 | 2020-09-24 | 2021-10-30 | Longi | LR6-60HPB-315M | Solar Panels |  | 0.35 | 6 | 51 | 42 |  | Fixed | Roof
NJSTRE1545622155 |  | Transition Incentive Program | PENNSAUKEN | 8109 | 14 | 7.56 | Residential | Yes | Behind the Meter | Net-metered residential rooftop and canopy |  | None | Suntuity Solar LLC | PSE&G | Accepted | 2020-09-23 | 2020-09-25 | 2021-10-30 | Longi | LR6-60HPB-315M | Solar Panels |  | 0.315 | 4 | 235 | 33 |  | Fixed | Roof
NJSTRE1545622170 |  | Transition Incentive Program | Swedesboro | 8085 | 15 | 13.07 | Residential | No | Behind the Meter | Net-metered residential rooftop and canopy |  | None | RCL Enterprises Inc. | AC Electric | Accepted | 2020-09-23 | 2020-09-25 | 2021-10-30 | LG Neon 2 Black | LG335N1K-V5 | Solar Panels |  | 0.335 | 6 | 38 | 28 |  | Fixed | Roof
NJSTRE1545622175 |  | Transition Incentive Program | Carneys Point | 8069 | 16 | 7.48 | Residential | Yes | Behind the Meter | Net-metered residential rooftop and canopy |  | None | RCL Enterprises Inc. | AC Electric | Accepted | 2020-09-23 | 2020-09-25 | 2021-10-30 | Trina Solar | TSM-325DD06M | Solar Panels |  | 0.325 | 23 | 217 | 24 |  | Fixed | Roof
NJSTRE1545619133 |  | Transition Incentive Program | Plainfield | 7060 | 10 | 9.75 | Residential | Yes | Behind the Meter | Net-metered residential rooftop and canopy |  | None | Vivint Solar Developer, LLC | PSE&G | Accepted | 2020-09-24 | 2020-09-29 | 2021-10-30 | JINKO SOLAR | JKM325M-60HBL | Solar Panels |  | 0.325 | 8 | 222 | 28 |  | Fixed | Roof
NJSTRE1545619164 |  | Transition Incentive Program | Newark | 7108 | 9 | 3.85 | Residential | Yes | Behind the Meter | Net-metered residential rooftop and canopy |  | None | Pro Custom Solar dba Momentum Solar | PSE&G | Accepted | 2020-09-22 | 2020-09-24 | 2021-10-30 | LG | LG 350N1C-V5 | Solar Panels |  | 0.35 | 9 | 209 | 30 |  | Fixed | Roof
NJSTRE1545619186 |  | Transition Incentive Program | Dover | 7801 | 3 | 6.1 | Residential | Yes | Behind the Meter | Net-metered residential rooftop and canopy |  | None | Sunrun Installation Services, Inc. | JCP&L | Accepted | 2020-09-22 | 2020-09-24 | 2021-10-30 | LONGi Green Energy Technology Co Ltd | LR6-60HPB-305M | Solar Panels |  | 0.305 | 6 | 110 | 41 |  | Fixed | Roof
NJSTRE1545619135 |  | Transition Incentive Program | Emerson | 7630 | 7 | 11.38 | Residential | No | Behind the Meter | Net-metered residential rooftop and canopy |  | None | Vivint Solar Developer, LLC | PSE&G | Accepted | 2020-09-22 | 2020-09-25 | 2021-10-30 | Jinko Solar | JKM325M-60HBL | Solar Panels |  | 0.325 | 4 | 103 | 27 |  | Fixed | Roof
NJSTRE1545619135 |  | Transition Incentive Program | Emerson | 7630 | 7 | 11.38 | Residential | No | Behind the Meter | Net-metered residential rooftop and canopy |  | None | Vivint Solar Developer, LLC | PSE&G | Accepted | 2020-09-22 | 2020-09-25 | 2021-10-30 | Jinko Solar | JKM325M-60HBL | Solar Panels |  | 0.325 | 24 | 283 | 27 |  | Fixed | Roof
NJSTRE1545619213 |  | Transition Incentive Program | Mantua | 8051 | 15 | 10.2 | Residential | No | Behind the Meter | Net-metered residential rooftop and canopy |  | None | EMT Renewables | AC Electric | Accepted | 2020-09-22 | 2020-09-24 | 2021-10-30 | QCell | 340-BLK | Solar Panels |  | 0.34 | 2 | 49 | 24 |  | Fixed | Roof
NJSTRE1545619320 |  | Transition Incentive Program | Waterford | 8089 | 14 | 3.84 | Residential | Yes | Behind the Meter | Net-metered residential rooftop and canopy |  | None | Bright Planet Solar | AC Electric | Accepted | 2020-09-22 | 2020-09-30 | 2021-10-30 | HANWHA Q-CELLS | Q.PEAK-G5 DUO BLK 320W | Solar Panels |  | 0.32 | 4 | 346 | 36 |  | Fixed | Roof
NJSTRE1545619406 |  | Transition Incentive Program | Elizabeth | 7208 | 10 | 6.65 | Residential | Yes | Behind the Meter | Net-metered residential rooftop and canopy |  | None | Pro Custom Solar dba Momentum Solar | PSE&G | Accepted | 2020-09-22 | 2020-09-24 | 2021-10-30 | LG | LG 350N1C-V5 | Solar Panels |  | 0.35 | 19 | 242 | 34 |  | Fixed | Roof
NJSTRE1545619400 |  | Transition Incentive Program | Hamilton Township | 8691 | 12 | 12.2 | Residential | Yes | Behind the Meter | Net-metered residential rooftop and canopy |  | None | Sunrun Installation Services, Inc. | PSE&G | Accepted | 2020-09-22 | 2020-09-24 | 2021-10-30 | LONGi Green Energy Technology Co Ltd | LR6-60HPB-305M | Solar Panels |  | 0.305 | 40 | 23 | 352 |  | Fixed | Roof
NJSTRE1545619418 |  | Transition Incentive Program | Hawthorne Boro | 7506 | 6 | 13.02 | Residential | Yes | Behind the Meter | Net-metered residential rooftop and canopy |  | None | Bright Planet Solar | PSE&G | Accepted | 2020-09-22 | 2020-09-25 | 2021-10-30 | HANWHA Q-CELLS | Q.PEAK DUO BLK-G5 310W | Solar Panels |  | 0.31 | 42 | 219 | 14 |  | Fixed | Roof
NJSTRE1545619428 |  | Transition Incentive Program | Elizabeth | 7202 | 10 | 11.59 | Residential | No | Behind the Meter | Net-metered residential rooftop and canopy |  | None | Sunrun Installation Services, Inc. | PSE&G | Accepted | 2020-09-22 | 2020-09-24 | 2021-10-30 | LONGi Green Energy Technology Co Ltd | LR6-60HPB-305M | Solar Panels |  | 0.305 | 2 | 156 | 22 |  | Fixed | Roof
NJSTRE1545621116 |  | Transition Incentive Program | Bridgewater Township | 8807 | 5 | 8.83 | Residential | No | Behind the Meter | Net-metered residential rooftop and canopy |  | None | GenRenew, LLC | JCP&L | Accepted | 2020-09-23 | 2020-09-24 | 2021-10-30 | Sunpower | SPR-E20-327-E-AC | Solar Panels |  | 0.327 | 8 | 176 | 45 |  | Fixed | Roof
NJSTRE1545622155 |  | Transition Incentive Program | PENNSAUKEN | 8109 | 14 | 7.56 | Residential | Yes | Behind the Meter | Net-metered residential rooftop and canopy |  | None | Suntuity Solar LLC | PSE&G | Accepted | 2020-09-23 | 2020-09-25 | 2021-10-30 | Longi | LR6-60HPB-315M | Solar Panels |  | 0.315 | 3 | 235 | 10 |  | Fixed | Roof
NJSTRE1545618983 |  | Transition Incentive Program | Bargaintown | 8234 | 19 | 6.03 | Residential | Yes | Behind the Meter | Net-metered residential rooftop and canopy |  | None | Vision Solar LLC | AC Electric | Accepted | 2020-09-22 | 2020-09-24 | 2021-10-30 | Q.PEAK DUO-G6+ 335 | Q.PEAK DUO-G6+ 335 | Solar Panels |  | 0.335 | 1 | 192 | 27 |  | Fixed | Roof
NJSTRE1545619008 |  | Transition Incentive Program | Lodi Boro | 7644 | 7 | 11.97 | Residential | No | Behind the Meter | Net-metered residential rooftop and canopy |  | None | Palmetto Solar LLC | PSE&G | Accepted | 2020-09-22 | 2020-09-24 | 2021-10-30 | Yingli | YL315D-30B | Solar Panels |  | 0.315 | 38 | 218 | 25 |  | Fixed | Roof
NJSTRE1545619070 |  | Transition Incentive Program | Orange | 7050 | 9 | 8.84 | Residential | Yes | Behind the Meter | Net-metered residential rooftop and canopy |  | None | Trinity Solar | PSE&G | Accepted | 2020-09-22 | 2020-09-24 | 2021-10-30 | Hanwha 340 | Q.PEAK DUO BLK-G6 340 | Solar Panels |  | 0.34 | 16 | 196 | 21 |  | Fixed | Roof
NJSTRE1545619080 |  | Transition Incentive Program | BLACKWOOD | 8012 | 14 | 9.52 | Residential | Yes | Behind the Meter | Net-metered residential rooftop and canopy |  | None | Trinity Solar | AC Electric | Accepted | 2020-09-22 | 2020-09-24 | 2021-10-30 | HANWHA | Q.PEAK DUO BLK-G6 340 | Solar Panels |  | 0.34 | 5 | 86 | 21 |  | Fixed | Roof
NJSTRE1545619098 |  | Transition Incentive Program | Linden | 7036 | 10 | 4.69 | Residential | Yes | Behind the Meter | Net-metered residential rooftop and canopy |  | None | Vision Solar LLC | PSE&G | Accepted | 2020-09-22 | 2020-09-24 | 2021-10-30 | HANWHA Q-CELLS | Q.PEAK DUO-G6+ 335 | Solar Panels |  | 0.335 | 5 | 128 | 26 |  | Fixed | Roof
NJSTRE1545619108 |  | Transition Incentive Program | Lincroft | 7738 | 17 | 13.63 | Residential | Yes | Behind the Meter | Net-metered residential rooftop and canopy |  | None | Freedom Forever New Jersey, LLC | JCP&L | Accepted | 2020-09-24 | 2020-09-25 | 2021-10-30 | Hanwha Qcell | Q.PLUS BFR-G4.1- 290 | Solar Panels |  | 0.29 | 4 | 99 | 30 |  | Fixed | Roof | Roof
NJSTRE1545619119 |  | Transition Incentive Program | Pleasantville | 8232 | 19 | 4.55 | Residential | Yes | Behind the Meter | Net-metered residential rooftop and canopy |  | None | Pro Custom Solar dba Momentum Solar | AC Electric | Accepted | 2020-09-22 | 2020-09-24 | 2021-10-30 | LG | LG 350N1C-V5 | Solar Panels |  | 0.35 | 11 | 206 | 21 |  | Fixed | Roof
NJSTRE1545619117 |  | Transition Incentive Program | UPPER SADDLE RV | 7458 | 7 | 16.32 | Residential | Yes | Behind the Meter | Net-metered residential rooftop and canopy |  | None | Tesla Energy Operations Inc | Orange Rockland Electric | Accepted | 2020-09-22 | 2020-09-24 | 2021-10-30 | Hanwha Q Cells | Q.Peak DUO BLK-G6+ 340 | Solar Panels |  | 0.34 | 30 | 82 | 30 |  | Fixed | Roof
NJSTRE1545619153 |  | Transition Incentive Program | PRINCETON | 8550 | 12 | 6.7 | Residential | No | Behind the Meter | Net-metered residential rooftop and canopy |  | None | Vision Solar LLC | JCP&L | Accepted | 2020-09-22 | 2020-09-24 | 2021-10-30 | HANWHA Q-CELLS | Q.PEAK DUO-G6+ 335 | Solar Panels |  | 0.335 | 20 | 183 | 40 |  | Fixed | Roof
NJSTRE1545619152 |  | Transition Incentive Program | Hillsborough | 8844 | 5 | 11.56 | Residential | No | Behind the Meter | Net-metered residential rooftop and canopy |  | PSEG | Maier Engineering dba Solar Me | PSE&G | Accepted | 2020-09-22 | 2020-09-29 | 2021-10-30 | Hanwha | Q.PEAK DUO BLK-G6 340W | Solar Panels |  | 0.34 | 10 | 187 | 45 |  | Fixed | Roof
NJSTRE1545619394 |  | Transition Incentive Program | NORTH BRUNSWICK | 8902 | 11 | 14.63 | Residential | Yes | Behind the Meter | Net-metered residential rooftop and canopy |  | None | Vivint Solar Developer, LLC | PSE&G | Accepted | 2020-09-23 | 2020-09-24 | 2021-10-30 | JINKO SOLAR | JKM325M-60HBL | Solar Panels |  | 0.325 | 22 | 222 | 42 |  | Fixed | Roof
NJSTRE1545619443 |  | Transition Incentive Program | Bloomfield | 7003 | 9 | 3.05 | Residential | Yes | Behind the Meter | Net-metered residential rooftop and canopy |  | None | Sunrun Installation Services, Inc. | PSE&G | Accepted | 2020-09-22 | 2020-09-24 | 2021-10-30 | LONGi Green Energy Technology Co Ltd | LR6-60HPB-305M | Solar Panels |  | 0.305 | 3 | 105 | 42 |  | Fixed | Roof
NJSTRE1545619449 |  | Transition Incentive Program | PATERSON | 7524 | 6 | 11.7 | Residential | Yes | Behind the Meter | Net-metered residential rooftop and canopy |  | None | Vivint Solar Developer, LLC | PSE&G | Accepted | 2020-09-24 | 2020-09-25 | 2021-10-30 | JINKO SOLAR | JKM325M-60HBL | Solar Panels |  | 0.325 | 16 | 312 | 35 |  | Fixed | Roof
NJSTRE1545619467 |  | Transition Incentive Program | FAIR LAWN BORO | 7410 | 7 | 6.51 | Residential | Yes | Behind the Meter | Net-metered residential rooftop and canopy |  | None | Bright Planet Solar | PSE&G | Accepted | 2020-09-22 | 2020-09-25 | 2021-10-30 | LONGI | LR6-60HPB-310M | Solar Panels |  | 0.31 | 12 | 129 | 18 |  | Fixed | Roof
NJSTRE1545619481 |  | Transition Incentive Program | BURLINGTON | 8016 | 13 | 8.13 | Residential | Yes | Behind the Meter | Net-metered residential rooftop and canopy |  | None | Vivint Solar Developer, LLC | PSE&G | Accepted | 2020-09-24 | 2020-09-24 | 2021-10-30 | JINKO SOLAR | JKM325M-60HBL | Solar Panels |  | 0.325 | 3 | 256 | 17 |  | Fixed | Roof
NJSTRE1545619502 |  | Transition Incentive Program | SICKLERVILLE | 8081 | 14 | 12.71 | Residential | Yes | Behind the Meter | Net-metered residential rooftop and canopy |  | None | Bright Planet Solar | AC Electric | Accepted | 2020-09-22 | 2020-09-25 | 2021-10-30 | HANWHA Q-CELLS | Q.PEAK DUO BLK-G5 310W | Solar Panels |  | 0.31 | 14 | 118 | 18 |  | Fixed | Roof
NJSTRE1545619502 |  | Transition Incentive Program | SICKLERVILLE | 8081 | 14 | 12.71 | Residential | Yes | Behind the Meter | Net-metered residential rooftop and canopy |  | None | Bright Planet Solar | AC Electric | Accepted | 2020-09-22 | 2020-09-25 | 2021-10-30 | HANWHA Q-CELLS | Q.PEAK DUO BLK-G5 310W | Solar Panels |  | 0.31 | 18 | 118 | 18 |  | Fixed | Roof
NJSTRE1545619615 |  | Transition Incentive Program | Little Egg Harbor | 8087 | 18 | 10.2 | Residential | No | Behind the Meter | Net-metered residential rooftop and canopy |  | None | NJ Solar Power, LLC | AC Electric | Accepted | 2020-09-22 | 2020-09-24 | 2021-10-30 | panasonic | VBHN340SA17 | Solar Panels |  | 0.34 | 4 | 229 | 23 |  | Fixed | Roof
NJSTRE1545621116 |  | Transition Incentive Program | Bridgewater Township | 8807 | 5 | 8.83 | Residential | No | Behind the Meter | Net-metered residential rooftop and canopy |  | None | GenRenew, LLC | JCP&L | Accepted | 2020-09-23 | 2020-09-24 | 2021-10-30 | Sunpower | SPR-E20-327-E-AC | Solar Panels |  | 0.327 | 4 | 176 | 45 |  | Fixed | Roof
NJSTRE1545622154 |  | Transition Incentive Program | Little Falls | 7424 | 6 | 12.29 | Residential | Yes | Behind the Meter | Net-metered residential rooftop and canopy |  | None | Suntuity Solar LLC | PSE&G | Accepted | 2020-09-23 | 2020-09-25 | 2021-10-30 | Longi | LR6-60HPB-315M | Solar Panels |  | 0.315 | 3 | 258 | 18 |  | Fixed | Roof
NJSTRE1545622155 |  | Transition Incentive Program | PENNSAUKEN | 8109 | 14 | 7.56 | Residential | Yes | Behind the Meter | Net-metered residential rooftop and canopy |  | None | Suntuity Solar LLC | PSE&G | Accepted | 2020-09-23 | 2020-09-25 | 2021-10-30 | Longi | LR6-60HPB-315M | Solar Panels |  | 0.315 | 4 | 235 | 12 |  | Fixed | Roof
NJSTRE1545622275 |  | Transition Incentive Program | BARNEGAT | 8005 | 18 | 8.71 | Residential | Yes | Behind the Meter | Net-metered residential rooftop and canopy |  | None | Trinity Solar | AC Electric | Accepted | 2020-09-23 | 2020-09-25 | 2021-10-30 | HANWHA | Q.PEAK DUO BLK-G6 335 | Solar Panels |  | 0.335 | 26 | 195 | 27 |  | Fixed | Roof
NJSTRE1545619155 |  | Transition Incentive Program | Blairstown | 7825 | 2 | 4.2 | Residential | No | Behind the Meter | Net-metered residential rooftop and canopy |  | None | United Solar LLC | JCP&L | Final As-Built Received | 2020-09-23 | 2020-09-25 | 2021-10-30 | trina solar | tsm-300dd05a | Solar Panels |  | 0.3 | 14 | 141 | 23 |  | Fixed | Roof
NJSTRE1545619178 |  | Transition Incentive Program | Nutley | 7110 | 9 | 3.69 | Residential | No | Behind the Meter | Net-metered residential rooftop and canopy |  | PSEG | Vision Solar LLC | PSE&G | Accepted | 2020-09-22 | 2020-09-24 | 2021-10-30 | HANWHA Q-CELLS | Q.PEAK DUO-G6+ 335 | Solar Panels |  | 0.335 | 11 | 196 | 10 |  | Fixed | Roof
NJSTRE1545619180 |  | Transition Incentive Program | Great Meadows | 7838 | 2 | 4.8 | Residential | No | Behind the Meter | Net-metered residential rooftop and canopy |  | None | United Solar LLC | JCP&L | Accepted | 2020-09-22 | 2020-09-25 | 2021-10-30 | axitec | ac/320p | Solar Panels |  | 0.32 | 15 | 148 | 20 |  | Fixed | Roof
NJSTRE1545619213 |  | Transition Incentive Program | Mantua | 8051 | 15 | 10.2 | Residential | No | Behind the Meter | Net-metered residential rooftop and canopy |  | None | EMT Renewables | AC Electric | Accepted | 2020-09-22 | 2020-09-24 | 2021-10-30 | QCell | 340-BLK | Solar Panels |  | 0.34 | 16 | 230 | 30 |  | Fixed | Roof
NJSTRE1545619214 |  | Transition Incentive Program | Turnerville | 8012 | 14 | 24.75 | Residential | No | Behind the Meter | Net-metered residential rooftop and canopy |  | None | Sun Up Zero Down | AC Electric | Accepted | 2020-09-24 | 2020-09-24 | 2021-10-30 | REC | REC330TP3M | Solar Panels |  | 0.33 | 4 | 133 | 37 |  | Fixed | Roof
NJSTRE1545619314 |  | Transition Incentive Program | North Bergen TWP | 7047 | 8 | 11.39 | Residential | No | Behind the Meter | Net-metered residential rooftop and canopy |  | None | Palmetto Solar LLC | PSE&G | Accepted | 2020-09-22 | 2020-09-24 | 2021-10-30 | LG | 335N1C-A5 | Solar Panels |  | 0.335 | 3 | 227 | 19 |  | Fixed | Roof
NJSTRE1545619320 |  | Transition Incentive Program | Waterford | 8089 | 14 | 3.84 | Residential | Yes | Behind the Meter | Net-metered residential rooftop and canopy |  | None | Bright Planet Solar | AC Electric | Accepted | 2020-09-22 | 2020-09-30 | 2021-10-30 | HANWHA Q-CELLS | Q.PEAK-G5 DUO BLK 320W | Solar Panels |  | 0.32 | 8 | 256 | 33 |  | Fixed | Roof
NJSTRE1545619346 |  | Transition Incentive Program | East Brunswick | 8816 | 11 | 9.52 | Residential | No | Behind the Meter | Net-metered residential rooftop and canopy |  | None | Tesla Energy Operations Inc. | JCP&L | Accepted | 2020-09-22 | 2020-09-24 | 2021-10-30 | Hanwha Q-CELLS | Q.Peak DUO BLK-G6+ 340 | Solar Panels |  | 0.34 | 8 | 178 | 34 |  | Fixed | Roof
NJSTRE1545619428 |  | Transition Incentive Program | Elizabeth | 7202 | 10 | 11.59 | Residential | No | Behind the Meter | Net-metered residential rooftop and canopy |  | None | Sunrun Installation Services, Inc. | PSE&G | Accepted | 2020-09-22 | 2020-09-24 | 2021-10-30 | LONGi Green Energy Technology Co Ltd | LR6-60HPB-305M | Solar Panels |  | 0.305 | 15 | 66 | 22 |  | Fixed | Roof
NJSTRE1545619467 |  | Transition Incentive Program | FAIR LAWN BORO | 7410 | 7 | 6.51 | Residential | Yes | Behind the Meter | Net-metered residential rooftop and canopy |  | None | Bright Planet Solar | PSE&G | Accepted | 2020-09-22 | 2020-09-25 | 2021-10-30 | LONGI | LR6-60HPB-310M | Solar Panels |  | 0.31 | 9 | 220 | 22 |  | Fixed | Roof
NJSTRE1545619432 |  | Transition Incentive Program | Sicklerville | 8081 | 14 | 8.84 | Residential | No | Behind the Meter | Net-metered residential rooftop and canopy |  | None | NJ Solar Power, LLC | AC Electric | Accepted | 2020-09-22 | 2020-09-24 | 2021-10-30 | panasonic | VBHN340SA17 | Solar Panels |  | 0.34 | 14 | 200 | 27 |  | Fixed | Roof
NJSTRE1545619500 |  | Transition Incentive Program | Mickleton | 8056 | 15 | 14.28 | Residential | Yes | Behind the Meter | Net-metered residential rooftop and canopy |  | None | Tesla Energy Operations Inc. | AC Electric | Accepted | 2020-09-22 | 2020-09-24 | 2021-10-30 | Hanwha Q-CELLS | Q.Peak DUO BLK-G6+ 340 | Solar Panels |  | 0.34 | 30 | 65 | 37 |  | Fixed | Roof
NJSTRE1545619186 |  | Transition Incentive Program | Dover | 7801 | 3 | 6.1 | Residential | Yes | Behind the Meter | Net-metered residential rooftop and canopy |  | None | Sunrun Installation Services, Inc. | JCP&L | Accepted | 2020-09-22 | 2020-09-24 | 2021-10-30 | LONGi Green Energy Technology Co Ltd | LR6-60HPB-305M | Solar Panels |  | 0.305 | 8 | 200 | 39 |  | Fixed | Roof
NJSTRE1545619213 |  | Transition Incentive Program | Mantua | 8051 | 15 | 10.2 | Residential | No | Behind the Meter | Net-metered residential rooftop and canopy |  | None | EMT Renewables | AC Electric | Accepted | 2020-09-22 | 2020-09-24 | 2021-10-30 | QCell | 340-BLK | Solar Panels |  | 0.34 | 2 | 229 | 24 |  | Fixed | Roof
NJSTRE1545619519 |  | Transition Incentive Program | EGG HBR TWP | 8234 | 19 | 2.6 | Residential | Yes | Behind the Meter | Net-metered residential rooftop and canopy |  | None | Vivint Solar Developer, LLC | AC Electric | Accepted | 2020-09-24 | 2020-09-25 | 2021-10-30 | JINKO SOLAR | JKM325M-60HBL | Solar Panels |  | 0.325 | 8 | 351 | 18 |  | Fixed | Roof
NJSTRE1545619615 |  | Transition Incentive Program | Little Egg Harbor | 8087 | 18 | 10.2 | Residential | No | Behind the Meter | Net-metered residential rooftop and canopy |  | None | NJ Solar Power, LLC | AC Electric | Accepted | 2020-09-22 | 2020-09-24 | 2021-10-30 | panasonic | VBHN340SA17 | Solar Panels |  | 0.34 | 12 | 139 | 12 |  | Fixed | Roof
NJSTRE1545619615 |  | Transition Incentive Program | Little Egg Harbor | 8087 | 18 | 10.2 | Residential | No | Behind the Meter | Net-metered residential rooftop and canopy |  | None | NJ Solar Power, LLC | AC Electric | Accepted | 2020-09-22 | 2020-09-24 | 2021-10-30 | panasonic | VBHN340SA17 | Solar Panels |  | 0.34 | 14 | 229 | 23 |  | Fixed | Roof
NJSTRE1545621116 |  | Transition Incentive Program | Bridgewater Township | 8807 | 5 | 8.83 | Residential | No | Behind the Meter | Net-metered residential rooftop and canopy |  | None | GenRenew, LLC | JCP&L | Accepted | 2020-09-23 | 2020-09-24 | 2021-10-30 | Sunpower | SPR-E20-327-E-AC | Solar Panels |  | 0.327 | 7 | 356 | 32 |  | Fixed | Roof
NJSTRE1545622154 |  | Transition Incentive Program | Little Falls | 7424 | 6 | 12.29 | Residential | Yes | Behind the Meter | Net-metered residential rooftop and canopy |  | None | Suntuity Solar LLC | PSE&G | Accepted | 2020-09-23 | 2020-09-25 | 2021-10-30 | Longi | LR6-60HPB-315M | Solar Panels |  | 0.315 | 3 | 168 | 24 |  | Fixed | Roof
NJSTRE1545622154 |  | Transition Incentive Program | Little Falls | 7424 | 6 | 12.29 | Residential | Yes | Behind the Meter | Net-metered residential rooftop and canopy |  | None | Suntuity Solar LLC | PSE&G | Accepted | 2020-09-23 | 2020-09-25 | 2021-10-30 | Longi | LR6-60HPB-315M | Solar Panels |  | 0.315 | 3 | 78 | 18 |  | Fixed | Roof
NJSTRE1545622159 |  | Transition Incentive Program | Audubon | 8106 | 14 | 10.71 | Residential | No | Behind the Meter | Net-metered residential rooftop and canopy |  | None | Advanced Renewable Solutions | PSE&G | Accepted | 2020-09-23 | 2020-09-25 | 2021-10-30 | CertainTeed | CT315M11-02 | Solar Panels |  | 0.315 | 34 | 231 | 30 |  | Fixed | Roof
NJSTRE1545622299 |  | Transition Incentive Program | Camden | 8102 | 14 | 3.84 | Residential | No | Behind the Meter | Net-metered residential rooftop and canopy |  | None | Posigen NJ LLC | PSE&G | Accepted | 2020-09-23 | 2020-09-25 | 2021-10-30 | SIlfab | SLA320BL | Solar Panels |  | 0.32 | 12 | 104284 | 26 |  | Fixed | Roof
NJSTRE1545622433 |  | Transition Incentive Program | Jackson | 8527 | 18 | 8.38 | Residential | Yes | Behind the Meter | Net-metered residential rooftop and canopy |  | None | Vision Solar LLC | JCP&L | Accepted | 2020-09-23 | 2020-09-25 | 2021-10-30 | HANWHA Q-CELLS | HANWHA Q-CELLS | Solar Panels |  | 0.335 | 11 | 186 | 30 |  | Fixed | Roof
NJSTRE1545619314 |  | Transition Incentive Program | North Bergen TWP | 7047 | 8 | 11.39 | Residential | No | Behind the Meter | Net-metered residential rooftop and canopy |  | None | Palmetto Solar LLC | PSE&G | Accepted | 2020-09-22 | 2020-09-24 | 2021-10-30 | LG | 335N1C-A5 | Solar Panels |  | 0.335 | 23 | 207 | 19 |  | Fixed | Roof
NJSTRE1545619342 |  | Transition Incentive Program | EGG HARBOR TOWNSHIP | 8234 | 19 | 5.9 | Residential | Yes | Behind the Meter | Net-metered residential rooftop and canopy |  | None | Bright Planet Solar | AC Electric | Accepted | 2020-09-22 | 2020-09-25 | 2021-10-30 | HANWHA Q-CELLS | Q.PEAK BLK-G5.1 295W | Solar Panels |  | 0.295 | 20 | 188 | 18 |  | Fixed | Roof
NJSTRE1545619442 |  | Transition Incentive Program | Edison | 8817 | 11 | 11.56 | Residential | Yes | Behind the Meter | Net-metered residential rooftop and canopy |  | None | Tesla Energy Operations Inc. | PSE&G | Accepted | 2020-09-22 | 2020-09-24 | 2021-10-30 | Hanwha Q-CELLS | Q.Peak DUO BLK-G6+ 340 | Solar Panels |  | 0.34 | 16 | 355 | 27 |  | Fixed | Roof
NJSTRE1545619432 |  | Transition Incentive Program | Sicklerville | 8081 | 14 | 8.84 | Residential | No | Behind the Meter | Net-metered residential rooftop and canopy |  | None | NJ Solar Power, LLC | AC Electric | Accepted | 2020-09-22 | 2020-09-24 | 2021-10-30 | panasonic | VBHN340SA17 | Solar Panels |  | 0.34 | 12 | 200 | 18 |  | Fixed | Roof
NJSTRE1545619609 |  | Transition Incentive Program | East Brunswick | 8816 | 11 | 6.18 | Residential | No | Behind the Meter | Net-metered residential rooftop and canopy |  | None | NJ Solar Power, LLC | PSE&G | Accepted | 2020-09-22 | 2020-09-24 | 2021-10-30 | panasonic | VBHN325KA03 | Solar Panels |  | 0.325 | 19 | 172 | 40 |  | Fixed | Roof
NJSTRE1545622256 |  | Transition Incentive Program | Monroe | 8831 | 11 | 9.52 | Residential | No | Behind the Meter | Net-metered residential rooftop and canopy |  | None | Maier Engineering dba Solar Me | JCP&L | Accepted | 2020-09-23 | 2020-09-25 | 2021-10-30 | Hanwha | Q.PEAK DUO BLK-G6 340W | Solar Panels |  | 0.34 | 14 | 187 | 34 |  | Fixed | Roof
NJSTRE1545622385 |  | Transition Incentive Program | Perth Amboy | 8861 | 11 | 5.25 | Residential | Yes | Behind the Meter | Net-metered residential rooftop and canopy |  | None | Pro Custom Solar dba Momentum Solar | PSE&G | Accepted | 2020-09-23 | 2020-09-25 | 2021-10-30 | LG ELECTRONICS | LG 350N1C-V5 | Solar Panels |  | 0.35 | 4 | 25 | 26 |  | Fixed | Roof
NJSTRE1545622399 |  | Transition Incentive Program | NEW MILFORD BORO | 7646 | 7 | 8.37 | Residential | Yes | Behind the Meter | Net-metered residential rooftop and canopy |  | None | Bright Planet Solar | PSE&G | Accepted | 2020-09-23 | 2020-09-25 | 2021-10-30 | HANWHA Q-CELLS | Q.PEAK DUO BLK-G5 310W | Solar Panels |  | 0.31 | 5 | 359 | 26 |  | Fixed | Roof
NJSTRE1545622411 |  | Transition Incentive Program | Woodbridge Township | 7095 | 11 | 7.32 | Residential | Yes | Behind the Meter | Net-metered residential rooftop and canopy |  | None | Sunrun Installation Services, Inc. | PSE&G | Accepted | 2020-09-23 | 2020-09-25 | 2021-10-30 | LONGi Green Energy Technology Co Ltd | LR6-60HPB-305M | Solar Panels |  | 0.305 | 2 | 351 | 23 |  | Fixed | Roof
NJSTRE1545622419 |  | Transition Incentive Program | North Wildwood | 8260 | 21 | 9.1 | Residential | Yes | Behind the Meter | Net-metered residential rooftop and canopy |  | None | RCL Enterprises Inc. | AC Electric | Accepted | 2020-09-23 | 2020-09-25 | 2021-10-30 | Trina Solar | TSM-325DD06M | Solar Panels |  | 0.325 | 12 | 316 | 22 |  | Fixed | Roof
NJSTRE1545622419 |  | Transition Incentive Program | North Wildwood | 8260 | 21 | 9.1 | Residential | Yes | Behind the Meter | Net-metered residential rooftop and canopy |  | None | RCL Enterprises Inc. | AC Electric | Accepted | 2020-09-23 | 2020-09-25 | 2021-10-30 | Trina Solar | TSM-325DD06M | Solar Panels |  | 0.325 | 3 | 226 | 22 |  | Fixed | Roof
NJSTRE1545622473 |  | Transition Incentive Program | Williamstown | 8094 | 15 | 5.76 | Residential | Yes | Behind the Meter | Net-metered residential rooftop and canopy |  | None | Trinity Solar | AC Electric | Accepted | 2020-09-23 | 2020-09-25 | 2021-10-30 | HANWHA 320 (Q.PEAK DUO BLK-G5 320) | HANWHA 320 (Q.PEAK DUO BLK-G5 320) | Solar Panels |  | 0.32 | 10 | 207 | 34 |  | Fixed | Roof
NJSTRE1545622534 |  | Transition Incentive Program | PLEASANTVILLE | 8232 | 19 | 5.27 | Residential | Yes | Behind the Meter | Net-metered residential rooftop and canopy |  | None | Bright Planet Solar | AC Electric | Accepted | 2020-09-23 | 2020-09-25 | 2021-10-30 | HANWHA Q-CELLS | Q.PEAK DUO BLK-G5 310W | Solar Panels |  | 0.31 | 6 | 206 | 33 |  | Fixed | Roof
NJSTRE1545619168 |  | Transition Incentive Program | IRVINGTON | 7111 | 9 | 6.5 | Residential | Yes | Behind the Meter | Net-metered residential rooftop and canopy |  | None | Vivint Solar Developer, LLC | PSE&G | Accepted | 2020-09-24 | 2020-09-25 | 2021-10-30 | JINKO SOLAR | JKM325M-60HBL | Solar Panels |  | 0.325 | 4 | 318 | 13 |  | Fixed | Roof
NJSTRE1545619166 |  | Transition Incentive Program | Ringwood | 7456 | 6 | 15.5 | Residential | Yes | Behind the Meter | Net-metered residential rooftop and canopy |  | None | Bright Planet Solar | South River | Accepted | 2020-09-22 | 2020-09-25 | 2021-10-30 | LONGI | LR6-60HPB-310M | Solar Panels |  | 0.31 | 19 | 72 | 22 |  | Fixed | Roof
NJSTRE1545619346 |  | Transition Incentive Program | East Brunswick | 8816 | 11 | 9.52 | Residential | No | Behind the Meter | Net-metered residential rooftop and canopy |  | None | Tesla Energy Operations Inc. | JCP&L | Accepted | 2020-09-22 | 2020-09-24 | 2021-10-30 | Hanwha Q-CELLS | Q.Peak DUO BLK-G6+ 340 | Solar Panels |  | 0.34 | 20 | 178 | 34 |  | Fixed | Roof
NJSTRE1545619428 |  | Transition Incentive Program | Elizabeth | 7202 | 10 | 11.59 | Residential | No | Behind the Meter | Net-metered residential rooftop and canopy |  | None | Sunrun Installation Services, Inc. | PSE&G | Accepted | 2020-09-22 | 2020-09-24 | 2021-10-30 | LONGi Green Energy Technology Co Ltd | LR6-60HPB-305M | Solar Panels |  | 0.305 | 21 | 245 | 22 |  | Fixed | Roof
NJSTRE1545619442 |  | Transition Incentive Program | Edison | 8817 | 11 | 11.56 | Residential | Yes | Behind the Meter | Net-metered residential rooftop and canopy |  | None | Tesla Energy Operations Inc. | PSE&G | Accepted | 2020-09-22 | 2020-09-24 | 2021-10-30 | Hanwha Q-CELLS | Q.Peak DUO BLK-G6+ 340 | Solar Panels |  | 0.34 | 12 | 176 | 27 |  | Fixed | Roof
NJSTRE1545619449 |  | Transition Incentive Program | PATERSON | 7524 | 6 | 11.7 | Residential | Yes | Behind the Meter | Net-metered residential rooftop and canopy |  | None | Vivint Solar Developer, LLC | PSE&G | Accepted | 2020-09-24 | 2020-09-25 | 2021-10-30 | JINKO SOLAR | JKM325M-60HBL | Solar Panels |  | 0.325 | 20 | 132 | 35 |  | Fixed | Roof
NJSTRE1545619481 |  | Transition Incentive Program | BURLINGTON | 8016 | 13 | 8.13 | Residential | Yes | Behind the Meter | Net-metered residential rooftop and canopy |  | None | Vivint Solar Developer, LLC | PSE&G | Accepted | 2020-09-24 | 2020-09-24 | 2021-10-30 | JINKO SOLAR | JKM325M-60HBL | Solar Panels |  | 0.325 | 22 | 256 | 27 |  | Fixed | Roof
NJSTRE1545619502 |  | Transition Incentive Program | SICKLERVILLE | 8081 | 14 | 12.71 | Residential | Yes | Behind the Meter | Net-metered residential rooftop and canopy |  | None | Bright Planet Solar | AC Electric | Accepted | 2020-09-22 | 2020-09-25 | 2021-10-30 | HANWHA Q-CELLS | Q.PEAK DUO BLK-G5 310W | Solar Panels |  | 0.31 | 9 | 297 | 18 |  | Fixed | Roof
NJSTRE1545619500 |  | Transition Incentive Program | Mickleton | 8056 | 15 | 14.28 | Residential | Yes | Behind the Meter | Net-metered residential rooftop and canopy |  | None | Tesla Energy Operations Inc. | AC Electric | Accepted | 2020-09-22 | 2020-09-24 | 2021-10-30 | Hanwha Q-CELLS | Q.Peak DUO BLK-G6+ 340 | Solar Panels |  | 0.34 | 12 | 245 | 37 |  | Fixed | Roof
NJSTRE1545621116 |  | Transition Incentive Program | Bridgewater Township | 8807 | 5 | 8.83 | Residential | No | Behind the Meter | Net-metered residential rooftop and canopy |  | None | GenRenew, LLC | JCP&L | Accepted | 2020-09-23 | 2020-09-24 | 2021-10-30 | Sunpower | SPR-E20-327-E-AC | Solar Panels |  | 0.327 | 8 | 86 | 34 |  | Fixed | Roof
NJSTRE1545622154 |  | Transition Incentive Program | Little Falls | 7424 | 6 | 12.29 | Residential | Yes | Behind the Meter | Net-metered residential rooftop and canopy |  | None | Suntuity Solar LLC | PSE&G | Accepted | 2020-09-23 | 2020-09-25 | 2021-10-30 | Longi | LR6-60HPB-315M | Solar Panels |  | 0.315 | 16 | 78 | 24 |  | Fixed | Roof
NJSTRE1545622155 |  | Transition Incentive Program | PENNSAUKEN | 8109 | 14 | 7.56 | Residential | Yes | Behind the Meter | Net-metered residential rooftop and canopy |  | None | Suntuity Solar LLC | PSE&G | Accepted | 2020-09-23 | 2020-09-25 | 2021-10-30 | Longi | LR6-60HPB-315M | Solar Panels |  | 0.315 | 13 | 55 | 33 |  | Fixed | Roof
NJSTRE1545622170 |  | Transition Incentive Program | Swedesboro | 8085 | 15 | 13.07 | Residential | No | Behind the Meter | Net-metered residential rooftop and canopy |  | None | RCL Enterprises Inc. | AC Electric | Accepted | 2020-09-23 | 2020-09-25 | 2021-10-30 | LG Neon2 Black | LG335N1K-V5 | Solar Panels |  | 0.335 | 7 | 218 | 32 |  | Fixed | Roof
NJSTRE1545619213 |  | Transition Incentive Program | Mantua | 8051 | 15 | 10.2 | Residential | No | Behind the Meter | Net-metered residential rooftop and canopy |  | None | EMT Renewables | AC Electric | Accepted | 2020-09-22 | 2020-09-24 | 2021-10-30 | QCell | 340-BLK | Solar Panels |  | 0.34 | 8 | 50 | 30 |  | Fixed | Roof
NJSTRE1545619214 |  | Transition Incentive Program | Turnerville | 8012 | 14 | 24.75 | Residential | No | Behind the Meter | Net-metered residential rooftop and canopy |  | None | Sun Up Zero Down | AC Electric | Accepted | 2020-09-24 | 2020-09-24 | 2021-10-30 | REC | REC330TP3M | Solar Panels |  | 0.33 | 59 | 223 | 61 |  | Fixed | Roof
NJSTRE1545619214 |  | Transition Incentive Program | Turnerville | 8012 | 14 | 24.75 | Residential | No | Behind the Meter | Net-metered residential rooftop and canopy |  | None | Sun Up Zero Down | AC Electric | Accepted | 2020-09-24 | 2020-09-24 | 2021-10-30 | REC | REC330TP3M | Solar Panels |  | 0.33 | 12 | 133 | 37 |  | Fixed | Roof
NJSTRE1545619314 |  | Transition Incentive Program | North Bergen TWP | 7047 | 8 | 11.39 | Residential | No | Behind the Meter | Net-metered residential rooftop and canopy |  | None | Palmetto Solar LLC | PSE&G | Accepted | 2020-09-22 | 2020-09-24 | 2021-10-30 | LG | 335N1C-A5 | Solar Panels |  | 0.335 | 4 | 117 | 19 |  | Fixed | Roof
NJSTRE1545619394 |  | Transition Incentive Program | NORTH BRUNSWICK | 8902 | 11 | 14.63 | Residential | Yes | Behind the Meter | Net-metered residential rooftop and canopy |  | None | Vivint Solar Developer, LLC | PSE&G | Accepted | 2020-09-23 | 2020-09-24 | 2021-10-30 | JINKO SOLAR | JKM325M-60HBL | Solar Panels |  | 0.325 | 6 | 222 | 10 |  | Fixed | Roof
NJSTRE1545619453 |  | Transition Incentive Program | Kearny | 7032 | 8 | 5.19 | Residential | Yes | Behind the Meter | Net-metered residential rooftop and canopy |  | None | Sunrun Installation Services, Inc. | PSE&G | Accepted | 2020-09-22 | 2020-09-24 | 2021-10-30 | LONGi Green Energy Technology Co Ltd | LR6-60HPB-305M | Solar Panels |  | 0.305 | 17 | 34 | 37 |  | Fixed | Roof
NJSTRE1545619442 |  | Transition Incentive Program | Edison | 8817 | 11 | 11.56 | Residential | Yes | Behind the Meter | Net-metered residential rooftop and canopy |  | None | Tesla Energy Operations Inc. | PSE&G | Accepted | 2020-09-22 | 2020-09-24 | 2021-10-30 | Hanwha Q-CELLS | Q.Peak DUO BLK-G6+ 340 | Solar Panels |  | 0.34 | 6 | 176 | 42 |  | Fixed | Roof
NJSTRE1545619483 |  | Transition Incentive Program | PLEASANTVILLE | 8232 | 19 | 6.4 | Residential | Yes | Behind the Meter | Net-metered residential rooftop and canopy |  | None | Bright Planet Solar | AC Electric | Accepted | 2020-09-22 | 2020-09-25 | 2021-10-30 | HANWHA Q-CELLS | Q.PEAK-G5 DUO BLK 320W | Solar Panels |  | 0.32 | 20 | 117 | 30 |  | Fixed | Roof
NJSTRE1545622153 |  | Transition Incentive Program | SICKLERVILLE | 8081 | 14 | 7.7 | Residential | Yes | Behind the Meter | Net-metered residential rooftop and canopy |  | None | Suntuity Solar LLC | AC Electric | Accepted | 2020-09-23 | 2020-09-24 | 2021-10-30 | Longi | LR6-60HPB-315M | Solar Panels |  | 0.35 | 16 | 231 | 42 |  | Fixed | Roof
NJSTRE1545622154 |  | Transition Incentive Program | Little Falls | 7424 | 6 | 12.29 | Residential | Yes | Behind the Meter | Net-metered residential rooftop and canopy |  | None | Suntuity Solar LLC | PSE&G | Accepted | 2020-09-23 | 2020-09-25 | 2021-10-30 | Longi | LR6-60HPB-315M | Solar Panels |  | 0.315 | 14 | 258 | 24 |  | Fixed | Roof
NJSTRE1545622276 |  | Transition Incentive Program | Willingboro | 8046 | 13 | 9.6 | Residential | No | Behind the Meter | Net-metered residential rooftop and canopy |  | None | Posigen NJ LLC | PSE&G | Accepted | 2020-09-23 | 2020-09-25 | 2021-10-30 | SIlfab | SLA320M | Solar Panels |  | 0.32 | 30 | 95275 | 24 |  | Fixed | Roof
NJSTRE1545622391 |  | Transition Incentive Program | HIGHTSTOWN | 8520 | 12 | 4.27 | Residential | Yes | Behind the Meter | Net-metered residential rooftop and canopy |  | None | Sunrun Installation Services, Inc. | JCP&L | Accepted | 2020-09-23 | 2020-09-25 | 2021-10-30 | LONGi Green Energy Technology Co Ltd | LR6-60HPB-305M | Solar Panels |  | 0.305 | 14 | 231 | 31 |  | Fixed | Roof
NJSTRE1545622399 |  | Transition Incentive Program | NEW MILFORD BORO | 7646 | 7 | 8.37 | Residential | Yes | Behind the Meter | Net-metered residential rooftop and canopy |  | None | Bright Planet Solar | PSE&G | Accepted | 2020-09-23 | 2020-09-25 | 2021-10-30 | HANWHA Q-CELLS | Q.PEAK DUO BLK-G5 310W | Solar Panels |  | 0.31 | 2 | 269 | 26 |  | Fixed | Roof
NJSTRE1545622385 |  | Transition Incentive Program | Perth Amboy | 8861 | 11 | 5.25 | Residential | Yes | Behind the Meter | Net-metered residential rooftop and canopy |  | None | Pro Custom Solar dba Momentum Solar | PSE&G | Accepted | 2020-09-23 | 2020-09-25 | 2021-10-30 | LG ELECTRONICS | LG 350N1C-V5 | Solar Panels |  | 0.35 | 11 | 205 | 27 |  | Fixed | Roof
NJSTRE1545622399 |  | Transition Incentive Program | NEW MILFORD BORO | 7646 | 7 | 8.37 | Residential | Yes | Behind the Meter | Net-metered residential rooftop and canopy |  | None | Bright Planet Solar | PSE&G | Accepted | 2020-09-23 | 2020-09-25 | 2021-10-30 | HANWHA Q-CELLS | Q.PEAK DUO BLK-G5 310W | Solar Panels |  | 0.31 | 4 | 89 | 26 |  | Fixed | Roof
NJSTRE1545622399 |  | Transition Incentive Program | NEW MILFORD BORO | 7646 | 7 | 8.37 | Residential | Yes | Behind the Meter | Net-metered residential rooftop and canopy |  | None | Bright Planet Solar | PSE&G | Accepted | 2020-09-23 | 2020-09-25 | 2021-10-30 | HANWHA Q-CELLS | Q.PEAK DUO BLK-G5 310W | Solar Panels |  | 0.31 | 13 | 181 | 22 |  | Fixed | Roof
NJSTRE1545622411 |  | Transition Incentive Program | Woodbridge Township | 7095 | 11 | 7.32 | Residential | Yes | Behind the Meter | Net-metered residential rooftop and canopy |  | None | Sunrun Installation Services, Inc. | PSE&G | Accepted | 2020-09-23 | 2020-09-25 | 2021-10-30 | LONGi Green Energy Technology Co Ltd | LR6-60HPB-305M | Solar Panels |  | 0.305 | 15 | 83 | 23 |  | Fixed | Roof
NJSTRE1545622432 |  | Transition Incentive Program | Port Republic | 8241 | 19 | 4.42 | Residential | Yes | Behind the Meter | Net-metered residential rooftop and canopy |  | None | Trinity Solar | AC Electric | Accepted | 2020-09-23 | 2020-09-25 | 2021-10-30 | HANWHA 340 (Q.PEAK DUO BLK-G6 340) | HANWHA 340 (Q.PEAK DUO BLK-G6 340) | Solar Panels |  | 0.34 | 7 | 164 | 21 |  | Fixed | Roof
NJSTRE1545622419 |  | Transition Incentive Program | North Wildwood | 8260 | 21 | 9.1 | Residential | Yes | Behind the Meter | Net-metered residential rooftop and canopy |  | None | RCL Enterprises Inc. | AC Electric | Accepted | 2020-09-23 | 2020-09-25 | 2021-10-30 | Trina Solar | TSM-325DD06M | Solar Panels |  | 0.325 | 13 | 136 | 22 |  | Fixed | Roof
NJSTRE1545622435 |  | Transition Incentive Program | PARSIPPANY | 7054 | 3 | 5.58 | Residential | Yes | Behind the Meter | Net-metered residential rooftop and canopy |  | None | Bright Planet Solar | JCP&L | Accepted | 2020-09-23 | 2020-09-25 | 2021-10-30 | HANWHA Q-CELLS | Q.PEAK DUO BLK-G5 310W | Solar Panels |  | 0.31 | 15 | 74 | 18 |  | Fixed | Roof
NJSTRE1545622534 |  | Transition Incentive Program | PLEASANTVILLE | 8232 | 19 | 5.27 | Residential | Yes | Behind the Meter | Net-metered residential rooftop and canopy |  | None | Bright Planet Solar | AC Electric | Accepted | 2020-09-23 | 2020-09-25 | 2021-10-30 | HANWHA Q-CELLS | Q.PEAK DUO BLK-G5 310W | Solar Panels |  | 0.31 | 3 | 115 | 30 |  | Fixed | Roof
NJSTRE1545622559 |  | Transition Incentive Program | Stewartsville | 8886 | 2 | 11.39 | Residential | Yes | Behind the Meter | Net-metered residential rooftop and canopy |  | None | Vision Solar LLC | JCP&L | Accepted | 2020-09-23 | 2020-09-25 | 2021-10-30 | HANWHA Q-CELLS | Q.PEAK DUO-G6+ 335 | Solar Panels |  | 0.335 | 17 | 196 | 26 |  | Fixed | Roof
NJSTRE1545622618 |  | Transition Incentive Program | EAST ORANGE CITY | 7017 | 9 | 4.65 | Residential | Yes | Behind the Meter | Net-metered residential rooftop and canopy |  | None | Bright Planet Solar | PSE&G | Accepted | 2020-09-23 | 2020-09-30 | 2021-10-30 | HANWHA Q-CELLS | Q.PEAK DUO BLK-G5 310W | Solar Panels |  | 0.31 | 15 | 221 | 9 |  | Fixed | Roof
NJSTRE1545622630 |  | Transition Incentive Program | Hillsborough | 8844 | 5 | 10.88 | Residential | No | Behind the Meter | Net-metered residential rooftop and canopy |  | None | Maier Engineering dba Solar Me | PSE&G | Accepted | 2020-09-23 | 2020-09-25 | 2021-10-30 | Hanwha | Q.PEAK DUO BLK-G6 340W | Solar Panels |  | 0.34 | 2 | 133 | 23 |  | Fixed | Roof
NJSTRE1545622630 |  | Transition Incentive Program | Hillsborough | 8844 | 5 | 10.88 | Residential | No | Behind the Meter | Net-metered residential rooftop and canopy |  | None | Maier Engineering dba Solar Me | PSE&G | Accepted | 2020-09-23 | 2020-09-25 | 2021-10-30 | Hanwha | Q.PEAK DUO BLK-G6 340W | Solar Panels |  | 0.34 | 12 | 313 | 23 |  | Fixed | Roof
NJSTRE1545622441 |  | Transition Incentive Program | Lakewood | 8701 | 18 | 10.23 | Residential | No | Behind the Meter | Net-metered residential rooftop and canopy |  | None | Kamtech Solar Solutions | JCP&L | Accepted | 2020-09-23 | 2020-09-25 | 2021-10-30 | CANADIAN SOLAR | CS1H-330MS | Solar Panels |  | 0.33 | 27 | 97 | 32 |  | Fixed | Roof
NJSTRE1545622465 |  | Transition Incentive Program | Fair Lawn | 7410 | 7 | 11.47 | Residential | No | Behind the Meter | Net-metered residential rooftop and canopy |  | None | Skyline Solar LLC | PSE&G | Accepted | 2020-09-23 | 2020-09-25 | 2021-10-30 | REC | REC370 | Solar Panels |  | 0.37 | 3 | 71 | 33 |  | Fixed | Roof
NJSTRE1545622465 |  | Transition Incentive Program | Fair Lawn | 7410 | 7 | 11.47 | Residential | No | Behind the Meter | Net-metered residential rooftop and canopy |  | None | Skyline Solar LLC | PSE&G | Accepted | 2020-09-23 | 2020-09-25 | 2021-10-30 | REC Solar | REC370 | Solar Panels |  | 0.37 | 4 | 251 | 45 |  | Fixed | Roof
NJSTRE1545622457 |  | Transition Incentive Program | GARWOOD BORO | 7027 | 10 | 4.03 | Residential | Yes | Behind the Meter | Net-metered residential rooftop and canopy |  | None | Bright Planet Solar | PSE&G | Accepted | 2020-09-23 | 2020-09-25 | 2021-10-30 | HANWHA Q-CELLS | Q.PEAK DUO BLK-G5 310W | Solar Panels |  | 0.31 | 13 | 170 | 36 |  | Fixed | Roof
NJSTRE1545622579 |  | Transition Incentive Program | Neptune | 7753 | 17 | 11.66 | Residential | No | Behind the Meter | Net-metered residential rooftop and canopy |  | None | All Season Solar | JCP&L | Accepted | 2020-09-23 | 2020-09-25 | 2021-10-30 | Certainteed | CT315HC11-04 | Solar Panels |  | 0.315 | 6 | 66 | 22 |  | Fixed | Roof
NJSTRE1545622558 |  | Transition Incentive Program | Red Bank | 7701 | 17 | 129.6 | Non Profit | Yes | Behind the Meter | Net-metered non-residential rooftop and canopy |  | None | Energy Solutions of New Jersey | JCP&L | Accepted | 2020-09-23 | 2020-09-25 | 2021-10-30 | Trina Solar | TSM-400DE15H(II) | Solar Panels |  | 0.4 | 72 | 210 | 18.5 |  | Fixed | Roof
NJSTRE1545622631 |  | Transition Incentive Program | FRANKLIN TWP SOM | 8873 | 5 | 15.19 | Residential | Yes | Behind the Meter | Net-metered residential rooftop and canopy |  | None | Bright Planet Solar | PSE&G | Accepted | 2020-09-23 | 2020-09-30 | 2021-10-30 | HANWHA Q-CELLS | Q.PEAK DUO BLK-G5 310W | Solar Panels |  | 0.31 | 6 | 0 | 36 |  | Fixed | Roof
NJSTRE1545622715 |  | Transition Incentive Program | Erial | 8081 | 14 | 8.38 | Residential | No | Behind the Meter | Net-metered residential rooftop and canopy |  | None | Vision Solar LLC | AC Electric | Accepted | 2020-09-23 | 2020-09-25 | 2021-10-30 | HANWHA Q-CELLS | Q.PEAK DUO-G6+ 335 | Solar Panels |  | 0.335 | 10 | 263 | 21 |  | Fixed | Roof
NJSTRE1545622719 |  | Transition Incentive Program | Union Beach | 7735 | 17 | 10.15 | Residential | Yes | Behind the Meter | Net-metered residential rooftop and canopy |  | None | Pro Custom Solar dba Momentum Solar | JCP&L | Accepted | 2020-09-23 | 2020-09-25 | 2021-10-30 | LG ELECTRONICS | LG 350N1C-V5 | Solar Panels |  | 0.35 | 17 | 176 | 22 |  | Fixed | Roof
NJSTRE1545622719 |  | Transition Incentive Program | Union Beach | 7735 | 17 | 10.15 | Residential | Yes | Behind the Meter | Net-metered residential rooftop and canopy |  | None | Pro Custom Solar dba Momentum Solar | JCP&L | Accepted | 2020-09-23 | 2020-09-25 | 2021-10-30 | LG ELECTRONICS | LG 350N1C-V5 | Solar Panels |  | 0.35 | 12 | 356 | 22 |  | Fixed | Roof
NJSTRE1545622906 |  | Transition Incentive Program | Jackson | 8527 | 18 | 9.9 | Residential | No | Behind the Meter | Net-metered residential rooftop and canopy |  | None | Kamtech Solar Solutions | JCP&L | Accepted | 2020-09-23 | 2020-09-25 | 2021-10-30 | CANADIAN SOLAR | CANADIAN SOLAR CS 6U-330P | Solar Panels |  | 0.33 | 11 | 226 | 23 |  | Fixed | Roof
NJSTRE1545622584 |  | Transition Incentive Program | FRANKLIN | 7416 | 1 | 7.4 | Residential | Yes | Behind the Meter | Net-metered residential rooftop and canopy |  | None | Bright Planet Solar | JCP&L | Accepted | 2020-09-23 | 2020-09-25 | 2021-10-30 | SUNPOWER | SPRX22-370 | Solar Panels |  | 0.37 | 4 | 205 | 33 |  | Fixed | Roof
NJSTRE1545622572 |  | Transition Incentive Program | Pine Brook | 7058 | 3 | 172.8 | School Public K-12 | No | Behind the Meter | Net-metered non-residential rooftop and canopy |  | None | Solar Landscape | JCP&L | Accepted | 2020-09-23 | 2020-09-25 | 2021-10-30 | Hanwha | Q.Peak 400W | Solar Panels |  | 0.4 | 432 | 164 | 5 |  | Fixed | Roof
NJSTRE1545622606 |  | Transition Incentive Program | Lakewood | 8701 | 18 | 11.39 | Residential | No | Behind the Meter | Net-metered residential rooftop and canopy |  | None | Green Revoluton Solar | JCP&L | Final As-Built Received | 2020-09-23 | 2020-09-25 | 2021-10-30 | Hanwha | Q.Peak Duo Blk-G6 335 | Solar Panels |  | 0.335 | 34 | 113 | 45 |  | Fixed | Roof
NJSTRE1545622631 |  | Transition Incentive Program | FRANKLIN TWP SOM | 8873 | 5 | 15.19 | Residential | Yes | Behind the Meter | Net-metered residential rooftop and canopy |  | None | Bright Planet Solar | PSE&G | Accepted | 2020-09-23 | 2020-09-30 | 2021-10-30 | HANWHA Q-CELLS | Q.PEAK DUO BLK-G5 310W | Solar Panels |  | 0.31 | 15 | 180 | 36 |  | Fixed | Roof
NJSTRE1545622632 |  | Transition Incentive Program | Lakewood | 8701 | 18 | 18.98 | Residential | No | Behind the Meter | Net-metered residential rooftop and canopy |  | None | Kamtech Solar Solutions | JCP&L | Accepted | 2020-09-23 | 2020-09-25 | 2021-10-30 | LG | LG365Q1C-A5 | Solar Panels |  | 0.365 | 11 | 277 | 34 |  | Fixed | Roof
NJSTRE1545622632 |  | Transition Incentive Program | Lakewood | 8701 | 18 | 18.98 | Residential | No | Behind the Meter | Net-metered residential rooftop and canopy |  | None | Kamtech Solar Solutions | JCP&L | Accepted | 2020-09-23 | 2020-09-25 | 2021-10-30 | LG | LG365Q1C-A5 | Solar Panels |  | 0.365 | 9 | 187 | 34 |  | Fixed | Roof
NJSTRE1545622715 |  | Transition Incentive Program | Erial | 8081 | 14 | 8.38 | Residential | No | Behind the Meter | Net-metered residential rooftop and canopy |  | None | Vision Solar LLC | AC Electric | Accepted | 2020-09-23 | 2020-09-25 | 2021-10-30 | HANWHA Q-CELLS | Q.PEAK DUO-G6+ 335 | Solar Panels |  | 0.335 | 15 | 83 | 17 |  | Fixed | Roof
NJSTRE1545622902 |  | Transition Incentive Program | Hammonton | 8037 | 19 | 16.08 | Residential | No | Behind the Meter | Net-metered residential rooftop and canopy |  | None | Green Power energy | AC Electric | Accepted | 2020-09-23 | 2020-09-29 | 2021-10-30 | Hanwha | Q.PEAK DUO BLK-G6 335 | Solar Panels |  | 0.335 | 17 | 101 | 39 |  | Fixed | Roof
NJSTRE1545622906 |  | Transition Incentive Program | Jackson | 8527 | 18 | 9.9 | Residential | No | Behind the Meter | Net-metered residential rooftop and canopy |  | None | Kamtech Solar Solutions | JCP&L | Accepted | 2020-09-23 | 2020-09-25 | 2021-10-30 | CANADIAN SOLAR | CANADIAN SOLAR CS 6U-330P | Solar Panels |  | 0.33 | 12 | 136 | 23 |  | Fixed | Roof
NJSTRE1545622906 |  | Transition Incentive Program | Jackson | 8527 | 18 | 9.9 | Residential | No | Behind the Meter | Net-metered residential rooftop and canopy |  | None | Kamtech Solar Solutions | JCP&L | Accepted | 2020-09-23 | 2020-09-25 | 2021-10-30 | CANADIAN SOLAR | CANADIAN SOLAR CS6U-330P | Solar Panels |  | 0.33 | 7 | 136 | 23 |  | Fixed | Roof
NJSTRE1545622924 |  | Transition Incentive Program | Mount Royal | 8061 | 15 | 10.5 | Residential | Yes | Behind the Meter | Net-metered residential rooftop and canopy |  | None | Pro Custom Solar dba Momentum Solar | AC Electric | Accepted | 2020-09-23 | 2020-09-25 | 2021-10-30 | LG ELECTRONICS | LG 350N1C-V5 | Solar Panels |  | 0.35 | 6 | 141 | 37 |  | Fixed | Roof
NJSTRE1545622978 |  | Transition Incentive Program | Willingboro | 8046 | 13 | 8.75 | Residential | Yes | Behind the Meter | Net-metered residential rooftop and canopy |  | None | Pro Custom Solar dba Momentum Solar | PSE&G | Accepted | 2020-09-23 | 2020-09-25 | 2021-10-30 | LG ELECTRONICS | LG 350N1C-V5 | Solar Panels |  | 0.35 | 11 | 228 | 17 |  | Fixed | Roof
NJSTRE1545622447 |  | Transition Incentive Program | Pennsville | 8070 | 16 | 10.54 | Residential | Yes | Behind the Meter | Net-metered residential rooftop and canopy |  | RECO | Trinity Solar | AC Electric | Accepted | 2020-09-23 | 2020-09-25 | 2021-10-30 | HANWHA 340 (Q.PEAK DUO BLK-G6 340) | HANWHA 340 (Q.PEAK DUO BLK-G6 340) | Solar Panels |  | 0.34 | 17 | 38 | 25 |  | Fixed | Roof
NJSTRE1545622447 |  | Transition Incentive Program | Pennsville | 8070 | 16 | 10.54 | Residential | Yes | Behind the Meter | Net-metered residential rooftop and canopy |  | RECO | Trinity Solar | AC Electric | Accepted | 2020-09-23 | 2020-09-25 | 2021-10-30 | HANWHA 340 (Q.PEAK DUO BLK-G6 340) | HANWHA 340 (Q.PEAK DUO BLK-G6 340) | Solar Panels |  | 0.34 | 14 | 218 | 25 |  | Fixed | Roof
NJSTRE1545622463 |  | Transition Incentive Program | MOUNT HOLLY | 8060 | 13 | 4.76 | Residential | No | Behind the Meter | Net-metered residential rooftop and canopy |  | None | Trinity Solar | PSE&G | Accepted | 2020-09-23 | 2020-09-25 | 2021-10-30 | HANWHA | Q.PEAK DUO BLK-G6 340 | Solar Panels |  | 0.34 | 6 | 106 | 21 |  | Fixed | Roof
NJSTRE1545622495 |  | Transition Incentive Program | Hamburg | 7419 | 1 | 8.85 | Residential | Yes | Behind the Meter | Net-metered residential rooftop and canopy |  | None | Sunrun Installation Services, Inc. | JCP&L | Accepted | 2020-09-23 | 2020-09-25 | 2021-10-30 | LONGi Green Energy Technology Co Ltd | LR6-60HPB-305M | Solar Panels |  | 0.305 | 17 | 210 | 21 |  | Fixed | Roof
NJSTRE1545622579 |  | Transition Incentive Program | Neptune | 7753 | 17 | 11.66 | Residential | No | Behind the Meter | Net-metered residential rooftop and canopy |  | None | All Season Solar | JCP&L | Accepted | 2020-09-23 | 2020-09-25 | 2021-10-30 | Certainteed | CT315HC11-04 | Solar Panels |  | 0.315 | 8 | 246 | 22 |  | Fixed | Roof
NJSTRE1545622584 |  | Transition Incentive Program | FRANKLIN | 7416 | 1 | 7.4 | Residential | Yes | Behind the Meter | Net-metered residential rooftop and canopy |  | None | Bright Planet Solar | JCP&L | Accepted | 2020-09-23 | 2020-09-25 | 2021-10-30 | SUNPOWER | SPRX22-370 | Solar Panels |  | 0.37 | 6 | 114 | 33 |  | Fixed | Roof
NJSTRE1545622558 |  | Transition Incentive Program | Red Bank | 7701 | 17 | 129.6 | Non Profit | Yes | Behind the Meter | Net-metered non-residential rooftop and canopy |  | None | Energy Solutions of New Jersey | JCP&L | Accepted | 2020-09-23 | 2020-09-25 | 2021-10-30 | Trina Solar | TSM-400DE15H(II) | Solar Panels |  | 0.4 | 117 | 300 | 18.5 |  | Fixed | Roof
NJSTRE1545622558 |  | Transition Incentive Program | Red Bank | 7701 | 17 | 129.6 | Non Profit | Yes | Behind the Meter | Net-metered non-residential rooftop and canopy |  | None | Energy Solutions of New Jersey | JCP&L | Accepted | 2020-09-23 | 2020-09-25 | 2021-10-30 | Trina Solar | TSM-400DE15H(II) | Solar Panels |  | 0.4 | 135 | 120 | 18.5 |  | Fixed | Roof
NJSTRE1545622614 |  | Transition Incentive Program | Carteret | 7008 | 11 | 13.65 | Residential | Yes | Behind the Meter | Net-metered residential rooftop and canopy |  | None | Pro Custom Solar dba Momentum Solar | PSE&G | Accepted | 2020-09-23 | 2020-09-25 | 2021-10-30 | LG ELECTRONICS | LG 350N1C-V5 | Solar Panels |  | 0.35 | 9 | 10 | 20 |  | Fixed | Roof
NJSTRE1545622620 |  | Transition Incentive Program | Morestown Township | 8057 | 13 | 189.2 | Commercial | No | Behind the Meter | Net-metered non-residential rooftop and canopy |  | None | INDEPENDENCE SOLAR, LLC | PSE&G | Accepted | 2020-09-24 | 2020-09-30 | 2021-10-30 | Hanwha QCells | Q.Peak Duo L-G5.2 | Solar Panels |  | 0.4 | 473 | 173 | 10 |  | Fixed | Roof
NJSTRE1545622631 |  | Transition Incentive Program | FRANKLIN TWP SOM | 8873 | 5 | 15.19 | Residential | Yes | Behind the Meter | Net-metered residential rooftop and canopy |  | None | Bright Planet Solar | PSE&G | Accepted | 2020-09-23 | 2020-09-30 | 2021-10-30 | HANWHA Q-CELLS | Q.PEAK DUO BLK-G5 310W | Solar Panels |  | 0.31 | 6 | 270 | 36 |  | Fixed | Roof
NJSTRE1545622173 |  | Transition Incentive Program | Edison | 8820 | 11 | 4.08 | Residential | No | Behind the Meter | Net-metered residential rooftop and canopy |  | PSEG | Maier Engineering dba Solar Me | PSE&G | Accepted | 2020-09-23 | 2020-09-25 | 2021-10-30 | Hanwha | Q.PEAK DUO BLK-G6 340W | Solar Panels |  | 0.34 | 12 | 175 | 23 |  | Fixed | Roof
NJSTRE1545622399 |  | Transition Incentive Program | NEW MILFORD BORO | 7646 | 7 | 8.37 | Residential | Yes | Behind the Meter | Net-metered residential rooftop and canopy |  | None | Bright Planet Solar | PSE&G | Accepted | 2020-09-23 | 2020-09-25 | 2021-10-30 | HANWHA Q-CELLS | Q.PEAK DUO BLK-G5 310W | Solar Panels |  | 0.31 | 3 | 181 | 26 |  | Fixed | Roof
NJSTRE1545622411 |  | Transition Incentive Program | Woodbridge Township | 7095 | 11 | 7.32 | Residential | Yes | Behind the Meter | Net-metered residential rooftop and canopy |  | None | Sunrun Installation Services, Inc. | PSE&G | Accepted | 2020-09-23 | 2020-09-25 | 2021-10-30 | LONGi Green Energy Technology Co Ltd | LR6-60HPB-305M | Solar Panels |  | 0.305 | 3 | 174 | 16 |  | Fixed | Roof
NJSTRE1545622433 |  | Transition Incentive Program | Jackson | 8527 | 18 | 8.38 | Residential | Yes | Behind the Meter | Net-metered residential rooftop and canopy |  | None | Vision Solar LLC | JCP&L | Accepted | 2020-09-23 | 2020-09-25 | 2021-10-30 | HANWHA Q-CELLS | Q.PEAK DUO-G6+ 335 | Solar Panels |  | 0.335 | 10 | 186 | 30 |  | Fixed | Roof
NJSTRE1545622449 |  | Transition Incentive Program | Carneys Point | 8069 | 16 | 9.9 | Residential | Yes | Behind the Meter | Net-metered residential rooftop and canopy |  | None | Posigen NJ LLC | AC Electric | Accepted | 2020-09-23 | 2020-09-25 | 2021-10-30 | Silfab | SIL330HL | Solar Panels |  | 0.33 | 30 | 97277 | 20 |  | Fixed | Roof
NJSTRE1545622455 |  | Transition Incentive Program | North Wildwood | 8260 | 21 | 7.85 | Residential | Yes | Behind the Meter | Net-metered residential rooftop and canopy |  | None | Vision Solar LLC | AC Electric | Accepted | 2020-09-23 | 2020-09-25 | 2021-10-30 | SUNPOWER | SPR-E20-327-E-AC | Solar Panels |  | 0.327 | 24 | 133 | 27 |  | Fixed | Roof
NJSTRE1545622465 |  | Transition Incentive Program | Fair Lawn | 7410 | 7 | 11.47 | Residential | No | Behind the Meter | Net-metered residential rooftop and canopy |  | None | Skyline Solar LLC | PSE&G | Accepted | 2020-09-23 | 2020-09-25 | 2021-10-30 | REC | REC370 | Solar Panels |  | 0.37 | 3 | 251 | 21 |  | Fixed | Roof
NJSTRE1545622463 |  | Transition Incentive Program | MOUNT HOLLY | 8060 | 13 | 4.76 | Residential | No | Behind the Meter | Net-metered residential rooftop and canopy |  | None | Trinity Solar | PSE&G | Accepted | 2020-09-23 | 2020-09-25 | 2021-10-30 | HANWHA | Q.PEAK DUO BLK-G6 340 | Solar Panels |  | 0.34 | 8 | 196 | 23 |  | Fixed | Roof
NJSTRE1545622534 |  | Transition Incentive Program | PLEASANTVILLE | 8232 | 19 | 5.27 | Residential | Yes | Behind the Meter | Net-metered residential rooftop and canopy |  | None | Bright Planet Solar | AC Electric | Accepted | 2020-09-23 | 2020-09-25 | 2021-10-30 | HANWHA Q-CELLS | Q.PEAK DUO BLK-G5 310W | Solar Panels |  | 0.31 | 8 | 207 | 18 |  | Fixed | Roof
NJSTRE1545622584 |  | Transition Incentive Program | FRANKLIN | 7416 | 1 | 7.4 | Residential | Yes | Behind the Meter | Net-metered residential rooftop and canopy |  | None | Bright Planet Solar | JCP&L | Accepted | 2020-09-23 | 2020-09-25 | 2021-10-30 | SUNPOWER | SPRX22-370 | Solar Panels |  | 0.37 | 6 | 294 | 33 |  | Fixed | Roof
NJSTRE1545622614 |  | Transition Incentive Program | Carteret | 7008 | 11 | 13.65 | Residential | Yes | Behind the Meter | Net-metered residential rooftop and canopy |  | None | Pro Custom Solar dba Momentum Solar | PSE&G | Accepted | 2020-09-23 | 2020-09-25 | 2021-10-30 | LG ELECTRONICS | LG 350N1C-V5 | Solar Panels |  | 0.35 | 21 | 100 | 20 |  | Fixed | Roof
NJSTRE1545622630 |  | Transition Incentive Program | Hillsborough | 8844 | 5 | 10.88 | Residential | No | Behind the Meter | Net-metered residential rooftop and canopy |  | None | Maier Engineering dba Solar Me | PSE&G | Accepted | 2020-09-23 | 2020-09-25 | 2021-10-30 | Hanwha | Q.PEAK DUO BLK-G6 340W | Solar Panels |  | 0.34 | 1 | 43 | 23 |  | Fixed | Roof
NJSTRE1545622693 |  | Transition Incentive Program | Rumson | 7760 | 17 | 6.7 | Residential | No | Behind the Meter | Net-metered residential rooftop and canopy |  | None | Vision Solar LLC | JCP&L | Accepted | 2020-09-23 | 2020-09-25 | 2021-10-30 | HANWHA Q-CELLS | Q.PEAK DUO-G6+ 335 | Solar Panels |  | 0.335 | 11 | 329 | 38 |  | Fixed | Roof
NJSTRE1545622688 |  | Transition Incentive Program | Willingboro | 8046 | 13 | 8.16 | Residential | No | Behind the Meter | Net-metered residential rooftop and canopy |  | None | Maier Engineering dba Solar Me | PSE&G | Accepted | 2020-09-23 | 2020-09-25 | 2021-10-30 | Hanwha | Q.PEAK DUO BLK-G6 340W | Solar Panels |  | 0.34 | 11 | 96 | 23 |  | Fixed | Roof
NJSTRE1545622706 |  | Transition Incentive Program | Linwood | 8221 | 19 | 14.74 | Residential | No | Behind the Meter | Net-metered residential rooftop and canopy |  | None | Geoscape Solar | AC Electric | Accepted | 2020-09-23 | 2020-09-25 | 2021-10-30 | LG Electronics | LG 335N1K-V5 | Solar Panels |  | 0.335 | 36 | 211 | 42 |  | Fixed | Roof
NJSTRE1545622929 |  | Transition Incentive Program | Lindenwold | 8021 | 14 | 23.87 | Residential | Yes | Behind the Meter | Net-metered residential rooftop and canopy |  | None | Castle Energy, LLC | AC Electric | Accepted | 2020-09-23 | 2020-09-29 | 2021-10-30 | SunPower | SPR-E20-327-E-AC | Solar Panels |  | 0.327 | 7 | 214 | 27 |  | Fixed | Roof
NJSTRE1545622974 |  | Transition Incentive Program | HACKENSACK | 7601 | 7 | 7.8 | Residential | Yes | Behind the Meter | Net-metered residential rooftop and canopy |  | None | Vivint Solar Developer, LLC | PSE&G | Accepted | 2020-09-24 | 2020-09-29 | 2021-10-30 | JINKO SOLAR | JKM325M-60HBL | Solar Panels |  | 0.325 | 6 | 218 | 25 |  | Fixed | Roof
NJSTRE1545622995 |  | Transition Incentive Program | Tuckerton | 8087 | 18 | 23.04 | Residential | Yes | Behind the Meter | Net-metered residential rooftop and canopy |  | None | Sun Up Zero Down | AC Electric | Accepted | 2020-09-23 | 2020-09-29 | 2021-10-30 | REC | REC330TPM3 Black | Solar Panels |  | 0.32 | 24 | 235 | 20 |  | Fixed | Roof
NJSTRE1545622995 |  | Transition Incentive Program | Tuckerton | 8087 | 18 | 23.04 | Residential | Yes | Behind the Meter | Net-metered residential rooftop and canopy |  | None | Sun Up Zero Down | AC Electric | Accepted | 2020-09-23 | 2020-09-29 | 2021-10-30 | REC | REC330TPM3 Black | Solar Panels |  | 0.32 | 23 | 55 | 20 |  | Fixed | Roof
NJSTRE1545623023 |  | Transition Incentive Program | Union | 7083 | 10 | 4.55 | Residential | Yes | Behind the Meter | Net-metered residential rooftop and canopy |  | None | Pro Custom Solar dba Momentum Solar | PSE&G | Accepted | 2020-09-23 | 2020-09-25 | 2021-10-30 | LG ELECTRONICS | LG 350N1C-V5 | Solar Panels |  | 0.35 | 2 | 262 | 26 |  | Fixed | Roof
NJSTRE1545623054 |  | Transition Incentive Program | Monroe Township | 8094 | 15 | 11.66 | Residential | Yes | Behind the Meter | Net-metered residential rooftop and canopy |  | None | Solar Energy World | AC Electric | Accepted | 2020-09-23 | 2020-09-25 | 2021-10-30 | Hanwha Q-Cells | Q.PEAK DUO BLK-G5 | Solar Panels |  | 0.315 | 5 | 166 | 44 |  | Fixed | Roof
NJSTRE1545623086 |  | Transition Incentive Program | AVALON | 8202 | 21 | 3.9 | Residential | Yes | Behind the Meter | Net-metered residential rooftop and canopy |  | None | Vivint Solar Developer, LLC | AC Electric | Accepted | 2020-09-25 | 2020-09-29 | 2021-10-30 | JINKO SOLAR | JKM325M-60HBL | Solar Panels |  | 0.325 | 7 | 303 | 33 |  | Fixed | Roof
NJSTRE1545624374 |  | Transition Incentive Program | Gillette | 7933 | 3 | 10.25 | Residential | No | Behind the Meter | Net-metered residential rooftop and canopy |  | None | SunPower Corporation, Systems | JCP&L | Accepted | 2020-09-23 | 2020-09-25 | 2021-10-30 | SunPower | SPR-A410-G-AC | Solar Panels |  | 0.41 | 4 | 165 | 25 |  | Fixed | Roof
NJSTRE1545628818 |  | Transition Incentive Program | BLACKWOOD | 8012 | 14 | 12.29 | Residential | Yes | Behind the Meter | Net-metered residential rooftop and canopy |  | None | Suntuity Solar LLC | PSE&G | Accepted | 2020-09-24 | 2020-09-29 | 2021-10-30 | Longi | LR6-60HPB-315M | Solar Panels |  | 0.315 | 9 | 116 | 27 |  | Fixed | Roof
NJSTRE1545622734 |  | Transition Incentive Program | Vineland | 8361 | 20 | 6.7 | Residential | No | Behind the Meter | Net-metered residential rooftop and canopy |  | None | Vision Solar LLC | Vineland Muni Electric | Accepted | 2020-09-23 | 2020-09-25 | 2021-10-30 | HANWHA Q-CELLS | Q.PEAK DUO-G6+ 335 | Solar Panels |  | 0.335 | 5 | 184 | 25 |  | Fixed | Roof
NJSTRE1545622902 |  | Transition Incentive Program | Hammonton | 8037 | 19 | 16.08 | Residential | No | Behind the Meter | Net-metered residential rooftop and canopy |  | None | Green Power energy | AC Electric | Accepted | 2020-09-23 | 2020-09-29 | 2021-10-30 | Hanwha | Q.PEAK DUO BLK-G6 335 | Solar Panels |  | 0.335 | 4 | 101 | 42 |  | Fixed | Roof
NJSTRE1545622924 |  | Transition Incentive Program | Mount Royal | 8061 | 15 | 10.5 | Residential | Yes | Behind the Meter | Net-metered residential rooftop and canopy |  | None | Pro Custom Solar dba Momentum Solar | AC Electric | Accepted | 2020-09-23 | 2020-09-25 | 2021-10-30 | LG ELECTRONICS | LG 350N1C-V5 | Solar Panels |  | 0.35 | 11 | 140 | 37 |  | Fixed | Roof
NJSTRE1545622929 |  | Transition Incentive Program | Lindenwold | 8021 | 14 | 23.87 | Residential | Yes | Behind the Meter | Net-metered residential rooftop and canopy |  | None | Castle Energy, LLC | AC Electric | Accepted | 2020-09-23 | 2020-09-29 | 2021-10-30 | SunPower | SPR-E20-327-E-AC | Solar Panels |  | 0.327 | 10 | 214 | 20 |  | Fixed | Roof
NJSTRE1545622974 |  | Transition Incentive Program | HACKENSACK | 7601 | 7 | 7.8 | Residential | Yes | Behind the Meter | Net-metered residential rooftop and canopy |  | None | Vivint Solar Developer, LLC | PSE&G | Accepted | 2020-09-24 | 2020-09-29 | 2021-10-30 | JINKO SOLAR | JKM325M-60HBL | Solar Panels |  | 0.325 | 5 | 38 | 37 |  | Fixed | Roof
NJSTRE1545628807 |  | Transition Incentive Program | Haddonfield Boro | 8033 | 14 | 15.12 | Residential | No | Behind the Meter | Net-metered residential rooftop and canopy |  | None | Exact Solar | PSE&G | Accepted | 2020-09-24 | 2020-09-29 | 2021-10-30 | LG | LG360N1C-N5 | Solar Panels |  | 0.36 | 18 | 145 | 40 |  | Fixed | Roof
NJSTRE1545628818 |  | Transition Incentive Program | BLACKWOOD | 8012 | 14 | 12.29 | Residential | Yes | Behind the Meter | Net-metered residential rooftop and canopy |  | None | Suntuity Solar LLC | PSE&G | Accepted | 2020-09-24 | 2020-09-29 | 2021-10-30 | Longi | LR6-60HPB-315M | Solar Panels |  | 0.315 | 6 | 296 | 27 |  | Fixed | Roof
NJSTRE1545628819 |  | Transition Incentive Program | WILLINGBORO | 8046 | 13 | 15.12 | Residential | Yes | Behind the Meter | Net-metered residential rooftop and canopy |  | None | Suntuity Solar LLC | PSE&G | Accepted | 2020-09-24 | 2020-09-29 | 2021-10-30 | Longi | LR6-60HPB-315M | Solar Panels |  | 0.315 | 9 | 211 | 19 |  | Fixed | Roof
NJSTRE1545628833 |  | Transition Incentive Program | Sicklerville | 8081 | 14 | 12.06 | Residential | Yes | Behind the Meter | Net-metered residential rooftop and canopy |  | None | Vision Solar LLC | AC Electric | Accepted | 2020-09-24 | 2020-09-29 | 2021-10-30 | LG SOLAR | LG335N1K-V5 | Solar Panels |  | 0.335 | 25 | 197 | 36 |  | Fixed | Roof
NJSTRE1545628840 |  | Transition Incentive Program | Keyport | 7735 | 17 | 7.71 | Residential | Yes | Behind the Meter | Net-metered residential rooftop and canopy |  | None | Vision Solar LLC | JCP&L | Accepted | 2020-09-24 | 2020-09-25 | 2021-10-30 | HANWHA Q-CELLS | Q.PEAK DUO-G6+ 335 | Solar Panels |  | 0.335 | 18 | 230 | 20 |  | Fixed | Roof
NJSTRE1545628932 |  | Transition Incentive Program | Freehold | 7728 | 17 | 7.4 | Residential | No | Behind the Meter | Net-metered residential rooftop and canopy |  | None | Green Power Energy | JCP&L | Accepted | 2020-09-24 | 2020-09-25 | 2021-10-30 | Solaria | PowerXT-370R-PD | Solar Panels |  | 0.37 | 5 | 219 | 30 |  | Fixed | Roof
NJSTRE1545628960 |  | Transition Incentive Program | Lakewood | 8701 | 18 | 18.97 | Residential | Yes | Behind the Meter | Net-metered residential rooftop and canopy |  | None | Kamtech Solar Solutions | JCP&L | Accepted | 2020-09-24 | 2020-09-29 | 2021-10-30 | SUNPOWER | SUNPOWER SPR-E20-327-E-AC | Solar Panels |  | 0.327 | 22 | 277 | 30 |  | Fixed | Roof
NJSTRE1545622170 |  | Transition Incentive Program | Swedesboro | 8085 | 15 | 13.07 | Residential | No | Behind the Meter | Net-metered residential rooftop and canopy |  | None | RCL Enterprises Inc. | AC Electric | Accepted | 2020-09-23 | 2020-09-25 | 2021-10-30 | LG Neon 2 Black | LG335N1K-V5 | Solar Panels |  | 0.335 | 24 | 218 | 28 |  | Fixed | Roof
NJSTRE1545622170 |  | Transition Incentive Program | Swedesboro | 8085 | 15 | 13.07 | Residential | No | Behind the Meter | Net-metered residential rooftop and canopy |  | None | RCL Enterprises Inc. | AC Electric | Accepted | 2020-09-23 | 2020-09-25 | 2021-10-30 | LG Neon 2 Black | LG335N1K-V5 | Solar Panels |  | 0.335 | 2 | 128 | 38 |  | Fixed | Roof
NJSTRE1545622376 |  | Transition Incentive Program | Camden | 8105 | 14 | 5.28 | Residential | No | Behind the Meter | Net-metered residential rooftop and canopy |  | None | Posigen NJ LLC | PSE&G | Accepted | 2020-09-23 | 2020-09-25 | 2021-10-30 | Silfab | SIL330HL | Solar Panels |  | 0.33 | 16 | 150 | 30 |  | Fixed | Roof
NJSTRE1545622405 |  | Transition Incentive Program | Old Bridge Township | 8857 | 11 | 6.9 | Residential | Yes | Behind the Meter | Net-metered residential rooftop and canopy |  | None | Sunrun Installation Services, Inc. | JCP&L | Accepted | 2020-09-23 | 2020-09-25 | 2021-10-30 | LG Electronics | LG345N1C-V5 | Solar Panels |  | 0.345 | 10 | 94 | 9 |  | Fixed | Roof
NJSTRE1545622405 |  | Transition Incentive Program | Old Bridge Township | 8857 | 11 | 6.9 | Residential | Yes | Behind the Meter | Net-metered residential rooftop and canopy |  | None | Sunrun Installation Services, Inc. | JCP&L | Accepted | 2020-09-23 | 2020-09-25 | 2021-10-30 | LG Electronics | LG345N1C-V5 | Solar Panels |  | 0.345 | 10 | 274 | 9 |  | Fixed | Roof
NJSTRE1545622411 |  | Transition Incentive Program | Woodbridge Township | 7095 | 11 | 7.32 | Residential | Yes | Behind the Meter | Net-metered residential rooftop and canopy |  | None | Sunrun Installation Services, Inc. | PSE&G | Accepted | 2020-09-23 | 2020-09-25 | 2021-10-30 | LONGi Green Energy Technology Co Ltd | LR6-60HPB-305M | Solar Panels |  | 0.305 | 4 | 262 | 23 |  | Fixed | Roof
NJSTRE1545622433 |  | Transition Incentive Program | Jackson | 8527 | 18 | 8.38 | Residential | Yes | Behind the Meter | Net-metered residential rooftop and canopy |  | None | Vision Solar LLC | JCP&L | Accepted | 2020-09-23 | 2020-09-25 | 2021-10-30 | HANWHA Q-CELLS | Q.PEAK DUO-G6+ 335 | Solar Panels |  | 0.335 | 4 | 96 | 30 |  | Fixed | Roof
NJSTRE1545622465 |  | Transition Incentive Program | Fair Lawn | 7410 | 7 | 11.47 | Residential | No | Behind the Meter | Net-metered residential rooftop and canopy |  | None | Skyline Solar LLC | PSE&G | Accepted | 2020-09-23 | 2020-09-25 | 2021-10-30 | REC | REC370 | Solar Panels |  | 0.37 | 12 | 251 | 23 |  | Fixed | Roof
NJSTRE1545622473 |  | Transition Incentive Program | Williamstown | 8094 | 15 | 5.76 | Residential | Yes | Behind the Meter | Net-metered residential rooftop and canopy |  | None | Trinity Solar | AC Electric | Accepted | 2020-09-23 | 2020-09-25 | 2021-10-30 | HANWHA 320 (Q.PEAK DUO BLK-G5 320) | HANWHA 320 (Q.PEAK DUO BLK-G5 320) | Solar Panels |  | 0.32 | 8 | 207 | 34 |  | Fixed | Roof
NJSTRE1545622483 |  | Transition Incentive Program | Hillside | 7205 | 10 | 5.25 | Residential | Yes | Behind the Meter | Net-metered residential rooftop and canopy |  | None | Pro Custom Solar dba Momentum Solar | PSE&G | Accepted | 2020-09-23 | 2020-09-25 | 2021-10-30 | LG ELECTRONICS | LG 350N1C-V5 | Solar Panels |  | 0.35 | 9 | 175 | 25 |  | Fixed | Roof
NJSTRE1545622614 |  | Transition Incentive Program | Carteret | 7008 | 11 | 13.65 | Residential | Yes | Behind the Meter | Net-metered residential rooftop and canopy |  | None | Pro Custom Solar dba Momentum Solar | PSE&G | Accepted | 2020-09-23 | 2020-09-25 | 2021-10-30 | LG ELECTRONICS | LG 350N1C-V5 | Solar Panels |  | 0.35 | 9 | 280 | 20 |  | Fixed | Roof
NJSTRE1545622638 |  | Transition Incentive Program | Willingboro | 8046 | 13 | 7.82 | Residential | Yes | Behind the Meter | Net-metered residential rooftop and canopy |  | None | Trinity Solar | PSE&G | Accepted | 2020-09-23 | 2020-09-25 | 2021-10-30 | Hanwha | Q.PEAK DUO BLK-G6 340 | Solar Panels |  | 0.34 | 5 | 274 | 27 |  | Fixed | Roof
NJSTRE1545622152 |  | Transition Incentive Program | PERTH AMBOY | 8861 | 11 | 3.15 | Residential | Yes | Behind the Meter | Net-metered residential rooftop and canopy |  | None | Suntuity Solar LLC | PSE&G | Accepted | 2020-09-23 | 2020-09-29 | 2021-10-30 | Longi | LR6-60HPB-315M | Solar Panels |  | 0.315 | 10 | 105 | 27 |  | Fixed | Roof
NJSTRE1545622307 |  | Transition Incentive Program | Wenonah | 8090 | 15 | 7.8 | Residential | Yes | Behind the Meter | Net-metered residential rooftop and canopy |  | None | RCL Enterprises Inc. | AC Electric | Accepted | 2020-09-23 | 2020-09-25 | 2021-10-30 | Trina Solar | TSM-325DD06M | Solar Panels |  | 0.325 | 24 | 257 | 36 |  | Fixed | Roof
NJSTRE1545622355 |  | Transition Incentive Program | Woodbridge Township | 8863 | 11 | 3.11 | Residential | Yes | Behind the Meter | Net-metered residential rooftop and canopy |  | None | Sunrun Installation Services, Inc. | PSE&G | Accepted | 2020-09-23 | 2020-09-25 | 2021-10-30 | LG Electronics | LG345N1C-V5 | Solar Panels |  | 0.345 | 9 | 164 | 40 |  | Fixed | Roof
NJSTRE1545622465 |  | Transition Incentive Program | Fair Lawn | 7410 | 7 | 11.47 | Residential | No | Behind the Meter | Net-metered residential rooftop and canopy |  | None | Skyline Solar LLC | PSE&G | Accepted | 2020-09-23 | 2020-09-25 | 2021-10-30 | REC | REC370 | Solar Panels |  | 0.37 | 9 | 251 | 11 |  | Fixed | Roof
NJSTRE1545622499 |  | Transition Incentive Program | North Wildwood | 8260 | 21 | 7.19 | Residential | Yes | Behind the Meter | Net-metered residential rooftop and canopy |  | None | Vision Solar LLC | AC Electric | Accepted | 2020-09-23 | 2020-09-25 | 2021-10-30 | SPR-E20-327-E-AC | SPR-E20-327-E-AC | Solar Panels |  | 0.327 | 22 | 133 | 27 |  | Fixed | Roof
NJSTRE1545622483 |  | Transition Incentive Program | Hillside | 7205 | 10 | 5.25 | Residential | Yes | Behind the Meter | Net-metered residential rooftop and canopy |  | None | Pro Custom Solar dba Momentum Solar | PSE&G | Accepted | 2020-09-23 | 2020-09-25 | 2021-10-30 | LG ELECTRONICS | LG 350N1C-V5 | Solar Panels |  | 0.35 | 6 | 355 | 25 |  | Fixed | Roof
NJSTRE1545622566 |  | Transition Incentive Program | JERSEY CITY | 7305 | 8 | 8.37 | Residential | Yes | Behind the Meter | Net-metered residential rooftop and canopy |  | None | Bright Planet Solar | PSE&G | Accepted | 2020-09-23 | 2020-09-25 | 2021-10-30 | HANWHA Q-CELLS | Q.PEAK DUO BLK-G5 310W | Solar Panels |  | 0.31 | 27 | 131 | 26 |  | Fixed | Roof
NJSTRE1545622579 |  | Transition Incentive Program | Neptune | 7753 | 17 | 11.66 | Residential | No | Behind the Meter | Net-metered residential rooftop and canopy |  | None | All Season Solar | JCP&L | Accepted | 2020-09-23 | 2020-09-25 | 2021-10-30 | Certainteed | CT315HC11-04 | Solar Panels |  | 0.315 | 23 | 246 | 2 |  | Fixed | Roof
NJSTRE1545622584 |  | Transition Incentive Program | FRANKLIN | 7416 | 1 | 7.4 | Residential | Yes | Behind the Meter | Net-metered residential rooftop and canopy |  | None | Bright Planet Solar | JCP&L | Accepted | 2020-09-23 | 2020-09-25 | 2021-10-30 | SUNPOWER | SPRX22-370 | Solar Panels |  | 0.37 | 4 | 27 | 33 |  | Fixed | Roof
NJSTRE1545622638 |  | Transition Incentive Program | Willingboro | 8046 | 13 | 7.82 | Residential | Yes | Behind the Meter | Net-metered residential rooftop and canopy |  | None | Trinity Solar | PSE&G | Accepted | 2020-09-23 | 2020-09-25 | 2021-10-30 | Hanwha | Q.PEAK DUO BLK-G6 340 | Solar Panels |  | 0.34 | 14 | 94 | 27 |  | Fixed | Roof
NJSTRE1545622630 |  | Transition Incentive Program | Hillsborough | 8844 | 5 | 10.88 | Residential | No | Behind the Meter | Net-metered residential rooftop and canopy |  | None | Maier Engineering dba Solar Me | PSE&G | Accepted | 2020-09-23 | 2020-09-25 | 2021-10-30 | Hanwha | Q.PEAK DUO BLK-G6 340W | Solar Panels |  | 0.34 | 8 | 313 | 23 |  | Fixed | Roof
NJSTRE1545622631 |  | Transition Incentive Program | FRANKLIN TWP SOM | 8873 | 5 | 15.19 | Residential | Yes | Behind the Meter | Net-metered residential rooftop and canopy |  | None | Bright Planet Solar | PSE&G | Accepted | 2020-09-23 | 2020-09-30 | 2021-10-30 | HANWHA Q-CELLS | Q.PEAK DUO BLK-G5 310W | Solar Panels |  | 0.31 | 11 | 270 | 36 |  | Fixed | Roof
NJSTRE1545622638 |  | Transition Incentive Program | Willingboro | 8046 | 13 | 7.82 | Residential | Yes | Behind the Meter | Net-metered residential rooftop and canopy |  | None | Trinity Solar | PSE&G | Accepted | 2020-09-23 | 2020-09-25 | 2021-10-30 | Hanwha | Q.PEAK DUO BLK-G6 340 | Solar Panels |  | 0.34 | 4 | 274 | 18 |  | Fixed | Roof
NJSTRE1545622630 |  | Transition Incentive Program | Hillsborough | 8844 | 5 | 10.88 | Residential | No | Behind the Meter | Net-metered residential rooftop and canopy |  | None | Maier Engineering dba Solar Me | PSE&G | Accepted | 2020-09-23 | 2020-09-25 | 2021-10-30 | Hanwha | Q.PEAK DUO BLK-G6 340W | Solar Panels |  | 0.34 | 6 | 133 | 23 |  | Fixed | Roof
NJSTRE1545622631 |  | Transition Incentive Program | FRANKLIN TWP SOM | 8873 | 5 | 15.19 | Residential | Yes | Behind the Meter | Net-metered residential rooftop and canopy |  | None | Bright Planet Solar | PSE&G | Accepted | 2020-09-23 | 2020-09-30 | 2021-10-30 | HANWHA Q-CELLS | Q.PEAK DUO BLK-G5 310W | Solar Panels |  | 0.31 | 6 | 90 | 36 |  | Fixed | Roof
NJSTRE1545622632 |  | Transition Incentive Program | Lakewood | 8701 | 18 | 18.98 | Residential | No | Behind the Meter | Net-metered residential rooftop and canopy |  | None | Kamtech Solar Solutions | JCP&L | Accepted | 2020-09-23 | 2020-09-25 | 2021-10-30 | LG | LG365Q1C-A5 | Solar Panels |  | 0.365 | 13 | 187 | 34 |  | Fixed | Roof
NJSTRE1545622708 |  | Transition Incentive Program | Trenton | 8618 | 12 | 7 | Residential | Yes | Behind the Meter | Net-metered residential rooftop and canopy |  | None | Pro Custom Solar dba Momentum Solar | PSE&G | Accepted | 2020-09-23 | 2020-09-25 | 2021-10-30 | LG ELECTRONICS | LG 350N1C-V5 | Solar Panels |  | 0.35 | 10 | 26 | 12 |  | Fixed | Roof
NJSTRE1545622706 |  | Transition Incentive Program | Linwood | 8221 | 19 | 14.74 | Residential | No | Behind the Meter | Net-metered residential rooftop and canopy |  | None | Geoscape Solar | AC Electric | Accepted | 2020-09-23 | 2020-09-25 | 2021-10-30 | LG Electronics | LG335N1K-V5 | Solar Panels |  | 0.335 | 8 | 83 | 20 |  | Fixed | Roof
NJSTRE1545622734 |  | Transition Incentive Program | Vineland | 8361 | 20 | 6.7 | Residential | No | Behind the Meter | Net-metered residential rooftop and canopy |  | None | Vision Solar LLC | Vineland Muni Electric | Accepted | 2020-09-23 | 2020-09-25 | 2021-10-30 | HANWHA Q-CELLS | Q.PEAK DUO-G6+ 335 | Solar Panels |  | 0.335 | 15 | 184 | 25 |  | Fixed | Roof
NJSTRE1545622902 |  | Transition Incentive Program | Hammonton | 8037 | 19 | 16.08 | Residential | No | Behind the Meter | Net-metered residential rooftop and canopy |  | None | Green Power energy | AC Electric | Accepted | 2020-09-23 | 2020-09-29 | 2021-10-30 | Hanwha | Q.PEAK DUO BLK-G6 335 | Solar Panels |  | 0.335 | 9 | 28 | 39 |  | Fixed | Roof
NJSTRE1545622978 |  | Transition Incentive Program | Willingboro | 8046 | 13 | 8.75 | Residential | Yes | Behind the Meter | Net-metered residential rooftop and canopy |  | None | Pro Custom Solar dba Momentum Solar | PSE&G | Accepted | 2020-09-23 | 2020-09-25 | 2021-10-30 | LG ELECTRONICS | LG 350N1C-V5 | Solar Panels |  | 0.35 | 4 | 48 | 17 |  | Fixed | Roof
NJSTRE1545623033 |  | Transition Incentive Program | Galloway | 8205 | 19 | 7.15 | Residential | Yes | Behind the Meter | Net-metered residential rooftop and canopy |  | None | EMT Renewables | AC Electric | Accepted | 2020-09-23 | 2020-09-25 | 2021-10-30 | Trina | 325-BLK | Solar Panels |  | 0.325 | 15 | 191 | 26 |  | Fixed | Roof
NJSTRE1545623062 |  | Transition Incentive Program | DOVER | 7801 | 3 | 10.08 | Residential | Yes | Behind the Meter | Net-metered residential rooftop and canopy |  | None | Vivint Solar Developer, LLC | JCP&L | Accepted | 2020-09-25 | 2020-09-29 | 2021-10-30 | JINKO SOLAR | JKM325M-60HBL | Solar Panels |  | 0.325 | 17 | 285 | 20 |  | Fixed | Roof
NJSTRE1545624331 |  | Transition Incentive Program | HOPATCONG | 7843 | 1 | 2.6 | Residential | Yes | Behind the Meter | Net-metered residential rooftop and canopy |  | None | Vivint Solar Developer, LLC | JCP&L | Accepted | 2020-09-28 | 2020-09-29 | 2021-10-30 | JINKO SOLAR | JKM325M-60HBL | Solar Panels |  | 0.325 | 8 | 197 | 15 |  | Fixed | Roof
NJSTRE1545628845 |  | Transition Incentive Program | Lakewood | 8701 | 18 | 15.84 | Residential | No | Behind the Meter | Net-metered residential rooftop and canopy |  | None | Kamtech Solar Solutions | JCP&L | Accepted | 2020-09-24 | 2020-09-25 | 2021-10-30 | SUNPOWER | SUNPOWER SPR-X22-360-E-AC | Solar Panels |  | 0.36 | 44 | 187 | 30 |  | Fixed | Roof
NJSTRE1545622924 |  | Transition Incentive Program | Mount Royal | 8061 | 15 | 10.5 | Residential | Yes | Behind the Meter | Net-metered residential rooftop and canopy |  | None | Pro Custom Solar dba Momentum Solar | AC Electric | Accepted | 2020-09-23 | 2020-09-25 | 2021-10-30 | LG ELECTRONICS | LG 350N1C-V5 | Solar Panels |  | 0.35 | 13 | 230 | 37 |  | Fixed | Roof
NJSTRE1545622929 |  | Transition Incentive Program | Lindenwold | 8021 | 14 | 23.87 | Residential | Yes | Behind the Meter | Net-metered residential rooftop and canopy |  | None | Castle Energy, LLC | AC Electric | Accepted | 2020-09-23 | 2020-09-29 | 2021-10-30 | SunPower | SPR-E20-327-E-AC | Solar Panels |  | 0.327 | 8 | 214 | 27 |  | Fixed | Roof
NJSTRE1545622978 |  | Transition Incentive Program | Willingboro | 8046 | 13 | 8.75 | Residential | Yes | Behind the Meter | Net-metered residential rooftop and canopy |  | None | Pro Custom Solar dba Momentum Solar | PSE&G | Accepted | 2020-09-23 | 2020-09-25 | 2021-10-30 | LG ELECTRONICS | LG 350N1C-V5 | Solar Panels |  | 0.35 | 10 | 138 | 17 |  | Fixed | Roof
NJSTRE1545623023 |  | Transition Incentive Program | Union | 7083 | 10 | 4.55 | Residential | Yes | Behind the Meter | Net-metered residential rooftop and canopy |  | None | Pro Custom Solar dba Momentum Solar | PSE&G | Accepted | 2020-09-23 | 2020-09-25 | 2021-10-30 | LG ELECTRONICS | LG 350N1C-V5 | Solar Panels |  | 0.35 | 9 | 82 | 26 |  | Fixed | Roof
NJSTRE1545623033 |  | Transition Incentive Program | Galloway | 8205 | 19 | 7.15 | Residential | Yes | Behind the Meter | Net-metered residential rooftop and canopy |  | None | EMT Renewables | AC Electric | Accepted | 2020-09-23 | 2020-09-25 | 2021-10-30 | Trina | 325-BLK | Solar Panels |  | 0.325 | 7 | 11 | 26 |  | Fixed | Roof
NJSTRE1545628817 |  | Transition Incentive Program | SICKLERVILLE | 8081 | 14 | 5.67 | Residential | No | Behind the Meter | Net-metered residential rooftop and canopy |  | None | Suntuity Solar LLC | AC Electric | Accepted | 2020-09-24 | 2020-09-25 | 2021-10-30 | Longi | LR6-60HPB-315M | Solar Panels |  | 0.315 | 4 | 219 | 34 |  | Fixed | Roof
NJSTRE1545628833 |  | Transition Incentive Program | Sicklerville | 8081 | 14 | 12.06 | Residential | Yes | Behind the Meter | Net-metered residential rooftop and canopy |  | None | Vision Solar LLC | AC Electric | Accepted | 2020-09-24 | 2020-09-29 | 2021-10-30 | LG SOLAR | LG335N1K-V5 | Solar Panels |  | 0.335 | 1 | 287 | 46 |  | Fixed | Roof
NJSTRE1545628833 |  | Transition Incentive Program | Sicklerville | 8081 | 14 | 12.06 | Residential | Yes | Behind the Meter | Net-metered residential rooftop and canopy |  | None | Vision Solar LLC | AC Electric | Accepted | 2020-09-24 | 2020-09-29 | 2021-10-30 | LG SOLAR | LG335N1K-V5 | Solar Panels |  | 0.335 | 9 | 17 | 36 |  | Fixed | Roof
NJSTRE1545628932 |  | Transition Incentive Program | Freehold | 7728 | 17 | 7.4 | Residential | No | Behind the Meter | Net-metered residential rooftop and canopy |  | None | Green Power Energy | JCP&L | Accepted | 2020-09-24 | 2020-09-25 | 2021-10-30 | Solaria | PowerXT-370R-PD | Solar Panels |  | 0.37 | 7 | 129 | 40 |  | Fixed | Roof
NJSTRE1545628960 |  | Transition Incentive Program | Lakewood | 8701 | 18 | 18.97 | Residential | Yes | Behind the Meter | Net-metered residential rooftop and canopy |  | None | Kamtech Solar Solutions | JCP&L | Accepted | 2020-09-24 | 2020-09-29 | 2021-10-30 | SUNPOWER | SUNPOWER SPR-E20-327-E-AC | Solar Panels |  | 0.327 | 4 | 187 | 18 |  | Fixed | Roof
NJSTRE1545622953 |  | Transition Incentive Program | Evesham Township | 8053 | 13 | 4.2 | Residential | Yes | Behind the Meter | Net-metered residential rooftop and canopy |  | None | Pro Custom Solar dba Momentum Solar | PSE&G | Accepted | 2020-09-23 | 2020-09-25 | 2021-10-30 | LG ELECTRONICS | LG 350N1C-V5 | Solar Panels |  | 0.35 | 12 | 255 | 22 |  | Fixed | Roof
NJSTRE1545622995 |  | Transition Incentive Program | Tuckerton | 8087 | 18 | 23.04 | Residential | Yes | Behind the Meter | Net-metered residential rooftop and canopy |  | None | Sun Up Zero Down | AC Electric | Accepted | 2020-09-23 | 2020-09-29 | 2021-10-30 | REC | REC330TPM3 Black | Solar Panels |  | 0.32 | 20 | 234 | 20 |  | Fixed | Roof
NJSTRE1545623024 |  | Transition Incentive Program | Burlington | 8016 | 13 | 8.13 | Residential | Yes | Behind the Meter | Net-metered residential rooftop and canopy |  | None | Vivint Solar Developer, LLC | PSE&G | Accepted | 2020-09-24 | 2020-09-25 | 2021-10-30 | JINKO SOLAR | JKM325M-60HBL | Solar Panels |  | 0.325 | 11 | 320 | 27 |  | Fixed | Roof
NJSTRE1545624325 |  | Transition Incentive Program | BRIDGETON | 8302 | 20 | 26.98 | Residential | Yes | Behind the Meter | Net-metered residential rooftop and canopy |  | None | Vivint Solar Developer, LLC | AC Electric | Accepted | 2020-09-25 | 2020-09-29 | 2021-10-30 | JINKO SOLAR | JKM325M-60HBL | Solar Panels |  | 0.325 | 7 | 292 | 28 |  | Fixed | Roof
NJSTRE1545624325 |  | Transition Incentive Program | BRIDGETON | 8302 | 20 | 26.98 | Residential | Yes | Behind the Meter | Net-metered residential rooftop and canopy |  | None | Vivint Solar Developer, LLC | AC Electric | Accepted | 2020-09-25 | 2020-09-29 | 2021-10-30 | JINKO SOLAR | JKM325M-60HBL | Solar Panels |  | 0.325 | 48 | 112 | 28 |  | Fixed | Roof
NJSTRE1545624325 |  | Transition Incentive Program | BRIDGETON | 8302 | 20 | 26.98 | Residential | Yes | Behind the Meter | Net-metered residential rooftop and canopy |  | None | Vivint Solar Developer, LLC | AC Electric | Accepted | 2020-09-25 | 2020-09-29 | 2021-10-30 | JINKO SOLAR | JKM325M-60HBL | Solar Panels |  | 0.325 | 23 | 292 | 28 |  | Fixed | Roof
NJSTRE1545624379 |  | Transition Incentive Program | Bargaintown | 8234 | 19 | 12.71 | Residential | No | Behind the Meter | Net-metered residential rooftop and canopy |  | None | SunPower Corporation, Systems | AC Electric | Accepted | 2020-09-24 | 2020-09-25 | 2021-10-30 | SunPower | SPR-A410-G-AC | Solar Panels |  | 0.41 | 4 | 227 | 27 |  | Fixed | Roof
NJSTRE1545628807 |  | Transition Incentive Program | Haddonfield Boro | 8033 | 14 | 15.12 | Residential | No | Behind the Meter | Net-metered residential rooftop and canopy |  | None | Exact Solar | PSE&G | Accepted | 2020-09-24 | 2020-09-29 | 2021-10-30 | LG | LG360N1C-N5 | Solar Panels |  | 0.36 | 10 | 325 | 38 |  | Fixed | Roof
NJSTRE1545628819 |  | Transition Incentive Program | WILLINGBORO | 8046 | 13 | 15.12 | Residential | Yes | Behind the Meter | Net-metered residential rooftop and canopy |  | None | Suntuity Solar LLC | PSE&G | Accepted | 2020-09-24 | 2020-09-29 | 2021-10-30 | Longi | LR6-60HPB-315M | Solar Panels |  | 0.315 | 13 | 211 | 28 |  | Fixed | Roof
NJSTRE1545628819 |  | Transition Incentive Program | WILLINGBORO | 8046 | 13 | 15.12 | Residential | Yes | Behind the Meter | Net-metered residential rooftop and canopy |  | None | Suntuity Solar LLC | PSE&G | Accepted | 2020-09-24 | 2020-09-29 | 2021-10-30 | Longi | LR6-60HPB-315M | Solar Panels |  | 0.315 | 14 | 121 | 19 |  | Fixed | Roof
NJSTRE1545628954 |  | Transition Incentive Program | Gibbstown | 8027 | 15 | 11.22 | Residential | Yes | Behind the Meter | Net-metered residential rooftop and canopy |  | None | Trinity Solar | AC Electric | Accepted | 2020-09-24 | 2020-09-25 | 2021-10-30 | Hanwha | Q.PEAK DUO BLK-G6 340 | Solar Panels |  | 0.34 | 33 | 105 | 29 |  | Fixed | Roof
NJSTRE1545629005 |  | Transition Incentive Program | HAZLET | 7730 | 17 | 5.95 | Residential | No | Behind the Meter | Net-metered residential rooftop and canopy |  | None | Infinity Solar Systems | JCP&L | Accepted | 2020-09-24 | 2020-09-25 | 2021-10-30 | LG | LG350N1C-V5 | Solar Panels |  | 0.35 | 17 | 198 | 20 |  | Fixed | Roof
NJSTRE1545622347 |  | Transition Incentive Program | Toms River | 8757 | 18 | 9.6 | Residential | Yes | Behind the Meter | Net-metered residential rooftop and canopy |  | None | Posigen NJ LLC | JCP&L | Accepted | 2020-09-23 | 2020-09-25 | 2021-10-30 | Silfab | SIL330HL | Solar Panels |  | 0.32 | 30 | 118298 | 16 |  | Fixed | Roof
NJSTRE1545622432 |  | Transition Incentive Program | Port Republic | 8241 | 19 | 4.42 | Residential | Yes | Behind the Meter | Net-metered residential rooftop and canopy |  | None | Trinity Solar | AC Electric | Accepted | 2020-09-23 | 2020-09-25 | 2021-10-30 | HANWHA 340 (Q.PEAK DUO BLK-G6 340) | HANWHA 340 (Q.PEAK DUO BLK-G6 340) | Solar Panels |  | 0.34 | 6 | 164 | 18 |  | Fixed | Roof
NJSTRE1545622435 |  | Transition Incentive Program | PARSIPPANY | 7054 | 3 | 5.58 | Residential | Yes | Behind the Meter | Net-metered residential rooftop and canopy |  | None | Bright Planet Solar | JCP&L | Accepted | 2020-09-23 | 2020-09-25 | 2021-10-30 | HANWHA Q-CELLS | Q.PEAK DUO BLK-G5 310W | Solar Panels |  | 0.31 | 3 | 254 | 18 |  | Fixed | Roof
NJSTRE1545622441 |  | Transition Incentive Program | Lakewood | 8701 | 18 | 10.23 | Residential | No | Behind the Meter | Net-metered residential rooftop and canopy |  | None | Kamtech Solar Solutions | JCP&L | Accepted | 2020-09-23 | 2020-09-25 | 2021-10-30 | CANADIAN SOLAR | CS1H-330MS | Solar Panels |  | 0.33 | 4 | 187 | 45 |  | Fixed | Roof
NJSTRE1545622495 |  | Transition Incentive Program | Hamburg | 7419 | 1 | 8.85 | Residential | Yes | Behind the Meter | Net-metered residential rooftop and canopy |  | None | Sunrun Installation Services, Inc. | JCP&L | Accepted | 2020-09-23 | 2020-09-25 | 2021-10-30 | LONGi Green Energy Technology Co Ltd | LR6-60HPB-305M | Solar Panels |  | 0.305 | 12 | 30 | 21 |  | Fixed | Roof
NJSTRE1545622559 |  | Transition Incentive Program | Stewartsville | 8886 | 2 | 11.39 | Residential | Yes | Behind the Meter | Net-metered residential rooftop and canopy |  | None | Vision Solar LLC | JCP&L | Accepted | 2020-09-23 | 2020-09-25 | 2021-10-30 | HANWHA Q-CELLS | Q.PEAK DUO-G6+ 335 | Solar Panels |  | 0.335 | 8 | 196 | 26 |  | Fixed | Roof
NJSTRE1545622559 |  | Transition Incentive Program | Stewartsville | 8886 | 2 | 11.39 | Residential | Yes | Behind the Meter | Net-metered residential rooftop and canopy |  | None | Vision Solar LLC | JCP&L | Accepted | 2020-09-23 | 2020-09-25 | 2021-10-30 | HANWHA Q-CELLS | HANWHA Q-CELLS | Solar Panels |  | 0.335 | 9 | 16 | 26 |  | Fixed | Roof
NJSTRE1545622568 |  | Transition Incentive Program | Monmouth Junction | 8852 | 11 | 9.1 | Residential | Yes | Behind the Meter | Net-metered residential rooftop and canopy |  | None | Pro Custom Solar dba Momentum Solar | PSE&G | Accepted | 2020-09-23 | 2020-09-25 | 2021-10-30 | LG ELECTRONICS | IQ7Plus-72-2-US | Solar Panels |  | 0.35 | 26 | 155 | 33 |  | Fixed | Roof
NJSTRE1545622630 |  | Transition Incentive Program | Hillsborough | 8844 | 5 | 10.88 | Residential | No | Behind the Meter | Net-metered residential rooftop and canopy |  | None | Maier Engineering dba Solar Me | PSE&G | Accepted | 2020-09-23 | 2020-09-25 | 2021-10-30 | Hanwha | Q.PEAK DUO BLK-G6 340W | Solar Panels |  | 0.34 | 1 | 223 | 23 |  | Fixed | Roof
NJSTRE1545622631 |  | Transition Incentive Program | FRANKLIN TWP SOM | 8873 | 5 | 15.19 | Residential | Yes | Behind the Meter | Net-metered residential rooftop and canopy |  | None | Bright Planet Solar | PSE&G | Accepted | 2020-09-23 | 2020-09-30 | 2021-10-30 | HANWHA Q-CELLS | Q.PEAK DUO BLK-G5 310W | Solar Panels |  | 0.31 | 5 | 90 | 36 |  | Fixed | Roof
NJSTRE1545622632 |  | Transition Incentive Program | Lakewood | 8701 | 18 | 18.98 | Residential | No | Behind the Meter | Net-metered residential rooftop and canopy |  | None | Kamtech Solar Solutions | JCP&L | Accepted | 2020-09-23 | 2020-09-25 | 2021-10-30 | LG | LG365Q1C-A5 | Solar Panels |  | 0.365 | 19 | 97 | 34 |  | Fixed | Roof
NJSTRE1545622688 |  | Transition Incentive Program | Willingboro | 8046 | 13 | 8.16 | Residential | No | Behind the Meter | Net-metered residential rooftop and canopy |  | None | Maier Engineering dba Solar Me | PSE&G | Accepted | 2020-09-23 | 2020-09-25 | 2021-10-30 | Hanwha | Q.PEAK DUO BLK-G6 340W | Solar Panels |  | 0.34 | 13 | 186 | 30 |  | Fixed | Roof
NJSTRE1545622693 |  | Transition Incentive Program | Rumson | 7760 | 17 | 6.7 | Residential | No | Behind the Meter | Net-metered residential rooftop and canopy |  | None | Vision Solar LLC | JCP&L | Accepted | 2020-09-23 | 2020-09-25 | 2021-10-30 | HANWHA Q-CELLS | Q.PEAK DUO-G6+ 335 | Solar Panels |  | 0.335 | 9 | 149 | 38 |  | Fixed | Roof
NJSTRE1545622708 |  | Transition Incentive Program | Trenton | 8618 | 12 | 7 | Residential | Yes | Behind the Meter | Net-metered residential rooftop and canopy |  | None | Pro Custom Solar dba Momentum Solar | PSE&G | Accepted | 2020-09-23 | 2020-09-25 | 2021-10-30 | LG ELECTRONICS | LG 350N1C-V5 | Solar Panels |  | 0.35 | 10 | 192 | 26 |  | Fixed | Roof
NJSTRE1545622929 |  | Transition Incentive Program | Lindenwold | 8021 | 14 | 23.87 | Residential | Yes | Behind the Meter | Net-metered residential rooftop and canopy |  | None | Castle Energy, LLC | AC Electric | Accepted | 2020-09-23 | 2020-09-29 | 2021-10-30 | SunPower | SPR-E20-327-E-AC | Solar Panels |  | 0.327 | 7 | 214 | 20 |  | Fixed | Roof
NJSTRE1545623024 |  | Transition Incentive Program | Burlington | 8016 | 13 | 8.13 | Residential | Yes | Behind the Meter | Net-metered residential rooftop and canopy |  | None | Vivint Solar Developer, LLC | PSE&G | Accepted | 2020-09-24 | 2020-09-25 | 2021-10-30 | JINKO SOLAR | JKM325M-60HBL | Solar Panels |  | 0.325 | 14 | 140 | 27 |  | Fixed | Roof
NJSTRE1545623054 |  | Transition Incentive Program | Monroe Township | 8094 | 15 | 11.66 | Residential | Yes | Behind the Meter | Net-metered residential rooftop and canopy |  | None | Solar Energy World | AC Electric | Accepted | 2020-09-23 | 2020-09-25 | 2021-10-30 | Hanwha Q-Cells | Q.PEAK DUO BLK-G5 | Solar Panels |  | 0.315 | 32 | 254 | 30 |  | Fixed | Roof
NJSTRE1545624325 |  | Transition Incentive Program | BRIDGETON | 8302 | 20 | 26.98 | Residential | Yes | Behind the Meter | Net-metered residential rooftop and canopy |  | None | Vivint Solar Developer, LLC | AC Electric | Accepted | 2020-09-25 | 2020-09-29 | 2021-10-30 | JINKO SOLAR | JKM325M-60HBL | Solar Panels |  | 0.325 | 5 | 292 | 28 |  | Fixed | Roof
NJSTRE1545624374 |  | Transition Incentive Program | Gillette | 7933 | 3 | 10.25 | Residential | No | Behind the Meter | Net-metered residential rooftop and canopy |  | None | SunPower Corporation, Systems | JCP&L | Accepted | 2020-09-23 | 2020-09-25 | 2021-10-30 | SunPower | SPR-A410-G-AC | Solar Panels |  | 0.41 | 8 | 165 | 25 |  | Fixed | Roof
NJSTRE1545622902 |  | Transition Incentive Program | Hammonton | 8037 | 19 | 16.08 | Residential | No | Behind the Meter | Net-metered residential rooftop and canopy |  | None | Green Power energy | AC Electric | Accepted | 2020-09-23 | 2020-09-29 | 2021-10-30 | Hanwha | Q.PEAK DUO BLK-G6 335 | Solar Panels |  | 0.335 | 11 | 191 | 39 |  | Fixed | Roof
NJSTRE1545622902 |  | Transition Incentive Program | Hammonton | 8037 | 19 | 16.08 | Residential | No | Behind the Meter | Net-metered residential rooftop and canopy |  | None | Green Power energy | AC Electric | Accepted | 2020-09-23 | 2020-09-29 | 2021-10-30 | Hanwha | Q.PEAK DUO BLK-G6 335 | Solar Panels |  | 0.335 | 7 | 191 | 42 |  | Fixed | Roof
NJSTRE1545622929 |  | Transition Incentive Program | Lindenwold | 8021 | 14 | 23.87 | Residential | Yes | Behind the Meter | Net-metered residential rooftop and canopy |  | None | Castle Energy, LLC | AC Electric | Accepted | 2020-09-23 | 2020-09-29 | 2021-10-30 | SunPower | SPR-E20-327-E-AC | Solar Panels |  | 0.327 | 34 | 34 | 27 |  | Fixed | Roof
NJSTRE1545623023 |  | Transition Incentive Program | Union | 7083 | 10 | 4.55 | Residential | Yes | Behind the Meter | Net-metered residential rooftop and canopy |  | None | Pro Custom Solar dba Momentum Solar | PSE&G | Accepted | 2020-09-23 | 2020-09-25 | 2021-10-30 | LG ELECTRONICS | LG 350N1C-V5 | Solar Panels |  | 0.35 | 2 | 82 | 21 |  | Fixed | Roof
NJSTRE1545623086 |  | Transition Incentive Program | AVALON | 8202 | 21 | 3.9 | Residential | Yes | Behind the Meter | Net-metered residential rooftop and canopy |  | None | Vivint Solar Developer, LLC | AC Electric | Accepted | 2020-09-25 | 2020-09-29 | 2021-10-30 | JINKO SOLAR | JKM325M-60HBL | Solar Panels |  | 0.325 | 5 | 123 | 33 |  | Fixed | Roof
NJSTRE1545624374 |  | Transition Incentive Program | Gillette | 7933 | 3 | 10.25 | Residential | No | Behind the Meter | Net-metered residential rooftop and canopy |  | None | SunPower Corporation, Systems | JCP&L | Accepted | 2020-09-23 | 2020-09-25 | 2021-10-30 | SunPower | SPR-A410-G-AC | Solar Panels |  | 0.41 | 13 | 165 | 25 |  | Fixed | Roof
NJSTRE1545628807 |  | Transition Incentive Program | Haddonfield Boro | 8033 | 14 | 15.12 | Residential | No | Behind the Meter | Net-metered residential rooftop and canopy |  | None | Exact Solar | PSE&G | Accepted | 2020-09-24 | 2020-09-29 | 2021-10-30 | LG | LG360N1C-N5 | Solar Panels |  | 0.36 | 14 | 145 | 38 |  | Fixed | Roof
NJSTRE1545628815 |  | Transition Incentive Program | Southampton | 8088 | 13 | 15.36 | Residential | No | Behind the Meter | Net-metered residential ground mount |  | None | Exact Solar | PSE&G | Accepted | 2020-09-25 | 2020-09-25 | 2021-10-30 | Axitec | AC-320MH/120SB | Solar Panels |  | 0.32 | 48 | 180 | 25 |  | Fixed | Ground
NJSTRE1545628818 |  | Transition Incentive Program | BLACKWOOD | 8012 | 14 | 12.29 | Residential | Yes | Behind the Meter | Net-metered residential rooftop and canopy |  | None | Suntuity Solar LLC | PSE&G | Accepted | 2020-09-24 | 2020-09-29 | 2021-10-30 | Longi | LR6-60HPB-315M | Solar Panels |  | 0.315 | 12 | 116 | 27 |  | Fixed | Roof
NJSTRE1545628840 |  | Transition Incentive Program | Keyport | 7735 | 17 | 7.71 | Residential | Yes | Behind the Meter | Net-metered residential rooftop and canopy |  | None | Vision Solar LLC | JCP&L | Accepted | 2020-09-24 | 2020-09-25 | 2021-10-30 | HANWHA Q-CELLS | Q.PEAK DUO-G6+ 335 | Solar Panels |  | 0.335 | 1 | 50 | 20 |  | Fixed | Roof
NJSTRE1545629004 |  | Transition Incentive Program | Pedricktown | 8067 | 16 | 11.56 | Residential | Yes | Behind the Meter | Net-metered residential rooftop and canopy |  | None | Trinity Solar | AC Electric | Accepted | 2020-09-24 | 2020-09-25 | 2021-10-30 | Hanwha | Q.PEAK DUO BLK-G6 340 | Solar Panels |  | 0.34 | 3 | 79 | 27 |  | Fixed | Roof
NJSTRE1545629027 |  | Transition Incentive Program | ROSELLE | 7203 | 10 | 7.15 | Residential | Yes | Behind the Meter | Net-metered residential rooftop and canopy |  | None | Vivint Solar Developer, LLC | PSE&G | Accepted | 2020-09-28 | 2020-09-29 | 2021-10-30 | JINKO SOLAR | JKM325M-60HBL | Solar Panels |  | 0.325 | 7 | 170 | 24 |  | Fixed | Roof
NJSTRE1545629125 |  | Transition Incentive Program | mickleton | 8056 | 15 | 11.2 | Residential | No | Behind the Meter | Net-metered residential rooftop and canopy |  | None | Orbit Energy & Power, LLC | AC Electric | Accepted | 2020-09-24 | 2020-09-29 | 2021-10-30 | hanwha qcells | qpeak 320w | Solar Panels |  | 0.32 | 16 | 145 | 42 |  | Fixed | Roof
NJSTRE1545624379 |  | Transition Incentive Program | Bargaintown | 8234 | 19 | 12.71 | Residential | No | Behind the Meter | Net-metered residential rooftop and canopy |  | None | SunPower Corporation, Systems | AC Electric | Accepted | 2020-09-24 | 2020-09-25 | 2021-10-30 | SunPower | SPR-A410-G-AC | Solar Panels |  | 0.41 | 14 | 227 | 26 |  | Fixed | Roof
NJSTRE1545628819 |  | Transition Incentive Program | WILLINGBORO | 8046 | 13 | 15.12 | Residential | Yes | Behind the Meter | Net-metered residential rooftop and canopy |  | None | Suntuity Solar LLC | PSE&G | Accepted | 2020-09-24 | 2020-09-29 | 2021-10-30 | Longi | LR6-60HPB-315M | Solar Panels |  | 0.315 | 12 | 301 | 19 |  | Fixed | Roof
NJSTRE1545628829 |  | Transition Incentive Program | VINELAND | 8361 | 20 | 6.7 | Residential | Yes | Behind the Meter | Net-metered residential rooftop and canopy |  | None | Vision Solar LLC | Vineland Muni Electric | Accepted | 2020-09-24 | 2020-09-29 | 2021-10-30 | IQ7-60-2-US | Q.PEAK DUO-G6+ 335 | Solar Panels |  | 0.335 | 20 | 183 | 20 |  | Fixed | Roof
NJSTRE1545628932 |  | Transition Incentive Program | Freehold | 7728 | 17 | 7.4 | Residential | No | Behind the Meter | Net-metered residential rooftop and canopy |  | None | Green Power Energy | JCP&L | Accepted | 2020-09-24 | 2020-09-25 | 2021-10-30 | Solaria | PowerXT-370R-PD | Solar Panels |  | 0.37 | 3 | 129 | 45 |  | Fixed | Roof
NJSTRE1545628978 |  | Transition Incentive Program | Clayton | 8312 | 15 | 5.78 | Residential | Yes | Behind the Meter | Net-metered residential rooftop and canopy |  | None | Trinity Solar | AC Electric | Accepted | 2020-09-24 | 2020-09-29 | 2021-10-30 | Hanwha | Q.PEAK DUO BLK-G6 340 | Solar Panels |  | 0.34 | 4 | 79 | 27 |  | Fixed | Roof
NJSTRE1545628960 |  | Transition Incentive Program | Lakewood | 8701 | 18 | 18.97 | Residential | Yes | Behind the Meter | Net-metered residential rooftop and canopy |  | None | Kamtech Solar Solutions | JCP&L | Accepted | 2020-09-24 | 2020-09-29 | 2021-10-30 | SUNPOWER | SUNPOWER SPR-E20-327-E-AC | Solar Panels |  | 0.327 | 4 | 97 | 30 |  | Fixed | Roof
NJSTRE1545628960 |  | Transition Incentive Program | Lakewood | 8701 | 18 | 18.97 | Residential | Yes | Behind the Meter | Net-metered residential rooftop and canopy |  | None | Kamtech Solar Solutions | JCP&L | Accepted | 2020-09-24 | 2020-09-29 | 2021-10-30 | SUNPOWER | SUNPOWER SPR-E20-327-E-AC | Solar Panels |  | 0.327 | 4 | 7 | 18 |  | Fixed | Roof
NJSTRE1545629071 |  | Transition Incentive Program | LIVINGSTON | 7039 | 9 | 5.53 | Residential | Yes | Behind the Meter | Net-metered residential rooftop and canopy |  | None | Vivint Solar Developer, LLC | PSE&G | Accepted | 2020-09-28 | 2020-09-29 | 2021-10-30 | JINKO SOLAR | JKM325M-60HBL | Solar Panels |  | 0.325 | 2 | 21 | 21 |  | Fixed | Roof
NJSTRE1545629128 |  | Transition Incentive Program | Forked River | 8731 | 18 | 10.72 | Residential | Yes | Behind the Meter | Net-metered residential rooftop and canopy |  | None | Trinity Solar | JCP&L | Accepted | 2020-09-24 | 2020-09-29 | 2021-10-30 | Hanwha | Q.PEAK DUO BLK-G6 335 | Solar Panels |  | 0.335 | 4 | 307 | 23 |  | Fixed | Roof
NJSTRE1545629152 |  | Transition Incentive Program | FLANDERS | 7836 | 3 | 10.4 | Residential | Yes | Behind the Meter | Net-metered residential rooftop and canopy |  | None | Vivint Solar Developer, LLC | JCP&L | Accepted | 2020-09-28 | 2020-09-29 | 2021-10-30 | JINKO SOLAR | JKM325M-60HBL | Solar Panels |  | 0.325 | 16 | 270 | 24 |  | Fixed | Roof
NJSTRE1545629182 |  | Transition Incentive Program | Hazlet | 7730 | 17 | 10.98 | Residential | Yes | Behind the Meter | Net-metered residential rooftop and canopy |  | None | Sunrun Installation Services, Inc. | JCP&L | Accepted | 2020-09-24 | 2020-09-29 | 2021-10-30 | LONGi Green Energy Technology Co Ltd | LR6-60HPB-305M | Solar Panels |  | 0.305 | 17 | 35 | 27 |  | Fixed | Roof
NJSTRE1545629222 |  | Transition Incentive Program | Lakewood Township | 8701 | 18 | 6.71 | Residential | Yes | Behind the Meter | Net-metered residential rooftop and canopy |  | None | Sunrun Installation Services, Inc. | JCP&L | Accepted | 2020-09-24 | 2020-09-29 | 2021-10-30 | LONGi Green Energy Technology Co Ltd | LR6-60HPB-305M | Solar Panels |  | 0.305 | 22 | 128 | 34 |  | Fixed | Roof
NJSTRE1545629240 |  | Transition Incentive Program | Newton | 7860 | 1 | 7.32 | Residential | Yes | Behind the Meter | Net-metered residential rooftop and canopy |  | None | Sunrun Installation Services, Inc. | JCP&L | Accepted | 2020-09-24 | 2020-09-29 | 2021-10-30 | LONGi Green Energy Technology Co Ltd | LR6-60HPB-305M | Solar Panels |  | 0.305 | 15 | 183 | 36 |  | Fixed | Roof
NJSTRE1545628818 |  | Transition Incentive Program | BLACKWOOD | 8012 | 14 | 12.29 | Residential | Yes | Behind the Meter | Net-metered residential rooftop and canopy |  | None | Suntuity Solar LLC | PSE&G | Accepted | 2020-09-24 | 2020-09-29 | 2021-10-30 | Longi | LR6-60HPB-315M | Solar Panels |  | 0.315 | 12 | 296 | 27 |  | Fixed | Roof
NJSTRE1545628840 |  | Transition Incentive Program | Keyport | 7735 | 17 | 7.71 | Residential | Yes | Behind the Meter | Net-metered residential rooftop and canopy |  | None | Vision Solar LLC | JCP&L | Accepted | 2020-09-24 | 2020-09-25 | 2021-10-30 | HANWHA Q-CELLS | HANWHA Q-CELLS | Solar Panels |  | 0.335 | 4 | 50 | 20 |  | Fixed | Roof
NJSTRE1545628978 |  | Transition Incentive Program | Clayton | 8312 | 15 | 5.78 | Residential | Yes | Behind the Meter | Net-metered residential rooftop and canopy |  | None | Trinity Solar | AC Electric | Accepted | 2020-09-24 | 2020-09-29 | 2021-10-30 | Hanwha | Q.PEAK DUO BLK-G6 340 | Solar Panels |  | 0.34 | 3 | 79 | 16 |  | Fixed | Roof
NJSTRE1545628978 |  | Transition Incentive Program | Clayton | 8312 | 15 | 5.78 | Residential | Yes | Behind the Meter | Net-metered residential rooftop and canopy |  | None | Trinity Solar | AC Electric | Accepted | 2020-09-24 | 2020-09-29 | 2021-10-30 | Hanwha | Q.PEAK DUO BLK-G6 340 | Solar Panels |  | 0.34 | 4 | 259 | 27 |  | Fixed | Roof
NJSTRE1545629004 |  | Transition Incentive Program | Pedricktown | 8067 | 16 | 11.56 | Residential | Yes | Behind the Meter | Net-metered residential rooftop and canopy |  | None | Trinity Solar | AC Electric | Accepted | 2020-09-24 | 2020-09-25 | 2021-10-30 | Hanwha | Q.PEAK DUO BLK-G6 340 | Solar Panels |  | 0.34 | 16 | 79 | 9 |  | Fixed | Roof
NJSTRE1545629029 |  | Transition Incentive Program | Vineland | 8360 | 20 | 8.5 | Residential | Yes | Behind the Meter | Net-metered residential rooftop and canopy |  | None | Vision Solar LLC | Vineland Muni Electric | Accepted | 2020-09-24 | 2020-09-29 | 2021-10-30 | SUNPOWER | SPR-E20-327-E-AC | Solar Panels |  | 0.327 | 6 | 273 | 23 |  | Fixed | Roof
NJSTRE1545629029 |  | Transition Incentive Program | Vineland | 8360 | 20 | 8.5 | Residential | Yes | Behind the Meter | Net-metered residential rooftop and canopy |  | None | Vision Solar LLC | Vineland Muni Electric | Accepted | 2020-09-24 | 2020-09-29 | 2021-10-30 | HANWHA Q-CELLS | HANWHA Q-CELLS | Solar Panels |  | 0.327 | 18 | 273 | 23 |  | Fixed | Roof
NJSTRE1545629060 |  | Transition Incentive Program | Lake Hiawatha | 7034 | 3 | 5.44 | Residential | No | Behind the Meter | Net-metered residential rooftop and canopy |  | None | Trinity Solar | JCP&L | Accepted | 2020-09-24 | 2020-09-29 | 2021-10-30 | Hanwha | Q.PEAK DUO BLK-G6 340 | Solar Panels |  | 0.34 | 8 | 215 | 27 |  | Fixed | Roof
NJSTRE1545629183 |  | Transition Incentive Program | TEANECK | 7666 | 7 | 7.36 | Residential | Yes | Behind the Meter | Net-metered residential rooftop and canopy |  | None | Vivint Solar Developer, LLC | PSE&G | Accepted | 2020-09-28 | 2020-09-29 | 2021-10-30 | JINKO SOLAR | JKM320M-60HBL | Solar Panels |  | 0.32 | 5 | 24 | 6 |  | Fixed | Roof
NJSTRE1545629240 |  | Transition Incentive Program | Newton | 7860 | 1 | 7.32 | Residential | Yes | Behind the Meter | Net-metered residential rooftop and canopy |  | None | Sunrun Installation Services, Inc. | JCP&L | Accepted | 2020-09-24 | 2020-09-29 | 2021-10-30 | LONGi Green Energy Technology Co Ltd | LR6-60HPB-305M | Solar Panels |  | 0.305 | 9 | 273 | 42 |  | Fixed | Roof
NJSTRE1545629237 |  | Transition Incentive Program | Sicklerville | 8081 | 14 | 8.13 | Residential | No | Behind the Meter | Net-metered residential rooftop and canopy |  | None | Skyline Solar LLC | AC Electric | Accepted | 2020-09-24 | 2020-09-29 | 2021-10-30 | Hanwha | QPEAK325 | Solar Panels |  | 0.325 | 13 | 18 | 32 |  | Fixed | Roof
NJSTRE1545629218 |  | Transition Incentive Program | Lakewood | 8701 | 18 | 14.63 | Residential | Yes | Behind the Meter | Net-metered residential rooftop and canopy |  | None | Powerlutions | JCP&L | Accepted | 2020-09-24 | 2020-09-29 | 2021-10-30 | Trina | TSM-325 DD06M.05 | Solar Panels |  | 0.325 | 8 | 7 | 16 |  | Fixed | Roof
NJSTRE1545629252 |  | Transition Incentive Program | Parsippany-Troy Hills | 7054 | 3 | 10.37 | Residential | Yes | Behind the Meter | Net-metered residential rooftop and canopy |  | None | Sunrun Installation Services, Inc. | JCP&L | Accepted | 2020-09-24 | 2020-09-29 | 2021-10-30 | LONGi Green Energy Technology Co Ltd | LR6-60HPB-305M | Solar Panels |  | 0.305 | 14 | 117 | 19 |  | Fixed | Roof
NJSTRE1545629035 |  | Transition Incentive Program | Linden City | 7036 | 10 | 8.16 | Residential | No | Behind the Meter | Net-metered residential rooftop and canopy |  | None | Tesla Energy Operations Inc. | PSE&G | Accepted | 2020-09-24 | 2020-09-29 | 2021-10-30 | Hanwha Q-CELLS | Q.Peak DUO BLK-G6+ 340 | Solar Panels |  | 0.34 | 24 | 224 | 23 |  | Fixed | Roof
NJSTRE1545628997 |  | Transition Incentive Program | Franklin Twp Som | 8873 | 5 | 5.89 | Residential | No | Behind the Meter | Net-metered residential rooftop and canopy |  | None | Bright Planet Solar | PSE&G | Accepted | 2020-09-24 | 2020-09-30 | 2021-10-30 | LONGI | LR6-60HPB-310M | Solar Panels |  | 0.31 | 14 | 152 | 18 |  | Fixed | Roof
NJSTRE1545629102 |  | Transition Incentive Program | Chesterfield | 8515 | 13 | 11.7 | Residential | No | Behind the Meter | Net-metered residential rooftop and canopy |  | None | EMT Renewables | PSE&G | Accepted | 2020-09-24 | 2020-09-29 | 2021-10-30 | Trina | 325-BLK | Solar Panels |  | 0.325 | 16 | 208 | 37 |  | Fixed | Roof
NJSTRE1545629107 |  | Transition Incentive Program | FAIR LAWN | 7410 | 7 | 7.15 | Residential | Yes | Behind the Meter | Net-metered residential rooftop and canopy |  | None | Vivint Solar Developer, LLC | PSE&G | Accepted | 2020-09-28 | 2020-09-29 | 2021-10-30 | JINKO SOLAR | JKM325M-60HBL | Solar Panels |  | 0.325 | 22 | 71 | 19 |  | Fixed | Roof
NJSTRE1545629125 |  | Transition Incentive Program | mickleton | 8056 | 15 | 11.2 | Residential | No | Behind the Meter | Net-metered residential rooftop and canopy |  | None | Orbit Energy & Power, LLC | AC Electric | Accepted | 2020-09-24 | 2020-09-29 | 2021-10-30 | hanwha | Q PEAK CELLS 320 | Solar Panels |  | 0.32 | 19 | 145 | 42 |  | Fixed | Roof
NJSTRE1545629128 |  | Transition Incentive Program | Forked River | 8731 | 18 | 10.72 | Residential | Yes | Behind the Meter | Net-metered residential rooftop and canopy |  | None | Trinity Solar | JCP&L | Accepted | 2020-09-24 | 2020-09-29 | 2021-10-30 | Hanwha | Q.PEAK DUO BLK-G6 335 | Solar Panels |  | 0.335 | 4 | 217 | 23 |  | Fixed | Roof
NJSTRE1545629128 |  | Transition Incentive Program | Forked River | 8731 | 18 | 10.72 | Residential | Yes | Behind the Meter | Net-metered residential rooftop and canopy |  | None | Trinity Solar | JCP&L | Accepted | 2020-09-24 | 2020-09-29 | 2021-10-30 | Hanwha | Q.PEAK DUO BLK-G6 335 | Solar Panels |  | 0.335 | 4 | 37 | 23 |  | Fixed | Roof
NJSTRE1545629128 |  | Transition Incentive Program | Forked River | 8731 | 18 | 10.72 | Residential | Yes | Behind the Meter | Net-metered residential rooftop and canopy |  | None | Trinity Solar | JCP&L | Accepted | 2020-09-24 | 2020-09-29 | 2021-10-30 | Hanwha | Q.PEAK DUO BLK-G6 335 | Solar Panels |  | 0.335 | 8 | 127 | 23 |  | Fixed | Roof
NJSTRE1545629182 |  | Transition Incentive Program | Hazlet | 7730 | 17 | 10.98 | Residential | Yes | Behind the Meter | Net-metered residential rooftop and canopy |  | None | Sunrun Installation Services, Inc. | JCP&L | Accepted | 2020-09-24 | 2020-09-29 | 2021-10-30 | LONGi Green Energy Technology Co Ltd | LR6-60HPB-305M | Solar Panels |  | 0.305 | 19 | 215 | 27 |  | Fixed | Roof
NJSTRE1545629183 |  | Transition Incentive Program | TEANECK | 7666 | 7 | 7.36 | Residential | Yes | Behind the Meter | Net-metered residential rooftop and canopy |  | None | Vivint Solar Developer, LLC | PSE&G | Accepted | 2020-09-28 | 2020-09-29 | 2021-10-30 | JINKO SOLAR | JKM320M-60HBL | Solar Panels |  | 0.32 | 13 | 114 | 35 |  | Fixed | Roof
NJSTRE1545629183 |  | Transition Incentive Program | TEANECK | 7666 | 7 | 7.36 | Residential | Yes | Behind the Meter | Net-metered residential rooftop and canopy |  | None | Vivint Solar Developer, LLC | PSE&G | Accepted | 2020-09-28 | 2020-09-29 | 2021-10-30 | JINKO SOLAR | JKM320M-60HBL | Solar Panels |  | 0.32 | 5 | 294 | 35 |  | Fixed | Roof
NJSTRE1545629237 |  | Transition Incentive Program | Sicklerville | 8081 | 14 | 8.13 | Residential | No | Behind the Meter | Net-metered residential rooftop and canopy |  | None | Skyline Solar LLC | AC Electric | Accepted | 2020-09-24 | 2020-09-29 | 2021-10-30 | Hanwha | QPEAK325 | Solar Panels |  | 0.325 | 12 | 198 | 32 |  | Fixed | Roof
NJSTRE1545629218 |  | Transition Incentive Program | Lakewood | 8701 | 18 | 14.63 | Residential | Yes | Behind the Meter | Net-metered residential rooftop and canopy |  | None | Powerlutions | JCP&L | Accepted | 2020-09-24 | 2020-09-29 | 2021-10-30 | Trina | TSM-325 DD06M.05 | Solar Panels |  | 0.325 | 20 | 187 | 37 |  | Fixed | Roof
NJSTRE1545629276 |  | Transition Incentive Program | Bordentown | 8505 | 13 | 8.24 | Residential | Yes | Behind the Meter | Net-metered residential rooftop and canopy |  | None | Sunrun Installation Services, Inc. | PSE&G | Accepted | 2020-09-24 | 2020-09-29 | 2021-10-30 | LONGi Green Energy Technology Co Ltd | LR6-60HPB-305M | Solar Panels |  | 0.305 | 4 | 226 | 23 |  | Fixed | Roof
NJSTRE1545629298 |  | Transition Incentive Program | BLOOMFIELD | 7003 | 9 | 6.46 | Residential | Yes | Behind the Meter | Net-metered residential rooftop and canopy |  | None | Trinity Solar | PSE&G | Accepted | 2020-09-24 | 2020-09-29 | 2021-10-30 | HANWHA | Q.PEAK DUO BLK-G6 340 | Solar Panels |  | 0.34 | 14 | 186 | 37 |  | Fixed | Roof
NJSTRE1545629323 |  | Transition Incentive Program | Woodbury | 8096 | 15 | 6.21 | Residential | Yes | Behind the Meter | Net-metered residential rooftop and canopy |  | None | Sunrun Installation Services, Inc. | PSE&G | Accepted | 2020-09-24 | 2020-09-29 | 2021-10-30 | LG Electronics | LG345N1C-V5 | Solar Panels |  | 0.345 | 9 | 251 | 33 |  | Fixed | Roof
NJSTRE1545629332 |  | Transition Incentive Program | Tuckerton | 8087 | 18 | 3.4 | Residential | Yes | Behind the Meter | Net-metered residential rooftop and canopy |  | None | Trinity Solar | AC Electric | Accepted | 2020-09-24 | 2020-09-29 | 2021-10-30 | Hanwha | Q.PEAK DUO BLK-G6 340 | Solar Panels |  | 0.34 | 10 | 127 | 14 |  | Fixed | Roof
NJSTRE1545629338 |  | Transition Incentive Program | Paramus | 7652 | 7 | 8.16 | Residential | No | Behind the Meter | Net-metered residential rooftop and canopy |  | None | Trinity Solar | PSE&G | Accepted | 2020-09-24 | 2020-09-29 | 2021-10-30 | Hanwha 340 | Q.PEAK DUO BLK-G6 340 | Solar Panels |  | 0.34 | 15 | 213 | 30 |  | Fixed | Roof
NJSTRE1545629344 |  | Transition Incentive Program | ELIZABETHPORT | 7206 | 10 | 11.38 | Residential | Yes | Behind the Meter | Net-metered residential rooftop and canopy |  | None | Vivint Solar Developer, LLC | PSE&G | Accepted | 2020-09-28 | 2020-09-29 | 2021-10-30 | JINKO SOLAR | JKM325M-60HBL | Solar Panels |  | 0.325 | 8 | 54 | 30 |  | Fixed | Roof
NJSTRE1545629355 |  | Transition Incentive Program | Dover | 7801 | 3 | 5.25 | Residential | Yes | Behind the Meter | Net-metered residential rooftop and canopy |  | None | Pro Custom Solar dba Momentum Solar | JCP&L | Accepted | 2020-09-24 | 2020-09-29 | 2021-10-30 | LG ELECTRONICS | LG 350N1C-V5 | Solar Panels |  | 0.35 | 4 | 262 | 37 |  | Fixed | Roof
NJSTRE1545629355 |  | Transition Incentive Program | Dover | 7801 | 3 | 5.25 | Residential | Yes | Behind the Meter | Net-metered residential rooftop and canopy |  | None | Pro Custom Solar dba Momentum Solar | JCP&L | Accepted | 2020-09-24 | 2020-09-29 | 2021-10-30 | LG ELECTRONICS | LG 350N1C-V5 | Solar Panels |  | 0.35 | 4 | 82 | 38 |  | Fixed | Roof
NJSTRE1545629357 |  | Transition Incentive Program | Budd Lake | 7828 | 3 | 16.32 | Residential | Yes | Behind the Meter | Net-metered residential rooftop and canopy |  | None | Tesla Energy Operations Inc. | JCP&L | Accepted | 2020-09-24 | 2020-09-29 | 2021-10-30 | Hanwha Q-CELLS | Q.Peak DUO BLK-G6+ 340 | Solar Panels |  | 0.34 | 3 | 140 | 30 |  | Fixed | Roof
NJSTRE1545629362 |  | Transition Incentive Program | Delran | 8075 | 13 | 7.48 | Residential | Yes | Behind the Meter | Net-metered residential rooftop and canopy |  | None | Trinity Solar | PSE&G | Accepted | 2020-09-24 | 2020-09-29 | 2021-10-30 | Hanwha 340 | Q.PEAK DUO BLK-G6 340 | Solar Panels |  | 0.34 | 9 | 233 | 30 |  | Fixed | Roof
NJSTRE1545629378 |  | Transition Incentive Program | Ventnor City | 8406 | 19 | 10.85 | Residential | Yes | Behind the Meter | Net-metered residential rooftop and canopy |  | None | Pro Custom Solar dba Momentum Solar | AC Electric | Accepted | 2020-09-24 | 2020-09-29 | 2021-10-30 | LG ELECTRONICS | LG 350N1C-V5 | Solar Panels |  | 0.35 | 6 | 238 | 16 |  | Fixed | Roof
NJSTRE1545629385 |  | Transition Incentive Program | HOWELL | 7731 | 17 | 8.71 | Residential | Yes | Behind the Meter | Net-metered residential rooftop and canopy |  | None | Vision Solar LLC | JCP&L | Accepted | 2020-09-24 | 2020-09-29 | 2021-10-30 | IQ7-60-2-US | Q.PEAK DUO-G6+ 335 | Solar Panels |  | 0.335 | 26 | 194 | 20 |  | Fixed | Roof
NJSTRE1545628978 |  | Transition Incentive Program | Clayton | 8312 | 15 | 5.78 | Residential | Yes | Behind the Meter | Net-metered residential rooftop and canopy |  | None | Trinity Solar | AC Electric | Accepted | 2020-09-24 | 2020-09-29 | 2021-10-30 | Hanwha | Q.PEAK DUO BLK-G6 340 | Solar Panels |  | 0.34 | 6 | 79 | 20 |  | Fixed | Roof
NJSTRE1545629004 |  | Transition Incentive Program | Pedricktown | 8067 | 16 | 11.56 | Residential | Yes | Behind the Meter | Net-metered residential rooftop and canopy |  | None | Trinity Solar | AC Electric | Accepted | 2020-09-24 | 2020-09-25 | 2021-10-30 | Hanwha | Q.PEAK DUO BLK-G6 340 | Solar Panels |  | 0.34 | 3 | 349 | 21 |  | Fixed | Roof
NJSTRE1545629004 |  | Transition Incentive Program | Pedricktown | 8067 | 16 | 11.56 | Residential | Yes | Behind the Meter | Net-metered residential rooftop and canopy |  | None | Trinity Solar | AC Electric | Accepted | 2020-09-24 | 2020-09-25 | 2021-10-30 | Hanwha | Q.PEAK DUO BLK-G6 340 | Solar Panels |  | 0.34 | 3 | 169 | 21 |  | Fixed | Roof
NJSTRE1545629027 |  | Transition Incentive Program | ROSELLE | 7203 | 10 | 7.15 | Residential | Yes | Behind the Meter | Net-metered residential rooftop and canopy |  | None | Vivint Solar Developer, LLC | PSE&G | Accepted | 2020-09-28 | 2020-09-29 | 2021-10-30 | JINKO SOLAR | JKM325M-60HBL | Solar Panels |  | 0.325 | 6 | 170 | 16 |  | Fixed | Roof
NJSTRE1545629027 |  | Transition Incentive Program | ROSELLE | 7203 | 10 | 7.15 | Residential | Yes | Behind the Meter | Net-metered residential rooftop and canopy |  | None | Vivint Solar Developer, LLC | PSE&G | Accepted | 2020-09-28 | 2020-09-29 | 2021-10-30 | JINKO SOLAR | JKM325M-60HBL | Solar Panels |  | 0.325 | 4 | 260 | 24 |  | Fixed | Roof
NJSTRE1545629039 |  | Transition Incentive Program | Garfield | 7026 | 7 | 3.4 | Residential | Yes | Behind the Meter | Net-metered residential rooftop and canopy |  | None | Trinity Solar | PSE&G | Accepted | 2020-09-24 | 2020-09-29 | 2021-10-30 | Hanwha | Q.PEAK DUO BLK-G6 340 | Solar Panels |  | 0.34 | 10 | 253 | 45 |  | Fixed | Roof
NJSTRE1545629128 |  | Transition Incentive Program | Forked River | 8731 | 18 | 10.72 | Residential | Yes | Behind the Meter | Net-metered residential rooftop and canopy |  | None | Trinity Solar | JCP&L | Accepted | 2020-09-24 | 2020-09-29 | 2021-10-30 | Hanwha | Q.PEAK DUO BLK-G6 335 | Solar Panels |  | 0.335 | 5 | 37 | 23 |  | Fixed | Roof
NJSTRE1545629176 |  | Transition Incentive Program | Northfield | 8225 | 19 | 10.07 | Residential | Yes | Behind the Meter | Net-metered residential rooftop and canopy |  | None | Sunrun Installation Services, Inc. | AC Electric | Accepted | 2020-09-24 | 2020-09-29 | 2021-10-30 | LONGi Green Energy Technology Co Ltd | LR6-60HPB-305M | Solar Panels |  | 0.305 | 21 | 223 | 23 |  | Fixed | Roof
NJSTRE1545629176 |  | Transition Incentive Program | Northfield | 8225 | 19 | 10.07 | Residential | Yes | Behind the Meter | Net-metered residential rooftop and canopy |  | None | Sunrun Installation Services, Inc. | AC Electric | Accepted | 2020-09-24 | 2020-09-29 | 2021-10-30 | LONGi Green Energy Technology Co Ltd | LR6-60HPB-305M | Solar Panels |  | 0.305 | 12 | 43 | 23 |  | Fixed | Roof
NJSTRE1545629226 |  | Transition Incentive Program | Dover | 7801 | 3 | 4.76 | Residential | Yes | Behind the Meter | Net-metered residential rooftop and canopy |  | None | Trinity Solar | JCP&L | Accepted | 2020-09-24 | 2020-09-29 | 2021-10-30 | Hanwha | Q.PEAK DUO BLK-G6 340 | Solar Panels |  | 0.34 | 6 | 186 | 37 |  | Fixed | Roof
NJSTRE1545629298 |  | Transition Incentive Program | BLOOMFIELD | 7003 | 9 | 6.46 | Residential | Yes | Behind the Meter | Net-metered residential rooftop and canopy |  | None | Trinity Solar | PSE&G | Accepted | 2020-09-24 | 2020-09-29 | 2021-10-30 | HANWHA | Q.PEAK DUO BLK-G6 340 | Solar Panels |  | 0.34 | 5 | 96 | 14 |  | Fixed | Roof
NJSTRE1545629316 |  | Transition Incentive Program | BELLEVILLE | 7109 | 9 | 2.6 | Residential | Yes | Behind the Meter | Net-metered residential rooftop and canopy |  | None | Vivint Solar Developer, LLC | PSE&G | Accepted | 2020-09-28 | 2020-09-30 | 2021-10-30 | JINKO SOLAR | JKM325M-60HBL | Solar Panels |  | 0.325 | 8 | 105 | 23 |  | Fixed | Roof
NJSTRE1545629324 |  | Transition Incentive Program | Cherry Hill | 8003 | 14 | 9.52 | Residential | Yes | Behind the Meter | Net-metered residential rooftop and canopy |  | None | Trinity Solar | PSE&G | Accepted | 2020-09-24 | 2020-09-29 | 2021-10-30 | Hanwha | Q.PEAK DUO BLK-G6 340 | Solar Panels |  | 0.34 | 11 | 202 | 9 |  | Fixed | Roof
NJSTRE1545629280 |  | Transition Incentive Program | TEANECK | 7666 | 7 | 3.9 | Residential | Yes | Behind the Meter | Net-metered residential rooftop and canopy |  | None | Vivint Solar Developer, LLC | PSE&G | Accepted | 2020-09-28 | 2020-09-29 | 2021-10-30 | JINKO SOLAR | JKM325M-60HBL | Solar Panels |  | 0.325 | 12 | 203 | 30 |  | Fixed | Roof
NJSTRE1545629355 |  | Transition Incentive Program | Dover | 7801 | 3 | 5.25 | Residential | Yes | Behind the Meter | Net-metered residential rooftop and canopy |  | None | Pro Custom Solar dba Momentum Solar | JCP&L | Accepted | 2020-09-24 | 2020-09-29 | 2021-10-30 | LG ELECTRONICS | LG 350N1C-V5 | Solar Panels |  | 0.35 | 3 | 172 | 38 |  | Fixed | Roof
NJSTRE1545629373 |  | Transition Incentive Program | Paterson City | 7524 | 6 | 4.34 | Residential | Yes | Behind the Meter | Net-metered residential rooftop and canopy |  | None | Bright Planet Solar | PSE&G | Accepted | 2020-09-24 | 2020-09-29 | 2021-10-30 | LONGI | LR6-60HB-310M | Solar Panels |  | 0.31 | 11 | 102 | 39 |  | Fixed | Roof
NJSTRE1545629832 |  | Transition Incentive Program | Port Republic | 8241 | 19 | 9.92 | Residential | Yes | Behind the Meter | Net-metered residential rooftop and canopy |  | None | Sun Up Zero Down | AC Electric | Accepted | 2020-09-24 | 2020-09-29 | 2021-10-30 | trina | TSM-320DD05H.05(II) | Solar Panels |  | 0.32 | 4 | 263 | 42 |  | Fixed | Roof
NJSTRE1545629894 |  | Transition Incentive Program | BRICK | 8723 | 18 | 19.2 | Residential | Yes | Behind the Meter | Net-metered residential rooftop and canopy |  | None | Vivint Solar Developer, LLC | JCP&L | Accepted | 2020-09-28 | 2020-09-29 | 2021-10-30 | JINKO SOLAR | JKM320M-60HBL | Solar Panels |  | 0.32 | 37 | 82 | 37 |  | Fixed | Roof
NJSTRE1545629894 |  | Transition Incentive Program | BRICK | 8723 | 18 | 19.2 | Residential | Yes | Behind the Meter | Net-metered residential rooftop and canopy |  | None | Vivint Solar Developer, LLC | JCP&L | Accepted | 2020-09-28 | 2020-09-29 | 2021-10-30 | JINKO SOLAR | JKM320M-60HBL | Solar Panels |  | 0.32 | 9 | 262 | 37 |  | Fixed | Roof
NJSTRE1545629943 |  | Transition Incentive Program | Franklin Township | 8873 | 5 | 4.9 | Residential | Yes | Behind the Meter | Net-metered residential rooftop and canopy |  | None | Pro Custom Solar dba Momentum Solar | PSE&G | Accepted | 2020-09-24 | 2020-09-29 | 2021-10-30 | LG ELECTRONICS | LG 350N1C-V5 | Solar Panels |  | 0.35 | 6 | 279 | 24 |  | Fixed | Roof
NJSTRE1545629959 |  | Transition Incentive Program | Mannington | 8079 | 16 | 5.25 | Residential | Yes | Behind the Meter | Net-metered residential rooftop and canopy |  | None | Pro Custom Solar dba Momentum Solar | AC Electric | Accepted | 2020-09-24 | 2020-09-29 | 2021-10-30 | LG ELECTRONICS | LG 350N1C-V5 | Solar Panels |  | 0.35 | 3 | 143 | 25 |  | Fixed | Roof
NJSTRE1545629959 |  | Transition Incentive Program | Mannington | 8079 | 16 | 5.25 | Residential | Yes | Behind the Meter | Net-metered residential rooftop and canopy |  | None | Pro Custom Solar dba Momentum Solar | AC Electric | Accepted | 2020-09-24 | 2020-09-29 | 2021-10-30 | LG ELECTRONICS | LG 350N1C-V5 | Solar Panels |  | 0.35 | 12 | 143 | 25 |  | Fixed | Roof
NJSTRE1545629961 |  | Transition Incentive Program | LIVINGSTON | 7039 | 9 | 8.45 | Residential | Yes | Behind the Meter | Net-metered residential rooftop and canopy |  | None | Vivint Solar Developer, LLC | PSE&G | Accepted | 2020-09-30 | 2020-09-30 | 2021-10-30 | JINKO SOLAR | JKM325M-60HBL | Solar Panels |  | 0.325 | 3 | 346 | 31 |  | Fixed | Roof
NJSTRE1545629970 |  | Transition Incentive Program | Clifton City | 7013 | 6 | 11.77 | Residential | Yes | Behind the Meter | Net-metered residential rooftop and canopy |  | None | Seabright Solar | PSE&G | Accepted | 2020-09-24 | 2020-09-29 | 2021-10-30 | Sunpower | SPR-E20-327 | Solar Panels |  | 0.327 | 18 | 128 | 32 |  | Fixed | Roof
NJSTRE1545629252 |  | Transition Incentive Program | Parsippany-Troy Hills | 7054 | 3 | 10.37 | Residential | Yes | Behind the Meter | Net-metered residential rooftop and canopy |  | None | Sunrun Installation Services, Inc. | JCP&L | Accepted | 2020-09-24 | 2020-09-29 | 2021-10-30 | LONGi Green Energy Technology Co Ltd | LR6-60HPB-305M | Solar Panels |  | 0.305 | 14 | 297 | 18 |  | Fixed | Roof
NJSTRE1545629305 |  | Transition Incentive Program | North Arlington | 7031 | 7 | 2.8 | Residential | Yes | Behind the Meter | Net-metered residential rooftop and canopy |  | None | Pro Custom Solar dba Momentum Solar | PSE&G | Accepted | 2020-09-24 | 2020-09-29 | 2021-10-30 | LG ELECTRONICS | LG 350N1C-V5 | Solar Panels |  | 0.35 | 3 | 214 | 28 |  | Fixed | Roof
NJSTRE1545629309 |  | Transition Incentive Program | Wildwood | 8260 | 21 | 5.78 | Residential | Yes | Behind the Meter | Net-metered residential rooftop and canopy |  | None | Trinity Solar | AC Electric | Accepted | 2020-09-24 | 2020-09-29 | 2021-10-30 | Hanwha | Q.PEAK DUO BLK-G6 340 | Solar Panels |  | 0.34 | 3 | 317 | 40 |  | Fixed | Roof
NJSTRE1545629330 |  | Transition Incentive Program | Lodi Boro | 7644 | 7 | 5.27 | Residential | Yes | Behind the Meter | Net-metered residential rooftop and canopy |  | None | Bright Planet Solar | PSE&G | Accepted | 2020-09-24 | 2020-09-29 | 2021-10-30 | HANWHA Q-CELLS | Q.PEAK DUO BLK-G5 310W | Solar Panels |  | 0.31 | 17 | 213 | 23 |  | Fixed | Roof
NJSTRE1545629362 |  | Transition Incentive Program | Delran | 8075 | 13 | 7.48 | Residential | Yes | Behind the Meter | Net-metered residential rooftop and canopy |  | None | Trinity Solar | PSE&G | Accepted | 2020-09-24 | 2020-09-29 | 2021-10-30 | Hanwha 340 | Q.PEAK DUO BLK-G6 340 | Solar Panels |  | 0.34 | 6 | 233 | 43 |  | Fixed | Roof
NJSTRE1545629370 |  | Transition Incentive Program | Eatontown | 7724 | 17 | 8.45 | Residential | Yes | Behind the Meter | Net-metered residential rooftop and canopy |  | None | Vivint Solar Developer, LLC | JCP&L | Accepted | 2020-09-28 | 2020-09-29 | 2021-10-30 | JINKO SOLAR | JKM325M-60HBL | Solar Panels |  | 0.325 | 26 | 136 | 26 |  | Fixed | Roof
NJSTRE1545629378 |  | Transition Incentive Program | Ventnor City | 8406 | 19 | 10.85 | Residential | Yes | Behind the Meter | Net-metered residential rooftop and canopy |  | None | Pro Custom Solar dba Momentum Solar | AC Electric | Accepted | 2020-09-24 | 2020-09-29 | 2021-10-30 | LG ELECTRONICS | LG 350N1C-V5 | Solar Panels |  | 0.35 | 6 | 58 | 17 |  | Fixed | Roof
NJSTRE1545629820 |  | Transition Incentive Program | Piscataway | 8854 | 11 | 14 | Residential | No | Behind the Meter | Net-metered residential rooftop and canopy |  | None | Pro Custom Solar dba Momentum Solar | PSE&G | Accepted | 2020-09-24 | 2020-09-29 | 2021-10-30 | LG ELECTRONICS | LG 350N1C-V5 | Solar Panels |  | 0.35 | 8 | 85 | 22 |  | Fixed | Roof
NJSTRE1545629838 |  | Transition Incentive Program | Glassboro | 8028 | 15 | 9.52 | Residential | No | Behind the Meter | Net-metered residential rooftop and canopy |  | None | NJ Solar Power, LLC | AC Electric | Accepted | 2020-09-24 | 2020-09-29 | 2021-10-30 | panasonic | VBHN340SA17 | Solar Panels |  | 0.34 | 24 | 241 | 27 |  | Fixed | Roof
NJSTRE1545629931 |  | Transition Incentive Program | MILLVILLE | 8332 | 20 | 11.52 | Residential | Yes | Behind the Meter | Net-metered residential rooftop and canopy |  | None | Vivint Solar Developer, LLC | AC Electric | Accepted | 2020-09-29 | 2020-09-30 | 2021-10-30 | JINKO SOLAR | JKM320M-60HBL | Solar Panels |  | 0.32 | 21 | 283 | 19 |  | Fixed | Roof
NJSTRE1545629943 |  | Transition Incentive Program | Franklin Township | 8873 | 5 | 4.9 | Residential | Yes | Behind the Meter | Net-metered residential rooftop and canopy |  | None | Pro Custom Solar dba Momentum Solar | PSE&G | Accepted | 2020-09-24 | 2020-09-29 | 2021-10-30 | LG ELECTRONICS | LG 350N1C-V5 | Solar Panels |  | 0.35 | 8 | 99 | 23 |  | Fixed | Roof
NJSTRE1545630007 |  | Transition Incentive Program | RIO GRANDE | 8242 | 21 | 7.48 | Residential | Yes | Behind the Meter | Net-metered residential rooftop and canopy |  | None | Vivint Solar Developer, LLC | AC Electric | Accepted | 2020-09-29 | 2020-09-29 | 2021-10-30 | JINKO SOLAR | JKM325M-60HBL | Solar Panels |  | 0.325 | 4 | 102 | 16 |  | Fixed | Roof
NJSTRE1545628960 |  | Transition Incentive Program | Lakewood | 8701 | 18 | 18.97 | Residential | Yes | Behind the Meter | Net-metered residential rooftop and canopy |  | None | Kamtech Solar Solutions | JCP&L | Accepted | 2020-09-24 | 2020-09-29 | 2021-10-30 | SUNPOWER | SUNPOWER SPR-E20-327-E-AC | Solar Panels |  | 0.327 | 1 | 187 | 35 |  | Fixed | Roof
NJSTRE1545628994 |  | Transition Incentive Program | MOUNT LAUREL | 8054 | 13 | 7.15 | Residential | Yes | Behind the Meter | Net-metered residential rooftop and canopy |  | None | Vivint Solar Developer, LLC | PSE&G | Accepted | 2020-09-28 | 2020-09-29 | 2021-10-30 | JINKO SOLAR | JKM325M-60HBL | Solar Panels |  | 0.325 | 13 | 93 | 22 |  | Fixed | Roof
NJSTRE1545628994 |  | Transition Incentive Program | MOUNT LAUREL | 8054 | 13 | 7.15 | Residential | Yes | Behind the Meter | Net-metered residential rooftop and canopy |  | None | Vivint Solar Developer, LLC | PSE&G | Accepted | 2020-09-28 | 2020-09-29 | 2021-10-30 | JINKO SOLAR | JKM325M-60HBL | Solar Panels |  | 0.325 | 9 | 273 | 22 |  | Fixed | Roof
NJSTRE1545629004 |  | Transition Incentive Program | Pedricktown | 8067 | 16 | 11.56 | Residential | Yes | Behind the Meter | Net-metered residential rooftop and canopy |  | None | Trinity Solar | AC Electric | Accepted | 2020-09-24 | 2020-09-25 | 2021-10-30 | Hanwha | Q.PEAK DUO BLK-G6 340 | Solar Panels |  | 0.34 | 3 | 259 | 27 |  | Fixed | Roof
NJSTRE1545629029 |  | Transition Incentive Program | Vineland | 8360 | 20 | 8.5 | Residential | Yes | Behind the Meter | Net-metered residential rooftop and canopy |  | None | Vision Solar LLC | Vineland Muni Electric | Accepted | 2020-09-24 | 2020-09-29 | 2021-10-30 | SUNPOWER | SPR-E20-327-E-AC | Solar Panels |  | 0.327 | 2 | 93 | 23 |  | Fixed | Roof
NJSTRE1545629102 |  | Transition Incentive Program | Chesterfield | 8515 | 13 | 11.7 | Residential | No | Behind the Meter | Net-metered residential rooftop and canopy |  | None | EMT Renewables | PSE&G | Accepted | 2020-09-24 | 2020-09-29 | 2021-10-30 | Trina | 325-BLK | Solar Panels |  | 0.325 | 20 | 119 | 43 |  | Fixed | Roof
NJSTRE1545629152 |  | Transition Incentive Program | FLANDERS | 7836 | 3 | 10.4 | Residential | Yes | Behind the Meter | Net-metered residential rooftop and canopy |  | None | Vivint Solar Developer, LLC | JCP&L | Accepted | 2020-09-28 | 2020-09-29 | 2021-10-30 | JINKO SOLAR | JKM325M-60HBL | Solar Panels |  | 0.325 | 4 | 90 | 24 |  | Fixed | Roof
NJSTRE1545629226 |  | Transition Incentive Program | Dover | 7801 | 3 | 4.76 | Residential | Yes | Behind the Meter | Net-metered residential rooftop and canopy |  | None | Trinity Solar | JCP&L | Accepted | 2020-09-24 | 2020-09-29 | 2021-10-30 | Hanwha | Q.PEAK DUO BLK-G6 340 | Solar Panels |  | 0.34 | 8 | 186 | 37 |  | Fixed | Roof
NJSTRE1545629252 |  | Transition Incentive Program | Parsippany-Troy Hills | 7054 | 3 | 10.37 | Residential | Yes | Behind the Meter | Net-metered residential rooftop and canopy |  | None | Sunrun Installation Services, Inc. | JCP&L | Accepted | 2020-09-24 | 2020-09-29 | 2021-10-30 | LONGi Green Energy Technology Co Ltd | LR6-60HPB-305M | Solar Panels |  | 0.305 | 6 | 208 | 19 |  | Fixed | Roof
NJSTRE1545629309 |  | Transition Incentive Program | Wildwood | 8260 | 21 | 5.78 | Residential | Yes | Behind the Meter | Net-metered residential rooftop and canopy |  | None | Trinity Solar | AC Electric | Accepted | 2020-09-24 | 2020-09-29 | 2021-10-30 | Hanwha | Q.PEAK DUO BLK-G6 340 | Solar Panels |  | 0.34 | 4 | 137 | 40 |  | Fixed | Roof
NJSTRE1545629324 |  | Transition Incentive Program | Cherry Hill | 8003 | 14 | 9.52 | Residential | Yes | Behind the Meter | Net-metered residential rooftop and canopy |  | None | Trinity Solar | PSE&G | Accepted | 2020-09-24 | 2020-09-29 | 2021-10-30 | Hanwha | Q.PEAK DUO BLK-G6 340 | Solar Panels |  | 0.34 | 17 | 202 | 23 |  | Fixed | Roof
NJSTRE1545629335 |  | Transition Incentive Program | Camden | 8105 | 14 | 4.02 | Residential | Yes | Behind the Meter | Net-metered residential rooftop and canopy |  | None | Castle Energy, LLC | PSE&G | Accepted | 2020-09-24 | 2020-09-29 | 2021-10-30 | REC Solar | REC365AA Black | Solar Panels |  | 0.365 | 11 | 0 | 0 |  | Fixed | Roof
NJSTRE1545629009 |  | Transition Incentive Program | Skillman | 8540 | 12 | 1287 | Commercial | Yes | Behind the Meter | Net-metered non-residential ground mount |  | None | EnterSolar, LLC | PSE&G | Accepted | 2020-09-24 | 2020-09-25 | 2021-10-30 | Canadian Solar | CS3U-375MB-AG | Solar Panels |  | 0.375 | 3432 | 180 | 25 |  | Fixed | Ground
NJSTRE1545629027 |  | Transition Incentive Program | ROSELLE | 7203 | 10 | 7.15 | Residential | Yes | Behind the Meter | Net-metered residential rooftop and canopy |  | None | Vivint Solar Developer, LLC | PSE&G | Accepted | 2020-09-28 | 2020-09-29 | 2021-10-30 | JINKO SOLAR | JKM325M-60HBL | Solar Panels |  | 0.325 | 5 | 80 | 24 |  | Fixed | Roof
NJSTRE1545629071 |  | Transition Incentive Program | LIVINGSTON | 7039 | 9 | 5.53 | Residential | Yes | Behind the Meter | Net-metered residential rooftop and canopy |  | None | Vivint Solar Developer, LLC | PSE&G | Accepted | 2020-09-28 | 2020-09-29 | 2021-10-30 | JINKO SOLAR | JKM325M-60HBL | Solar Panels |  | 0.325 | 15 | 21 | 21 |  | Fixed | Roof
NJSTRE1545628997 |  | Transition Incentive Program | Franklin Twp Som | 8873 | 5 | 5.89 | Residential | No | Behind the Meter | Net-metered residential rooftop and canopy |  | None | Bright Planet Solar | PSE&G | Accepted | 2020-09-24 | 2020-09-30 | 2021-10-30 | LONGI | LR6-60HPB-310M | Solar Panels |  | 0.31 | 5 | 154 | 36 |  | Fixed | Roof
NJSTRE1545629128 |  | Transition Incentive Program | Forked River | 8731 | 18 | 10.72 | Residential | Yes | Behind the Meter | Net-metered residential rooftop and canopy |  | None | Trinity Solar | JCP&L | Accepted | 2020-09-24 | 2020-09-29 | 2021-10-30 | Hanwha | Q.PEAK DUO BLK-G6 335 | Solar Panels |  | 0.335 | 7 | 217 | 23 |  | Fixed | Roof
NJSTRE1545629251 |  | Transition Incentive Program | North Arlington | 7031 | 7 | 3.15 | Residential | Yes | Behind the Meter | Net-metered residential rooftop and canopy |  | None | Pro Custom Solar dba Momentum Solar | PSE&G | Accepted | 2020-09-24 | 2020-09-29 | 2021-10-30 | LG ELECTRONICS | LG 350N1C-V5 | Solar Panels |  | 0.35 | 9 | 214 | 28 |  | Fixed | Roof
NJSTRE1545629256 |  | Transition Incentive Program | WILLINGBORO | 8046 | 13 | 5.53 | Residential | Yes | Behind the Meter | Net-metered residential rooftop and canopy |  | None | Vivint Solar Developer, LLC | PSE&G | Accepted | 2020-09-28 | 2020-09-29 | 2021-10-30 | JINKO SOLAR | JKM325M-60HBL | Solar Panels |  | 0.325 | 17 | 140 | 27 |  | Fixed | Roof
NJSTRE1545629305 |  | Transition Incentive Program | North Arlington | 7031 | 7 | 2.8 | Residential | Yes | Behind the Meter | Net-metered residential rooftop and canopy |  | None | Pro Custom Solar dba Momentum Solar | PSE&G | Accepted | 2020-09-24 | 2020-09-29 | 2021-10-30 | LG ELECTRONICS | LG 350N1C-V5 | Solar Panels |  | 0.35 | 5 | 34 | 10 |  | Fixed | Roof
NJSTRE1545629307 |  | Transition Incentive Program | Lodi Boro | 7644 | 7 | 11.16 | Residential | Yes | Behind the Meter | Net-metered residential rooftop and canopy |  | None | Bright Planet Solar | PSE&G | Accepted | 2020-09-24 | 2020-09-29 | 2021-10-30 | HANWHA Q-CELLS | Q.PEAK DUO BLK-G5 310W | Solar Panels |  | 0.31 | 18 | 129 | 18 |  | Fixed | Roof
NJSTRE1545629344 |  | Transition Incentive Program | ELIZABETHPORT | 7206 | 10 | 11.38 | Residential | Yes | Behind the Meter | Net-metered residential rooftop and canopy |  | None | Vivint Solar Developer, LLC | PSE&G | Accepted | 2020-09-28 | 2020-09-29 | 2021-10-30 | JINKO SOLAR | JKM325M-60HBL | Solar Panels |  | 0.325 | 11 | 234 | 43 |  | Fixed | Roof
NJSTRE1545629357 |  | Transition Incentive Program | Budd Lake | 7828 | 3 | 16.32 | Residential | Yes | Behind the Meter | Net-metered residential rooftop and canopy |  | None | Tesla Energy Operations Inc. | JCP&L | Accepted | 2020-09-24 | 2020-09-29 | 2021-10-30 | Hanwha Q-CELLS | Q.Peak DUO BLK-G6+ 340 | Solar Panels |  | 0.34 | 12 | 230 | 30 |  | Fixed | Roof
NJSTRE1545629362 |  | Transition Incentive Program | Delran | 8075 | 13 | 7.48 | Residential | Yes | Behind the Meter | Net-metered residential rooftop and canopy |  | None | Trinity Solar | PSE&G | Accepted | 2020-09-24 | 2020-09-29 | 2021-10-30 | Hanwha 340 | Q.PEAK DUO BLK-G6 340 | Solar Panels |  | 0.34 | 7 | 143 | 45 |  | Fixed | Roof
NJSTRE1545622974 |  | Transition Incentive Program | HACKENSACK | 7601 | 7 | 7.8 | Residential | Yes | Behind the Meter | Net-metered residential rooftop and canopy |  | None | Vivint Solar Developer, LLC | PSE&G | Accepted | 2020-09-24 | 2020-09-29 | 2021-10-30 | JINKO SOLAR | JKM325M-60HBL | Solar Panels |  | 0.325 | 13 | 218 | 25 |  | Fixed | Roof
NJSTRE1545622995 |  | Transition Incentive Program | Tuckerton | 8087 | 18 | 23.04 | Residential | Yes | Behind the Meter | Net-metered residential rooftop and canopy |  | None | Sun Up Zero Down | AC Electric | Accepted | 2020-09-23 | 2020-09-29 | 2021-10-30 | REC | REC330TPM3 Black | Solar Panels |  | 0.32 | 5 | 54 | 20 |  | Fixed | Roof
NJSTRE1545623062 |  | Transition Incentive Program | DOVER | 7801 | 3 | 10.08 | Residential | Yes | Behind the Meter | Net-metered residential rooftop and canopy |  | None | Vivint Solar Developer, LLC | JCP&L | Accepted | 2020-09-25 | 2020-09-29 | 2021-10-30 | JINKO SOLAR | JKM325M-60HBL | Solar Panels |  | 0.325 | 14 | 105 | 20 |  | Fixed | Roof
NJSTRE1545624376 |  | Transition Incentive Program | Lumberton | 8048 | 13 | 19.2 | Residential | No | Behind the Meter | Net-metered residential ground mount |  | None | Surge Solar, LLC | PSE&G | Accepted | 2020-09-23 | 2020-09-25 | 2021-10-30 | Hanwha Q Cells | Q.PEAK DUO L-G5.2 | Solar Panels |  | 0.4 | 48 | 180 | 25 |  | Fixed | Ground
NJSTRE1545624379 |  | Transition Incentive Program | Bargaintown | 8234 | 19 | 12.71 | Residential | No | Behind the Meter | Net-metered residential rooftop and canopy |  | None | SunPower Corporation, Systems | AC Electric | Accepted | 2020-09-24 | 2020-09-25 | 2021-10-30 | SunPower | SPR-A410-G-AC | Solar Panels |  | 0.41 | 13 | 47 | 27 |  | Fixed | Roof
NJSTRE1545628812 |  | Transition Incentive Program | Audubon | 8106 | 14 | 6.93 | Residential | No | Behind the Meter | Net-metered residential rooftop and canopy |  | None | Advanced Renewable Solutions | PSE&G | Accepted | 2020-09-24 | 2020-09-25 | 2021-10-30 | CertainTeed | CT315M11-02 | Solar Panels |  | 0.315 | 22 | 140 | 0 |  | Fixed | Roof
NJSTRE1545628817 |  | Transition Incentive Program | SICKLERVILLE | 8081 | 14 | 5.67 | Residential | No | Behind the Meter | Net-metered residential rooftop and canopy |  | None | Suntuity Solar LLC | AC Electric | Accepted | 2020-09-24 | 2020-09-25 | 2021-10-30 | Longi | LR6-60HPB-315M | Solar Panels |  | 0.315 | 14 | 129 | 26 |  | Fixed | Roof
NJSTRE1545628833 |  | Transition Incentive Program | Sicklerville | 8081 | 14 | 12.06 | Residential | Yes | Behind the Meter | Net-metered residential rooftop and canopy |  | None | Vision Solar LLC | AC Electric | Accepted | 2020-09-24 | 2020-09-29 | 2021-10-30 | LG SOLAR | LG335N1K-V5 | Solar Panels |  | 0.335 | 1 | 107 | 46 |  | Fixed | Roof
NJSTRE1545628960 |  | Transition Incentive Program | Lakewood | 8701 | 18 | 18.97 | Residential | Yes | Behind the Meter | Net-metered residential rooftop and canopy |  | None | Kamtech Solar Solutions | JCP&L | Accepted | 2020-09-24 | 2020-09-29 | 2021-10-30 | SUNPOWER | SUNPOWER SPR-E20-327-E-AC | Solar Panels |  | 0.327 | 23 | 97 | 30 |  | Fixed | Roof
NJSTRE1545629152 |  | Transition Incentive Program | FLANDERS | 7836 | 3 | 10.4 | Residential | Yes | Behind the Meter | Net-metered residential rooftop and canopy |  | None | Vivint Solar Developer, LLC | JCP&L | Accepted | 2020-09-28 | 2020-09-29 | 2021-10-30 | JINKO SOLAR | JKM325M-60HBL | Solar Panels |  | 0.325 | 12 | 180 | 17 |  | Fixed | Roof
NJSTRE1545629167 |  | Transition Incentive Program | Pennsauken Township | 8110 | 14 | 8.16 | Residential | Yes | Behind the Meter | Net-metered residential rooftop and canopy |  | None | Castle Energy, LLC | PSE&G | Accepted | 2020-09-24 | 2020-09-29 | 2021-10-30 | Hanwha Q-Cells | Q.Peak DUO BLK-G6 340 | Solar Panels |  | 0.34 | 24 | 284 | 21 |  | Fixed | Roof
NJSTRE1545629276 |  | Transition Incentive Program | Bordentown | 8505 | 13 | 8.24 | Residential | Yes | Behind the Meter | Net-metered residential rooftop and canopy |  | None | Sunrun Installation Services, Inc. | PSE&G | Accepted | 2020-09-24 | 2020-09-29 | 2021-10-30 | LONGi Green Energy Technology Co Ltd | LR6-60HPB-305M | Solar Panels |  | 0.305 | 23 | 136 | 27 |  | Fixed | Roof
NJSTRE1545629309 |  | Transition Incentive Program | Wildwood | 8260 | 21 | 5.78 | Residential | Yes | Behind the Meter | Net-metered residential rooftop and canopy |  | None | Trinity Solar | AC Electric | Accepted | 2020-09-24 | 2020-09-29 | 2021-10-30 | Hanwha | Q.PEAK DUO BLK-G6 340 | Solar Panels |  | 0.34 | 5 | 137 | 18 |  | Fixed | Roof
NJSTRE1545629323 |  | Transition Incentive Program | Woodbury | 8096 | 15 | 6.21 | Residential | Yes | Behind the Meter | Net-metered residential rooftop and canopy |  | None | Sunrun Installation Services, Inc. | PSE&G | Accepted | 2020-09-24 | 2020-09-29 | 2021-10-30 | LG Electronics | LG345N1C-V5 | Solar Panels |  | 0.345 | 9 | 71 | 30 |  | Fixed | Roof
NJSTRE1545629355 |  | Transition Incentive Program | Dover | 7801 | 3 | 5.25 | Residential | Yes | Behind the Meter | Net-metered residential rooftop and canopy |  | None | Pro Custom Solar dba Momentum Solar | JCP&L | Accepted | 2020-09-24 | 2020-09-29 | 2021-10-30 | LG ELECTRONICS | LG 350N1C-V5 | Solar Panels |  | 0.35 | 2 | 262 | 37 |  | Fixed | Roof
NJSTRE1545629355 |  | Transition Incentive Program | Dover | 7801 | 3 | 5.25 | Residential | Yes | Behind the Meter | Net-metered residential rooftop and canopy |  | None | Pro Custom Solar dba Momentum Solar | JCP&L | Accepted | 2020-09-24 | 2020-09-29 | 2021-10-30 | LG ELECTRONICS | LG 350N1C-V5 | Solar Panels |  | 0.35 | 2 | 82 | 38 |  | Fixed | Roof
NJSTRE1545629357 |  | Transition Incentive Program | Budd Lake | 7828 | 3 | 16.32 | Residential | Yes | Behind the Meter | Net-metered residential rooftop and canopy |  | None | Tesla Energy Operations Inc. | JCP&L | Accepted | 2020-09-24 | 2020-09-29 | 2021-10-30 | Hanwha Q-CELLS | Q.Peak DUO BLK-G6+ 340 | Solar Panels |  | 0.34 | 14 | 320 | 30 |  | Fixed | Roof
NJSTRE1545629378 |  | Transition Incentive Program | Ventnor City | 8406 | 19 | 10.85 | Residential | Yes | Behind the Meter | Net-metered residential rooftop and canopy |  | None | Pro Custom Solar dba Momentum Solar | AC Electric | Accepted | 2020-09-24 | 2020-09-29 | 2021-10-30 | LG ELECTRONICS | LG 350N1C-V5 | Solar Panels |  | 0.35 | 9 | 148 | 31 |  | Fixed | Roof
NJSTRE1545629399 |  | Transition Incentive Program | Barngat | 8005 | 18 | 9.28 | Residential | No | Behind the Meter | Net-metered residential rooftop and canopy |  | None | New Jersey Clean Energy Solutions | JCP&L | Final As-Built Received | 2020-09-25 | 2020-09-29 | 2021-10-30 | Jinko | JKM320M-60HBL | Solar Panels |  | 0.32 | 29 | 200 | 26 |  | Fixed | Roof
NJSTRE1545629715 |  | Transition Incentive Program | Vineland | 8360 | 20 | 10.54 | Residential | Yes | Behind the Meter | Net-metered residential rooftop and canopy |  | None | Castle Energy, LLC | Vineland Muni Electric | Accepted | 2020-09-24 | 2020-09-29 | 2021-10-30 | Hanwha Q-Cells | Q.Peak DUO BLK-G6 340 | Solar Panels |  | 0.34 | 13 | 92 | 35 |  | Fixed | Roof
NJSTRE1545629820 |  | Transition Incentive Program | Piscataway | 8854 | 11 | 14 | Residential | No | Behind the Meter | Net-metered residential rooftop and canopy |  | None | Pro Custom Solar dba Momentum Solar | PSE&G | Accepted | 2020-09-24 | 2020-09-29 | 2021-10-30 | LG ELECTRONICS | LG 350N1C-V5 | Solar Panels |  | 0.35 | 9 | 265 | 22 |  | Fixed | Roof
NJSTRE1545629838 |  | Transition Incentive Program | Glassboro | 8028 | 15 | 9.52 | Residential | No | Behind the Meter | Net-metered residential rooftop and canopy |  | None | NJ Solar Power, LLC | AC Electric | Accepted | 2020-09-24 | 2020-09-29 | 2021-10-30 | panasonic | VBHN340SA17 | Solar Panels |  | 0.34 | 4 | 241 | 18 |  | Fixed | Roof
NJSTRE1545629848 |  | Transition Incentive Program | Tabernacle | 8088 | 13 | 21 | Residential | No | Behind the Meter | Net-metered residential rooftop and canopy |  | None | Geoscape Solar | AC Electric | Accepted | 2020-09-24 | 2020-09-29 | 2021-10-30 | LG Electronics | LG350N1C-V5 | Solar Panels |  | 0.35 | 60 | 180 | 20 |  | Fixed | Ground
NJSTRE1545629715 |  | Transition Incentive Program | Vineland | 8360 | 20 | 10.54 | Residential | Yes | Behind the Meter | Net-metered residential rooftop and canopy |  | None | Castle Energy, LLC | Vineland Muni Electric | Accepted | 2020-09-24 | 2020-09-29 | 2021-10-30 | Hanwha Q-Cells | Q.Peak DUO BLK-G6 340 | Solar Panels |  | 0.34 | 5 | 182 | 10 |  | Fixed | Roof
NJSTRE1545629820 |  | Transition Incentive Program | Piscataway | 8854 | 11 | 14 | Residential | No | Behind the Meter | Net-metered residential rooftop and canopy |  | None | Pro Custom Solar dba Momentum Solar | PSE&G | Accepted | 2020-09-24 | 2020-09-29 | 2021-10-30 | LG ELECTRONICS | LG 350N1C-V5 | Solar Panels |  | 0.35 | 23 | 265 | 22 |  | Fixed | Roof
NJSTRE1545629961 |  | Transition Incentive Program | LIVINGSTON | 7039 | 9 | 8.45 | Residential | Yes | Behind the Meter | Net-metered residential rooftop and canopy |  | None | Vivint Solar Developer, LLC | PSE&G | Accepted | 2020-09-30 | 2020-09-30 | 2021-10-30 | JINKO SOLAR | JKM325M-60HBL | Solar Panels |  | 0.325 | 5 | 166 | 31 |  | Fixed | Roof
NJSTRE1545629982 |  | Transition Incentive Program | Morganville | 7751 | 17 | 9.18 | Residential | No | Behind the Meter | Net-metered residential rooftop and canopy |  | None | NJ Solar Power, LLC | JCP&L | Accepted | 2020-09-24 | 2020-09-29 | 2021-10-30 | panasonci | VBHN340SA17 | Solar Panels |  | 0.34 | 22 | 97 | 30 |  | Fixed | Roof
NJSTRE1545629997 |  | Transition Incentive Program | Williamstown | 8094 | 15 | 11.39 | Residential | No | Behind the Meter | Net-metered residential rooftop and canopy |  | None | Seabright Solar | AC Electric | Accepted | 2020-09-24 | 2020-09-29 | 2021-10-30 | Sunpower | SPR-X21-335 | Solar Panels |  | 0.335 | 8 | 209 | 30 |  | Fixed | Roof
NJSTRE1545630203 |  | Transition Incentive Program | Linwood | 8221 | 19 | 15.28 | Residential | No | Behind the Meter | Net-metered residential rooftop and canopy |  | None | Sun Up Zero Down | AC Electric | Accepted | 2020-09-25 | 2020-09-30 | 2021-10-30 | trina | TSM-325DE06M(II) | Solar Panels |  | 0.325 | 4 | 300 | 22 |  | Fixed | Roof
NJSTRE1545631146 |  | Transition Incentive Program | PENNSAUKEN | 8109 | 14 | 7.36 | Residential | Yes | Behind the Meter | Net-metered residential rooftop and canopy |  | None | Vivint Solar Developer, LLC | PSE&G | Accepted | 2020-09-25 | 2020-09-29 | 2021-10-30 | Hanwha Solar | Q.PEAK DUO BLK-G5 320w | Solar Panels |  | 0.32 | 11 | 142 | 11 |  | Fixed | Roof
NJSTRE1545631196 |  | Transition Incentive Program | Westampton | 8060 | 13 | 14.95 | Residential | No | Behind the Meter | Net-metered residential rooftop and canopy |  | None | Surge Solar, LLC | PSE&G | Accepted | 2020-09-24 | 2020-09-29 | 2021-10-30 | Hanwha Q Cells | Q.PEAK DUO-5G 325 | Solar Panels |  | 0.325 | 25 | 36 | 23 |  | Fixed | Roof | Front Roof
NJSTRE1545633821 |  | Transition Incentive Program | WATERFORD WORKS | 8089 | 14 | 16.07 | Residential | Yes | Behind the Meter | Net-metered residential rooftop and canopy |  | None | Suntuity Solar LLC | AC Electric | Accepted | 2020-09-25 | 2020-09-29 | 2021-10-30 | Longi | LR6-60HPB-315M | Solar Panels |  | 0.315 | 11 | 261 | 27 |  | Fixed | Roof
NJSTRE1545633821 |  | Transition Incentive Program | WATERFORD WORKS | 8089 | 14 | 16.07 | Residential | Yes | Behind the Meter | Net-metered residential rooftop and canopy |  | None | Suntuity Solar LLC | AC Electric | Accepted | 2020-09-25 | 2020-09-29 | 2021-10-30 | Longi | LR6-60HPB-315M | Solar Panels |  | 0.315 | 4 | 261 | 28 |  | Fixed | Roof
NJSTRE1545633889 |  | Transition Incentive Program | South Brunswick Twp | 8852 | 11 | 14.4 | Residential | No | Behind the Meter | Net-metered residential rooftop and canopy |  | None | Green Power Energy | PSE&G | Accepted | 2020-09-25 | 2020-09-29 | 2021-10-30 | LG Electronics | LG360N1C-N5 | Solar Panels |  | 0.36 | 15 | 134 | 30 |  | Fixed | Roof
NJSTRE1545629218 |  | Transition Incentive Program | Lakewood | 8701 | 18 | 14.63 | Residential | Yes | Behind the Meter | Net-metered residential rooftop and canopy |  | None | Powerlutions | JCP&L | Accepted | 2020-09-24 | 2020-09-29 | 2021-10-30 | Trina | TSM-325 DD06M.05 | Solar Panels |  | 0.325 | 11 | 187 | 16 |  | Fixed | Roof
NJSTRE1545629218 |  | Transition Incentive Program | Lakewood | 8701 | 18 | 14.63 | Residential | Yes | Behind the Meter | Net-metered residential rooftop and canopy |  | None | Powerlutions | JCP&L | Accepted | 2020-09-24 | 2020-09-29 | 2021-10-30 | Trinna | TSM-325 DD06M.05 | Solar Panels |  | 0.325 | 6 | 277 | 36 |  | Fixed | Roof
NJSTRE1545629309 |  | Transition Incentive Program | Wildwood | 8260 | 21 | 5.78 | Residential | Yes | Behind the Meter | Net-metered residential rooftop and canopy |  | None | Trinity Solar | AC Electric | Accepted | 2020-09-24 | 2020-09-29 | 2021-10-30 | Hanwha | Q.PEAK DUO BLK-G6 340 | Solar Panels |  | 0.34 | 5 | 317 | 18 |  | Fixed | Roof
NJSTRE1545629307 |  | Transition Incentive Program | Lodi Boro | 7644 | 7 | 11.16 | Residential | Yes | Behind the Meter | Net-metered residential rooftop and canopy |  | None | Bright Planet Solar | PSE&G | Accepted | 2020-09-24 | 2020-09-29 | 2021-10-30 | HANWHA Q-CELLS | Q.PEAK DUO BLK-G5 310W | Solar Panels |  | 0.31 | 18 | 308 | 18 |  | Fixed | Roof
NJSTRE1545629344 |  | Transition Incentive Program | ELIZABETHPORT | 7206 | 10 | 11.38 | Residential | Yes | Behind the Meter | Net-metered residential rooftop and canopy |  | None | Vivint Solar Developer, LLC | PSE&G | Accepted | 2020-09-28 | 2020-09-29 | 2021-10-30 | JINKO SOLAR | JKM325M-60HBL | Solar Panels |  | 0.325 | 8 | 234 | 43 |  | Fixed | Roof
NJSTRE1545629832 |  | Transition Incentive Program | Port Republic | 8241 | 19 | 9.92 | Residential | Yes | Behind the Meter | Net-metered residential rooftop and canopy |  | None | Sun Up Zero Down | AC Electric | Accepted | 2020-09-24 | 2020-09-29 | 2021-10-30 | trina | TSM-320DD05H.05(II) | Solar Panels |  | 0.32 | 1 | 83 | 47 |  | Fixed | Roof
NJSTRE1545629868 |  | Transition Incentive Program | Somerset | 8873 | 5 | 9.1 | Residential | No | Behind the Meter | Net-metered residential rooftop and canopy |  | None | Pro Custom Solar dba Momentum Solar | PSE&G | Accepted | 2020-09-24 | 2020-09-29 | 2021-10-30 | LG ELECTRONICS | LG 350N1C-V5 | Solar Panels |  | 0.35 | 26 | 308 | 20 |  | Fixed | Roof
NJSTRE1545629961 |  | Transition Incentive Program | LIVINGSTON | 7039 | 9 | 8.45 | Residential | Yes | Behind the Meter | Net-metered residential rooftop and canopy |  | None | Vivint Solar Developer, LLC | PSE&G | Accepted | 2020-09-30 | 2020-09-30 | 2021-10-30 | JINKO SOLAR | JKM325M-60HBL | Solar Panels |  | 0.325 | 11 | 256 | 20 |  | Fixed | Roof
NJSTRE1545629974 |  | Transition Incentive Program | PALMYRA | 8065 | 13 | 5.6 | Residential | Yes | Behind the Meter | Net-metered residential rooftop and canopy |  | None | Pro Custom Solar dba Momentum Solar | PSE&G | Accepted | 2020-09-24 | 2020-09-29 | 2021-10-30 | LG ELECTRONICS | LG 350N1C-V5 | Solar Panels |  | 0.35 | 16 | 145 | 42 |  | Fixed | Roof
NJSTRE1545630683 |  | Transition Incentive Program | PENNSAUKEN TWP | 8109 | 14 | 4.48 | Residential | Yes | Behind the Meter | Net-metered residential rooftop and canopy |  | None | Sunbound Solar | PSE&G | Accepted | 2020-09-24 | 2020-09-29 | 2021-10-30 | Hanwha | Q-CELL. Q.PEAK DUO-G5 320, | Solar Panels |  | 0.32 | 10 | 302 | 41 |  | Fixed | Roof
NJSTRE1545633818 |  | Transition Incentive Program | Williamstown | 8094 | 15 | 5.99 | Residential | No | Behind the Meter | Net-metered residential rooftop and canopy |  | None | Suntuity Solar LLC | AC Electric | Accepted | 2020-09-25 | 2020-09-29 | 2021-10-30 | Longi | LR6-60HPB-315M | Solar Panels |  | 0.315 | 12 | 124 | 28 |  | Fixed | Roof
NJSTRE1545633865 |  | Transition Incentive Program | Salem | 8079 | 16 | 5.28 | Residential | No | Behind the Meter | Net-metered residential rooftop and canopy |  | None | Posigen NJ LLC | AC Electric | Accepted | 2020-09-25 | 2020-09-29 | 2021-10-30 | Silfab | SIL330HL | Solar Panels |  | 0.33 | 16 | 232 | 36 |  | Fixed | Roof
NJSTRE1545629894 |  | Transition Incentive Program | BRICK | 8723 | 18 | 19.2 | Residential | Yes | Behind the Meter | Net-metered residential rooftop and canopy |  | None | Vivint Solar Developer, LLC | JCP&L | Accepted | 2020-09-28 | 2020-09-29 | 2021-10-30 | JINKO SOLAR | JKM320M-60HBL | Solar Panels |  | 0.32 | 14 | 262 | 37 |  | Fixed | Roof
NJSTRE1545629931 |  | Transition Incentive Program | MILLVILLE | 8332 | 20 | 11.52 | Residential | Yes | Behind the Meter | Net-metered residential rooftop and canopy |  | None | Vivint Solar Developer, LLC | AC Electric | Accepted | 2020-09-29 | 2020-09-30 | 2021-10-30 | JINKO SOLAR | JKM320M-60HBL | Solar Panels |  | 0.32 | 15 | 103 | 19 |  | Fixed | Roof
NJSTRE1545631138 |  | Transition Incentive Program | RUNNEMEDE | 8078 | 14 | 5.76 | Residential | Yes | Behind the Meter | Net-metered residential rooftop and canopy |  | None | Vivint Solar Developer, LLC | PSE&G | Accepted | 2020-09-29 | 2020-09-30 | 2021-10-30 | JINKO SOLAR | JKM320M-60HBL | Solar Panels |  | 0.32 | 18 | 353 | 34 |  | Fixed | Roof
NJSTRE1545631146 |  | Transition Incentive Program | PENNSAUKEN | 8109 | 14 | 7.36 | Residential | Yes | Behind the Meter | Net-metered residential rooftop and canopy |  | None | Vivint Solar Developer, LLC | PSE&G | Accepted | 2020-09-25 | 2020-09-29 | 2021-10-30 | Hanwha Solar | Q.PEAK DUO BLK-G5 320w | Solar Panels |  | 0.32 | 6 | 142 | 14 |  | Fixed | Roof
NJSTRE1545631196 |  | Transition Incentive Program | Westampton | 8060 | 13 | 14.95 | Residential | No | Behind the Meter | Net-metered residential rooftop and canopy |  | None | Surge Solar, LLC | PSE&G | Accepted | 2020-09-24 | 2020-09-29 | 2021-10-30 | Hanwha Q Cells | Q.PEAK DUO-5G 325 | Solar Panels |  | 0.325 | 21 | 218 | 23 |  | Fixed | Roof | Rear Roof
NJSTRE1545633821 |  | Transition Incentive Program | WATERFORD WORKS | 8089 | 14 | 16.07 | Residential | Yes | Behind the Meter | Net-metered residential rooftop and canopy |  | None | Suntuity Solar LLC | AC Electric | Accepted | 2020-09-25 | 2020-09-29 | 2021-10-30 | Longi | LR6-60HPB-315M | Solar Panels |  | 0.315 | 10 | 81 | 18 |  | Fixed | Roof
NJSTRE1545633821 |  | Transition Incentive Program | WATERFORD WORKS | 8089 | 14 | 16.07 | Residential | Yes | Behind the Meter | Net-metered residential rooftop and canopy |  | None | Suntuity Solar LLC | AC Electric | Accepted | 2020-09-25 | 2020-09-29 | 2021-10-30 | Longi | LR6-60HPB-315M | Solar Panels |  | 0.315 | 11 | 261 | 18 |  | Fixed | Roof
NJSTRE1545633867 |  | Transition Incentive Program | Tabernacle | 8088 | 13 | 8.4 | Residential | No | Behind the Meter | Net-metered residential rooftop and canopy |  | None | Geoscape Solar | AC Electric | Accepted | 2020-09-25 | 2020-09-29 | 2021-10-30 | LG Electronics | LS350N1C-V5 | Solar Panels |  | 0.35 | 12 | 268 | 21 |  | Fixed | Roof
NJSTRE1545634186 |  | Transition Incentive Program | Annandale | 8801 | 4 | 8.91 | Residential | No | Behind the Meter | Net-metered residential rooftop and canopy |  | None | Green Power Energy | JCP&L | Accepted | 2020-09-25 | 2020-09-29 | 2021-10-30 | LG Electronics | LG330N1K-V5 | Solar Panels |  | 0.33 | 10 | 130 | 30 |  | Fixed | Roof
NJSTRE1545634348 |  | Transition Incentive Program | Washington | 7882 | 2 | 6.1 | Residential | Yes | Behind the Meter | Net-metered residential rooftop and canopy |  | None | Sunrun Installation Services, Inc. | JCP&L | Accepted | 2020-09-25 | 2020-09-29 | 2021-10-30 | LONGi Green Energy Technology Co Ltd | LR6-60HPB-305M | Solar Panels |  | 0.305 | 5 | 336 | 34 |  | Fixed | Roof
NJSTRE1545634389 |  | Transition Incentive Program | Westfield Township | 7090 | 10 | 14.82 | Residential | No | Behind the Meter | Net-metered residential rooftop and canopy |  | None | Green Power Energy | PSE&G | Accepted | 2020-09-25 | 2020-09-29 | 2021-10-30 | LG Electronics | LG330N1K-V5 | Solar Panels |  | 0.36 | 10 | 128 | 35 |  | Fixed | Roof
NJSTRE1545633943 |  | Transition Incentive Program | Glassboro | 8028 | 15 | 6.12 | Residential | Yes | Behind the Meter | Net-metered residential rooftop and canopy |  | None | Trinity Solar | AC Electric | Accepted | 2020-09-25 | 2020-09-29 | 2021-10-30 | Hanwha | Q.PEAK DUO BLK-G6 340 | Solar Panels |  | 0.34 | 18 | 201 | 27 |  | Fixed | Roof
NJSTRE1545634089 |  | Transition Incentive Program | Union TWP UNI | 7083 | 10 | 7.56 | Residential | No | Behind the Meter | Net-metered residential rooftop and canopy |  | None | Tesla Energy Operations Inc. | PSE&G | Accepted | 2020-09-25 | 2020-09-29 | 2021-10-30 | Hanwha Q CELLS | Q.PEAK DUO BLK-G5/SC315 | Solar Panels |  | 0.315 | 12 | 218 | 21 |  | Fixed | Roof
NJSTRE1545634089 |  | Transition Incentive Program | Union TWP UNI | 7083 | 10 | 7.56 | Residential | No | Behind the Meter | Net-metered residential rooftop and canopy |  | None | Tesla Energy Operations Inc. | PSE&G | Accepted | 2020-09-25 | 2020-09-29 | 2021-10-30 | Hanwha Q CELLS | Q.PEAK DUO BLK-G5/SC315 | Solar Panels |  | 0.315 | 12 | 218 | 18 |  | Fixed | Roof
NJSTRE1545634108 |  | Transition Incentive Program | Northfield | 8225 | 19 | 4.27 | Residential | Yes | Behind the Meter | Net-metered residential rooftop and canopy |  | None | Sunrun Installation Services, Inc. | AC Electric | Accepted | 2020-09-25 | 2020-09-29 | 2021-10-30 | LONGi Green Energy Technology Co Ltd | LR6-60HPB-305M | Solar Panels |  | 0.305 | 14 | 217 | 23 |  | Fixed | Roof
NJSTRE1545634138 |  | Transition Incentive Program | Willingboro | 8046 | 13 | 9.1 | Residential | Yes | Behind the Meter | Net-metered residential rooftop and canopy |  | None | EMT Renewables | PSE&G | Accepted | 2020-09-25 | 2020-09-29 | 2021-10-30 | Trina | 325-BLK | Solar Panels |  | 0.325 | 9 | 127 | 43 |  | Fixed | Roof
NJSTRE1545634186 |  | Transition Incentive Program | Annandale | 8801 | 4 | 8.91 | Residential | No | Behind the Meter | Net-metered residential rooftop and canopy |  | None | Green Power Energy | JCP&L | Accepted | 2020-09-25 | 2020-09-29 | 2021-10-30 | LG Electronics | LG330N1K-V5 | Solar Panels |  | 0.33 | 12 | 130 | 25 |  | Fixed | Roof
NJSTRE1545634228 |  | Transition Incentive Program | Sayreville | 8872 | 11 | 14.34 | Residential | Yes | Behind the Meter | Net-metered residential rooftop and canopy |  | None | Sunrun Installation Services, Inc. | JCP&L | Accepted | 2020-09-25 | 2020-09-29 | 2021-10-30 | LONGi Green Energy Technology Co Ltd | LR6-60HPB-305M | Solar Panels |  | 0.305 | 23 | 260 | 27 |  | Fixed | Roof
NJSTRE1545634348 |  | Transition Incentive Program | Washington | 7882 | 2 | 6.1 | Residential | Yes | Behind the Meter | Net-metered residential rooftop and canopy |  | None | Sunrun Installation Services, Inc. | JCP&L | Accepted | 2020-09-25 | 2020-09-29 | 2021-10-30 | LONGi Green Energy Technology Co Ltd | LR6-60HPB-305M | Solar Panels |  | 0.305 | 3 | 156 | 17 |  | Fixed | Roof
NJSTRE1545634408 |  | Transition Incentive Program | Paterson | 7503 | 6 | 8.91 | Residential | Yes | Behind the Meter | Net-metered residential rooftop and canopy |  | None | Sunrun Installation Services, Inc. | PSE&G | Accepted | 2020-09-25 | 2020-09-29 | 2021-10-30 | LG Electronics | LG330N1C-A5 | Solar Panels |  | 0.33 | 12 | 165 | 10 |  | Fixed | Roof
NJSTRE1545634410 |  | Transition Incentive Program | Toms River | 8755 | 18 | 16.96 | Residential | No | Behind the Meter | Net-metered residential rooftop and canopy |  | None | Powerlutions | JCP&L | Accepted | 2020-09-25 | 2020-09-29 | 2021-10-30 | REC | 320NP BLACK | Solar Panels |  | 0.32 | 12 | 81 | 33 |  | Fixed | Roof
NJSTRE1545634410 |  | Transition Incentive Program | Toms River | 8755 | 18 | 16.96 | Residential | No | Behind the Meter | Net-metered residential rooftop and canopy |  | None | Powerlutions | JCP&L | Accepted | 2020-09-25 | 2020-09-29 | 2021-10-30 | REC | 320NP BLACK | Solar Panels |  | 0.32 | 2 | 171 | 40 |  | Fixed | Roof
NJSTRE1545634406 |  | Transition Incentive Program | FREEHOLD | 7728 | 17 | 9.18 | Residential | No | Behind the Meter | Net-metered residential rooftop and canopy |  | None | Trinity Solar | JCP&L | Accepted | 2020-09-25 | 2020-09-29 | 2021-10-30 | HANWHA | Q.PEAK DUO BLK-G6 340 | Solar Panels |  | 0.34 | 8 | 184 | 5 |  | Fixed | Roof
NJSTRE1545634418 |  | Transition Incentive Program | Vineland | 8360 | 20 | 4.58 | Residential | Yes | Behind the Meter | Net-metered residential rooftop and canopy |  | None | Castle Energy, LLC | Vineland Muni Electric | Accepted | 2020-09-25 | 2020-09-30 | 2021-10-30 | SunPower | SPR-E20-327-E-AC | Solar Panels |  | 0.327 | 14 | 183 | 34 |  | Fixed | Roof
NJSTRE1545629987 |  | Transition Incentive Program | Middlesex | 8846 | 11 | 4.55 | Residential | Yes | Behind the Meter | Net-metered residential rooftop and canopy |  | None | Pro Custom Solar dba Momentum Solar | PSE&G | Accepted | 2020-09-24 | 2020-09-29 | 2021-10-30 | LG ELECTRONICS | LG 350N1C-V5 | Solar Panels |  | 0.35 | 13 | 174 | 36 |  | Fixed | Roof
NJSTRE1545629982 |  | Transition Incentive Program | Morganville | 7751 | 17 | 9.18 | Residential | No | Behind the Meter | Net-metered residential rooftop and canopy |  | None | NJ Solar Power, LLC | JCP&L | Accepted | 2020-09-24 | 2020-09-29 | 2021-10-30 | panasonic | VBHN340SA17 | Solar Panels |  | 0.34 | 5 | 187 | 58 |  | Fixed | Roof
NJSTRE1545629997 |  | Transition Incentive Program | Williamstown | 8094 | 15 | 11.39 | Residential | No | Behind the Meter | Net-metered residential rooftop and canopy |  | None | Seabright Solar | AC Electric | Accepted | 2020-09-24 | 2020-09-29 | 2021-10-30 | Sunpower | SPR-X21-335 | Solar Panels |  | 0.335 | 26 | 209 | 39 |  | Fixed | Roof
NJSTRE1545630689 |  | Transition Incentive Program | SUCCASUNNA | 7876 | 3 | 7.36 | Residential | No | Behind the Meter | Net-metered residential rooftop and canopy |  | None | Vivint Solar Developer, LLC | JCP&L | Accepted | 2020-09-29 | 2020-09-29 | 2021-10-30 | JINKO SOLAR | JKM320M-60HBL | Solar Panels |  | 0.32 | 17 | 187 | 29 |  | Fixed | Roof
NJSTRE1545633820 |  | Transition Incentive Program | SICKLERVILLE | 8081 | 14 | 13.86 | Residential | No | Behind the Meter | Net-metered residential rooftop and canopy |  | None | Suntuity Solar LLC | AC Electric | Accepted | 2020-09-25 | 2020-09-29 | 2021-10-30 | Longi | LR6-60HPB-315M | Solar Panels |  | 0.315 | 25 | 178 | 28 |  | Fixed | Roof
NJSTRE1545633821 |  | Transition Incentive Program | WATERFORD WORKS | 8089 | 14 | 16.07 | Residential | Yes | Behind the Meter | Net-metered residential rooftop and canopy |  | None | Suntuity Solar LLC | AC Electric | Accepted | 2020-09-25 | 2020-09-29 | 2021-10-30 | Longi | LR6-60HPB-315M | Solar Panels |  | 0.315 | 5 | 81 | 28 |  | Fixed | Roof
NJSTRE1545633823 |  | Transition Incentive Program | HILLSBOROUGH TWP | 8844 | 5 | 12.8 | Residential | No | Behind the Meter | Net-metered residential rooftop and canopy |  | None | Greentech Solar USA LLC | PSE&G | Accepted | 2020-09-25 | 2020-09-29 | 2021-10-30 | Canadian Solar | CS1H-320M | Solar Panels |  | 0.32 | 40 | 290 | 33 |  | Fixed | Roof
NJSTRE1545633884 |  | Transition Incentive Program | Bordentown | 8505 | 13 | 6.46 | Residential | No | Behind the Meter | Net-metered residential rooftop and canopy |  | None | Trinity Solar | PSE&G | Accepted | 2020-09-25 | 2020-09-29 | 2021-10-30 | Hanwha | Q.PEAK DUO BLK-G6 340 | Solar Panels |  | 0.34 | 10 | 264 | 43 |  | Fixed | Roof
NJSTRE1545633884 |  | Transition Incentive Program | Bordentown | 8505 | 13 | 6.46 | Residential | No | Behind the Meter | Net-metered residential rooftop and canopy |  | None | Trinity Solar | PSE&G | Accepted | 2020-09-25 | 2020-09-29 | 2021-10-30 | Hanwha | Q.PEAK DUO BLK-G6 340 | Solar Panels |  | 0.34 | 4 | 84 | 43 |  | Fixed | Roof
NJSTRE1545634130 |  | Transition Incentive Program | Pine Hill | 8021 | 14 | 11.06 | Residential | No | Behind the Meter | Net-metered residential rooftop and canopy |  | ACE | Vision Solar LLC | AC Electric | Accepted | 2020-09-28 | 2020-09-29 | 2021-10-30 | HANWHA Q-CELLS | Q.PEAK DUO-G6+ 335 | Solar Panels |  | 0.335 | 15 | 235 | 19 |  | Fixed | Roof
NJSTRE1545634228 |  | Transition Incentive Program | Sayreville | 8872 | 11 | 14.34 | Residential | Yes | Behind the Meter | Net-metered residential rooftop and canopy |  | None | Sunrun Installation Services, Inc. | JCP&L | Accepted | 2020-09-25 | 2020-09-29 | 2021-10-30 | LONGi Green Energy Technology Co Ltd | LR6-60HPB-305M | Solar Panels |  | 0.305 | 24 | 80 | 27 |  | Fixed | Roof
NJSTRE1545634348 |  | Transition Incentive Program | Washington | 7882 | 2 | 6.1 | Residential | Yes | Behind the Meter | Net-metered residential rooftop and canopy |  | None | Sunrun Installation Services, Inc. | JCP&L | Accepted | 2020-09-25 | 2020-09-29 | 2021-10-30 | LONGi Green Energy Technology Co Ltd | LR6-60HPB-305M | Solar Panels |  | 0.305 | 6 | 69 | 33 |  | Fixed | Roof
NJSTRE1545634397 |  | Transition Incentive Program | Marlton | 8053 | 13 | 9.52 | Residential | Yes | Behind the Meter | Net-metered residential rooftop and canopy |  | None | Trinity Solar | PSE&G | Accepted | 2020-09-25 | 2020-09-29 | 2021-10-30 | Hanwha 340 | Q.PEAK DUO BLK-G6 340 | Solar Panels |  | 0.34 | 3 | 170 | 18 |  | Fixed | Roof
NJSTRE1545634408 |  | Transition Incentive Program | Paterson | 7503 | 6 | 8.91 | Residential | Yes | Behind the Meter | Net-metered residential rooftop and canopy |  | None | Sunrun Installation Services, Inc. | PSE&G | Accepted | 2020-09-25 | 2020-09-29 | 2021-10-30 | LG Electronics | LG330N1C-A5 | Solar Panels |  | 0.33 | 15 | 345 | 25 |  | Fixed | Roof
NJSTRE1545634415 |  | Transition Incentive Program | Landing | 7850 | 3 | 7.4 | Residential | No | Behind the Meter | Net-metered residential rooftop and canopy |  | None | Whitman Construction, LLC | JCP&L | Accepted | 2020-09-25 | 2020-09-30 | 2021-10-30 | SOLARIA POWER | XT-370R-PD | Solar Panels |  | 0.37 | 4 | 40 | 231 |  | Fixed | Roof
NJSTRE1545634446 |  | Transition Incentive Program | Clementon | 8021 | 14 | 10.88 | Residential | Yes | Behind the Meter | Net-metered residential rooftop and canopy |  | None | Trinity Solar | AC Electric | Accepted | 2020-09-25 | 2020-09-29 | 2021-10-30 | Hanwha | Q.PEAK DUO BLK-G6 340 | Solar Panels |  | 0.34 | 16 | 229 | 23 |  | Fixed | Roof
NJSTRE1545634466 |  | Transition Incentive Program | Lakewood | 8701 | 18 | 10.56 | Residential | No | Behind the Meter | Net-metered residential rooftop and canopy |  | None | Powerlutions | JCP&L | Accepted | 2020-09-25 | 2020-09-29 | 2021-10-30 | Axitec | AC-330MH/120S | Solar Panels |  | 0.33 | 16 | 186 | 19 |  | Fixed | Roof
NJSTRE1545634509 |  | Transition Incentive Program | MARGATE CITY | 8402 | 19 | 7.48 | Residential | Yes | Behind the Meter | Net-metered residential rooftop and canopy |  | None | Trinity Solar | AC Electric | Accepted | 2020-09-25 | 2020-09-29 | 2021-10-30 | HANWHA | Q.PEAK DUO BLK-G6 340 | Solar Panels |  | 0.34 | 11 | 53 | 27 |  | Fixed | Roof
NJSTRE1545634534 |  | Transition Incentive Program | Chesterfield | 8515 | 13 | 9.9 | Residential | No | Behind the Meter | Net-metered residential rooftop and canopy |  | None | Whitman Construction, LLC | PSE&G | Accepted | 2020-09-25 | 2020-09-29 | 2021-10-30 | panasonic | VBHN330SA16 | Solar Panels |  | 0.33 | 30 | 181 | 26 |  | Fixed | Roof
NJSTRE1545634563 |  | Transition Incentive Program | WESTAMPTON | 8060 | 13 | 7.14 | Residential | Yes | Behind the Meter | Net-metered residential rooftop and canopy |  | None | Trinity Solar | PSE&G | Accepted | 2020-09-25 | 2020-09-29 | 2021-10-30 | HANWHA | Q.PEAK DUO BLK-G6 340 | Solar Panels |  | 0.34 | 21 | 136 | 34 |  | Fixed | Roof
NJSTRE1545634577 |  | Transition Incentive Program | Paterson | 7503 | 6 | 8.05 | Residential | Yes | Behind the Meter | Net-metered residential rooftop and canopy |  | None | Pro Custom Solar dba Momentum Solar | PSE&G | Accepted | 2020-09-25 | 2020-09-29 | 2021-10-30 | LG ELECTRONICS | LG 350N1C-V5 | Solar Panels |  | 0.35 | 11 | 347 | 27 |  | Fixed | Roof
NJSTRE1545634672 |  | Transition Incentive Program | Delran | 8075 | 13 | 9.14 | Residential | Yes | Behind the Meter | Net-metered residential rooftop and canopy |  | None | Solar Energy World | PSE&G | Accepted | 2020-09-25 | 2020-09-29 | 2021-10-30 | Hanwha Q-cells | Q.PEAK DUO BLK-G5 | Solar Panels |  | 0.315 | 18 | 158 | 18 |  | Fixed | Roof
NJSTRE1545634687 |  | Transition Incentive Program | HAMILTON | 8610 | 12 | 4.76 | Residential | Yes | Behind the Meter | Net-metered residential rooftop and canopy |  | None | Trinity Solar | PSE&G | Accepted | 2020-09-25 | 2020-09-29 | 2021-10-30 | HANWHA | Q.PEAK DUO BLK-G6 340 | Solar Panels |  | 0.34 | 14 | 136 | 34 |  | Fixed | Roof
NJSTRE1545634699 |  | Transition Incentive Program | Mullica Hill | 8062 | 15 | 10.56 | Residential | No | Behind the Meter | Net-metered residential rooftop and canopy |  | None | RCL Enterprises Inc. | AC Electric | Accepted | 2020-09-25 | 2020-09-29 | 2021-10-30 | Canadian Solar | CS1H-320MS | Solar Panels |  | 0.32 | 6 | 20 | 32 |  | Fixed | Pole
NJSTRE1545634708 |  | Transition Incentive Program | Wildwood Crest | 8260 | 21 | 10.88 | Residential | Yes | Behind the Meter | Net-metered residential rooftop and canopy |  | None | All Season Solar | AC Electric | Accepted | 2020-09-25 | 2020-09-29 | 2021-10-30 | Trina | TSMDD06M.05II | Solar Panels |  | 0.32 | 18 | 228 | 27 |  | Fixed | Roof
NJSTRE1545634138 |  | Transition Incentive Program | Willingboro | 8046 | 13 | 9.1 | Residential | Yes | Behind the Meter | Net-metered residential rooftop and canopy |  | None | EMT Renewables | PSE&G | Accepted | 2020-09-25 | 2020-09-29 | 2021-10-30 | Trina | 325-BLK | Solar Panels |  | 0.325 | 2 | 148 | 17 |  | Fixed | Roof
NJSTRE1545634186 |  | Transition Incentive Program | Annandale | 8801 | 4 | 8.91 | Residential | No | Behind the Meter | Net-metered residential rooftop and canopy |  | None | Green Power Energy | JCP&L | Accepted | 2020-09-25 | 2020-09-29 | 2021-10-30 | LG Electronics | LG330N1K-V5 | Solar Panels |  | 0.33 | 5 | 218 | 35 |  | Fixed | Roof
NJSTRE1545634389 |  | Transition Incentive Program | Westfield Township | 7090 | 10 | 14.82 | Residential | No | Behind the Meter | Net-metered residential rooftop and canopy |  | None | Green Power Energy | PSE&G | Accepted | 2020-09-25 | 2020-09-29 | 2021-10-30 | LG Electronics | LG330N1K-V5 | Solar Panels |  | 0.33 | 7 | 128 | 35 |  | Fixed | Roof
NJSTRE1545634406 |  | Transition Incentive Program | FREEHOLD | 7728 | 17 | 9.18 | Residential | No | Behind the Meter | Net-metered residential rooftop and canopy |  | None | Trinity Solar | JCP&L | Accepted | 2020-09-25 | 2020-09-29 | 2021-10-30 | HANWHA | Q.PEAK DUO BLK-G6 340 | Solar Panels |  | 0.34 | 2 | 185 | 9 |  | Fixed | Roof
NJSTRE1545634406 |  | Transition Incentive Program | FREEHOLD | 7728 | 17 | 9.18 | Residential | No | Behind the Meter | Net-metered residential rooftop and canopy |  | None | Trinity Solar | JCP&L | Accepted | 2020-09-25 | 2020-09-29 | 2021-10-30 | HANWHA | Q.PEAK DUO BLK-G6 340 | Solar Panels |  | 0.34 | 12 | 274 | 5 |  | Fixed | Roof
NJSTRE1545634449 |  | Transition Incentive Program | Egg Harbor Township | 8234 | 19 | 6.12 | Residential | No | Behind the Meter | Net-metered residential rooftop and canopy |  | None | EMT Renewables | AC Electric | Accepted | 2020-09-25 | 2020-09-30 | 2021-10-30 | QCell | 340-BLK | Solar Panels |  | 0.34 | 18 | 198 | 20 |  | Fixed | Roof
NJSTRE1545634415 |  | Transition Incentive Program | Landing | 7850 | 3 | 7.4 | Residential | No | Behind the Meter | Net-metered residential rooftop and canopy |  | None | Whitman Construction, LLC | JCP&L | Accepted | 2020-09-25 | 2020-09-30 | 2021-10-30 | SOLARIA POWER | XT-370R-PD | Solar Panels |  | 0.37 | 6 | 141 | 10 |  | Fixed | Pole
NJSTRE1545634446 |  | Transition Incentive Program | Clementon | 8021 | 14 | 10.88 | Residential | Yes | Behind the Meter | Net-metered residential rooftop and canopy |  | None | Trinity Solar | AC Electric | Accepted | 2020-09-25 | 2020-09-29 | 2021-10-30 | Hanwha | Q.PEAK DUO BLK-G6 340 | Solar Panels |  | 0.34 | 10 | 49 | 23 |  | Fixed | Roof
NJSTRE1545634485 |  | Transition Incentive Program | Bordentown | 8505 | 13 | 4.08 | Residential | Yes | Behind the Meter | Net-metered residential rooftop and canopy |  | None | Trinity Solar | PSE&G | Accepted | 2020-09-25 | 2020-09-30 | 2021-10-30 | Hanwha | Q.PEAK DUO BLK-G6 340 | Solar Panels |  | 0.34 | 12 | 138 | 30 |  | Fixed | Roof
NJSTRE1545634503 |  | Transition Incentive Program | Hainesport | 8036 | 13 | 8.16 | Residential | Yes | Behind the Meter | Net-metered residential rooftop and canopy |  | None | Trinity Solar | PSE&G | Accepted | 2020-09-25 | 2020-09-29 | 2021-10-30 | Hanwha 340 | Q.PEAK DUO BLK-G6 340 | Solar Panels |  | 0.34 | 24 | 191 | 23 |  | Fixed | Roof
NJSTRE1545634516 |  | Transition Incentive Program | Sewell | 8080 | 15 | 7.48 | Residential | Yes | Behind the Meter | Net-metered residential rooftop and canopy |  | None | Trinity Solar | AC Electric | Accepted | 2020-09-25 | 2020-09-29 | 2021-10-30 | Hanwha | Q.PEAK DUO BLK-G6 340 | Solar Panels |  | 0.34 | 22 | 267 | 27 |  | Fixed | Roof
NJSTRE1545634584 |  | Transition Incentive Program | Pittsgrove | 8318 | 16 | 13 | Residential | Yes | Behind the Meter | Net-metered residential rooftop and canopy |  | None | RCL Enterprises Inc. | AC Electric | Accepted | 2020-09-25 | 2020-09-29 | 2021-10-30 | Trina Solar | TSM-325DD06M | Solar Panels |  | 0.325 | 40 | 227 | 24 |  | Fixed | Roof
NJSTRE1545634706 |  | Transition Incentive Program | Tinton Falls | 7753 | 17 | 10.2 | Residential | Yes | Behind the Meter | Net-metered residential rooftop and canopy |  | None | Trinity Solar | JCP&L | Accepted | 2020-09-25 | 2020-09-29 | 2021-10-30 | Hanwha | Q.PEAK DUO BLK-G6 340 | Solar Panels |  | 0.34 | 16 | 139 | 18 |  | Fixed | Roof
NJSTRE1545630689 |  | Transition Incentive Program | SUCCASUNNA | 7876 | 3 | 7.36 | Residential | No | Behind the Meter | Net-metered residential rooftop and canopy |  | None | Vivint Solar Developer, LLC | JCP&L | Accepted | 2020-09-29 | 2020-09-29 | 2021-10-30 | JINKO SOLAR | JKM320M-60HBL | Solar Panels |  | 0.32 | 6 | 277 | 30 |  | Fixed | Roof
NJSTRE1545633818 |  | Transition Incentive Program | Williamstown | 8094 | 15 | 5.99 | Residential | No | Behind the Meter | Net-metered residential rooftop and canopy |  | None | Suntuity Solar LLC | AC Electric | Accepted | 2020-09-25 | 2020-09-29 | 2021-10-30 | Longi | LR6-60HPB-315M | Solar Panels |  | 0.315 | 7 | 304 | 28 |  | Fixed | Roof
NJSTRE1545633820 |  | Transition Incentive Program | SICKLERVILLE | 8081 | 14 | 13.86 | Residential | No | Behind the Meter | Net-metered residential rooftop and canopy |  | None | Suntuity Solar LLC | AC Electric | Accepted | 2020-09-25 | 2020-09-29 | 2021-10-30 | Longi | LR6-60HPB-315M | Solar Panels |  | 0.315 | 19 | 358 | 28 |  | Fixed | Roof
NJSTRE1545633889 |  | Transition Incentive Program | South Brunswick Twp | 8852 | 11 | 14.4 | Residential | No | Behind the Meter | Net-metered residential rooftop and canopy |  | None | Green Power Energy | PSE&G | Accepted | 2020-09-25 | 2020-09-29 | 2021-10-30 | LG Electronics | LG360N1C-N5 | Solar Panels |  | 0.36 | 25 | 134 | 30 |  | Fixed | Roof
NJSTRE1545633953 |  | Transition Incentive Program | Sewell | 8080 | 15 | 12.68 | Residential | No | Behind the Meter | Net-metered residential rooftop and canopy |  | None | Impact Solar LLC | AC Electric | Accepted | 2020-09-25 | 2020-09-29 | 2021-10-30 | S Energy | SN325P-10 | Solar Panels |  | 0.325 | 10 | 66 | 27 |  | Fixed | Roof
NJSTRE1545633929 |  | Transition Incentive Program | Lakewood | 8701 | 18 | 10.79 | Residential | Yes | Behind the Meter | Net-metered residential rooftop and canopy |  | None | Kamtech Solar Solutions | JCP&L | Accepted | 2020-09-25 | 2020-09-29 | 2021-10-30 | Sunpower | SUNPOWER SPR-E20-327-E-AC | Solar Panels |  | 0.327 | 20 | 187 | 40 |  | Fixed | Roof
NJSTRE1545633929 |  | Transition Incentive Program | Lakewood | 8701 | 18 | 10.79 | Residential | Yes | Behind the Meter | Net-metered residential rooftop and canopy |  | None | Kamtech Solar Solutions | JCP&L | Accepted | 2020-09-25 | 2020-09-29 | 2021-10-30 | Sunpower | SUNPOWER SPR-E20-327-E-AC | Solar Panels |  | 0.327 | 13 | 187 | 40 |  | Fixed | Roof
NJSTRE1545634062 |  | Transition Incentive Program | Willingboro | 8046 | 13 | 5.28 | Residential | No | Behind the Meter | Net-metered residential rooftop and canopy |  | None | Posigen NJ LLC | PSE&G | Accepted | 2020-09-25 | 2020-09-29 | 2021-10-30 | Silfab | SIL330HL | Solar Panels |  | 0.33 | 16 | 144 | 39 |  | Fixed | Roof
NJSTRE1545634389 |  | Transition Incentive Program | Westfield Township | 7090 | 10 | 14.82 | Residential | No | Behind the Meter | Net-metered residential rooftop and canopy |  | None | Green Power Energy | PSE&G | Accepted | 2020-09-25 | 2020-09-29 | 2021-10-30 | LG Electronics | LG330N1K-V5 | Solar Panels |  | 0.33 | 3 | 218 | 40 |  | Fixed | Roof
NJSTRE1545634509 |  | Transition Incentive Program | MARGATE CITY | 8402 | 19 | 7.48 | Residential | Yes | Behind the Meter | Net-metered residential rooftop and canopy |  | None | Trinity Solar | AC Electric | Accepted | 2020-09-25 | 2020-09-29 | 2021-10-30 | HANWHA | Q.PEAK DUO BLK-G6 340 | Solar Panels |  | 0.34 | 5 | 143 | 27 |  | Fixed | Roof
NJSTRE1545634555 |  | Transition Incentive Program | Montclair | 7042 | 9 | 7.48 | Residential | Yes | Behind the Meter | Net-metered residential rooftop and canopy |  | None | Trinity Solar | PSE&G | Accepted | 2020-09-25 | 2020-09-29 | 2021-10-30 | Hanwha 340 | Q.PEAK DUO BLK-G6 340 | Solar Panels |  | 0.34 | 15 | 115 | 40 |  | Fixed | Roof
NJSTRE1545634686 |  | Transition Incentive Program | BAYONNE | 7002 | 8 | 5.25 | Residential | Yes | Behind the Meter | Net-metered residential rooftop and canopy |  | None | Pro Custom Solar dba Momentum Solar | PSE&G | Accepted | 2020-09-25 | 2020-09-29 | 2021-10-30 | LG ELECTRONICS | LG 350N1C-V5 | Solar Panels |  | 0.35 | 15 | 209 | 19 |  | Fixed | Roof
NJSTRE1545629268 |  | Transition Incentive Program | Tinton Falls | 7724 | 17 | 12.92 | Residential | No | Behind the Meter | Net-metered residential rooftop and canopy |  | None | Green Sun Energy Services, LLC | JCP&L | Accepted | 2020-09-24 | 2020-09-29 | 2021-10-30 | Hanwha | Q.PEAK DUO BLK-G6 340 | Solar Panels |  | 0.34 | 22 | 141 | 34 |  | Fixed | Roof
NJSTRE1545629357 |  | Transition Incentive Program | Budd Lake | 7828 | 3 | 16.32 | Residential | Yes | Behind the Meter | Net-metered residential rooftop and canopy |  | None | Tesla Energy Operations Inc. | JCP&L | Accepted | 2020-09-24 | 2020-09-29 | 2021-10-30 | Hanwha Q-CELLS | Q.Peak DUO BLK-G6+ 340 | Solar Panels |  | 0.34 | 5 | 140 | 30 |  | Fixed | Roof
NJSTRE1545629400 |  | Transition Incentive Program | Bound Brook | 8805 | 5 | 4.2 | Residential | Yes | Behind the Meter | Net-metered residential rooftop and canopy |  | None | Pro Custom Solar dba Momentum Solar | PSE&G | Accepted | 2020-09-24 | 2020-09-29 | 2021-10-30 | LG ELECTRONICS | LG 350N1C-V5 | Solar Panels |  | 0.35 | 12 | 265 | 31 |  | Fixed | Roof
NJSTRE1545629715 |  | Transition Incentive Program | Vineland | 8360 | 20 | 10.54 | Residential | Yes | Behind the Meter | Net-metered residential rooftop and canopy |  | None | Castle Energy, LLC | Vineland Muni Electric | Accepted | 2020-09-24 | 2020-09-29 | 2021-10-30 | Hanwha Q-Cells | Q.Peak DUO BLK-G6 340 | Solar Panels |  | 0.34 | 13 | 272 | 35 |  | Fixed | Roof
NJSTRE1545629961 |  | Transition Incentive Program | LIVINGSTON | 7039 | 9 | 8.45 | Residential | Yes | Behind the Meter | Net-metered residential rooftop and canopy |  | None | Vivint Solar Developer, LLC | PSE&G | Accepted | 2020-09-30 | 2020-09-30 | 2021-10-30 | JINKO SOLAR | JKM325M-60HBL | Solar Panels |  | 0.325 | 7 | 76 | 41 |  | Fixed | Roof
NJSTRE1545630203 |  | Transition Incentive Program | Linwood | 8221 | 19 | 15.28 | Residential | No | Behind the Meter | Net-metered residential rooftop and canopy |  | None | Sun Up Zero Down | AC Electric | Accepted | 2020-09-25 | 2020-09-30 | 2021-10-30 | Trina | TSM-325DE06M(II) | Solar Panels |  | 0.325 | 38 | 122 | 22 |  | Fixed | Roof
NJSTRE1545631146 |  | Transition Incentive Program | PENNSAUKEN | 8109 | 14 | 7.36 | Residential | Yes | Behind the Meter | Net-metered residential rooftop and canopy |  | None | Vivint Solar Developer, LLC | PSE&G | Accepted | 2020-09-25 | 2020-09-29 | 2021-10-30 | Hanwha Solar | Q.PEAK DUO BLK-G5 320w | Solar Panels |  | 0.32 | 6 | 322 | 14 |  | Fixed | Roof
NJSTRE1545633822 |  | Transition Incentive Program | MANTUA | 8051 | 15 | 4.41 | Residential | Yes | Behind the Meter | Net-metered residential rooftop and canopy |  | None | Suntuity Solar LLC | AC Electric | Accepted | 2020-09-25 | 2020-09-29 | 2021-10-30 | Longi | LR6-60HPB-315M | Solar Panels |  | 0.315 | 14 | 156 | 34 |  | Fixed | Roof
NJSTRE1545633915 |  | Transition Incentive Program | Nutley Town | 7110 | 9 | 7.2 | Residential | No | Behind the Meter | Net-metered residential rooftop and canopy |  | None | Green Power Energy | PSE&G | Accepted | 2020-09-25 | 2020-09-29 | 2021-10-30 | LG Electronics | LG360N1C-N5 | Solar Panels |  | 0.36 | 20 | 156 | 28 |  | Fixed | Roof
NJSTRE1545633942 |  | Transition Incentive Program | BARNEGAT | 8005 | 18 | 7.82 | Residential | Yes | Behind the Meter | Net-metered residential rooftop and canopy |  | None | Trinity Solar | JCP&L | Accepted | 2020-09-25 | 2020-09-29 | 2021-10-30 | HANWHA | Q.PEAK DUO BLK-G6 340 | Solar Panels |  | 0.34 | 23 | 258 | 30 |  | Fixed | Roof
NJSTRE1545633961 |  | Transition Incentive Program | East Brunswick | 8816 | 11 | 59.67 | Commercial | No | Behind the Meter | Net-metered non-residential rooftop and canopy |  | None | Skyline Solar LLC | PSE&G | Accepted | 2020-09-25 | 2020-09-30 | 2021-10-30 | JS Solar | JAM72-390 | Solar Panels |  | 0.39 | 153 | 212 | 5 |  | Fixed | Roof
NJSTRE1545629338 |  | Transition Incentive Program | Paramus | 7652 | 7 | 8.16 | Residential | No | Behind the Meter | Net-metered residential rooftop and canopy |  | None | Trinity Solar | PSE&G | Accepted | 2020-09-24 | 2020-09-29 | 2021-10-30 | Hanwha 340 | Q.PEAK DUO BLK-G6 340 | Solar Panels |  | 0.34 | 9 | 213 | 18 |  | Fixed | Roof
NJSTRE1545629268 |  | Transition Incentive Program | Tinton Falls | 7724 | 17 | 12.92 | Residential | No | Behind the Meter | Net-metered residential rooftop and canopy |  | None | Green Sun Energy Services, LLC | JCP&L | Accepted | 2020-09-24 | 2020-09-29 | 2021-10-30 | Hanwha | Q.PEAK DUO BLK-G6 340 | Solar Panels |  | 0.34 | 16 | 141 | 23 |  | Fixed | Roof
NJSTRE1545629344 |  | Transition Incentive Program | ELIZABETHPORT | 7206 | 10 | 11.38 | Residential | Yes | Behind the Meter | Net-metered residential rooftop and canopy |  | None | Vivint Solar Developer, LLC | PSE&G | Accepted | 2020-09-28 | 2020-09-29 | 2021-10-30 | JINKO SOLAR | JKM325M-60HBL | Solar Panels |  | 0.325 | 8 | 234 | 30 |  | Fixed | Roof
NJSTRE1545629357 |  | Transition Incentive Program | Budd Lake | 7828 | 3 | 16.32 | Residential | Yes | Behind the Meter | Net-metered residential rooftop and canopy |  | None | Tesla Energy Operations Inc. | JCP&L | Accepted | 2020-09-24 | 2020-09-29 | 2021-10-30 | Hanwha Q-CELLS | Q.Peak DUO BLK-G6+ 340 | Solar Panels |  | 0.34 | 14 | 50 | 30 |  | Fixed | Roof
NJSTRE1545629373 |  | Transition Incentive Program | Paterson City | 7524 | 6 | 4.34 | Residential | Yes | Behind the Meter | Net-metered residential rooftop and canopy |  | None | Bright Planet Solar | PSE&G | Accepted | 2020-09-24 | 2020-09-29 | 2021-10-30 | LONGI | LR6-60HB-310M | Solar Panels |  | 0.31 | 3 | 193 | 42 |  | Fixed | Roof
NJSTRE1545629832 |  | Transition Incentive Program | Port Republic | 8241 | 19 | 9.92 | Residential | Yes | Behind the Meter | Net-metered residential rooftop and canopy |  | None | Sun Up Zero Down | AC Electric | Accepted | 2020-09-24 | 2020-09-29 | 2021-10-30 | trina | TSM-320DD05H.05(II) | Solar Panels |  | 0.32 | 26 | 173 | 41 |  | Fixed | Roof
NJSTRE1545630203 |  | Transition Incentive Program | Linwood | 8221 | 19 | 15.28 | Residential | No | Behind the Meter | Net-metered residential rooftop and canopy |  | None | Sun Up Zero Down | AC Electric | Accepted | 2020-09-25 | 2020-09-30 | 2021-10-30 | Trina | TSM-325DE06M(II) | Solar Panels |  | 0.325 | 5 | 210 | 22 |  | Fixed | Roof
NJSTRE1545631139 |  | Transition Incentive Program | Margate City | 8402 | 19 | 2.94 | Residential | Yes | Behind the Meter | Net-metered residential rooftop and canopy |  | None | Seabright Solar | AC Electric | Accepted | 2020-09-24 | 2020-09-29 | 2021-10-30 | Sunpower | SPR-E20-327 | Solar Panels |  | 0.327 | 9 | 323 | 4 |  | Fixed | Roof
NJSTRE1545631142 |  | Transition Incentive Program | Logan Township | 8085 | 15 | 7.82 | Residential | No | Behind the Meter | Net-metered residential rooftop and canopy |  | None | NJ Solar Power, LLC | AC Electric | Accepted | 2020-09-24 | 2020-09-29 | 2021-10-30 | panasonic | VBHN340SA17 | Solar Panels |  | 0.34 | 23 | 213 | 34 |  | Fixed | Roof
NJSTRE1545631153 |  | Transition Incentive Program | East Brunswick | 8816 | 11 | 5.53 | Residential | No | Behind the Meter | Net-metered residential rooftop and canopy |  | None | NJ Solar Power, LLC | PSE&G | Accepted | 2020-09-24 | 2020-09-29 | 2021-10-30 | panasonic | VBHN340SA17 | Solar Panels |  | 0.325 | 17 | 174 | 34 |  | Fixed | Roof
NJSTRE1545633821 |  | Transition Incentive Program | WATERFORD WORKS | 8089 | 14 | 16.07 | Residential | Yes | Behind the Meter | Net-metered residential rooftop and canopy |  | None | Suntuity Solar LLC | AC Electric | Accepted | 2020-09-25 | 2020-09-29 | 2021-10-30 | Longi | LR6-60HPB-315M | Solar Panels |  | 0.315 | 10 | 81 | 27 |  | Fixed | Roof
NJSTRE1545633884 |  | Transition Incentive Program | Bordentown | 8505 | 13 | 6.46 | Residential | No | Behind the Meter | Net-metered residential rooftop and canopy |  | None | Trinity Solar | PSE&G | Accepted | 2020-09-25 | 2020-09-29 | 2021-10-30 | Hanwha | Q.PEAK DUO BLK-G6 340 | Solar Panels |  | 0.34 | 5 | 174 | 34 |  | Fixed | Roof
NJSTRE1545633953 |  | Transition Incentive Program | Sewell | 8080 | 15 | 12.68 | Residential | No | Behind the Meter | Net-metered residential rooftop and canopy |  | None | Impact Solar LLC | AC Electric | Accepted | 2020-09-25 | 2020-09-29 | 2021-10-30 | S Energy | SN325P-10 | Solar Panels |  | 0.325 | 13 | 156 | 14 |  | Fixed | Roof
NJSTRE1545634348 |  | Transition Incentive Program | Washington | 7882 | 2 | 6.1 | Residential | Yes | Behind the Meter | Net-metered residential rooftop and canopy |  | None | Sunrun Installation Services, Inc. | JCP&L | Accepted | 2020-09-25 | 2020-09-29 | 2021-10-30 | LONGi Green Energy Technology Co Ltd | LR6-60HPB-305M | Solar Panels |  | 0.305 | 6 | 249 | 34 |  | Fixed | Roof
NJSTRE1545634410 |  | Transition Incentive Program | Toms River | 8755 | 18 | 16.96 | Residential | No | Behind the Meter | Net-metered residential rooftop and canopy |  | None | Powerlutions | JCP&L | Accepted | 2020-09-25 | 2020-09-29 | 2021-10-30 | REC | 320NP BLACK | Solar Panels |  | 0.32 | 4 | 171 | 40 |  | Fixed | Roof
NJSTRE1545634410 |  | Transition Incentive Program | Toms River | 8755 | 18 | 16.96 | Residential | No | Behind the Meter | Net-metered residential rooftop and canopy |  | None | Powerlutions | JCP&L | Accepted | 2020-09-25 | 2020-09-29 | 2021-10-30 | REC | 320NP BLACK | Solar Panels |  | 0.32 | 4 | 171 | 42 |  | Fixed | Roof
NJSTRE1545634466 |  | Transition Incentive Program | Lakewood | 8701 | 18 | 10.56 | Residential | No | Behind the Meter | Net-metered residential rooftop and canopy |  | None | Powerlutions | JCP&L | Accepted | 2020-09-25 | 2020-09-29 | 2021-10-30 | Axitec | AC-330MH/120S | Solar Panels |  | 0.33 | 2 | 96 | 16 |  | Fixed | Roof
NJSTRE1545634533 |  | Transition Incentive Program | Mount Royal | 8061 | 15 | 6.8 | Residential | Yes | Behind the Meter | Net-metered residential rooftop and canopy |  | None | Trinity Solar | AC Electric | Accepted | 2020-09-25 | 2020-09-29 | 2021-10-30 | Hanwha 340 | Q.PEAK DUO BLK-G6 340 | Solar Panels |  | 0.34 | 20 | 144 | 18 |  | Fixed | Roof
NJSTRE1545634555 |  | Transition Incentive Program | Montclair | 7042 | 9 | 7.48 | Residential | Yes | Behind the Meter | Net-metered residential rooftop and canopy |  | None | Trinity Solar | PSE&G | Accepted | 2020-09-25 | 2020-09-29 | 2021-10-30 | Hanwha 340 | Q.PEAK DUO BLK-G6 340 | Solar Panels |  | 0.34 | 3 | 115 | 18 |  | Fixed | Roof
NJSTRE1545634577 |  | Transition Incentive Program | Paterson | 7503 | 6 | 8.05 | Residential | Yes | Behind the Meter | Net-metered residential rooftop and canopy |  | None | Pro Custom Solar dba Momentum Solar | PSE&G | Accepted | 2020-09-25 | 2020-09-29 | 2021-10-30 | LG ELECTRONICS | LG 350N1C-V5 | Solar Panels |  | 0.35 | 4 | 347 | 15 |  | Fixed | Roof
NJSTRE1545634589 |  | Transition Incentive Program | Sayreville | 8872 | 11 | 4.08 | Residential | No | Behind the Meter | Net-metered residential rooftop and canopy |  | None | Trinity Solar | JCP&L | Accepted | 2020-09-25 | 2020-09-29 | 2021-10-30 | Hanwha 340 | Q.PEAK DUO BLK-G6 340 | Solar Panels |  | 0.34 | 12 | 171 | 34 |  | Fixed | Roof
NJSTRE1545634706 |  | Transition Incentive Program | Tinton Falls | 7753 | 17 | 10.2 | Residential | Yes | Behind the Meter | Net-metered residential rooftop and canopy |  | None | Trinity Solar | JCP&L | Accepted | 2020-09-25 | 2020-09-29 | 2021-10-30 | Hanwha | Q.PEAK DUO BLK-G6 340 | Solar Panels |  | 0.34 | 5 | 319 | 18 |  | Fixed | Roof
NJSTRE1545634735 |  | Transition Incentive Program | Sicklerville | 8081 | 14 | 11.2 | Residential | Yes | Behind the Meter | Net-metered residential rooftop and canopy |  | None | All Season Solar | AC Electric | Accepted | 2020-09-25 | 2020-09-29 | 2021-10-30 | Trina | TSMDD06M.05II | Solar Panels |  | 0.32 | 35 | 197 | 33 |  | Fixed | Roof
NJSTRE1545634805 |  | Transition Incentive Program | Lambertville | 8530 | 4 | 18.29 | Residential | Yes | Behind the Meter | Net-metered residential rooftop and canopy |  | None | Solar Energy World | JCP&L | Accepted | 2020-09-25 | 2020-09-30 | 2021-10-30 | LONGi Green Energy Technology | LR6-60HPB-310 M | Solar Panels |  | 0.31 | 28 | 247 | 27 |  | Fixed | Roof
NJSTRE1545634840 |  | Transition Incentive Program | ROSELLE | 7203 | 10 | 5.76 | Residential | Yes | Behind the Meter | Net-metered residential rooftop and canopy |  | None | Vivint Solar Developer, LLC | PSE&G | Accepted | 2020-09-29 | 2020-09-30 | 2021-10-30 | JINKO SOLAR | JKM320M-60HBL | Solar Panels |  | 0.32 | 4 | 75 | 39 |  | Fixed | Roof
NJSTRE1545634898 |  | Transition Incentive Program | GIBBSTOWN | 8027 | 15 | 9.43 | Residential | Yes | Behind the Meter | Net-metered residential rooftop and canopy |  | None | Vivint Solar Developer, LLC | AC Electric | Accepted | 2020-09-29 | 2020-09-30 | 2021-10-30 | JINKO SOLAR | JKM325M-60HBL | Solar Panels |  | 0.325 | 4 | 39 | 14 |  | Fixed | Roof
NJSTRE1545634138 |  | Transition Incentive Program | Willingboro | 8046 | 13 | 9.1 | Residential | Yes | Behind the Meter | Net-metered residential rooftop and canopy |  | None | EMT Renewables | PSE&G | Accepted | 2020-09-25 | 2020-09-29 | 2021-10-30 | Trina | 325-BLK | Solar Panels |  | 0.325 | 17 | 147 | 43 |  | Fixed | Roof
NJSTRE1545634130 |  | Transition Incentive Program | Pine Hill | 8021 | 14 | 11.06 | Residential | No | Behind the Meter | Net-metered residential rooftop and canopy |  | ACE | Vision Solar LLC | AC Electric | Accepted | 2020-09-28 | 2020-09-29 | 2021-10-30 | HANWHA Q-CELLS | Q.PEAK DUO-G6+ 335 | Solar Panels |  | 0.335 | 18 | 55 | 19 |  | Fixed | Roof
NJSTRE1545634397 |  | Transition Incentive Program | Marlton | 8053 | 13 | 9.52 | Residential | Yes | Behind the Meter | Net-metered residential rooftop and canopy |  | None | Trinity Solar | PSE&G | Accepted | 2020-09-25 | 2020-09-29 | 2021-10-30 | Hanwha 340 | Q.PEAK DUO BLK-G6 340 | Solar Panels |  | 0.34 | 9 | 80 | 23 |  | Fixed | Roof
NJSTRE1545634406 |  | Transition Incentive Program | FREEHOLD | 7728 | 17 | 9.18 | Residential | No | Behind the Meter | Net-metered residential rooftop and canopy |  | None | Trinity Solar | JCP&L | Accepted | 2020-09-25 | 2020-09-29 | 2021-10-30 | HANWHA | Q.PEAK DUO BLK-G6 340 | Solar Panels |  | 0.34 | 5 | 275 | 37 |  | Fixed | Roof
NJSTRE1545634431 |  | Transition Incentive Program | Scotch Plains TWP | 7076 | 10 | 16.38 | Residential | Yes | Behind the Meter | Net-metered residential rooftop and canopy |  | None | Tesla Energy Operations Inc. | PSE&G | Accepted | 2020-09-25 | 2020-09-30 | 2021-10-30 | Hanwha Q CELLS | Q.PEAK DUO BLK-G5/SC315 | Solar Panels |  | 0.315 | 18 | 326 | 30 |  | Fixed | Roof
NJSTRE1545634415 |  | Transition Incentive Program | Landing | 7850 | 3 | 7.4 | Residential | No | Behind the Meter | Net-metered residential rooftop and canopy |  | None | Whitman Construction, LLC | JCP&L | Accepted | 2020-09-25 | 2020-09-30 | 2021-10-30 | SOLARIA POWER | XT-370R-PD | Solar Panels |  | 0.37 | 5 | 51 | 7 |  | Fixed | Roof
NJSTRE1545634457 |  | Transition Incentive Program | Lawnside | 8045 | 14 | 5.1 | Residential | Yes | Behind the Meter | Net-metered residential rooftop and canopy |  | None | Trinity Solar | PSE&G | Accepted | 2020-09-25 | 2020-09-30 | 2021-10-30 | Hanwha 340 | Q.PEAK DUO BLK-G6 340 | Solar Panels |  | 0.34 | 5 | 263 | 27 |  | Fixed | Roof
NJSTRE1545634446 |  | Transition Incentive Program | Clementon | 8021 | 14 | 10.88 | Residential | Yes | Behind the Meter | Net-metered residential rooftop and canopy |  | None | Trinity Solar | AC Electric | Accepted | 2020-09-25 | 2020-09-29 | 2021-10-30 | Hanwha | Q.PEAK DUO BLK-G6 340 | Solar Panels |  | 0.34 | 6 | 49 | 14 |  | Fixed | Roof
NJSTRE1545634509 |  | Transition Incentive Program | MARGATE CITY | 8402 | 19 | 7.48 | Residential | Yes | Behind the Meter | Net-metered residential rooftop and canopy |  | None | Trinity Solar | AC Electric | Accepted | 2020-09-25 | 2020-09-29 | 2021-10-30 | HANWHA | Q.PEAK DUO BLK-G6 340 | Solar Panels |  | 0.34 | 6 | 233 | 27 |  | Fixed | Roof
NJSTRE1545634699 |  | Transition Incentive Program | Mullica Hill | 8062 | 15 | 10.56 | Residential | No | Behind the Meter | Net-metered residential rooftop and canopy |  | None | RCL Enterprises Inc. | AC Electric | Accepted | 2020-09-25 | 2020-09-29 | 2021-10-30 | Canadian Solar | CS1H-320MS | Solar Panels |  | 0.32 | 27 | 200 | 32 |  | Fixed | Roof
NJSTRE1545634708 |  | Transition Incentive Program | Wildwood Crest | 8260 | 21 | 10.88 | Residential | Yes | Behind the Meter | Net-metered residential rooftop and canopy |  | None | All Season Solar | AC Electric | Accepted | 2020-09-25 | 2020-09-29 | 2021-10-30 | Trina | TSMDD06M.05II | Solar Panels |  | 0.32 | 16 | 48 | 27 |  | Fixed | Pole
NJSTRE1545634893 |  | Transition Incentive Program | Woodbridge Twp | 8830 | 11 | 3.41 | Residential | Yes | Behind the Meter | Net-metered residential rooftop and canopy |  | None | Solar Energy World | PSE&G | Accepted | 2020-09-25 | 2020-09-29 | 2021-10-30 | Hanwha Q-cells | Q.PEAK DUO BLK-G5 | Solar Panels |  | 0.31 | 11 | 207 | 37 |  | Fixed | Roof
NJSTRE1545634389 |  | Transition Incentive Program | Westfield Township | 7090 | 10 | 14.82 | Residential | No | Behind the Meter | Net-metered residential rooftop and canopy |  | None | Green Power Energy | PSE&G | Accepted | 2020-09-25 | 2020-09-29 | 2021-10-30 | LG Electronics | LG330N1K-V5 | Solar Panels |  | 0.33 | 21 | 308 | 35 |  | Fixed | Roof
NJSTRE1545634397 |  | Transition Incentive Program | Marlton | 8053 | 13 | 9.52 | Residential | Yes | Behind the Meter | Net-metered residential rooftop and canopy |  | None | Trinity Solar | PSE&G | Accepted | 2020-09-25 | 2020-09-29 | 2021-10-30 | Hanwha 340 | Q.PEAK DUO BLK-G6 340 | Solar Panels |  | 0.34 | 16 | 260 | 23 |  | Fixed | Roof
NJSTRE1545634410 |  | Transition Incentive Program | Toms River | 8755 | 18 | 16.96 | Residential | No | Behind the Meter | Net-metered residential rooftop and canopy |  | None | Powerlutions | JCP&L | Accepted | 2020-09-25 | 2020-09-29 | 2021-10-30 | REC | 320NP BLACK | Solar Panels |  | 0.32 | 27 | 261 | 33 |  | Fixed | Roof
NJSTRE1545634415 |  | Transition Incentive Program | Landing | 7850 | 3 | 7.4 | Residential | No | Behind the Meter | Net-metered residential rooftop and canopy |  | None | Whitman Construction, LLC | JCP&L | Accepted | 2020-09-25 | 2020-09-30 | 2021-10-30 | SOLARIA POWER | XT-370R-PD | Solar Panels |  | 0.37 | 5 | 51 | 40 |  | Fixed | Roof
NJSTRE1545634466 |  | Transition Incentive Program | Lakewood | 8701 | 18 | 10.56 | Residential | No | Behind the Meter | Net-metered residential rooftop and canopy |  | None | Powerlutions | JCP&L | Accepted | 2020-09-25 | 2020-09-29 | 2021-10-30 | Axitec | AC-330MH/120S | Solar Panels |  | 0.33 | 14 | 186 | 38 |  | Fixed | Roof
NJSTRE1545634672 |  | Transition Incentive Program | Delran | 8075 | 13 | 9.14 | Residential | Yes | Behind the Meter | Net-metered residential rooftop and canopy |  | None | Solar Energy World | PSE&G | Accepted | 2020-09-25 | 2020-09-29 | 2021-10-30 | Hanwha Q-cells | Q.PEAK DUO BLK-G5 | Solar Panels |  | 0.315 | 11 | 338 | 18 |  | Fixed | Roof
NJSTRE1545634532 |  | Transition Incentive Program | Somerville | 8876 | 5 | 7.7 | Commercial | No | Behind the Meter | Net-metered non-residential rooftop and canopy |  | None | Geoscape Solar | PSE&G | Accepted | 2020-09-25 | 2020-09-29 | 2021-10-30 | LG Electronics | LG350N1C-V5 | Solar Panels |  | 0.35 | 5 | 188 | 4 |  | Fixed | Roof
NJSTRE1545634703 |  | Transition Incentive Program | Franklin TWP | 8873 | 5 | 6.46 | Residential | Yes | Behind the Meter | Net-metered residential rooftop and canopy |  | None | Tesla Energy Operations Inc. | PSE&G | Accepted | 2020-09-25 | 2020-09-29 | 2021-10-30 | Hanwha Q-CELLS | Q.Peak DUO BLK-G6+ 340 | Solar Panels |  | 0.34 | 11 | 127 | 23 |  | Fixed | Roof
NJSTRE1545634703 |  | Transition Incentive Program | Franklin TWP | 8873 | 5 | 6.46 | Residential | Yes | Behind the Meter | Net-metered residential rooftop and canopy |  | None | Tesla Energy Operations Inc. | PSE&G | Accepted | 2020-09-25 | 2020-09-29 | 2021-10-30 | Hanwha Q-CELLS | Q.Peak DUO BLK-G6+ 340 | Solar Panels |  | 0.34 | 8 | 307 | 23 |  | Fixed | Roof
NJSTRE1545634706 |  | Transition Incentive Program | Tinton Falls | 7753 | 17 | 10.2 | Residential | Yes | Behind the Meter | Net-metered residential rooftop and canopy |  | None | Trinity Solar | JCP&L | Accepted | 2020-09-25 | 2020-09-29 | 2021-10-30 | Hanwha | Q.PEAK DUO BLK-G6 340 | Solar Panels |  | 0.34 | 3 | 139 | 18 |  | Fixed | Roof
NJSTRE1545634851 |  | Transition Incentive Program | BARNEGAT | 8005 | 18 | 4.88 | Residential | Yes | Behind the Meter | Net-metered residential rooftop and canopy |  | None | Vivint Solar Developer, LLC | JCP&L | Accepted | 2020-09-29 | 2020-09-30 | 2021-10-30 | JINKO SOLAR | JKM325M-60HBL | Solar Panels |  | 0.325 | 15 | 127 | 34 |  | Fixed | Roof
NJSTRE1545636405 |  | Transition Incentive Program | WILLIAMSTOWN | 8094 | 15 | 6.3 | Residential | Yes | Behind the Meter | Net-metered residential rooftop and canopy |  | None | Suntuity Solar LLC | AC Electric | Accepted | 2020-09-26 | 2020-09-29 | 2021-10-30 | Longi | LR6-60HPB-315M | Solar Panels |  | 0.315 | 3 | 316 | 22 |  | Fixed | Roof
NJSTRE1545634431 |  | Transition Incentive Program | Scotch Plains TWP | 7076 | 10 | 16.38 | Residential | Yes | Behind the Meter | Net-metered residential rooftop and canopy |  | None | Tesla Energy Operations Inc. | PSE&G | Accepted | 2020-09-25 | 2020-09-30 | 2021-10-30 | Hanwha Q CELLS | Q.PEAK DUO BLK-G5/SC315 | Solar Panels |  | 0.315 | 34 | 146 | 30 |  | Fixed | Roof
NJSTRE1545634457 |  | Transition Incentive Program | Lawnside | 8045 | 14 | 5.1 | Residential | Yes | Behind the Meter | Net-metered residential rooftop and canopy |  | None | Trinity Solar | PSE&G | Accepted | 2020-09-25 | 2020-09-30 | 2021-10-30 | Hanwha 340 | Q.PEAK DUO BLK-G6 340 | Solar Panels |  | 0.34 | 10 | 83 | 27 |  | Fixed | Roof
NJSTRE1545634555 |  | Transition Incentive Program | Montclair | 7042 | 9 | 7.48 | Residential | Yes | Behind the Meter | Net-metered residential rooftop and canopy |  | None | Trinity Solar | PSE&G | Accepted | 2020-09-25 | 2020-09-29 | 2021-10-30 | Hanwha 340 | Q.PEAK DUO BLK-G6 340 | Solar Panels |  | 0.34 | 4 | 115 | 40 |  | Fixed | Roof
NJSTRE1545634670 |  | Transition Incentive Program | Newark | 7103 | 9 | 3.85 | Residential | Yes | Behind the Meter | Net-metered residential rooftop and canopy |  | None | Pro Custom Solar dba Momentum Solar | PSE&G | Accepted | 2020-09-25 | 2020-09-29 | 2021-10-30 | LG ELECTRONICS | LG 350N1C-V5 | Solar Panels |  | 0.35 | 11 | 196 | 30 |  | Fixed | Roof
NJSTRE1545634532 |  | Transition Incentive Program | Somerville | 8876 | 5 | 7.7 | Commercial | No | Behind the Meter | Net-metered non-residential rooftop and canopy |  | None | Geoscape Solar | PSE&G | Accepted | 2020-09-25 | 2020-09-29 | 2021-10-30 | LG Electronics | LG350N1C-V5 | Solar Panels |  | 0.35 | 8 | 98 | 5 |  | Fixed | Roof
NJSTRE1545634772 |  | Transition Incentive Program | Vineland | 8360 | 20 | 18 | Residential | No | Behind the Meter | Net-metered residential ground mount |  | None | A Clear Alternative, Inc | AC Electric | Accepted | 2020-09-25 | 2020-09-30 | 2021-10-30 | Hanwha Q.Peak | Q.Peak DUO L-G7.2 | Solar Panels |  | 0.4 | 45 | 180 | 30 |  | Fixed | Ground | Rear Yard
NJSTRE1545634897 |  | Transition Incentive Program | Manville | 8835 | 5 | 9.1 | Residential | Yes | Behind the Meter | Net-metered residential rooftop and canopy |  | None | Vivint Solar Developer, LLC | PSE&G | Accepted | 2020-09-29 | 2020-09-30 | 2021-10-30 | JINKO SOLAR | JKM325M-60HBL | Solar Panels |  | 0.325 | 20 | 129 | 39 |  | Fixed | Roof
NJSTRE1545634897 |  | Transition Incentive Program | Manville | 8835 | 5 | 9.1 | Residential | Yes | Behind the Meter | Net-metered residential rooftop and canopy |  | None | Vivint Solar Developer, LLC | PSE&G | Accepted | 2020-09-29 | 2020-09-30 | 2021-10-30 | JINKO SOLAR | JKM325M-60HBL | Solar Panels |  | 0.325 | 8 | 309 | 11 |  | Fixed | Roof
NJSTRE1545636405 |  | Transition Incentive Program | WILLIAMSTOWN | 8094 | 15 | 6.3 | Residential | Yes | Behind the Meter | Net-metered residential rooftop and canopy |  | None | Suntuity Solar LLC | AC Electric | Accepted | 2020-09-26 | 2020-09-29 | 2021-10-30 | Longi | LR6-60HPB-315M | Solar Panels |  | 0.315 | 17 | 136 | 22 |  | Fixed | Roof
NJSTRE1545636437 |  | Transition Incentive Program | WEST ORANGE | 7052 | 9 | 4.48 | Residential | Yes | Behind the Meter | Net-metered residential rooftop and canopy |  | None | Vivint Solar Developer, LLC | PSE&G | Accepted | 2020-09-29 | 2020-09-30 | 2021-10-30 | JINKO SOLAR | JKM320M-60HBL | Solar Panels |  | 0.32 | 14 | 205 | 35 |  | Fixed | Roof
NJSTRE1545636473 |  | Transition Incentive Program | Brick Township | 8724 | 18 | 14.39 | Residential | Yes | Behind the Meter | Net-metered residential rooftop and canopy |  | None | Seabright Solar | JCP&L | Accepted | 2020-09-26 | 2020-09-30 | 2021-10-30 | Sunpower | SPR-E20-327 | Solar Panels |  | 0.327 | 18 | 129 | 30 |  | Fixed | Roof
NJSTRE1545636473 |  | Transition Incentive Program | Brick Township | 8724 | 18 | 14.39 | Residential | Yes | Behind the Meter | Net-metered residential rooftop and canopy |  | None | Seabright Solar | JCP&L | Accepted | 2020-09-26 | 2020-09-30 | 2021-10-30 | Sunpower | SPR-E20-327 | Solar Panels |  | 0.327 | 8 | 129 | 30 |  | Fixed | Roof
NJSTRE1545629371 |  | Transition Incentive Program | Millville | 8332 | 20 | 8.84 | Residential | Yes | Behind the Meter | Net-metered residential rooftop and canopy |  | None | Castle Energy, LLC | AC Electric | Accepted | 2020-09-24 | 2020-09-29 | 2021-10-30 | Hanwha Q-Cells | Q.Peak DUO BLK-G6 340 | Solar Panels |  | 0.34 | 23 | 114 | 20 |  | Fixed | Roof
NJSTRE1545629371 |  | Transition Incentive Program | Millville | 8332 | 20 | 8.84 | Residential | Yes | Behind the Meter | Net-metered residential rooftop and canopy |  | None | Castle Energy, LLC | AC Electric | Accepted | 2020-09-24 | 2020-09-29 | 2021-10-30 | Hanwha Q-Cells | Q.Peak DUO BLK-G6 340 | Solar Panels |  | 0.34 | 3 | 294 | 20 |  | Fixed | Roof
NJSTRE1545629378 |  | Transition Incentive Program | Ventnor City | 8406 | 19 | 10.85 | Residential | Yes | Behind the Meter | Net-metered residential rooftop and canopy |  | None | Pro Custom Solar dba Momentum Solar | AC Electric | Accepted | 2020-09-24 | 2020-09-29 | 2021-10-30 | LG ELECTRONICS | LG 350N1C-V5 | Solar Panels |  | 0.35 | 10 | 328 | 31 |  | Fixed | Roof
NJSTRE1545629513 |  | Transition Incentive Program | Sicklerville | 8081 | 14 | 6.12 | Residential | No | Behind the Meter | Net-metered residential rooftop and canopy |  | None | Trinity Solar | AC Electric | Accepted | 2020-09-24 | 2020-09-29 | 2021-10-30 | Hanwha 340 | Q.PEAK DUO BLK-G6 340 | Solar Panels |  | 0.34 | 18 | 191 | 30 |  | Fixed | Roof
NJSTRE1545629835 |  | Transition Incentive Program | Elizabeth | 7206 | 10 | 2.72 | Residential | No | Behind the Meter | Net-metered residential rooftop and canopy |  | None | Trinity Solar | PSE&G | Accepted | 2020-09-24 | 2020-09-29 | 2021-10-30 | Hanwha 340 | Q.PEAK DUO BLK-G6 340 | Solar Panels |  | 0.34 | 8 | 144 | 27 |  | Fixed | Roof
NJSTRE1545629948 |  | Transition Incentive Program | East Brunswick | 8816 | 11 | 5.85 | Residential | No | Behind the Meter | Net-metered residential rooftop and canopy |  | None | NJ Solar Power, LLC | PSE&G | Accepted | 2020-09-24 | 2020-09-29 | 2021-10-30 | panasonic | VBHN340SA17 | Solar Panels |  | 0.325 | 18 | 173 | 34 |  | Fixed | Roof
NJSTRE1545629970 |  | Transition Incentive Program | Clifton City | 7013 | 6 | 11.77 | Residential | Yes | Behind the Meter | Net-metered residential rooftop and canopy |  | None | Seabright Solar | PSE&G | Accepted | 2020-09-24 | 2020-09-29 | 2021-10-30 | Sunpower | SPR-E20-327 | Solar Panels |  | 0.327 | 18 | 308 | 32 |  | Fixed | Roof
NJSTRE1545630007 |  | Transition Incentive Program | RIO GRANDE | 8242 | 21 | 7.48 | Residential | Yes | Behind the Meter | Net-metered residential rooftop and canopy |  | None | Vivint Solar Developer, LLC | AC Electric | Accepted | 2020-09-29 | 2020-09-29 | 2021-10-30 | JINKO SOLAR | JKM325M-60HBL | Solar Panels |  | 0.325 | 19 | 282 | 40 |  | Fixed | Roof
NJSTRE1545630683 |  | Transition Incentive Program | PENNSAUKEN TWP | 8109 | 14 | 4.48 | Residential | Yes | Behind the Meter | Net-metered residential rooftop and canopy |  | None | Sunbound Solar | PSE&G | Accepted | 2020-09-24 | 2020-09-29 | 2021-10-30 | Hanwha | Q-CELL. Q.PEAK DUO-G5 320, | Solar Panels |  | 0.32 | 4 | 122 | 41 |  | Fixed | Roof | Under module
NJSTRE1545631158 |  | Transition Incentive Program | Cedar Grove | 7009 | 9 | 7.48 | Residential | No | Behind the Meter | Net-metered residential rooftop and canopy |  | None | NJ Solar Power, LLC | PSE&G | Accepted | 2020-09-24 | 2020-09-29 | 2021-10-30 | panasonic | VBHN340SA17 | Solar Panels |  | 0.34 | 22 | 86 | 14 |  | Fixed | Roof
NJSTRE1545633867 |  | Transition Incentive Program | Tabernacle | 8088 | 13 | 8.4 | Residential | No | Behind the Meter | Net-metered residential rooftop and canopy |  | None | Geoscape Solar | AC Electric | Accepted | 2020-09-25 | 2020-09-29 | 2021-10-30 | LG Electronics | LG350N1C-V5 | Solar Panels |  | 0.35 | 12 | 180 | 17 |  | Fixed | Roof
NJSTRE1545633953 |  | Transition Incentive Program | Sewell | 8080 | 15 | 12.68 | Residential | No | Behind the Meter | Net-metered residential rooftop and canopy |  | None | Impact Solar LLC | AC Electric | Accepted | 2020-09-25 | 2020-09-29 | 2021-10-30 | S Energy | SN325P-10 | Solar Panels |  | 0.325 | 8 | 156 | 23 |  | Fixed | Roof
NJSTRE1545633953 |  | Transition Incentive Program | Sewell | 8080 | 15 | 12.68 | Residential | No | Behind the Meter | Net-metered residential rooftop and canopy |  | None | Impact Solar LLC | AC Electric | Accepted | 2020-09-25 | 2020-09-29 | 2021-10-30 | S Energy | SN325P-10 | Solar Panels |  | 0.325 | 8 | 246 | 27 |  | Fixed | Roof
NJSTRE1545634324 |  | Transition Incentive Program | Hamilton | 8619 | 12 | 3.96 | Residential | No | Behind the Meter | Net-metered residential rooftop and canopy |  | None | Posigen NJ LLC | PSE&G | Accepted | 2020-09-25 | 2020-09-29 | 2021-10-30 | Silfab | SIL330HL | Solar Panels |  | 0.33 | 12 | 155 | 20 |  | Fixed | Roof
NJSTRE1545634389 |  | Transition Incentive Program | Westfield Township | 7090 | 10 | 14.82 | Residential | No | Behind the Meter | Net-metered residential rooftop and canopy |  | None | Green Power Energy | PSE&G | Accepted | 2020-09-25 | 2020-09-29 | 2021-10-30 | LG Electronics | LG330N1K-V5 | Solar Panels |  | 0.33 | 3 | 128 | 35 |  | Fixed | Roof
NJSTRE1545634410 |  | Transition Incentive Program | Toms River | 8755 | 18 | 16.96 | Residential | No | Behind the Meter | Net-metered residential rooftop and canopy |  | None | Powerlutions | JCP&L | Accepted | 2020-09-25 | 2020-09-29 | 2021-10-30 | REC | 320NP BLACK | Solar Panels |  | 0.32 | 4 | 81 | 33 |  | Fixed | Roof
NJSTRE1545634578 |  | Transition Incentive Program | Keyport | 7735 | 17 | 4.76 | Residential | Yes | Behind the Meter | Net-metered residential rooftop and canopy |  | None | Trinity Solar | JCP&L | Accepted | 2020-09-25 | 2020-09-29 | 2021-10-30 | Hanwha | Q.PEAK DUO BLK-G6 340 | Solar Panels |  | 0.34 | 14 | 222 | 37 |  | Fixed | Roof
NJSTRE1545634577 |  | Transition Incentive Program | Paterson | 7503 | 6 | 8.05 | Residential | Yes | Behind the Meter | Net-metered residential rooftop and canopy |  | None | Pro Custom Solar dba Momentum Solar | PSE&G | Accepted | 2020-09-25 | 2020-09-29 | 2021-10-30 | LG ELECTRONICS | LG 350N1C-V5 | Solar Panels |  | 0.35 | 8 | 167 | 27 |  | Fixed | Roof
NJSTRE1545634840 |  | Transition Incentive Program | ROSELLE | 7203 | 10 | 5.76 | Residential | Yes | Behind the Meter | Net-metered residential rooftop and canopy |  | None | Vivint Solar Developer, LLC | PSE&G | Accepted | 2020-09-29 | 2020-09-30 | 2021-10-30 | JINKO SOLAR | JKM320M-60HBL | Solar Panels |  | 0.32 | 14 | 75 | 33 |  | Fixed | Roof
NJSTRE1545634898 |  | Transition Incentive Program | GIBBSTOWN | 8027 | 15 | 9.43 | Residential | Yes | Behind the Meter | Net-metered residential rooftop and canopy |  | None | Vivint Solar Developer, LLC | AC Electric | Accepted | 2020-09-29 | 2020-09-30 | 2021-10-30 | JINKO SOLAR | JKM325M-60HBL | Solar Panels |  | 0.325 | 4 | 219 | 14 |  | Fixed | Roof
NJSTRE1545634898 |  | Transition Incentive Program | GIBBSTOWN | 8027 | 15 | 9.43 | Residential | Yes | Behind the Meter | Net-metered residential rooftop and canopy |  | None | Vivint Solar Developer, LLC | AC Electric | Accepted | 2020-09-29 | 2020-09-30 | 2021-10-30 | JINKO SOLAR | JKM325M-60HBL | Solar Panels |  | 0.325 | 6 | 219 | 10 |  | Fixed | Roof
NJSTRE1545636402 |  | Transition Incentive Program | Vineland | 8360 | 20 | 8.82 | Residential | No | Behind the Meter | Net-metered residential rooftop and canopy |  | None | Suntuity Solar LLC | Vineland Muni Electric | Accepted | 2020-09-26 | 2020-09-29 | 2021-10-30 | Longi | LR6-60HPB-315M | Solar Panels |  | 0.315 | 14 | 3 | 35 |  | Fixed | Roof
NJSTRE1545636403 |  | Transition Incentive Program | WILLIAMSTOWN | 8094 | 15 | 11.03 | Residential | No | Behind the Meter | Net-metered residential rooftop and canopy |  | None | Suntuity Solar LLC | AC Electric | Accepted | 2020-09-26 | 2020-09-29 | 2021-10-30 | Longi | LR6-60HPB-315M | Solar Panels |  | 0.315 | 16 | 269 | 18 |  | Fixed | Roof
NJSTRE1545636422 |  | Transition Incentive Program | WOODBURY | 8096 | 15 | 4.48 | Residential | Yes | Behind the Meter | Net-metered residential rooftop and canopy |  | None | Vivint Solar Developer, LLC | PSE&G | Accepted | 2020-09-29 | 2020-09-30 | 2021-10-30 | JINKO SOLAR | JKM320M-60HBL | Solar Panels |  | 0.32 | 4 | 15 | 26 |  | Fixed | Roof
NJSTRE1545636465 |  | Transition Incentive Program | PLAINFIELD | 7062 | 10 | 2.56 | Residential | No | Behind the Meter | Net-metered residential rooftop and canopy |  | None | Vivint Solar Developer, LLC | PSE&G | Accepted | 2020-09-29 | 2020-09-30 | 2021-10-30 | JINKO SOLAR | JKM320M-60HBL | Solar Panels |  | 0.32 | 8 | 215 | 15 |  | Fixed | Roof
NJSTRE1545634532 |  | Transition Incentive Program | Somerville | 8876 | 5 | 7.7 | Commercial | No | Behind the Meter | Net-metered non-residential rooftop and canopy |  | None | Geoscape Solar | PSE&G | Accepted | 2020-09-25 | 2020-09-29 | 2021-10-30 | LG Electronics | LG350N1C-V5 | Solar Panels |  | 0.35 | 9 | 278 | 8 |  | Fixed | Roof
NJSTRE1545634742 |  | Transition Incentive Program | Clifton | 7110 | 9 | 7.7 | Residential | Yes | Behind the Meter | Net-metered residential rooftop and canopy |  | None | Pro Custom Solar dba Momentum Solar | PSE&G | Accepted | 2020-09-25 | 2020-09-30 | 2021-10-30 | LG ELECTRONICS | LG 350N1C-V5 | Solar Panels |  | 0.35 | 10 | 306 | 37 |  | Fixed | Roof
NJSTRE1545634767 |  | Transition Incentive Program | Pilesgroves | 8098 | 16 | 11.16 | Residential | Yes | Behind the Meter | Net-metered residential ground mount |  | None | Solar Energy World | AC Electric | Accepted | 2020-09-25 | 2020-09-30 | 2021-10-30 | LONGi Green Energy Technology | LR6-60HPB-310 | Solar Panels |  | 0.31 | 36 | 176 | 27 |  | Fixed | Roof
NJSTRE1545634830 |  | Transition Incentive Program | Piscataway | 8854 | 11 | 9.1 | Residential | Yes | Behind the Meter | Net-metered residential rooftop and canopy |  | None | Pro Custom Solar dba Momentum Solar | PSE&G | Accepted | 2020-09-25 | 2020-09-30 | 2021-10-30 | LG ELECTRONICS | LG 350N1C-V5 | Solar Panels |  | 0.35 | 26 | 202 | 16 |  | Fixed | Roof
NJSTRE1545634805 |  | Transition Incentive Program | Lambertville | 8530 | 4 | 18.29 | Residential | Yes | Behind the Meter | Net-metered residential rooftop and canopy |  | None | Solar Energy World | JCP&L | Accepted | 2020-09-25 | 2020-09-30 | 2021-10-30 | LONGi Green Energy Technology | LR6-60HPB-310M | Solar Panels |  | 0.31 | 3 | 66 | 27 |  | Fixed | Roof
NJSTRE1545636404 |  | Transition Incentive Program | CLIFTON | 7013 | 6 | 4.41 | Residential | Yes | Behind the Meter | Net-metered residential rooftop and canopy |  | None | Suntuity Solar LLC | PSE&G | Accepted | 2020-09-26 | 2020-09-29 | 2021-10-30 | Longi | LR6-60HPB-315M | Solar Panels |  | 0.315 | 2 | 312 | 35 |  | Fixed | Roof
NJSTRE1545636404 |  | Transition Incentive Program | CLIFTON | 7013 | 6 | 4.41 | Residential | Yes | Behind the Meter | Net-metered residential rooftop and canopy |  | None | Suntuity Solar LLC | PSE&G | Accepted | 2020-09-26 | 2020-09-29 | 2021-10-30 | Longi | LR6-60HPB-315M | Solar Panels |  | 0.315 | 2 | 222 | 38 |  | Fixed | Roof
NJSTRE1545636420 |  | Transition Incentive Program | RINGWOOD | 7456 | 6 | 12.8 | Residential | Yes | Behind the Meter | Net-metered residential rooftop and canopy |  | None | Vivint Solar Developer, LLC | JCP&L | Accepted | 2020-09-29 | 2020-09-30 | 2021-10-30 | JINKO SOLAR | JKM320M-60HBL | Solar Panels |  | 0.32 | 12 | 193 | 18 |  | Fixed | Roof
NJSTRE1545636434 |  | Transition Incentive Program | WILLIAMSTOWN | 8094 | 15 | 9.43 | Residential | Yes | Behind the Meter | Net-metered residential rooftop and canopy |  | None | Vivint Solar Developer, LLC | AC Electric | Accepted | 2020-09-29 | 2020-09-29 | 2021-10-30 | JINKO SOLAR | JKM325M-60HBL | Solar Panels |  | 0.325 | 9 | 108 | 30 |  | Fixed | Roof
NJSTRE1545636455 |  | Transition Incentive Program | BURLINGTON | 8016 | 13 | 18.88 | Residential | Yes | Behind the Meter | Net-metered residential rooftop and canopy |  | None | Vivint Solar Developer, LLC | PSE&G | Accepted | 2020-09-29 | 2020-09-30 | 2021-10-30 | JINKO SOLAR | JKM320M-60HBL | Solar Panels |  | 0.32 | 20 | 207 | 31 |  | Fixed | Roof
NJSTRE1545636473 |  | Transition Incentive Program | Brick Township | 8724 | 18 | 14.39 | Residential | Yes | Behind the Meter | Net-metered residential rooftop and canopy |  | None | Seabright Solar | JCP&L | Accepted | 2020-09-26 | 2020-09-30 | 2021-10-30 | Sunpower | SPR-E20-327 | Solar Panels |  | 0.327 | 2 | 219 | 26 |  | Fixed | Roof
NJSTRE1545636478 |  | Transition Incentive Program | Stafford Township | 8005 | 18 | 8.18 | Residential | No | Behind the Meter | Net-metered residential ground mount |  | None | Seabright Solar | AC Electric | Accepted | 2020-09-26 | 2020-09-30 | 2021-10-30 | Sunpower | SPR-E20-327 | Solar Panels |  | 0.327 | 25 | 180 | 34 |  | Fixed | Ground
NJSTRE1545636492 |  | Transition Incentive Program | Bogota Boro | 7603 | 7 | 8.64 | Residential | Yes | Behind the Meter | Net-metered residential rooftop and canopy |  | None | Bright Planet Solar | PSE&G | Accepted | 2020-09-26 | 2020-09-30 | 2021-10-30 | HANWHA Q-CELLS | Q.PEAK-G5 DUO BLK 320W | Solar Panels |  | 0.32 | 12 | 210 | 18 |  | Fixed | Roof
NJSTRE1545634706 |  | Transition Incentive Program | Tinton Falls | 7753 | 17 | 10.2 | Residential | Yes | Behind the Meter | Net-metered residential rooftop and canopy |  | None | Trinity Solar | JCP&L | Accepted | 2020-09-25 | 2020-09-29 | 2021-10-30 | Hanwha | Q.PEAK DUO BLK-G6 340 | Solar Panels |  | 0.34 | 6 | 139 | 18 |  | Fixed | Roof
NJSTRE1545634811 |  | Transition Incentive Program | Perth Amboy | 8861 | 11 | 4.9 | Residential | Yes | Behind the Meter | Net-metered residential rooftop and canopy |  | None | Pro Custom Solar dba Momentum Solar | PSE&G | Accepted | 2020-09-25 | 2020-09-29 | 2021-10-30 | LG ELECTRONICS | LG 350N1C-V5 | Solar Panels |  | 0.35 | 3 | 25 | 26 |  | Fixed | Roof
NJSTRE1545634898 |  | Transition Incentive Program | GIBBSTOWN | 8027 | 15 | 9.43 | Residential | Yes | Behind the Meter | Net-metered residential rooftop and canopy |  | None | Vivint Solar Developer, LLC | AC Electric | Accepted | 2020-09-29 | 2020-09-30 | 2021-10-30 | JINKO SOLAR | JKM325M-60HBL | Solar Panels |  | 0.325 | 4 | 219 | 45 |  | Fixed | Roof
NJSTRE1545634900 |  | Transition Incentive Program | EAST ORANGE | 7017 | 9 | 6.83 | Residential | Yes | Behind the Meter | Net-metered residential rooftop and canopy |  | None | Vivint Solar Developer, LLC | PSE&G | Accepted | 2020-09-30 | 2020-09-30 | 2021-10-30 | JINKO SOLAR | JKM325M-60HBL | Solar Panels |  | 0.325 | 11 | 260 | 33 |  | Fixed | Roof
NJSTRE1545636404 |  | Transition Incentive Program | CLIFTON | 7013 | 6 | 4.41 | Residential | Yes | Behind the Meter | Net-metered residential rooftop and canopy |  | None | Suntuity Solar LLC | PSE&G | Accepted | 2020-09-26 | 2020-09-29 | 2021-10-30 | Longi | LR6-60HPB-315M | Solar Panels |  | 0.315 | 2 | 132 | 35 |  | Fixed | Roof
NJSTRE1545636420 |  | Transition Incentive Program | RINGWOOD | 7456 | 6 | 12.8 | Residential | Yes | Behind the Meter | Net-metered residential rooftop and canopy |  | None | Vivint Solar Developer, LLC | JCP&L | Accepted | 2020-09-29 | 2020-09-30 | 2021-10-30 | JINKO SOLAR | JKM320M-60HBL | Solar Panels |  | 0.32 | 16 | 103 | 30 |  | Fixed | Roof
NJSTRE1545636422 |  | Transition Incentive Program | WOODBURY | 8096 | 15 | 4.48 | Residential | Yes | Behind the Meter | Net-metered residential rooftop and canopy |  | None | Vivint Solar Developer, LLC | PSE&G | Accepted | 2020-09-29 | 2020-09-30 | 2021-10-30 | JINKO SOLAR | JKM320M-60HBL | Solar Panels |  | 0.32 | 3 | 285 | 42 |  | Fixed | Roof
NJSTRE1545636461 |  | Transition Incentive Program | BURLINGTON | 8016 | 13 | 7.15 | Residential | Yes | Behind the Meter | Net-metered residential rooftop and canopy |  | None | Vivint Solar Developer, LLC | PSE&G | Accepted | 2020-09-29 | 2020-09-30 | 2021-10-30 | JINKO SOLAR | JKM325M-60HBL | Solar Panels |  | 0.325 | 6 | 267 | 34 |  | Fixed | Roof
NJSTRE1545636492 |  | Transition Incentive Program | Bogota Boro | 7603 | 7 | 8.64 | Residential | Yes | Behind the Meter | Net-metered residential rooftop and canopy |  | None | Bright Planet Solar | PSE&G | Accepted | 2020-09-26 | 2020-09-30 | 2021-10-30 | HANWHA Q-CELLS | Q.PEAK-G5 DUO BLK 320W | Solar Panels |  | 0.32 | 9 | 30 | 18 |  | Fixed | Roof
NJSTRE1545636494 |  | Transition Incentive Program | Atlantic City | 8401 | 19 | 4.65 | Residential | No | Behind the Meter | Net-metered residential rooftop and canopy |  | None | Bright Planet Solar | AC Electric | Accepted | 2020-09-26 | 2020-09-30 | 2021-10-30 | HANWHA Q-CELLS | Q.PEAK DUO BLK-G5 310W | Solar Panels |  | 0.31 | 7 | 243 | 30 |  | Fixed | Roof
NJSTRE1545636501 |  | Transition Incentive Program | Vineland | 8360 | 20 | 7.44 | Residential | Yes | Behind the Meter | Net-metered residential rooftop and canopy |  | None | Bright Planet Solar | Vineland Muni Electric | Accepted | 2020-09-26 | 2020-09-30 | 2021-10-30 | LONGI | LR6-60HPB-310M | Solar Panels |  | 0.31 | 4 | 185 | 30 |  | Fixed | Roof
NJSTRE1545637778 |  | Transition Incentive Program | PISCATAWAY | 8854 | 11 | 9.77 | Residential | Yes | Behind the Meter | Net-metered residential rooftop and canopy |  | None | Suntuity Solar LLC | PSE&G | Accepted | 2020-09-28 | 2020-09-30 | 2021-10-30 | Longi | LR6-60HPB-315M | Solar Panels |  | 0.315 | 6 | 130 | 30 |  | Fixed | Roof
NJSTRE1545637781 |  | Transition Incentive Program | BELLMAWR | 8031 | 14 | 7.88 | Residential | Yes | Behind the Meter | Net-metered residential rooftop and canopy |  | None | Suntuity Solar LLC | PSE&G | Accepted | 2020-09-28 | 2020-09-30 | 2021-10-30 | Longi | LR6-60HPB-315M | Solar Panels |  | 0.315 | 2 | 71 | 41 |  | Fixed | Roof
NJSTRE1545634900 |  | Transition Incentive Program | EAST ORANGE | 7017 | 9 | 6.83 | Residential | Yes | Behind the Meter | Net-metered residential rooftop and canopy |  | None | Vivint Solar Developer, LLC | PSE&G | Accepted | 2020-09-30 | 2020-09-30 | 2021-10-30 | JINKO SOLAR | JKM325M-60HBL | Solar Panels |  | 0.325 | 10 | 80 | 27 |  | Fixed | Roof
NJSTRE1545636402 |  | Transition Incentive Program | Vineland | 8360 | 20 | 8.82 | Residential | No | Behind the Meter | Net-metered residential rooftop and canopy |  | None | Suntuity Solar LLC | Vineland Muni Electric | Accepted | 2020-09-26 | 2020-09-29 | 2021-10-30 | Longi | LR6-60HPB-315M | Solar Panels |  | 0.315 | 14 | 183 | 35 |  | Fixed | Roof
NJSTRE1545636404 |  | Transition Incentive Program | CLIFTON | 7013 | 6 | 4.41 | Residential | Yes | Behind the Meter | Net-metered residential rooftop and canopy |  | None | Suntuity Solar LLC | PSE&G | Accepted | 2020-09-26 | 2020-09-29 | 2021-10-30 | Longi | LR6-60HPB-315M | Solar Panels |  | 0.315 | 2 | 222 | 15 |  | Fixed | Roof
NJSTRE1545636416 |  | Transition Incentive Program | UNION BEACH | 7735 | 17 | 7.36 | Residential | Yes | Behind the Meter | Net-metered residential rooftop and canopy |  | None | Vivint Solar Developer, LLC | JCP&L | Accepted | 2020-09-29 | 2020-09-30 | 2021-10-30 | JINKO SOLAR | JKM320M-60HBL | Solar Panels |  | 0.32 | 23 | 224 | 17 |  | Fixed | Roof
NJSTRE1545636434 |  | Transition Incentive Program | WILLIAMSTOWN | 8094 | 15 | 9.43 | Residential | Yes | Behind the Meter | Net-metered residential rooftop and canopy |  | None | Vivint Solar Developer, LLC | AC Electric | Accepted | 2020-09-29 | 2020-09-29 | 2021-10-30 | JINKO SOLAR | JKM325M-60HBL | Solar Panels |  | 0.325 | 20 | 108 | 30 |  | Fixed | Roof
NJSTRE1545636441 |  | Transition Incentive Program | PENNSAUKEN | 8110 | 14 | 5.12 | Residential | Yes | Behind the Meter | Net-metered residential rooftop and canopy |  | None | Vivint Solar Developer, LLC | PSE&G | Accepted | 2020-09-29 | 2020-09-30 | 2021-10-30 | JINKO SOLAR | JKM320M-60HBL | Solar Panels |  | 0.32 | 8 | 328 | 38 |  | Fixed | Roof
NJSTRE1545636455 |  | Transition Incentive Program | BURLINGTON | 8016 | 13 | 18.88 | Residential | Yes | Behind the Meter | Net-metered residential rooftop and canopy |  | None | Vivint Solar Developer, LLC | PSE&G | Accepted | 2020-09-29 | 2020-09-30 | 2021-10-30 | JINKO SOLAR | JKM320M-60HBL | Solar Panels |  | 0.32 | 15 | 207 | 31 |  | Fixed | Roof
NJSTRE1545636467 |  | Transition Incentive Program | LINDENWOLD | 8021 | 14 | 5.12 | Residential | No | Behind the Meter | Net-metered residential rooftop and canopy |  | None | Vivint Solar Developer, LLC | AC Electric | Accepted | 2020-09-29 | 2020-09-30 | 2021-10-30 | Hanwha Solar | Q.PEAK DUO BLK-G5 320w | Solar Panels |  | 0.32 | 16 | 217 | 16 |  | Fixed | Roof
NJSTRE1545636492 |  | Transition Incentive Program | Bogota Boro | 7603 | 7 | 8.64 | Residential | Yes | Behind the Meter | Net-metered residential rooftop and canopy |  | None | Bright Planet Solar | PSE&G | Accepted | 2020-09-26 | 2020-09-30 | 2021-10-30 | HANWHA Q-CELLS | Q.PEAK-G5 DUO BLK 320W | Solar Panels |  | 0.32 | 4 | 210 | 18 |  | Fixed | Roof
NJSTRE1545636501 |  | Transition Incentive Program | Vineland | 8360 | 20 | 7.44 | Residential | Yes | Behind the Meter | Net-metered residential rooftop and canopy |  | None | Bright Planet Solar | Vineland Muni Electric | Accepted | 2020-09-26 | 2020-09-30 | 2021-10-30 | HANWHA Q-CELLS | LR6-60HPB-310M | Solar Panels |  | 0.31 | 4 | 185 | 30 |  | Fixed | Roof
NJSTRE1545636679 |  | Transition Incentive Program | Brick | 8723 | 18 | 5.58 | Residential | Yes | Behind the Meter | Net-metered residential rooftop and canopy |  | None | Bright Planet Solar | JCP&L | Accepted | 2020-09-27 | 2020-09-30 | 2021-10-30 | HANWHA Q-CELLS | Q.PEAK DUO BLK-G5 310W | Solar Panels |  | 0.31 | 7 | 179 | 18 |  | Fixed | Roof
NJSTRE1545636679 |  | Transition Incentive Program | Brick | 8723 | 18 | 5.58 | Residential | Yes | Behind the Meter | Net-metered residential rooftop and canopy |  | None | Bright Planet Solar | JCP&L | Accepted | 2020-09-27 | 2020-09-30 | 2021-10-30 | HANWHA Q-CELLS | Q.PEAK DUO BLK-G5 310W | Solar Panels |  | 0.31 | 11 | 271 | 18 |  | Fixed | Roof
NJSTRE1545637776 |  | Transition Incentive Program | Villas | 8251 | 21 | 7.56 | Residential | Yes | Behind the Meter | Net-metered residential rooftop and canopy |  | None | Suntuity Solar LLC | AC Electric | Accepted | 2020-09-28 | 2020-09-30 | 2021-10-30 | Longi | LR6-60HPB-315M | Solar Panels |  | 0.315 | 16 | 313 | 33 |  | Fixed | Roof
NJSTRE1545634716 |  | Transition Incentive Program | Beachwood | 8722 | 18 | 10.15 | Residential | Yes | Behind the Meter | Net-metered residential rooftop and canopy |  | None | Pro Custom Solar dba Momentum Solar | JCP&L | Accepted | 2020-09-25 | 2020-09-29 | 2021-10-30 | LG ELECTRONICS | LG 350N1C-V5 | Solar Panels |  | 0.35 | 20 | 124 | 21 |  | Fixed | Roof
NJSTRE1545634716 |  | Transition Incentive Program | Beachwood | 8722 | 18 | 10.15 | Residential | Yes | Behind the Meter | Net-metered residential rooftop and canopy |  | None | Pro Custom Solar dba Momentum Solar | JCP&L | Accepted | 2020-09-25 | 2020-09-29 | 2021-10-30 | LG ELECTRONICS | LG 350N1C-V5 | Solar Panels |  | 0.35 | 9 | 125 | 18 |  | Fixed | Roof
NJSTRE1545634732 |  | Transition Incentive Program | Carneys Point | 8069 | 16 | 7.14 | Residential | No | Behind the Meter | Net-metered residential rooftop and canopy |  | None | Kaitanna Solar, LLC | AC Electric | Accepted | 2020-09-25 | 2020-09-29 | 2021-10-30 | Hanwha | QCell 340 | Solar Panels |  | 0.34 | 21 | 142 | 32 |  | Fixed | Roof
NJSTRE1545634742 |  | Transition Incentive Program | Clifton | 7110 | 9 | 7.7 | Residential | Yes | Behind the Meter | Net-metered residential rooftop and canopy |  | None | Pro Custom Solar dba Momentum Solar | PSE&G | Accepted | 2020-09-25 | 2020-09-30 | 2021-10-30 | LG ELECTRONICS | LG 350N1C-V5 | Solar Panels |  | 0.35 | 12 | 126 | 37 |  | Fixed | Roof
NJSTRE1545634811 |  | Transition Incentive Program | Perth Amboy | 8861 | 11 | 4.9 | Residential | Yes | Behind the Meter | Net-metered residential rooftop and canopy |  | None | Pro Custom Solar dba Momentum Solar | PSE&G | Accepted | 2020-09-25 | 2020-09-29 | 2021-10-30 | LG ELECTRONICS | LG 350N1C-V5 | Solar Panels |  | 0.35 | 6 | 205 | 11 |  | Fixed | Roof
NJSTRE1545634811 |  | Transition Incentive Program | Perth Amboy | 8861 | 11 | 4.9 | Residential | Yes | Behind the Meter | Net-metered residential rooftop and canopy |  | None | Pro Custom Solar dba Momentum Solar | PSE&G | Accepted | 2020-09-25 | 2020-09-29 | 2021-10-30 | LG ELECTRONICS | LG 350N1C-V5 | Solar Panels |  | 0.35 | 5 | 26 | 11 |  | Fixed | Roof
NJSTRE1545634805 |  | Transition Incentive Program | Lambertville | 8530 | 4 | 18.29 | Residential | Yes | Behind the Meter | Net-metered residential rooftop and canopy |  | None | Solar Energy World | JCP&L | Accepted | 2020-09-25 | 2020-09-30 | 2021-10-30 | LONGi Green Energy Technology | LR6-60HPB-310M | Solar Panels |  | 0.31 | 28 | 66 | 27 |  | Fixed | Roof
NJSTRE1545634898 |  | Transition Incentive Program | GIBBSTOWN | 8027 | 15 | 9.43 | Residential | Yes | Behind the Meter | Net-metered residential rooftop and canopy |  | None | Vivint Solar Developer, LLC | AC Electric | Accepted | 2020-09-29 | 2020-09-30 | 2021-10-30 | JINKO SOLAR | JKM325M-60HBL | Solar Panels |  | 0.325 | 11 | 39 | 45 |  | Fixed | Roof
NJSTRE1545636403 |  | Transition Incentive Program | WILLIAMSTOWN | 8094 | 15 | 11.03 | Residential | No | Behind the Meter | Net-metered residential rooftop and canopy |  | None | Suntuity Solar LLC | AC Electric | Accepted | 2020-09-26 | 2020-09-29 | 2021-10-30 | Longi | LR6-60HPB-315M | Solar Panels |  | 0.315 | 19 | 89 | 18 |  | Fixed | Roof
NJSTRE1545636404 |  | Transition Incentive Program | CLIFTON | 7013 | 6 | 4.41 | Residential | Yes | Behind the Meter | Net-metered residential rooftop and canopy |  | None | Suntuity Solar LLC | PSE&G | Accepted | 2020-09-26 | 2020-09-29 | 2021-10-30 | Longi | LR6-60HPB-315M | Solar Panels |  | 0.315 | 6 | 42 | 38 |  | Fixed | Roof
NJSTRE1545636422 |  | Transition Incentive Program | WOODBURY | 8096 | 15 | 4.48 | Residential | Yes | Behind the Meter | Net-metered residential rooftop and canopy |  | None | Vivint Solar Developer, LLC | PSE&G | Accepted | 2020-09-29 | 2020-09-30 | 2021-10-30 | JINKO SOLAR | JKM320M-60HBL | Solar Panels |  | 0.32 | 4 | 105 | 42 |  | Fixed | Roof
NJSTRE1545636461 |  | Transition Incentive Program | BURLINGTON | 8016 | 13 | 7.15 | Residential | Yes | Behind the Meter | Net-metered residential rooftop and canopy |  | None | Vivint Solar Developer, LLC | PSE&G | Accepted | 2020-09-29 | 2020-09-30 | 2021-10-30 | JINKO SOLAR | JKM325M-60HBL | Solar Panels |  | 0.325 | 8 | 267 | 12 |  | Fixed | Roof
NJSTRE1545636499 |  | Transition Incentive Program | Hopatcong | 7843 | 1 | 6.82 | Residential | No | Behind the Meter | Net-metered residential rooftop and canopy |  | None | Bright Planet Solar | JCP&L | Accepted | 2020-09-26 | 2020-09-30 | 2021-10-30 | LONGI | LR6-60HPB-310M | Solar Panels |  | 0.31 | 4 | 125 | 18 |  | Fixed | Roof
NJSTRE1545637781 |  | Transition Incentive Program | BELLMAWR | 8031 | 14 | 7.88 | Residential | Yes | Behind the Meter | Net-metered residential rooftop and canopy |  | None | Suntuity Solar LLC | PSE&G | Accepted | 2020-09-28 | 2020-09-30 | 2021-10-30 | Longi | LR6-60HPB-315M | Solar Panels |  | 0.315 | 3 | 251 | 41 |  | Fixed | Roof
NJSTRE1545637790 |  | Transition Incentive Program | Woodbury | 8096 | 15 | 5.1 | Residential | Yes | Behind the Meter | Net-metered residential rooftop and canopy |  | None | Trinity Solar | PSE&G | Accepted | 2020-09-28 | 2020-09-30 | 2021-10-30 | Hanwha | Q.PEAK DUO BLK-G6 340 | Solar Panels |  | 0.34 | 15 | 171 | 23 |  | Fixed | Roof
NJSTRE1545637797 |  | Transition Incentive Program | Newark | 7108 | 9 | 3.96 | Residential | No | Behind the Meter | Net-metered residential rooftop and canopy |  | None | Posigen NJ LLC | PSE&G | Accepted | 2020-09-28 | 2020-09-30 | 2021-10-30 | Silfab | SIL330HL | Solar Panels |  | 0.33 | 12 | 14194 | 22 |  | Fixed | Roof
NJSTRE1545637846 |  | Transition Incentive Program | Cliffwood Beach | 8879 | 11 | 9.46 | Residential | Yes | Behind the Meter | Net-metered residential rooftop and canopy |  | None | Sunrun Installation Services, Inc. | JCP&L | Accepted | 2020-09-28 | 2020-09-30 | 2021-10-30 | LONGi Green Energy Technology Co Ltd | LR6-60HPB-305M | Solar Panels |  | 0.305 | 8 | 167 | 35 |  | Fixed | Roof
NJSTRE1545637906 |  | Transition Incentive Program | Vauxhall | 7088 | 10 | 2.38 | Residential | Yes | Behind the Meter | Net-metered residential rooftop and canopy |  | None | Trinity Solar | PSE&G | Accepted | 2020-09-28 | 2020-09-30 | 2021-10-30 | Hanwha | Q.PEAK DUO BLK-G6 340 | Solar Panels |  | 0.34 | 7 | 159 | 30 |  | Fixed | Roof
NJSTRE1545637956 |  | Transition Incentive Program | Clifton | 7013 | 6 | 6.71 | Residential | Yes | Behind the Meter | Net-metered residential rooftop and canopy |  | None | Sunrun Installation Services, Inc. | PSE&G | Accepted | 2020-09-28 | 2020-09-30 | 2021-10-30 | LONGi Green Energy Technology Co Ltd | LR6-60HPB-305M | Solar Panels |  | 0.305 | 6 | 37 | 34 |  | Fixed | Roof
NJSTRE1545638005 |  | Transition Incentive Program | Elmwood Park | 7410 | 7 | 4.83 | Residential | Yes | Behind the Meter | Net-metered residential rooftop and canopy |  | None | Sunrun Installation Services, Inc. | PSE&G | Accepted | 2020-09-28 | 2020-09-30 | 2021-10-30 | LG Electronics | LG345N1C-V5 | Solar Panels |  | 0.345 | 2 | 340 | 39 |  | Fixed | Roof
NJSTRE1545638052 |  | Transition Incentive Program | ENGLEWOOD | 7631 | 7 | 5.53 | Residential | Yes | Behind the Meter | Net-metered residential rooftop and canopy |  | None | Vivint Solar Developer, LLC | PSE&G | Accepted | 2020-09-28 | 2020-09-30 | 2021-10-30 | JINKO SOLAR | JKM325M-60HBL | Solar Panels |  | 0.325 | 12 | 213 | 12 |  | Fixed | Roof
NJSTRE1545638103 |  | Transition Incentive Program | Marlton | 8053 | 13 | 7.71 | Residential | Yes | Behind the Meter | Net-metered residential rooftop and canopy |  | None | Trinity Solar | PSE&G | Accepted | 2020-09-28 | 2020-09-30 | 2021-10-30 | HANWHA 335 (Q.PEAK DUO BLK-G6 335) | HANWHA 335 (Q.PEAK DUO BLK-G6 335) | Solar Panels |  | 0.335 | 12 | 273 | 27 |  | Fixed | Roof
NJSTRE1545638092 |  | Transition Incentive Program | Tuckerton | 8087 | 18 | 7.14 | Residential | Yes | Behind the Meter | Net-metered residential rooftop and canopy |  | None | Trinity Solar | AC Electric | Accepted | 2020-09-28 | 2020-09-30 | 2021-10-30 | Hanwha 340 | Q.PEAK DUO BLK-G6 340 | Solar Panels |  | 0.34 | 9 | 205 | 30 |  | Fixed | Roof
NJSTRE1545638126 |  | Transition Incentive Program | Sayreville | 8872 | 11 | 4.9 | Residential | Yes | Behind the Meter | Net-metered residential rooftop and canopy |  | None | Pro Custom Solar dba Momentum Solar | JCP&L | Accepted | 2020-09-28 | 2020-09-30 | 2021-10-30 | LG ELECTRONICS | LG 350N1C-V5 | Solar Panels |  | 0.35 | 6 | 176 | 21 |  | Fixed | Roof
NJSTRE1545638161 |  | Transition Incentive Program | BRICK | 8723 | 18 | 3.4 | Residential | Yes | Behind the Meter | Net-metered residential rooftop and canopy |  | None | Trinity Solar | JCP&L | Accepted | 2020-09-28 | 2020-09-30 | 2021-10-30 | HANWHA | Q.PEAK DUO BLK-G6 340 | Solar Panels |  | 0.34 | 3 | 96 | 25 |  | Fixed | Roof
NJSTRE1545636499 |  | Transition Incentive Program | Hopatcong | 7843 | 1 | 6.82 | Residential | No | Behind the Meter | Net-metered residential rooftop and canopy |  | None | Bright Planet Solar | JCP&L | Accepted | 2020-09-26 | 2020-09-30 | 2021-10-30 | LONGI | LR6-60HPB-310M | Solar Panels |  | 0.31 | 18 | 304 | 18 |  | Fixed | Roof
NJSTRE1545637777 |  | Transition Incentive Program | VINELAND | 8360 | 20 | 10.4 | Residential | No | Behind the Meter | Net-metered residential rooftop and canopy |  | None | Suntuity Solar LLC | Vineland Muni Electric | Accepted | 2020-09-29 | 2020-09-30 | 2021-10-30 | Longi | LR6-60HPB-315M | Solar Panels |  | 0.315 | 8 | 93 | 25 |  | Fixed | Roof
NJSTRE1545637781 |  | Transition Incentive Program | BELLMAWR | 8031 | 14 | 7.88 | Residential | Yes | Behind the Meter | Net-metered residential rooftop and canopy |  | None | Suntuity Solar LLC | PSE&G | Accepted | 2020-09-28 | 2020-09-30 | 2021-10-30 | Longi | LR6-60HPB-315M | Solar Panels |  | 0.315 | 11 | 71 | 36 |  | Fixed | Roof
NJSTRE1545637834 |  | Transition Incentive Program | Ocean City | 8226 | 21 | 4.58 | Residential | No | Behind the Meter | Net-metered residential rooftop and canopy |  | None | Sunrun Installation Services, Inc. | AC Electric | Accepted | 2020-09-28 | 2020-09-30 | 2021-10-30 | LONGi Green Energy Technology Co Ltd | LR6-60HPB-305M | Solar Panels |  | 0.305 | 15 | 134 | 40 |  | Fixed | Roof
NJSTRE1545637886 |  | Transition Incentive Program | Stanhope | 7874 | 1 | 4.58 | Residential | Yes | Behind the Meter | Net-metered residential rooftop and canopy |  | None | Sunrun Installation Services, Inc. | JCP&L | Accepted | 2020-09-28 | 2020-09-30 | 2021-10-30 | LONGi Green Energy Technology Co Ltd | LR6-60HPB-305M | Solar Panels |  | 0.305 | 15 | 145 | 20 |  | Fixed | Roof
NJSTRE1545637940 |  | Transition Incentive Program | WILLINGBORO | 8046 | 13 | 5.2 | Residential | Yes | Behind the Meter | Net-metered residential rooftop and canopy |  | None | Vivint Solar Developer, LLC | PSE&G | Accepted | 2020-09-29 | 2020-09-30 | 2021-10-30 | JINKO SOLAR | JKM325M-60HBL | Solar Panels |  | 0.325 | 4 | 174 | 18 |  | Fixed | Roof
NJSTRE1545637956 |  | Transition Incentive Program | Clifton | 7013 | 6 | 6.71 | Residential | Yes | Behind the Meter | Net-metered residential rooftop and canopy |  | None | Sunrun Installation Services, Inc. | PSE&G | Accepted | 2020-09-28 | 2020-09-30 | 2021-10-30 | LONGi Green Energy Technology Co Ltd | LR6-60HPB-305M | Solar Panels |  | 0.305 | 16 | 217 | 34 |  | Fixed | Roof
NJSTRE1545637963 |  | Transition Incentive Program | GIBBSTOWN | 8027 | 15 | 2.35 | Residential | Yes | Behind the Meter | Net-metered residential rooftop and canopy |  | None | Vision Solar LLC | AC Electric | Accepted | 2020-09-28 | 2020-09-30 | 2021-10-30 | HANWHA Q-CELLS | Q.PEAK DUO-G6+ 335 | Solar Panels |  | 0.335 | 5 | 174 | 29 |  | Fixed | Roof
NJSTRE1545637972 |  | Transition Incentive Program | CRANBURY | 8512 | 11 | 8.96 | Residential | Yes | Behind the Meter | Net-metered residential rooftop and canopy |  | None | Vivint Solar Developer, LLC | PSE&G | Accepted | 2020-09-29 | 2020-09-30 | 2021-10-30 | JINKO SOLAR | JKM320M-60HBL | Solar Panels |  | 0.32 | 28 | 143 | 31 |  | Fixed | Roof
NJSTRE1545638005 |  | Transition Incentive Program | Elmwood Park | 7410 | 7 | 4.83 | Residential | Yes | Behind the Meter | Net-metered residential rooftop and canopy |  | None | Sunrun Installation Services, Inc. | PSE&G | Accepted | 2020-09-28 | 2020-09-30 | 2021-10-30 | LG Electronics | LG345N1C-V5 | Solar Panels |  | 0.345 | 4 | 160 | 41 |  | Fixed | Roof
NJSTRE1545638034 |  | Transition Incentive Program | East Rutherford | 7073 | 7 | 6.12 | Residential | Yes | Behind the Meter | Net-metered residential rooftop and canopy |  | None | Trinity Solar | PSE&G | Accepted | 2020-09-28 | 2020-09-30 | 2021-10-30 | HANWHA 335 (Q.PEAK DUO BLK-G6 335) | HANWHA 335 (Q.PEAK DUO BLK-G6 335) | Solar Panels |  | 0.34 | 18 | 217 | 45 |  | Fixed | Roof
NJSTRE1545638038 |  | Transition Incentive Program | CHERRY HILL | 8003 | 14 | 4.36 | Residential | Yes | Behind the Meter | Net-metered residential rooftop and canopy |  | None | Vision Solar LLC | PSE&G | Accepted | 2020-09-28 | 2020-09-30 | 2021-10-30 | HANWHA Q-CELLS | Q.PEAK DUO-G6+ 335 | Solar Panels |  | 0.335 | 13 | 210 | 25 |  | Fixed | Roof
NJSTRE1545636441 |  | Transition Incentive Program | PENNSAUKEN | 8110 | 14 | 5.12 | Residential | Yes | Behind the Meter | Net-metered residential rooftop and canopy |  | None | Vivint Solar Developer, LLC | PSE&G | Accepted | 2020-09-29 | 2020-09-30 | 2021-10-30 | JINKO SOLAR | JKM320M-60HBL | Solar Panels |  | 0.32 | 8 | 148 | 38 |  | Fixed | Roof
NJSTRE1545636461 |  | Transition Incentive Program | BURLINGTON | 8016 | 13 | 7.15 | Residential | Yes | Behind the Meter | Net-metered residential rooftop and canopy |  | None | Vivint Solar Developer, LLC | PSE&G | Accepted | 2020-09-29 | 2020-09-30 | 2021-10-30 | JINKO SOLAR | JKM325M-60HBL | Solar Panels |  | 0.325 | 8 | 87 | 18 |  | Fixed | Roof
NJSTRE1545636494 |  | Transition Incentive Program | Atlantic City | 8401 | 19 | 4.65 | Residential | No | Behind the Meter | Net-metered residential rooftop and canopy |  | None | Bright Planet Solar | AC Electric | Accepted | 2020-09-26 | 2020-09-30 | 2021-10-30 | HANWHA Q-CELLS | Q.PEAK DUO BLK-G5 310W | Solar Panels |  | 0.31 | 7 | 61 | 30 |  | Fixed | Roof
NJSTRE1545636494 |  | Transition Incentive Program | Atlantic City | 8401 | 19 | 4.65 | Residential | No | Behind the Meter | Net-metered residential rooftop and canopy |  | None | Bright Planet Solar | AC Electric | Accepted | 2020-09-26 | 2020-09-30 | 2021-10-30 | HANWHA Q-CELLS | Q.PEAK DUO BLK-G5 310W | Solar Panels |  | 0.31 | 1 | 153 | 30 |  | Fixed | Roof
NJSTRE1545636501 |  | Transition Incentive Program | Vineland | 8360 | 20 | 7.44 | Residential | Yes | Behind the Meter | Net-metered residential rooftop and canopy |  | None | Bright Planet Solar | Vineland Muni Electric | Accepted | 2020-09-26 | 2020-09-30 | 2021-10-30 | HANWHA Q-CELLS | LR6-60HPB-310M | Solar Panels |  | 0.31 | 3 | 185 | 62 |  | Fixed | Roof
NJSTRE1545637777 |  | Transition Incentive Program | VINELAND | 8360 | 20 | 10.4 | Residential | No | Behind the Meter | Net-metered residential rooftop and canopy |  | None | Suntuity Solar LLC | Vineland Muni Electric | Accepted | 2020-09-29 | 2020-09-30 | 2021-10-30 | Longi | LR6-60HPB-315M | Solar Panels |  | 0.315 | 8 | 183 | 20 |  | Fixed | Roof
NJSTRE1545637777 |  | Transition Incentive Program | VINELAND | 8360 | 20 | 10.4 | Residential | No | Behind the Meter | Net-metered residential rooftop and canopy |  | None | Suntuity Solar LLC | Vineland Muni Electric | Accepted | 2020-09-29 | 2020-09-30 | 2021-10-30 | Longi | LR6-60HPB-315M | Solar Panels |  | 0.315 | 9 | 273 | 25 |  | Fixed | Roof
NJSTRE1545637784 |  | Transition Incentive Program | MAGNOLIA | 8049 | 14 | 6.3 | Residential | Yes | Behind the Meter | Net-metered residential rooftop and canopy |  | None | Suntuity Solar LLC | PSE&G | Accepted | 2020-09-28 | 2020-09-30 | 2021-10-30 | Longi | LR6-60HPB-315M | Solar Panels |  | 0.315 | 12 | 26 | 22 |  | Fixed | Roof
NJSTRE1545637841 |  | Transition Incentive Program | Rockaway | 7866 | 3 | 11.88 | Residential | No | Behind the Meter | Net-metered residential rooftop and canopy |  | None | Sunrun, Inc. | JCP&L | Accepted | 2020-09-28 | 2020-09-30 | 2021-10-30 | LG Electronics | LG330N1C-A5 | Solar Panels |  | 0.33 | 25 | 136 | 26 |  | Fixed | Roof
NJSTRE1545637846 |  | Transition Incentive Program | Cliffwood Beach | 8879 | 11 | 9.46 | Residential | Yes | Behind the Meter | Net-metered residential rooftop and canopy |  | None | Sunrun Installation Services, Inc. | JCP&L | Accepted | 2020-09-28 | 2020-09-30 | 2021-10-30 | LONGi Green Energy Technology Co Ltd | LR6-60HPB-305M | Solar Panels |  | 0.305 | 6 | 77 | 34 |  | Fixed | Roof
NJSTRE1545637874 |  | Transition Incentive Program | Swedesboro | 8085 | 15 | 8.5 | Residential | No | Behind the Meter | Net-metered residential rooftop and canopy |  | None | Impact Solar LLC | AC Electric | Accepted | 2020-09-28 | 2020-09-30 | 2021-10-30 | hanwha | Q.PEAKDUO-G5340 | Solar Panels |  | 0.34 | 3 | 243 | 41 |  | Fixed | Roof
NJSTRE1545638005 |  | Transition Incentive Program | Elmwood Park | 7410 | 7 | 4.83 | Residential | Yes | Behind the Meter | Net-metered residential rooftop and canopy |  | None | Sunrun Installation Services, Inc. | PSE&G | Accepted | 2020-09-28 | 2020-09-30 | 2021-10-30 | LG Electronics | LG345N1C-V5 | Solar Panels |  | 0.345 | 5 | 70 | 33 |  | Fixed | Roof
NJSTRE1545638005 |  | Transition Incentive Program | Elmwood Park | 7410 | 7 | 4.83 | Residential | Yes | Behind the Meter | Net-metered residential rooftop and canopy |  | None | Sunrun Installation Services, Inc. | PSE&G | Accepted | 2020-09-28 | 2020-09-30 | 2021-10-30 | LG Electronics | LG345N1C-V5 | Solar Panels |  | 0.345 | 3 | 250 | 33 |  | Fixed | Roof
NJSTRE1545636420 |  | Transition Incentive Program | RINGWOOD | 7456 | 6 | 12.8 | Residential | Yes | Behind the Meter | Net-metered residential rooftop and canopy |  | None | Vivint Solar Developer, LLC | JCP&L | Accepted | 2020-09-29 | 2020-09-30 | 2021-10-30 | JINKO SOLAR | JKM320M-60HBL | Solar Panels |  | 0.32 | 12 | 283 | 30 |  | Fixed | Roof
NJSTRE1545636455 |  | Transition Incentive Program | BURLINGTON | 8016 | 13 | 18.88 | Residential | Yes | Behind the Meter | Net-metered residential rooftop and canopy |  | None | Vivint Solar Developer, LLC | PSE&G | Accepted | 2020-09-29 | 2020-09-30 | 2021-10-30 | JINKO SOLAR | JKM320M-60HBL | Solar Panels |  | 0.32 | 24 | 27 | 31 |  | Fixed | Roof
NJSTRE1545636473 |  | Transition Incentive Program | Brick Township | 8724 | 18 | 14.39 | Residential | Yes | Behind the Meter | Net-metered residential rooftop and canopy |  | None | Seabright Solar | JCP&L | Accepted | 2020-09-26 | 2020-09-30 | 2021-10-30 | Sunpower | SPR-E20-327 | Solar Panels |  | 0.327 | 16 | 309 | 30 |  | Fixed | Roof
NJSTRE1545636493 |  | Transition Incentive Program | Belleville Twp | 7109 | 9 | 8.06 | Residential | No | Behind the Meter | Net-metered residential rooftop and canopy |  | None | Bright Planet Solar | PSE&G | Accepted | 2020-09-26 | 2020-09-30 | 2021-10-30 | HANWHA Q-CELLS | Q.PEAK DUO BLK-G5 310W | Solar Panels |  | 0.31 | 4 | 286 | 30 |  | Single Axis | Roof
NJSTRE1545636501 |  | Transition Incentive Program | Vineland | 8360 | 20 | 7.44 | Residential | Yes | Behind the Meter | Net-metered residential rooftop and canopy |  | None | Bright Planet Solar | Vineland Muni Electric | Accepted | 2020-09-26 | 2020-09-30 | 2021-10-30 | LONGI | LR6-60HPB-310M | Solar Panels |  | 0.31 | 3 | 272 | 30 |  | Fixed | Roof
NJSTRE1545636501 |  | Transition Incentive Program | Vineland | 8360 | 20 | 7.44 | Residential | Yes | Behind the Meter | Net-metered residential rooftop and canopy |  | None | Bright Planet Solar | Vineland Muni Electric | Accepted | 2020-09-26 | 2020-09-30 | 2021-10-30 | LONGI | LR6-60HPB-310M | Solar Panels |  | 0.31 | 4 | 4 | 30 |  | Fixed | Roof
NJSTRE1545637778 |  | Transition Incentive Program | PISCATAWAY | 8854 | 11 | 9.77 | Residential | Yes | Behind the Meter | Net-metered residential rooftop and canopy |  | None | Suntuity Solar LLC | PSE&G | Accepted | 2020-09-28 | 2020-09-30 | 2021-10-30 | Longi | LR6-60HPB-315M | Solar Panels |  | 0.315 | 9 | 310 | 30 |  | Fixed | Roof
NJSTRE1545637780 |  | Transition Incentive Program | GLASSBORO | 8028 | 15 | 3.78 | Residential | Yes | Behind the Meter | Net-metered residential rooftop and canopy |  | None | Suntuity Solar LLC | AC Electric | Accepted | 2020-09-28 | 2020-09-30 | 2021-10-30 | Longi | LR6-60HPB-315M | Solar Panels |  | 0.315 | 12 | 60 | 27 |  | Fixed | Roof
NJSTRE1545637782 |  | Transition Incentive Program | MALAGA | 8328 | 15 | 6.3 | Residential | Yes | Behind the Meter | Net-metered residential rooftop and canopy |  | None | Suntuity Solar LLC | AC Electric | Accepted | 2020-09-28 | 2020-09-30 | 2021-10-30 | Longi | LR6-60HPB-315M | Solar Panels |  | 0.315 | 12 | 200 | 22 |  | Fixed | Roof
NJSTRE1545637783 |  | Transition Incentive Program | PENNS GROVE | 8069 | 16 | 8.19 | Residential | Yes | Behind the Meter | Net-metered residential rooftop and canopy |  | None | Suntuity Solar LLC | AC Electric | Accepted | 2020-09-28 | 2020-09-30 | 2021-10-30 | Longi | LR6-60HPB-315M | Solar Panels |  | 0.315 | 26 | 135 | 18 |  | Fixed | Roof
NJSTRE1545637791 |  | Transition Incentive Program | Newark | 7108 | 9 | 3.96 | Residential | No | Behind the Meter | Net-metered residential rooftop and canopy |  | None | Posigen NJ LLC | PSE&G | Accepted | 2020-09-28 | 2020-09-30 | 2021-10-30 | Silfab | SIL330HL | Solar Panels |  | 0.33 | 12 | 194 | 22 |  | Fixed | Roof
NJSTRE1545637806 |  | Transition Incentive Program | LIVINGSTON | 7039 | 9 | 4.23 | Residential | Yes | Behind the Meter | Net-metered residential rooftop and canopy |  | None | Infinity Solar Systems | PSE&G | Accepted | 2020-09-28 | 2020-09-30 | 2021-10-30 | CANADIAN SOLAR | CS1H-325-MS | Solar Panels |  | 0.325 | 13 | 227 | 30 |  | Fixed | Roof
NJSTRE1545637874 |  | Transition Incentive Program | Swedesboro | 8085 | 15 | 8.5 | Residential | No | Behind the Meter | Net-metered residential rooftop and canopy |  | None | Impact Solar LLC | AC Electric | Accepted | 2020-09-28 | 2020-09-30 | 2021-10-30 | Hanwha | Q.PEAKDUO-G5340 | Solar Panels |  | 0.34 | 22 | 153 | 34 |  | Fixed | Roof
NJSTRE1545637805 |  | Transition Incentive Program | frnaklinville | 8322 | 15 | 8.96 | Residential | No | Behind the Meter | Net-metered residential rooftop and canopy |  | None | Orbit Energy & Power, LLC | AC Electric | Accepted | 2020-09-28 | 2020-09-30 | 2021-10-30 | hanwha qcellsq | qpeak 320w | Solar Panels |  | 0.32 | 20 | 237 | 20 |  | Fixed | Roof
NJSTRE1545637846 |  | Transition Incentive Program | Cliffwood Beach | 8879 | 11 | 9.46 | Residential | Yes | Behind the Meter | Net-metered residential rooftop and canopy |  | None | Sunrun Installation Services, Inc. | JCP&L | Accepted | 2020-09-28 | 2020-09-30 | 2021-10-30 | LONGi Green Energy Technology Co Ltd | LR6-60HPB-305M | Solar Panels |  | 0.305 | 17 | 257 | 33 |  | Fixed | Roof
NJSTRE1545637927 |  | Transition Incentive Program | Vineland | 8360 | 20 | 6.7 | Residential | Yes | Behind the Meter | Net-metered residential rooftop and canopy |  | None | Vision Solar LLC | Vineland Muni Electric | Accepted | 2020-09-28 | 2020-09-30 | 2021-10-30 | IQ7-60-2-US | Q.PEAK DUO-G6+ 335 | Solar Panels |  | 0.335 | 4 | 76 | 20 |  | Fixed | Roof
NJSTRE1545637963 |  | Transition Incentive Program | GIBBSTOWN | 8027 | 15 | 2.35 | Residential | Yes | Behind the Meter | Net-metered residential rooftop and canopy |  | None | Vision Solar LLC | AC Electric | Accepted | 2020-09-28 | 2020-09-30 | 2021-10-30 | HANWHA Q-CELLS | Q.PEAK DUO-G6+ 335 | Solar Panels |  | 0.335 | 2 | 354 | 33 |  | Fixed | Roof
NJSTRE1545638028 |  | Transition Incentive Program | WYCKOFF | 7481 | 7 | 10.88 | Residential | No | Behind the Meter | Net-metered residential rooftop and canopy |  | None | Infinity Solar Systems | PSE&G | Accepted | 2020-09-28 | 2020-09-30 | 2021-10-30 | LG | LG340N1K-V5 | Solar Panels |  | 0.34 | 32 | 221 | 30 |  | Fixed | Roof
NJSTRE1545638097 |  | Transition Incentive Program | Jackson | 8527 | 18 | 17.64 | Residential | Yes | Behind the Meter | Net-metered residential rooftop and canopy |  | None | Solar Energy World | JCP&L | Accepted | 2020-09-28 | 2020-09-30 | 2021-10-30 | Hanwha Q-cells | Q.PEAK DUO BLK-G5 | Solar Panels |  | 0.315 | 31 | 142 | 34 |  | Fixed | Roof
NJSTRE1545638102 |  | Transition Incentive Program | South Brunswick Township | 8810 | 11 | 8.24 | Residential | No | Behind the Meter | Net-metered residential rooftop and canopy |  | None | Sunrun Installation Services, Inc. | PSE&G | Accepted | 2020-09-28 | 2020-09-30 | 2021-10-30 | LONGi Green Energy Technology Co Ltd | LR6-60HPB-305M | Solar Panels |  | 0.305 | 15 | 196 | 34 |  | Fixed | Roof
NJSTRE1545638115 |  | Transition Incentive Program | Beverly | 8010 | 13 | 5.28 | Residential | No | Behind the Meter | Net-metered residential rooftop and canopy |  | None | Posigen NJ LLC | PSE&G | Accepted | 2020-09-28 | 2020-09-30 | 2021-10-30 | Silfab | SIL330HL | Solar Panels |  | 0.33 | 16 | 73 | 35 |  | Fixed | Roof
NJSTRE1545638119 |  | Transition Incentive Program | BELLMAWR | 8031 | 14 | 9.18 | Residential | Yes | Behind the Meter | Net-metered residential rooftop and canopy |  | None | Trinity Solar | PSE&G | Accepted | 2020-09-28 | 2020-09-30 | 2021-10-30 | HANWHA | Q.PEAK DUO BLK-G6 340 | Solar Panels |  | 0.34 | 10 | 339 | 26 |  | Fixed | Roof
NJSTRE1545638119 |  | Transition Incentive Program | BELLMAWR | 8031 | 14 | 9.18 | Residential | Yes | Behind the Meter | Net-metered residential rooftop and canopy |  | None | Trinity Solar | PSE&G | Accepted | 2020-09-28 | 2020-09-30 | 2021-10-30 | HANWHA | Q.PEAK DUO BLK-G6 340 | Solar Panels |  | 0.34 | 3 | 69 | 27 |  | Fixed | Roof
NJSTRE1545638160 |  | Transition Incentive Program | TOMS RIVER | 8755 | 18 | 5.76 | Residential | Yes | Behind the Meter | Net-metered residential rooftop and canopy |  | None | Vivint Solar Developer, LLC | JCP&L | Accepted | 2020-09-29 | 2020-09-30 | 2021-10-30 | JINKO SOLAR | JKM320M-60HBL | Solar Panels |  | 0.32 | 18 | 307 | 19 |  | Fixed | Roof
NJSTRE1545638170 |  | Transition Incentive Program | MONROE | 8831 | 11 | 9.48 | Residential | Yes | Behind the Meter | Net-metered residential rooftop and canopy |  | None | Sea Bright Solar, LLC | JCP&L | Accepted | 2020-09-28 | 2020-09-30 | 2021-10-30 | SUNPOWER | SPR-327-AC | Solar Panels |  | 0.327 | 8 | 183 | 40 |  | Fixed | Roof | SOUTH
NJSTRE1545638199 |  | Transition Incentive Program | Egg Harbor Township | 8234 | 19 | 15.3 | Residential | No | Behind the Meter | Net-metered residential rooftop and canopy |  | None | Castle Energy, LLC | AC Electric | Accepted | 2020-09-28 | 2020-09-30 | 2021-10-30 | Hanwha Q-Cells | Q.Peak DUO BLK-G6 340 | Solar Panels |  | 0.34 | 15 | 21 | 25 |  | Fixed | Roof
NJSTRE1545636493 |  | Transition Incentive Program | Belleville Twp | 7109 | 9 | 8.06 | Residential | No | Behind the Meter | Net-metered residential rooftop and canopy |  | None | Bright Planet Solar | PSE&G | Accepted | 2020-09-26 | 2020-09-30 | 2021-10-30 | HANWHA Q-CELLS | Q.PEAK DUO BLK-G5 310W | Solar Panels |  | 0.31 | 10 | 16 | 30 |  | Fixed | Roof
NJSTRE1545636493 |  | Transition Incentive Program | Belleville Twp | 7109 | 9 | 8.06 | Residential | No | Behind the Meter | Net-metered residential rooftop and canopy |  | None | Bright Planet Solar | PSE&G | Accepted | 2020-09-26 | 2020-09-30 | 2021-10-30 | HANWHA Q-CELLS | Q.PEAK DUO BLK-G5 310W | Solar Panels |  | 0.31 | 12 | 196 | 30 |  | Fixed | Roof
NJSTRE1545636501 |  | Transition Incentive Program | Vineland | 8360 | 20 | 7.44 | Residential | Yes | Behind the Meter | Net-metered residential rooftop and canopy |  | None | Bright Planet Solar | Vineland Muni Electric | Accepted | 2020-09-26 | 2020-09-30 | 2021-10-30 | LONGI | LR6-60HPB-310M | Solar Panels |  | 0.31 | 3 | 94 | 30 |  | Fixed | Roof
NJSTRE1545637778 |  | Transition Incentive Program | PISCATAWAY | 8854 | 11 | 9.77 | Residential | Yes | Behind the Meter | Net-metered residential rooftop and canopy |  | None | Suntuity Solar LLC | PSE&G | Accepted | 2020-09-28 | 2020-09-30 | 2021-10-30 | Longi | LR6-60HPB-315M | Solar Panels |  | 0.315 | 5 | 130 | 15 |  | Fixed | Roof
NJSTRE1545637778 |  | Transition Incentive Program | PISCATAWAY | 8854 | 11 | 9.77 | Residential | Yes | Behind the Meter | Net-metered residential rooftop and canopy |  | None | Suntuity Solar LLC | PSE&G | Accepted | 2020-09-28 | 2020-09-30 | 2021-10-30 | Longi | LR6-60HPB-315M | Solar Panels |  | 0.315 | 11 | 220 | 30 |  | Fixed | Roof
NJSTRE1545637782 |  | Transition Incentive Program | MALAGA | 8328 | 15 | 6.3 | Residential | Yes | Behind the Meter | Net-metered residential rooftop and canopy |  | None | Suntuity Solar LLC | AC Electric | Accepted | 2020-09-28 | 2020-09-30 | 2021-10-30 | Longi | LR6-60HPB-315M | Solar Panels |  | 0.315 | 8 | 20 | 32 |  | Fixed | Roof
NJSTRE1545637821 |  | Transition Incentive Program | Edison Township | 8817 | 11 | 6.84 | Residential | No | Behind the Meter | Net-metered residential rooftop and canopy |  | None | Green Power Energy | PSE&G | Accepted | 2020-09-28 | 2020-09-30 | 2021-10-30 | LG Electronics | LG360N1C-N5 | Solar Panels |  | 0.36 | 15 | 243 | 25 |  | Fixed | Roof
NJSTRE1545637838 |  | Transition Incentive Program | UNION | 7083 | 10 | 4.02 | Residential | Yes | Behind the Meter | Net-metered residential rooftop and canopy |  | None | Vision Solar LLC | PSE&G | Accepted | 2020-09-28 | 2020-09-30 | 2021-10-30 | HANWHA Q-CELLS | Q.PEAK DUO-G6+ 335 | Solar Panels |  | 0.335 | 12 | 120 | 37 |  | Fixed | Roof
NJSTRE1545637927 |  | Transition Incentive Program | Vineland | 8360 | 20 | 6.7 | Residential | Yes | Behind the Meter | Net-metered residential rooftop and canopy |  | None | Vision Solar LLC | Vineland Muni Electric | Accepted | 2020-09-28 | 2020-09-30 | 2021-10-30 | HANWHA Q-CELLS | Q.PEAK DUO-G6+ 335 | Solar Panels |  | 0.335 | 2 | 166 | 19 |  | Fixed | Roof
NJSTRE1545638056 |  | Transition Incentive Program | Egg Harbor Township | 8234 | 19 | 9.18 | Residential | Yes | Behind the Meter | Net-metered residential rooftop and canopy |  | None | Trinity Solar | AC Electric | Accepted | 2020-09-28 | 2020-09-30 | 2021-10-30 | Hanwha 340 | Q.PEAK DUO BLK-G6 340 | Solar Panels |  | 0.34 | 27 | 177 | 34 |  | Fixed | Roof
NJSTRE1545638092 |  | Transition Incentive Program | Tuckerton | 8087 | 18 | 7.14 | Residential | Yes | Behind the Meter | Net-metered residential rooftop and canopy |  | None | Trinity Solar | AC Electric | Accepted | 2020-09-28 | 2020-09-30 | 2021-10-30 | Hanwha 340 | Q.PEAK DUO BLK-G6 340 | Solar Panels |  | 0.34 | 12 | 205 | 30 |  | Fixed | Roof
NJSTRE1545638158 |  | Transition Incentive Program | Franklinville | 8322 | 15 | 13.6 | Residential | Yes | Behind the Meter | Net-metered residential rooftop and canopy |  | None | Trinity Solar | AC Electric | Accepted | 2020-09-28 | 2020-09-30 | 2021-10-30 | Hanwha 340 | Q.PEAK DUO BLK-G6 340 | Solar Panels |  | 0.34 | 10 | 87 | 27 |  | Fixed | Roof
NJSTRE1545637777 |  | Transition Incentive Program | VINELAND | 8360 | 20 | 10.4 | Residential | No | Behind the Meter | Net-metered residential rooftop and canopy |  | None | Suntuity Solar LLC | Vineland Muni Electric | Accepted | 2020-09-29 | 2020-09-30 | 2021-10-30 | Longi | LR6-60HPB-315M | Solar Panels |  | 0.315 | 8 | 3 | 20 |  | Fixed | Roof
NJSTRE1545637779 |  | Transition Incentive Program | SMITHVILLE | 8205 | 19 | 4.41 | Residential | Yes | Behind the Meter | Net-metered residential rooftop and canopy |  | None | Suntuity Solar LLC | AC Electric | Accepted | 2020-09-28 | 2020-09-30 | 2021-10-30 | Longi | LR6-60HPB-315M | Solar Panels |  | 0.315 | 14 | 273 | 30 |  | Fixed | Roof
NJSTRE1545637781 |  | Transition Incentive Program | BELLMAWR | 8031 | 14 | 7.88 | Residential | Yes | Behind the Meter | Net-metered residential rooftop and canopy |  | None | Suntuity Solar LLC | PSE&G | Accepted | 2020-09-28 | 2020-09-30 | 2021-10-30 | Longi | LR6-60HPB-315M | Solar Panels |  | 0.315 | 2 | 341 | 31 |  | Fixed | Roof
NJSTRE1545637784 |  | Transition Incentive Program | MAGNOLIA | 8049 | 14 | 6.3 | Residential | Yes | Behind the Meter | Net-metered residential rooftop and canopy |  | None | Suntuity Solar LLC | PSE&G | Accepted | 2020-09-28 | 2020-09-30 | 2021-10-30 | Longi | LR6-60HPB-315M | Solar Panels |  | 0.315 | 8 | 206 | 22 |  | Fixed | Roof
NJSTRE1545637805 |  | Transition Incentive Program | frnaklinville | 8322 | 15 | 8.96 | Residential | No | Behind the Meter | Net-metered residential rooftop and canopy |  | None | Orbit Energy & Power, LLC | AC Electric | Accepted | 2020-09-28 | 2020-09-30 | 2021-10-30 | hanwha qcells | qpeak 320w | Solar Panels |  | 0.32 | 8 | 57 | 7 |  | Fixed | Roof
NJSTRE1545637841 |  | Transition Incentive Program | Rockaway | 7866 | 3 | 11.88 | Residential | No | Behind the Meter | Net-metered residential rooftop and canopy |  | None | Sunrun, Inc. | JCP&L | Accepted | 2020-09-28 | 2020-09-30 | 2021-10-30 | LG Electronics | LG330N1C-A5 | Solar Panels |  | 0.33 | 11 | 316 | 27 |  | Fixed | Roof
NJSTRE1545637927 |  | Transition Incentive Program | Vineland | 8360 | 20 | 6.7 | Residential | Yes | Behind the Meter | Net-metered residential rooftop and canopy |  | None | Vision Solar LLC | Vineland Muni Electric | Accepted | 2020-09-28 | 2020-09-30 | 2021-10-30 | HANWHA Q-CELLS | Q.PEAK DUO-G6+ 335 | Solar Panels |  | 0.335 | 5 | 256 | 20 |  | Fixed | Roof
NJSTRE1545637940 |  | Transition Incentive Program | WILLINGBORO | 8046 | 13 | 5.2 | Residential | Yes | Behind the Meter | Net-metered residential rooftop and canopy |  | None | Vivint Solar Developer, LLC | PSE&G | Accepted | 2020-09-29 | 2020-09-30 | 2021-10-30 | JINKO SOLAR | JKM325M-60HBL | Solar Panels |  | 0.325 | 12 | 84 | 18 |  | Fixed | Roof
NJSTRE1545637957 |  | Transition Incentive Program | Barnegat | 8005 | 18 | 11.34 | Residential | Yes | Behind the Meter | Net-metered residential ground mount |  | None | Solar Energy World | AC Electric | Final As-Built Received | 2020-09-28 | 2020-09-30 | 2021-10-30 | Hanwha Q-cells | Q.PEAK DUO BLK-G5 | Solar Panels |  | 0.315 | 36 | 180 | 23 |  | Fixed | Ground
NJSTRE1545638046 |  | Transition Incentive Program | Cranford Twp | 7016 | 10 | 12.09 | Residential | Yes | Behind the Meter | Net-metered residential rooftop and canopy |  | None | Bright Planet Solar | PSE&G | Accepted | 2020-09-28 | 2020-09-30 | 2021-10-30 | LONGI | LR6-60HPB-310M | Solar Panels |  | 0.31 | 10 | 218 | 22 |  | Fixed | Roof
NJSTRE1545638080 |  | Transition Incentive Program | Wildwood | 8260 | 21 | 2.38 | Residential | Yes | Behind the Meter | Net-metered residential rooftop and canopy |  | None | Trinity Solar | AC Electric | Accepted | 2020-09-28 | 2020-09-30 | 2021-10-30 | HANWHA 340 (Q.PEAK DUO BLK-G6 340) | HANWHA 340 (Q.PEAK DUO BLK-G6 340) | Solar Panels |  | 0.34 | 7 | 136 | 32 |  | Fixed | Roof
NJSTRE1545638114 |  | Transition Incentive Program | Hamilton Twp Mer | 8690 | 12 | 9.3 | Residential | No | Behind the Meter | Net-metered residential rooftop and canopy |  | None | Bright Planet Solar | PSE&G | Accepted | 2020-09-28 | 2020-09-30 | 2021-10-30 | HANWHA Q-CELLS | Q.PEAK DUO BLK-G5 310W | Solar Panels |  | 0.31 | 2 | 158 | 18 |  | Fixed | Roof
NJSTRE1545638126 |  | Transition Incentive Program | Sayreville | 8872 | 11 | 4.9 | Residential | Yes | Behind the Meter | Net-metered residential rooftop and canopy |  | None | Pro Custom Solar dba Momentum Solar | JCP&L | Accepted | 2020-09-28 | 2020-09-30 | 2021-10-30 | LG ELECTRONICS | LG 350N1C-V5 | Solar Panels |  | 0.35 | 8 | 266 | 28 |  | Fixed | Roof
NJSTRE1545638400 |  | Transition Incentive Program | Sayreville | 8872 | 11 | 6.2 | Residential | No | Behind the Meter | Net-metered residential rooftop and canopy |  | None | Bright Planet Solar | JCP&L | Accepted | 2020-09-28 | 2020-09-30 | 2021-10-30 | HANWHA Q-CELLS | Q.PEAK DUO BLK-G5 310W | Solar Panels |  | 0.31 | 20 | 198 | 26 |  | Fixed | Roof
NJSTRE1545638419 |  | Transition Incentive Program | Perth Amboy | 8861 | 11 | 8.75 | Residential | Yes | Behind the Meter | Net-metered residential rooftop and canopy |  | None | Pro Custom Solar dba Momentum Solar | PSE&G | Accepted | 2020-09-28 | 2020-09-30 | 2021-10-30 | LG ELECTRONICS | LG 350N1C-V5 | Solar Panels |  | 0.35 | 2 | 107 | 25 |  | Fixed | Roof
NJSTRE1545638419 |  | Transition Incentive Program | Perth Amboy | 8861 | 11 | 8.75 | Residential | Yes | Behind the Meter | Net-metered residential rooftop and canopy |  | None | Pro Custom Solar dba Momentum Solar | PSE&G | Accepted | 2020-09-28 | 2020-09-30 | 2021-10-30 | LG ELECTRONICS | LG 350N1C-V5 | Solar Panels |  | 0.35 | 6 | 197 | 18 |  | Fixed | Roof
NJSTRE1545638419 |  | Transition Incentive Program | Perth Amboy | 8861 | 11 | 8.75 | Residential | Yes | Behind the Meter | Net-metered residential rooftop and canopy |  | None | Pro Custom Solar dba Momentum Solar | PSE&G | Accepted | 2020-09-28 | 2020-09-30 | 2021-10-30 | LG ELECTRONICS | LG 350N1C-V5 | Solar Panels |  | 0.35 | 5 | 287 | 19 |  | Fixed | Roof
NJSTRE1545638469 |  | Transition Incentive Program | Willingboro | 8046 | 13 | 9.8 | Residential | Yes | Behind the Meter | Net-metered residential rooftop and canopy |  | None | Pro Custom Solar dba Momentum Solar | PSE&G | Accepted | 2020-09-28 | 2020-09-30 | 2021-10-30 | LG ELECTRONICS | LG 350N1C-V5 | Solar Panels |  | 0.35 | 4 | 202 | 17 |  | Fixed | Roof
NJSTRE1545638552 |  | Transition Incentive Program | Willingboro | 8046 | 13 | 7 | Residential | Yes | Behind the Meter | Net-metered residential rooftop and canopy |  | None | Pro Custom Solar dba Momentum Solar | PSE&G | Accepted | 2020-09-28 | 2020-09-30 | 2021-10-30 | LG ELECTRONICS | LG 350N1C-V5 | Solar Panels |  | 0.35 | 3 | 186 | 28 |  | Fixed | Roof
NJSTRE1545638552 |  | Transition Incentive Program | Willingboro | 8046 | 13 | 7 | Residential | Yes | Behind the Meter | Net-metered residential rooftop and canopy |  | None | Pro Custom Solar dba Momentum Solar | PSE&G | Accepted | 2020-09-28 | 2020-09-30 | 2021-10-30 | LG ELECTRONICS | LG 350N1C-V5 | Solar Panels |  | 0.35 | 5 | 276 | 29 |  | Fixed | Roof
NJSTRE1545639015 |  | Transition Incentive Program | Swedesboro | 8085 | 15 | 13.07 | Residential | No | Behind the Meter | Net-metered residential rooftop and canopy |  | None | Seabright Solar | AC Electric | Accepted | 2020-09-28 | 2020-09-30 | 2021-10-30 | Sunpower | SPR-X21-335 | Solar Panels |  | 0.335 | 3 | 124 | 43 |  | Fixed | Roof
NJSTRE1545641228 |  | Transition Incentive Program | NORTH PLAINFIELD BORO | 7063 | 10 | 6.93 | Residential | No | Behind the Meter | Net-metered residential rooftop and canopy |  | None | Suntuity Solar LLC | PSE&G | Accepted | 2020-09-29 | 2020-09-30 | 2021-10-30 | Longi | LR6-60HPB-315M | Solar Panels |  | 0.315 | 16 | 141 | 14 |  | Fixed | Roof
NJSTRE1545638184 |  | Transition Incentive Program | Neptune | 7753 | 17 | 8.16 | Residential | Yes | Behind the Meter | Net-metered residential rooftop and canopy |  | None | Trinity Solar | JCP&L | Accepted | 2020-09-28 | 2020-09-30 | 2021-10-30 | Hanwha 340 | Q.PEAK DUO BLK-G6 340 | Solar Panels |  | 0.34 | 3 | 86 | 23 |  | Fixed | Roof
NJSTRE1545638222 |  | Transition Incentive Program | Eastampton | 8060 | 13 | 10.2 | Residential | No | Behind the Meter | Net-metered residential rooftop and canopy |  | None | NJ Solar Power, LLC | PSE&G | Accepted | 2020-09-28 | 2020-09-30 | 2021-10-30 | panasonic | Vbhn340sA17 | Solar Panels |  | 0.34 | 10 | 222 | 18 |  | Fixed | Pole
NJSTRE1545638391 |  | Transition Incentive Program | Newark | 7107 | 9 | 9.6 | Residential | No | Behind the Meter | Net-metered residential rooftop and canopy |  | None | New Jersey Suntech | PSE&G | Accepted | 2020-09-28 | 2020-09-30 | 2021-10-30 | Hanwha | Q.Peak Duo 320M | Solar Panels |  | 0.32 | 30 | 197 | 27 |  | Fixed | Roof
NJSTRE1545638419 |  | Transition Incentive Program | Perth Amboy | 8861 | 11 | 8.75 | Residential | Yes | Behind the Meter | Net-metered residential rooftop and canopy |  | None | Pro Custom Solar dba Momentum Solar | PSE&G | Accepted | 2020-09-28 | 2020-09-30 | 2021-10-30 | LG ELECTRONICS | LG 350N1C-V5 | Solar Panels |  | 0.35 | 4 | 287 | 25 |  | Fixed | Roof
NJSTRE1545638484 |  | Transition Incentive Program | Franklinville | 8322 | 15 | 8.4 | Residential | Yes | Behind the Meter | Net-metered residential rooftop and canopy |  | None | Pro Custom Solar dba Momentum Solar | AC Electric | Accepted | 2020-09-28 | 2020-09-30 | 2021-10-30 | LG ELECTRONICS | LG 350N1C-V5 | Solar Panels |  | 0.35 | 14 | 153 | 36 |  | Fixed | Roof
NJSTRE1545638526 |  | Transition Incentive Program | Piscatway Twp | 8854 | 11 | 9.61 | Residential | Yes | Behind the Meter | Net-metered residential rooftop and canopy |  | None | Bright Planet Solar | PSE&G | Accepted | 2020-09-28 | 2020-09-30 | 2021-10-30 | HANWHA Q-CELLS | Q.PEAK DUO BLK-G5 310W | Solar Panels |  | 0.31 | 16 | 257 | 26 |  | Fixed | Roof
NJSTRE1545638572 |  | Transition Incentive Program | Bridgewater | 8807 | 5 | 18.76 | Residential | No | Behind the Meter | Net-metered residential rooftop and canopy |  | None | NJ Solar Power, LLC | PSE&G | Accepted | 2020-09-28 | 2020-09-30 | 2021-10-30 | LG | LG 335N1K-V5 | Solar Panels |  | 0.335 | 12 | 267 | 34 |  | Fixed | Roof
NJSTRE1545641229 |  | Transition Incentive Program | WILLIAMSTOWN | 8094 | 15 | 10.08 | Residential | No | Behind the Meter | Net-metered residential rooftop and canopy |  | None | Suntuity Solar LLC | AC Electric | Accepted | 2020-09-29 | 2020-09-30 | 2021-10-30 | Longi | LR6-60HPB-315M | Solar Panels |  | 0.315 | 9 | 282 | 30 |  | Fixed | Roof
NJSTRE1545636492 |  | Transition Incentive Program | Bogota Boro | 7603 | 7 | 8.64 | Residential | Yes | Behind the Meter | Net-metered residential rooftop and canopy |  | None | Bright Planet Solar | PSE&G | Accepted | 2020-09-26 | 2020-09-30 | 2021-10-30 | HANWHA Q-CELLS | Q.PEAK-G5 DUO BLK 320W | Solar Panels |  | 0.32 | 2 | 120 | 18 |  | Fixed | Roof
NJSTRE1545637776 |  | Transition Incentive Program | Villas | 8251 | 21 | 7.56 | Residential | Yes | Behind the Meter | Net-metered residential rooftop and canopy |  | None | Suntuity Solar LLC | AC Electric | Accepted | 2020-09-28 | 2020-09-30 | 2021-10-30 | Longi | LR6-60HPB-315M | Solar Panels |  | 0.315 | 8 | 133 | 33 |  | Fixed | Roof
NJSTRE1545637781 |  | Transition Incentive Program | BELLMAWR | 8031 | 14 | 7.88 | Residential | Yes | Behind the Meter | Net-metered residential rooftop and canopy |  | None | Suntuity Solar LLC | PSE&G | Accepted | 2020-09-28 | 2020-09-30 | 2021-10-30 | Longi | LR6-60HPB-315M | Solar Panels |  | 0.315 | 2 | 161 | 31 |  | Fixed | Roof
NJSTRE1545637781 |  | Transition Incentive Program | BELLMAWR | 8031 | 14 | 7.88 | Residential | Yes | Behind the Meter | Net-metered residential rooftop and canopy |  | None | Suntuity Solar LLC | PSE&G | Accepted | 2020-09-28 | 2020-09-30 | 2021-10-30 | Longi | LR6-60HPB-315M | Solar Panels |  | 0.315 | 5 | 251 | 41 |  | Fixed | Roof
NJSTRE1545637821 |  | Transition Incentive Program | Edison Township | 8817 | 11 | 6.84 | Residential | No | Behind the Meter | Net-metered residential rooftop and canopy |  | None | Green Power Energy | PSE&G | Accepted | 2020-09-28 | 2020-09-30 | 2021-10-30 | LG Electronics | LG360N1C-N5 | Solar Panels |  | 0.36 | 4 | 245 | 25 |  | Fixed | Roof
NJSTRE1545637919 |  | Transition Incentive Program | PATERSON | 7524 | 6 | 6.8 | Residential | Yes | Behind the Meter | Net-metered residential rooftop and canopy |  | None | Trinity Solar | PSE&G | Accepted | 2020-09-28 | 2020-09-30 | 2021-10-30 | HANWHA | Q.PEAK DUO BLK-G6 340 | Solar Panels |  | 0.34 | 15 | 283 | 37 |  | Fixed | Roof
NJSTRE1545637927 |  | Transition Incentive Program | Vineland | 8360 | 20 | 6.7 | Residential | Yes | Behind the Meter | Net-metered residential rooftop and canopy |  | None | Vision Solar LLC | Vineland Muni Electric | Accepted | 2020-09-28 | 2020-09-30 | 2021-10-30 | HANWHA Q-CELLS | Q.PEAK DUO-G6+ 335 | Solar Panels |  | 0.335 | 9 | 256 | 9 |  | Fixed | Roof
NJSTRE1545637985 |  | Transition Incentive Program | North Plainfield | 7060 | 10 | 7.93 | Residential | Yes | Behind the Meter | Net-metered residential rooftop and canopy |  | None | Sunrun Installation Services, Inc. | PSE&G | Accepted | 2020-09-28 | 2020-09-30 | 2021-10-30 | LONGi Green Energy Technology Co Ltd | LR6-60HPB-305M | Solar Panels |  | 0.305 | 26 | 127 | 15 |  | Fixed | Roof
NJSTRE1545638046 |  | Transition Incentive Program | Cranford Twp | 7016 | 10 | 12.09 | Residential | Yes | Behind the Meter | Net-metered residential rooftop and canopy |  | None | Bright Planet Solar | PSE&G | Accepted | 2020-09-28 | 2020-09-30 | 2021-10-30 | LONGI | LR6-60HPB-310M | Solar Panels |  | 0.31 | 6 | 309 | 22 |  | Fixed | Roof
NJSTRE1545638046 |  | Transition Incentive Program | Cranford Twp | 7016 | 10 | 12.09 | Residential | Yes | Behind the Meter | Net-metered residential rooftop and canopy |  | None | Bright Planet Solar | PSE&G | Accepted | 2020-09-28 | 2020-09-30 | 2021-10-30 | LONGI | LR6-60HPB-310M | Solar Panels |  | 0.31 | 7 | 129 | 18 |  | Fixed | Roof
NJSTRE1545638094 |  | Transition Incentive Program | UNION BEACH | 7735 | 17 | 4.88 | Residential | Yes | Behind the Meter | Net-metered residential rooftop and canopy |  | None | Vivint Solar Developer, LLC | JCP&L | Accepted | 2020-09-28 | 2020-09-30 | 2021-10-30 | JINKO SOLAR | JKM325M-60HBL | Solar Panels |  | 0.325 | 15 | 119 | 21 |  | Fixed | Roof
NJSTRE1545638097 |  | Transition Incentive Program | Jackson | 8527 | 18 | 17.64 | Residential | Yes | Behind the Meter | Net-metered residential rooftop and canopy |  | None | Solar Energy World | JCP&L | Accepted | 2020-09-28 | 2020-09-30 | 2021-10-30 | Hanwha Q-cells | Q.PEAK DUO BLK-G5 | Solar Panels |  | 0.315 | 25 | 142 | 34 |  | Fixed | Roof
NJSTRE1545638114 |  | Transition Incentive Program | Hamilton Twp Mer | 8690 | 12 | 9.3 | Residential | No | Behind the Meter | Net-metered residential rooftop and canopy |  | None | Bright Planet Solar | PSE&G | Accepted | 2020-09-28 | 2020-09-30 | 2021-10-30 | HANWHA Q-CELLS | Q.PEAK DUO BLK-G5 310W | Solar Panels |  | 0.31 | 8 | 338 | 18 |  | Fixed | Roof
NJSTRE1545637919 |  | Transition Incentive Program | PATERSON | 7524 | 6 | 6.8 | Residential | Yes | Behind the Meter | Net-metered residential rooftop and canopy |  | None | Trinity Solar | PSE&G | Accepted | 2020-09-28 | 2020-09-30 | 2021-10-30 | HANWHA | Q.PEAK DUO BLK-G6 340 | Solar Panels |  | 0.34 | 5 | 283 | 18 |  | Fixed | Roof
NJSTRE1545638052 |  | Transition Incentive Program | ENGLEWOOD | 7631 | 7 | 5.53 | Residential | Yes | Behind the Meter | Net-metered residential rooftop and canopy |  | None | Vivint Solar Developer, LLC | PSE&G | Accepted | 2020-09-28 | 2020-09-30 | 2021-10-30 | JINKO SOLAR | JKM325M-60HBL | Solar Panels |  | 0.325 | 5 | 303 | 13 |  | Fixed | Roof
NJSTRE1545638102 |  | Transition Incentive Program | South Brunswick Township | 8810 | 11 | 8.24 | Residential | No | Behind the Meter | Net-metered residential rooftop and canopy |  | None | Sunrun Installation Services, Inc. | PSE&G | Accepted | 2020-09-28 | 2020-09-30 | 2021-10-30 | LONGi Green Energy Technology Co Ltd | LR6-60HPB-305M | Solar Panels |  | 0.305 | 12 | 16 | 18 |  | Fixed | Roof
NJSTRE1545638114 |  | Transition Incentive Program | Hamilton Twp Mer | 8690 | 12 | 9.3 | Residential | No | Behind the Meter | Net-metered residential rooftop and canopy |  | None | Bright Planet Solar | PSE&G | Accepted | 2020-09-28 | 2020-09-30 | 2021-10-30 | HANWHA Q-CELLS | Q.PEAK DUO BLK-G5 310W | Solar Panels |  | 0.31 | 20 | 158 | 18 |  | Fixed | Roof
NJSTRE1545638218 |  | Transition Incentive Program | Sicklerville | 8081 | 14 | 7.82 | Residential | Yes | Behind the Meter | Net-metered residential rooftop and canopy |  | None | Trinity Solar | AC Electric | Accepted | 2020-09-28 | 2020-09-30 | 2021-10-30 | Hanwha 340 | Q.PEAK DUO BLK-G6 340 | Solar Panels |  | 0.34 | 15 | 177 | 34 |  | Fixed | Roof
NJSTRE1545638222 |  | Transition Incentive Program | Eastampton | 8060 | 13 | 10.2 | Residential | No | Behind the Meter | Net-metered residential rooftop and canopy |  | None | NJ Solar Power, LLC | PSE&G | Accepted | 2020-09-28 | 2020-09-30 | 2021-10-30 | panasonic | VBHN340SA17 | Solar Panels |  | 0.34 | 10 | 222 | 14 |  | Fixed | Roof
NJSTRE1545638534 |  | Transition Incentive Program | North Brunswick Township | 8902 | 11 | 12.6 | Residential | Yes | Behind the Meter | Net-metered residential rooftop and canopy |  | None | Pro Custom Solar dba Momentum Solar | PSE&G | Accepted | 2020-09-28 | 2020-09-30 | 2021-10-30 | LG ELECTRONICS | LG 350N1C-V5 | Solar Panels |  | 0.35 | 9 | 274 | 45 |  | Fixed | Roof
NJSTRE1545638572 |  | Transition Incentive Program | Bridgewater | 8807 | 5 | 18.76 | Residential | No | Behind the Meter | Net-metered residential rooftop and canopy |  | None | NJ Solar Power, LLC | PSE&G | Accepted | 2020-09-28 | 2020-09-30 | 2021-10-30 | LG | LG335N1K-V5 | Solar Panels |  | 0.335 | 17 | 267 | 34 |  | Fixed | Roof
NJSTRE1545638572 |  | Transition Incentive Program | Bridgewater | 8807 | 5 | 18.76 | Residential | No | Behind the Meter | Net-metered residential rooftop and canopy |  | None | NJ Solar Power, LLC | PSE&G | Accepted | 2020-09-28 | 2020-09-30 | 2021-10-30 | LG | LG 335N1K-V5 | Solar Panels |  | 0.335 | 4 | 87 | 34 |  | Fixed | Roof
NJSTRE1545638134 |  | Transition Incentive Program | South Amboy | 8879 | 11 | 4.48 | Residential | Yes | Behind the Meter | Net-metered residential rooftop and canopy |  | None | Vivint Solar Developer, LLC | JCP&L | Accepted | 2020-09-28 | 2020-09-30 | 2021-10-30 | JINKO SOLAR | JKM320M-60HBL | Solar Panels |  | 0.32 | 4 | 325 | 22 |  | Fixed | Roof
NJSTRE1545638161 |  | Transition Incentive Program | BRICK | 8723 | 18 | 3.4 | Residential | Yes | Behind the Meter | Net-metered residential rooftop and canopy |  | None | Trinity Solar | JCP&L | Accepted | 2020-09-28 | 2020-09-30 | 2021-10-30 | HANWHA | Q.PEAK DUO BLK-G6 340 | Solar Panels |  | 0.34 | 7 | 276 | 25 |  | Fixed | Roof
NJSTRE1545638178 |  | Transition Incentive Program | WALL TOWNSHIP | 7719 | 17 | 5.53 | Residential | Yes | Behind the Meter | Net-metered residential rooftop and canopy |  | None | Vivint Solar Developer, LLC | JCP&L | Accepted | 2020-09-29 | 2020-09-30 | 2021-10-30 | JINKO SOLAR | JKM325M-60HBL | Solar Panels |  | 0.325 | 4 | 96 | 23 |  | Fixed | Roof
NJSTRE1545638199 |  | Transition Incentive Program | Egg Harbor Township | 8234 | 19 | 15.3 | Residential | No | Behind the Meter | Net-metered residential rooftop and canopy |  | None | Castle Energy, LLC | AC Electric | Accepted | 2020-09-28 | 2020-09-30 | 2021-10-30 | Hanwha Q-Cells | Q.Peak DUO BLK-G6 340 | Solar Panels |  | 0.34 | 8 | 201 | 25 |  | Fixed | Roof
NJSTRE1545638423 |  | Transition Incentive Program | Woodbridge | 8830 | 11 | 3.6 | Residential | Yes | Behind the Meter | Net-metered residential rooftop and canopy |  | None | Solar Energy World | PSE&G | Accepted | 2020-09-28 | 2020-09-30 | 2021-10-30 | Trina Solar | TSM-300DD05A(ii) | Solar Panels |  | 0.3 | 12 | 174 | 34 |  | Fixed | Roof
NJSTRE1545638439 |  | Transition Incentive Program | Pleasantville | 8232 | 19 | 18.5 | Residential | Yes | Behind the Meter | Net-metered residential rooftop and canopy |  | None | Bright Planet Solar | AC Electric | Accepted | 2020-09-28 | 2020-09-30 | 2021-10-30 | SUNPOWER | SPRX22-370 | Solar Panels |  | 0.37 | 4 | 278 | 33 |  | Fixed | Roof
NJSTRE1545638469 |  | Transition Incentive Program | Willingboro | 8046 | 13 | 9.8 | Residential | Yes | Behind the Meter | Net-metered residential rooftop and canopy |  | None | Pro Custom Solar dba Momentum Solar | PSE&G | Accepted | 2020-09-28 | 2020-09-30 | 2021-10-30 | LG ELECTRONICS | LG 350N1C-V5 | Solar Panels |  | 0.35 | 10 | 202 | 11 |  | Fixed | Roof
NJSTRE1545638469 |  | Transition Incentive Program | Willingboro | 8046 | 13 | 9.8 | Residential | Yes | Behind the Meter | Net-metered residential rooftop and canopy |  | None | Pro Custom Solar dba Momentum Solar | PSE&G | Accepted | 2020-09-28 | 2020-09-30 | 2021-10-30 | LG ELECTRONICS | LG 350N1C-V5 | Solar Panels |  | 0.35 | 6 | 112 | 27 |  | Fixed | Roof
NJSTRE1545638484 |  | Transition Incentive Program | Franklinville | 8322 | 15 | 8.4 | Residential | Yes | Behind the Meter | Net-metered residential rooftop and canopy |  | None | Pro Custom Solar dba Momentum Solar | AC Electric | Accepted | 2020-09-28 | 2020-09-30 | 2021-10-30 | LG ELECTRONICS | LG 350N1C-V5 | Solar Panels |  | 0.35 | 10 | 243 | 36 |  | Fixed | Roof
NJSTRE1545638526 |  | Transition Incentive Program | Piscatway Twp | 8854 | 11 | 9.61 | Residential | Yes | Behind the Meter | Net-metered residential rooftop and canopy |  | None | Bright Planet Solar | PSE&G | Accepted | 2020-09-28 | 2020-09-30 | 2021-10-30 | HANWHA Q-CELLS | Q.PEAK DUO BLK-G5 310W | Solar Panels |  | 0.31 | 13 | 77 | 26 |  | Fixed | Roof
NJSTRE1545641228 |  | Transition Incentive Program | NORTH PLAINFIELD BORO | 7063 | 10 | 6.93 | Residential | No | Behind the Meter | Net-metered residential rooftop and canopy |  | None | Suntuity Solar LLC | PSE&G | Accepted | 2020-09-29 | 2020-09-30 | 2021-10-30 | Longi | LR6-60HPB-315M | Solar Panels |  | 0.315 | 6 | 321 | 34 |  | Fixed | Roof
NJSTRE1545638178 |  | Transition Incentive Program | WALL TOWNSHIP | 7719 | 17 | 5.53 | Residential | Yes | Behind the Meter | Net-metered residential rooftop and canopy |  | None | Vivint Solar Developer, LLC | JCP&L | Accepted | 2020-09-29 | 2020-09-30 | 2021-10-30 | JINKO SOLAR | JKM325M-60HBL | Solar Panels |  | 0.325 | 6 | 276 | 23 |  | Fixed | Roof
NJSTRE1545638199 |  | Transition Incentive Program | Egg Harbor Township | 8234 | 19 | 15.3 | Residential | No | Behind the Meter | Net-metered residential rooftop and canopy |  | None | Castle Energy, LLC | AC Electric | Accepted | 2020-09-28 | 2020-09-30 | 2021-10-30 | Hanwha Q-Cells | Q.Peak DUO BLK-G6 340 | Solar Panels |  | 0.34 | 16 | 201 | 25 |  | Fixed | Roof
NJSTRE1545638218 |  | Transition Incentive Program | Sicklerville | 8081 | 14 | 7.82 | Residential | Yes | Behind the Meter | Net-metered residential rooftop and canopy |  | None | Trinity Solar | AC Electric | Accepted | 2020-09-28 | 2020-09-30 | 2021-10-30 | Hanwha 340 | Q.PEAK DUO BLK-G6 340 | Solar Panels |  | 0.34 | 8 | 177 | 34 |  | Fixed | Roof
NJSTRE1545638216 |  | Transition Incentive Program | Piscatway | 8854 | 11 | 15.19 | Residential | Yes | Behind the Meter | Net-metered residential rooftop and canopy |  | None | Bright Planet Solar | PSE&G | Accepted | 2020-09-28 | 2020-09-30 | 2021-10-30 | HANWHA Q-CELLS | Q.PEAK DUO BLK-G5 310W | Solar Panels |  | 0.31 | 13 | 324 | 22 |  | Fixed | Roof
NJSTRE1545638222 |  | Transition Incentive Program | Eastampton | 8060 | 13 | 10.2 | Residential | No | Behind the Meter | Net-metered residential rooftop and canopy |  | None | NJ Solar Power, LLC | PSE&G | Accepted | 2020-09-28 | 2020-09-30 | 2021-10-30 | panasonic | VBHN340SA17 | Solar Panels |  | 0.34 | 10 | 132 | 14 |  | Fixed | Roof
NJSTRE1545638419 |  | Transition Incentive Program | Perth Amboy | 8861 | 11 | 8.75 | Residential | Yes | Behind the Meter | Net-metered residential rooftop and canopy |  | None | Pro Custom Solar dba Momentum Solar | PSE&G | Accepted | 2020-09-28 | 2020-09-30 | 2021-10-30 | LG ELECTRONICS | LG 350N1C-V5 | Solar Panels |  | 0.35 | 3 | 17 | 19 |  | Fixed | Roof
NJSTRE1545638439 |  | Transition Incentive Program | Pleasantville | 8232 | 19 | 18.5 | Residential | Yes | Behind the Meter | Net-metered residential rooftop and canopy |  | None | Bright Planet Solar | AC Electric | Accepted | 2020-09-28 | 2020-09-30 | 2021-10-30 | SUNPOWER | SPRX22-370 | Solar Panels |  | 0.37 | 22 | 98 | 30 |  | Fixed | Roof
NJSTRE1545638552 |  | Transition Incentive Program | Willingboro | 8046 | 13 | 7 | Residential | Yes | Behind the Meter | Net-metered residential rooftop and canopy |  | None | Pro Custom Solar dba Momentum Solar | PSE&G | Accepted | 2020-09-28 | 2020-09-30 | 2021-10-30 | LG ELECTRONICS | LG 350N1C-V5 | Solar Panels |  | 0.35 | 9 | 186 | 20 |  | Fixed | Roof
NJSTRE1545638552 |  | Transition Incentive Program | Willingboro | 8046 | 13 | 7 | Residential | Yes | Behind the Meter | Net-metered residential rooftop and canopy |  | None | Pro Custom Solar dba Momentum Solar | PSE&G | Accepted | 2020-09-28 | 2020-09-30 | 2021-10-30 | LG ELECTRONICS | LG 350N1C-V5 | Solar Panels |  | 0.35 | 3 | 96 | 29 |  | Fixed | Roof
NJSTRE1545639015 |  | Transition Incentive Program | Swedesboro | 8085 | 15 | 13.07 | Residential | No | Behind the Meter | Net-metered residential rooftop and canopy |  | None | Seabright Solar | AC Electric | Accepted | 2020-09-28 | 2020-09-30 | 2021-10-30 | Sunpower | SPR-X21-335 | Solar Panels |  | 0.335 | 7 | 214 | 32 |  | Fixed | Roof
NJSTRE1545641229 |  | Transition Incentive Program | WILLIAMSTOWN | 8094 | 15 | 10.08 | Residential | No | Behind the Meter | Net-metered residential rooftop and canopy |  | None | Suntuity Solar LLC | AC Electric | Accepted | 2020-09-29 | 2020-09-30 | 2021-10-30 | Longi | LR6-60HPB-315M | Solar Panels |  | 0.315 | 20 | 102 | 29 |  | Fixed | Pole
NJSTRE1545641230 |  | Transition Incentive Program | VINELAND | 8360 | 20 | 11.03 | Residential | No | Behind the Meter | Net-metered residential rooftop and canopy |  | None | Suntuity Solar LLC | Vineland Muni Electric | Accepted | 2020-09-30 | 2020-09-30 | 2021-10-30 | Longi | LR6-60HPB-315M | Solar Panels |  | 0.315 | 24 | 93 | 25 |  | Fixed | Roof
NJSTRE1545638103 |  | Transition Incentive Program | Marlton | 8053 | 13 | 7.71 | Residential | Yes | Behind the Meter | Net-metered residential rooftop and canopy |  | None | Trinity Solar | PSE&G | Accepted | 2020-09-28 | 2020-09-30 | 2021-10-30 | HANWHA 335 (Q.PEAK DUO BLK-G6 335) | HANWHA 335 (Q.PEAK DUO BLK-G6 335) | Solar Panels |  | 0.335 | 11 | 93 | 27 |  | Fixed | Roof
NJSTRE1545638119 |  | Transition Incentive Program | BELLMAWR | 8031 | 14 | 9.18 | Residential | Yes | Behind the Meter | Net-metered residential rooftop and canopy |  | None | Trinity Solar | PSE&G | Accepted | 2020-09-28 | 2020-09-30 | 2021-10-30 | HANWHA | Q.PEAK DUO BLK-G6 340 | Solar Panels |  | 0.34 | 7 | 159 | 26 |  | Fixed | Roof
NJSTRE1545638158 |  | Transition Incentive Program | Franklinville | 8322 | 15 | 13.6 | Residential | Yes | Behind the Meter | Net-metered residential rooftop and canopy |  | None | Trinity Solar | AC Electric | Accepted | 2020-09-28 | 2020-09-30 | 2021-10-30 | Hanwha 340 | Q.PEAK DUO BLK-G6 340 | Solar Panels |  | 0.34 | 7 | 87 | 27 |  | Fixed | Roof
NJSTRE1545638185 |  | Transition Incentive Program | Bergenfield Boro | 7621 | 7 | 11.78 | Residential | Yes | Behind the Meter | Net-metered residential rooftop and canopy |  | None | Bright Planet Solar | PSE&G | Accepted | 2020-09-28 | 2020-09-30 | 2021-10-30 | HANWHA Q-CELLS | Q.PEAK DUO BLK-G5 310W | Solar Panels |  | 0.31 | 21 | 107 | 18 |  | Fixed | Roof
NJSTRE1545638185 |  | Transition Incentive Program | Bergenfield Boro | 7621 | 7 | 11.78 | Residential | Yes | Behind the Meter | Net-metered residential rooftop and canopy |  | None | Bright Planet Solar | PSE&G | Accepted | 2020-09-28 | 2020-09-30 | 2021-10-30 | HANWHA Q-CELLS | Q.PEAK DUO BLK-G5 310W | Solar Panels |  | 0.31 | 17 | 289 | 18 |  | Fixed | Roof
NJSTRE1545638439 |  | Transition Incentive Program | Pleasantville | 8232 | 19 | 18.5 | Residential | Yes | Behind the Meter | Net-metered residential rooftop and canopy |  | None | Bright Planet Solar | AC Electric | Accepted | 2020-09-28 | 2020-09-30 | 2021-10-30 | SUNPOWER | SPRX22-370 | Solar Panels |  | 0.37 | 4 | 278 | 30 |  | Fixed | Roof
NJSTRE1545638534 |  | Transition Incentive Program | North Brunswick Township | 8902 | 11 | 12.6 | Residential | Yes | Behind the Meter | Net-metered residential rooftop and canopy |  | None | Pro Custom Solar dba Momentum Solar | PSE&G | Accepted | 2020-09-28 | 2020-09-30 | 2021-10-30 | LG ELECTRONICS | LG 350N1C-V5 | Solar Panels |  | 0.35 | 27 | 184 | 30 |  | Fixed | Roof
NJSTRE1545638572 |  | Transition Incentive Program | Bridgewater | 8807 | 5 | 18.76 | Residential | No | Behind the Meter | Net-metered residential rooftop and canopy |  | None | NJ Solar Power, LLC | PSE&G | Accepted | 2020-09-28 | 2020-09-30 | 2021-10-30 | LG | LG 335N1K-V5 | Solar Panels |  | 0.335 | 5 | 177 | 34 |  | Fixed | Roof
NJSTRE1545639015 |  | Transition Incentive Program | Swedesboro | 8085 | 15 | 13.07 | Residential | No | Behind the Meter | Net-metered residential rooftop and canopy |  | None | Seabright Solar | AC Electric | Accepted | 2020-09-28 | 2020-09-30 | 2021-10-30 | Sunpower | SPR-X21-335 | Solar Panels |  | 0.335 | 3 | 124 | 12 |  | Fixed | Roof
NJSTRE1545641230 |  | Transition Incentive Program | VINELAND | 8360 | 20 | 11.03 | Residential | No | Behind the Meter | Net-metered residential rooftop and canopy |  | None | Suntuity Solar LLC | Vineland Muni Electric | Accepted | 2020-09-30 | 2020-09-30 | 2021-10-30 | Longi | LR6-60HPB-315M | Solar Panels |  | 0.315 | 11 | 273 | 25 |  | Fixed | Roof
NJSTRE1545638046 |  | Transition Incentive Program | Cranford Twp | 7016 | 10 | 12.09 | Residential | Yes | Behind the Meter | Net-metered residential rooftop and canopy |  | None | Bright Planet Solar | PSE&G | Accepted | 2020-09-28 | 2020-09-30 | 2021-10-30 | LONGI | LR6-60HPB-310M | Solar Panels |  | 0.31 | 16 | 129 | 22 |  | Fixed | Roof
NJSTRE1545638119 |  | Transition Incentive Program | BELLMAWR | 8031 | 14 | 9.18 | Residential | Yes | Behind the Meter | Net-metered residential rooftop and canopy |  | None | Trinity Solar | PSE&G | Accepted | 2020-09-28 | 2020-09-30 | 2021-10-30 | HANWHA | Q.PEAK DUO BLK-G6 340 | Solar Panels |  | 0.34 | 7 | 249 | 26 |  | Fixed | Roof
NJSTRE1545638134 |  | Transition Incentive Program | South Amboy | 8879 | 11 | 4.48 | Residential | Yes | Behind the Meter | Net-metered residential rooftop and canopy |  | None | Vivint Solar Developer, LLC | JCP&L | Accepted | 2020-09-28 | 2020-09-30 | 2021-10-30 | JINKO SOLAR | JKM320M-60HBL | Solar Panels |  | 0.32 | 10 | 145 | 22 |  | Fixed | Roof
NJSTRE1545638150 |  | Transition Incentive Program | Penns Grove | 8069 | 16 | 6.82 | Residential | No | Behind the Meter | Net-metered residential rooftop and canopy |  | None | Bright Planet Solar | AC Electric | Accepted | 2020-09-28 | 2020-09-30 | 2021-10-30 | LONGI | LR6-60HPB-310M | Solar Panels |  | 0.31 | 22 | 132 | 14 |  | Fixed | Roof
NJSTRE1545638158 |  | Transition Incentive Program | Franklinville | 8322 | 15 | 13.6 | Residential | Yes | Behind the Meter | Net-metered residential rooftop and canopy |  | None | Trinity Solar | AC Electric | Accepted | 2020-09-28 | 2020-09-30 | 2021-10-30 | Hanwha 340 | Q.PEAK DUO BLK-G6 340 | Solar Panels |  | 0.34 | 23 | 267 | 27 |  | Fixed | Roof
NJSTRE1545638178 |  | Transition Incentive Program | WALL TOWNSHIP | 7719 | 17 | 5.53 | Residential | Yes | Behind the Meter | Net-metered residential rooftop and canopy |  | None | Vivint Solar Developer, LLC | JCP&L | Accepted | 2020-09-29 | 2020-09-30 | 2021-10-30 | JINKO SOLAR | JKM325M-60HBL | Solar Panels |  | 0.325 | 7 | 6 | 23 |  | Fixed | Roof
NJSTRE1545638184 |  | Transition Incentive Program | Neptune | 7753 | 17 | 8.16 | Residential | Yes | Behind the Meter | Net-metered residential rooftop and canopy |  | None | Trinity Solar | JCP&L | Accepted | 2020-09-28 | 2020-09-30 | 2021-10-30 | Hanwha 340 | Q.PEAK DUO BLK-G6 340 | Solar Panels |  | 0.34 | 5 | 266 | 12 |  | Fixed | Roof
NJSTRE1545638184 |  | Transition Incentive Program | Neptune | 7753 | 17 | 8.16 | Residential | Yes | Behind the Meter | Net-metered residential rooftop and canopy |  | None | Trinity Solar | JCP&L | Accepted | 2020-09-28 | 2020-09-30 | 2021-10-30 | Hanwha 340 | Q.PEAK DUO BLK-G6 340 | Solar Panels |  | 0.34 | 6 | 176 | 23 |  | Fixed | Roof
NJSTRE1545638226 |  | Transition Incentive Program | Fortescue | 8321 | 20 | 7.75 | Residential | Yes | Behind the Meter | Net-metered residential rooftop and canopy |  | None | Solar Energy World | AC Electric | Accepted | 2020-09-28 | 2020-09-30 | 2021-10-30 | LONGi Green Energy Technology | LR6-60HPB-310M | Solar Panels |  | 0.31 | 23 | 160 | 14 |  | Fixed | Roof
NJSTRE1545638226 |  | Transition Incentive Program | Fortescue | 8321 | 20 | 7.75 | Residential | Yes | Behind the Meter | Net-metered residential rooftop and canopy |  | None | Solar Energy World | AC Electric | Accepted | 2020-09-28 | 2020-09-30 | 2021-10-30 | LONGi Green Energy Technology | LR6-60HPB-310M | Solar Panels |  | 0.31 | 2 | 340 | 14 |  | Fixed | Roof
NJSTRE1545638216 |  | Transition Incentive Program | Piscatway | 8854 | 11 | 15.19 | Residential | Yes | Behind the Meter | Net-metered residential rooftop and canopy |  | None | Bright Planet Solar | PSE&G | Accepted | 2020-09-28 | 2020-09-30 | 2021-10-30 | HANWHA Q-CELLS | Q.PEAK DUO BLK-G5 310W | Solar Panels |  | 0.31 | 36 | 144 | 22 |  | Fixed | Roof
NJSTRE1545638439 |  | Transition Incentive Program | Pleasantville | 8232 | 19 | 18.5 | Residential | Yes | Behind the Meter | Net-metered residential rooftop and canopy |  | None | Bright Planet Solar | AC Electric | Accepted | 2020-09-28 | 2020-09-30 | 2021-10-30 | SUNPOWER | SPRX22-370 | Solar Panels |  | 0.37 | 16 | 278 | 30 |  | Fixed | Roof
NJSTRE1545638469 |  | Transition Incentive Program | Willingboro | 8046 | 13 | 9.8 | Residential | Yes | Behind the Meter | Net-metered residential rooftop and canopy |  | None | Pro Custom Solar dba Momentum Solar | PSE&G | Accepted | 2020-09-28 | 2020-09-30 | 2021-10-30 | LG ELECTRONICS | LG 350N1C-V5 | Solar Panels |  | 0.35 | 8 | 22 | 17 |  | Fixed | Roof
NJSTRE1545642000 | NJSRRE1544621515 | Transition Incentive Program | Fair Lawn | 7410 | 7 | 8.68 | Residential | No | Behind The Meter | Behind the Meter |  | None | Sunrun Installation Services, Inc. | PSE&G | Eligible for TI Program | 2020-03-09 | 2020-03-12 | 2021-10-30 | REC Solar | REC310TP2M | Solar Panels |  | 0.31 | 16 | 62 | 23 |  | Fixed | Roof
NJSTRE1545638479 |  | Transition Incentive Program | Lindenwold | 8021 | 14 | 3.72 | Residential | Yes | Behind the Meter | Net-metered residential rooftop and canopy |  | None | Bright Planet Solar | AC Electric | Accepted | 2020-09-28 | 2020-09-30 | 2021-10-30 | HANWHA Q-CELLS | Q.PEAK DUO BLK-G5 310W | Solar Panels |  | 0.31 | 12 | 204 | 22 |  | Fixed | Roof
NJSTRE1545638572 |  | Transition Incentive Program | Bridgewater | 8807 | 5 | 18.76 | Residential | No | Behind the Meter | Net-metered residential rooftop and canopy |  | None | NJ Solar Power, LLC | PSE&G | Accepted | 2020-09-28 | 2020-09-30 | 2021-10-30 | LG | LG 335N1K-V5 | Solar Panels |  | 0.335 | 18 | 87 | 34 |  | Fixed | Roof
NJSTRE1545639015 |  | Transition Incentive Program | Swedesboro | 8085 | 15 | 13.07 | Residential | No | Behind the Meter | Net-metered residential rooftop and canopy |  | None | Seabright Solar | AC Electric | Accepted | 2020-09-28 | 2020-09-30 | 2021-10-30 | Sunpower | SPR-X21-335 | Solar Panels |  | 0.335 | 26 | 214 | 32 |  | Fixed | Roof
NJSTRE1545638170 |  | Transition Incentive Program | MONROE | 8831 | 11 | 9.48 | Residential | Yes | Behind the Meter | Net-metered residential rooftop and canopy |  | None | Sea Bright Solar, LLC | JCP&L | Accepted | 2020-09-28 | 2020-09-30 | 2021-10-30 | SUNPOWER | SPR-327-AC | Solar Panels |  | 0.327 | 21 | 93 | 26 |  | Fixed | Roof | EAST
NJSTRE1545638184 |  | Transition Incentive Program | Neptune | 7753 | 17 | 8.16 | Residential | Yes | Behind the Meter | Net-metered residential rooftop and canopy |  | None | Trinity Solar | JCP&L | Accepted | 2020-09-28 | 2020-09-30 | 2021-10-30 | Hanwha 340 | Q.PEAK DUO BLK-G6 340 | Solar Panels |  | 0.34 | 7 | 86 | 12 |  | Fixed | Roof
NJSTRE1545638198 |  | Transition Incentive Program | PATERSON | 7514 | 6 | 4.48 | Residential | Yes | Behind the Meter | Net-metered residential rooftop and canopy |  | None | Trinity Solar | PSE&G | Accepted | 2020-09-28 | 2020-09-30 | 2021-10-30 | HANWHA | Q.PEAK DUO BLK-G5 320 | Solar Panels |  | 0.32 | 14 | 98 | 35 |  | Fixed | Roof
NJSTRE1545638199 |  | Transition Incentive Program | Egg Harbor Township | 8234 | 19 | 15.3 | Residential | No | Behind the Meter | Net-metered residential rooftop and canopy |  | None | Castle Energy, LLC | AC Electric | Accepted | 2020-09-28 | 2020-09-30 | 2021-10-30 | Hanwha Q-Cells | Q.Peak DUO BLK-G6 340 | Solar Panels |  | 0.34 | 6 | 201 | 20 |  | Fixed | Roof
NJSTRE1545638419 |  | Transition Incentive Program | Perth Amboy | 8861 | 11 | 8.75 | Residential | Yes | Behind the Meter | Net-metered residential rooftop and canopy |  | None | Pro Custom Solar dba Momentum Solar | PSE&G | Accepted | 2020-09-28 | 2020-09-30 | 2021-10-30 | LG ELECTRONICS | LG 350N1C-V5 | Solar Panels |  | 0.35 | 5 | 107 | 18 |  | Fixed | Roof
NJSTRE1545638439 |  | Transition Incentive Program | Pleasantville | 8232 | 19 | 18.5 | Residential | Yes | Behind the Meter | Net-metered residential rooftop and canopy |  | None | Bright Planet Solar | AC Electric | Accepted | 2020-09-28 | 2020-09-30 | 2021-10-30 | SUNPOWER | SPRX22-370 | Solar Panels |  | 0.37 | 4 | 98 | 33 |  | Fixed | Roof
NJSTRE1545638526 |  | Transition Incentive Program | Piscatway Twp | 8854 | 11 | 9.61 | Residential | Yes | Behind the Meter | Net-metered residential rooftop and canopy |  | None | Bright Planet Solar | PSE&G | Accepted | 2020-09-28 | 2020-09-30 | 2021-10-30 | HANWHA Q-CELLS | Q.PEAK DUO BLK-G5 310W | Solar Panels |  | 0.31 | 2 | 167 | 22 |  | Fixed | Roof
NJSTRE1545638558 |  | Transition Incentive Program | LONG BRANCH | 7740 | 17 | 3.33 | Residential | No | Behind the Meter | Net-metered residential rooftop and canopy |  | None | SEA BRIGHT SOLAR, LLC | JCP&L | Accepted | 2020-09-28 | 2020-09-30 | 2021-10-30 | SUNPOWER | SPR-X22-370-AC | Solar Panels |  | 0.37 | 9 | 180 | 0 |  | Fixed | Roof | SOUTH
NJSTRE1545641971 | NJSRRE1544326264 | Transition Incentive Program | North Brunswick Township | 8902 | 11 | 10.85 | Residential | Yes | Behind The Meter | Behind the Meter |  | None | Sunrun Installation Services, Inc. | PSE&G | Eligible for TI Program | 2020-01-29 | 2020-01-31 | 2021-10-30 | REC Solar | REC310TP2M | Solar Panels |  | 0.31 | 19 | 153 | 18 |  | Fixed | Roof
NJSTRE1545642007 | NJSRRE1543848703 | Transition Incentive Program | Jackson Township | 8527 | 18 | 16.32 | Residential | Yes | Behind The Meter | Behind the Meter |  | None | Sunrun Installation Services, Inc. | JCP&L | Eligible for TI Program | 2019-12-31 | 2020-01-15 | 2021-10-30 | Hanwha Q-Cells | Q.PEAK DUO-G7 320 | Solar Panels |  | 0.32 | 23 | 344 | 18 |  | Fixed | Roof
NJSTRE1545642007 | NJSRRE1543848703 | Transition Incentive Program | Jackson Township | 8527 | 18 | 16.32 | Residential | Yes | Behind The Meter | Behind the Meter |  | None | Sunrun Installation Services, Inc. | JCP&L | Eligible for TI Program | 2019-12-31 | 2020-01-15 | 2021-10-30 | Hanwha Q-Cells | Q.PEAK DUO-G7 320 | Solar Panels |  | 0.32 | 3 | 342 | 23 |  | Fixed | Roof
NJSTRE1545642019 | NJSRRE1544429030 | Transition Incentive Program | Garfield City | 7026 | 7 | 3.41 | Residential | Yes | Behind The Meter | Behind the Meter |  | None | Sunrun Installation Services, Inc. | PSE&G | Eligible for TI Program | 2020-02-10 | 2020-02-13 | 2021-10-30 | REC Solar | REC310TP2M | Solar Panels |  | 0.31 | 11 | 185 | 43 |  | Fixed | Roof
NJSTRE1545642124 |  | Transition Incentive Program | Moorestown | 8057 | 13 | 236.4 | Commercial | No | Behind the Meter | Net-metered non-residential rooftop and canopy |  | None | INDEPENDENCE SOLAR, LLC | PSE&G | Accepted | 2020-09-29 | 2020-09-30 | 2021-10-30 | Hanwha QCells | Q.Peak Duo L-G5.2 | Solar Panels |  | 0.4 | 591 | 216 | 5 |  | Fixed | Roof
NJSTRE1545641229 |  | Transition Incentive Program | WILLIAMSTOWN | 8094 | 15 | 10.08 | Residential | No | Behind the Meter | Net-metered residential rooftop and canopy |  | None | Suntuity Solar LLC | AC Electric | Accepted | 2020-09-29 | 2020-09-30 | 2021-10-30 | Longi | LR6-60HPB-315M | Solar Panels |  | 0.315 | 3 | 102 | 36 |  | Fixed | Roof
NJSTRE1545641988 | NJSRRE1544431429 | Transition Incentive Program | Woodbridge Township | 7001 | 11 | 4.34 | Residential | No | Behind The Meter | Behind the Meter |  | None | Sunrun Installation Services, Inc. | PSE&G | Eligible for TI Program | 2020-02-11 | 2020-02-13 | 2021-10-30 | REC Solar | REC310TP2M | Solar Panels |  | 0.31 | 14 | 351 | 37 |  | Fixed | Roof
NJSTRE1545642007 | NJSRRE1543848703 | Transition Incentive Program | Jackson Township | 8527 | 18 | 16.32 | Residential | Yes | Behind The Meter | Behind the Meter |  | None | Sunrun Installation Services, Inc. | JCP&L | Eligible for TI Program | 2019-12-31 | 2020-01-15 | 2021-10-30 | Hanwha Q-Cells | Q.PEAK DUO-G7 320 | Solar Panels |  | 0.32 | 18 | 164 | 18 |  | Fixed | Roof
NJSTRE1545642007 | NJSRRE1543848703 | Transition Incentive Program | Jackson Township | 8527 | 18 | 16.32 | Residential | Yes | Behind The Meter | Behind the Meter |  | None | Sunrun Installation Services, Inc. | JCP&L | Eligible for TI Program | 2019-12-31 | 2020-01-15 | 2021-10-30 | Hanwha Q-Cells | Q.PEAK DUO-G7 320 | Solar Panels |  | 0.32 | 3 | 72 | 17 |  | Fixed | Roof
NJSTRE1545642000 | NJSRRE1544621515 | Transition Incentive Program | Fair Lawn | 7410 | 7 | 8.68 | Residential | No | Behind The Meter | Behind the Meter |  | None | Sunrun Installation Services, Inc. | PSE&G | Eligible for TI Program | 2020-03-09 | 2020-03-12 | 2021-10-30 | REC Solar | REC310TP2M | Solar Panels |  | 0.31 | 12 | 242 | 23 |  | Fixed | Roof
NJSTRE1545642007 | NJSRRE1543848703 | Transition Incentive Program | Jackson Township | 8527 | 18 | 16.32 | Residential | Yes | Behind The Meter | Behind the Meter |  | None | Sunrun Installation Services, Inc. | JCP&L | Eligible for TI Program | 2019-12-31 | 2020-01-15 | 2021-10-30 | Hanwha Q-Cells | Q.PEAK DUO-G7 320 | Solar Panels |  | 0.32 | 4 | 252 | 22 |  | Fixed | Roof
NJSTRE1545641963 | NJSRRE1544701609 | Transition Incentive Program | West Orange | 7052 | 9 | 2.79 | Residential | Yes | Behind The Meter | Behind the Meter |  | None | Sunrun Installation Services, Inc. | PSE&G | Eligible for TI Program | 2020-03-16 | 2020-03-19 | 2021-10-30 | REC Solar | REC310TP2M | Solar Panels |  | 0.31 | 9 | 209 | 14 |  | Fixed | Roof
NJSTRE1545642014 | NJSRRE1544481489 | Transition Incentive Program | Parsippany | 7054 | 3 | 4.34 | Residential | No | Behind The Meter | Behind the Meter |  | None | Sunrun Installation Services, Inc. | JCP&L | Eligible for TI Program | 2020-02-19 | 2020-03-06 | 2021-10-30 | REC Solar | REC310TP2M | Solar Panels |  | 0.31 | 14 | 172 | 27 |  | Fixed | Roof
NJSTRE1545641971 | NJSRRE1544326264 | Transition Incentive Program | North Brunswick Township | 8902 | 11 | 10.85 | Residential | Yes | Behind The Meter | Behind the Meter |  | None | Sunrun Installation Services, Inc. | PSE&G | Eligible for TI Program | 2020-01-29 | 2020-01-31 | 2021-10-30 | REC Solar | REC310TP2M | Solar Panels |  | 0.31 | 16 | 333 | 18 |  | Fixed | Roof

## SRP - EQUIPMENT PIPELINE
Registration Number | Program | Premise City | Premise Zip | County Code | Calculated Total System Size | Customer Type | Third Party Ownership | Interconnection Type | Subsection | Energy Year | EDC Program | Contractor Company | Utility Name | Status | Registration Received Date | Acceptance Date | Expiration Date | Manufacturer | Model | Equipment Name | Watts (AC) Inverter | Rating per Module | Module Qty | Orientation | Tilt | Peak Efficiency | Tracking | Location of Equipment | Location (Other)
NJSRRE1534224371 | Solar Registration Program | Cranbury | 8512 | 11 | 3656.25 | Commercial | No | Grid Supply | t |  | None | Whitman | AC Electric | Accepted | 2017-04-20 | 2017-05-31 | 2020-09-30 | Trina | Tallmax 325 | Solar Panels |  | 0.325 | 11250 | 180 | 5 |  | Fixed | Ground | Landfill Cap
NJSRRE1540262618 | Solar Registration Program | Newark | 7103 | 9 | 6.3 | Residential | No | Behind the Meter |  |  | None | Amergy Solar.Inc | PSE&G | PTO Waiver Granted | 2019-01-21 | 2019-01-23 | 2020-07-23 | Longi Energy Energy Technology Co Ltd | LR6-60PB-300M | Solar Panels |  | 0.3 | 21 | 195 | 30 |  | Fixed | Roof
NJSRRE1540856887 | Solar Registration Program | Jersey City | 7307 | 8 | 0.31 | Residential | No | Behind the Meter |  |  | None | Empire Solar Solutions, LLC | PSE&G | PTO Waiver Granted | 2019-04-19 | 2019-05-06 | 2020-11-06 | HANWHA Q-CELL | Q.Peak DUO- G5 305 | Solar Panels |  | 0.305 | 1 | 123 | 15 |  | Fixed | Roof
NJSRRE1540866800 | Solar Registration Program | Jersey City | 7304 | 8 | 5.19 | Residential | Yes | Behind the Meter |  |  | None | Empire Solar Solutions | PSE&G | PTO Waiver Granted | 2019-04-19 | 2019-05-06 | 2020-11-06 | HANWHA | Q.Peak Duo G5_305 | Solar Panels |  | 0.305 | 17 | 123 | 15 |  | Fixed | Roof
NJSRRE1541058541 | Solar Registration Program | Jersey City | 7311 | 8 | 192.76 | Commercial | No | Behind the Meter |  |  | None | Geoscape Solar | PSE&G | PTO Waiver Granted | 2019-05-30 | 2019-06-03 | 2020-06-03 | Sunpower | SPR-P19-395-COM | Solar Panels |  | 0.395 | 488 | 188 | 20 |  | Fixed | Roof
NJSRRE1541059459 | Solar Registration Program | Union City | 7087 | 8 | 5.36 | Residential | Yes | Behind the Meter |  |  | None | Pro Custom Solar dba Momentum Solar | PSE&G | PTO Waiver Granted | 2019-05-30 | 2019-06-04 | 2020-06-04 | HANWHA | Q.PEAK DUO BLK-G5 315 | Solar Panels |  | 0.315 | 17 | 120 | 4 |  | Fixed | Roof
NJSRRE1541125220 | Solar Registration Program | Hoboken | 7030 | 8 | 10.89 | Residential | No | Behind the Meter |  |  | None | YSG Solar | PSE&G | PTO Waiver Granted | 2019-06-07 | 2019-06-12 | 2020-06-12 | Panasonic | VBHN330SA17 | Solar Panels |  | 0.33 | 33 | 200 | 5 |  | Fixed | Roof
NJSRRE1541131698 | Solar Registration Program | Bayonne City | 7002 | 8 | 8.88 | Residential | No | Behind the Meter |  |  | None | Ampericon | PSE&G | Final As-Built Received | 2019-06-11 | 2019-06-14 | 2020-06-14 | Silfab | SLA-M-370 | Solar Panels |  | 0.37 | 12 | 300 | 10 |  | Fixed | Roof
NJSRRE1541131698 | Solar Registration Program | Bayonne City | 7002 | 8 | 8.88 | Residential | No | Behind the Meter |  |  | None | Ampericon | PSE&G | Final As-Built Received | 2019-06-11 | 2019-06-14 | 2020-06-14 | Silfab | SLA-M-370 | Solar Panels |  | 0.37 | 12 | 120 | 10 |  | Fixed | Roof
NJSRRE1541419383 | Solar Registration Program | Bayonne | 7002 | 8 | 3.78 | Residential | Yes | Behind the Meter |  |  | None | Pro Custom Solar dba Momentum Solar | PSE&G | PTO Waiver Granted | 2019-06-18 | 2019-06-20 | 2020-06-20 | Hanwha | Q.PEAK DUO BLK-G5 315 | Solar Panels |  | 0.315 | 8 | 8 | 46 |  | Fixed | Roof
NJSRRE1541419383 | Solar Registration Program | Bayonne | 7002 | 8 | 3.78 | Residential | Yes | Behind the Meter |  |  | None | Pro Custom Solar dba Momentum Solar | PSE&G | PTO Waiver Granted | 2019-06-18 | 2019-06-20 | 2020-06-20 | Hanwha | Q.PEAK DUO BLK-G5 315 | Solar Panels |  | 0.315 | 4 | 188 | 46 |  | Fixed | Roof
NJSRRE1541419436 | Solar Registration Program | Bayonne | 7002 | 8 | 10.4 | Residential | Yes | Behind the Meter |  |  | None | Pro Custom Solar dba Momentum Solar | PSE&G | PTO Waiver Granted | 2019-06-18 | 2019-06-20 | 2020-06-20 | Hanwha | Q.PEAK DUO BLK-G5 315 | Solar Panels |  | 0.315 | 9 | 8 | 40 |  | Fixed | Roof
NJSRRE1541419436 | Solar Registration Program | Bayonne | 7002 | 8 | 10.4 | Residential | Yes | Behind the Meter |  |  | None | Pro Custom Solar dba Momentum Solar | PSE&G | PTO Waiver Granted | 2019-06-18 | 2019-06-20 | 2020-06-20 | Hanwha | Q.PEAK DUO BLK-G5 315 | Solar Panels |  | 0.315 | 24 | 188 | 46 |  | Fixed | Roof
NJSRRE1534224371 | Solar Registration Program | Cranbury | 8512 | 11 | 3656.25 | Commercial | No | Grid Supply | t |  | None | Whitman | AC Electric | Accepted | 2017-04-20 | 2017-05-31 | 2020-09-30 | SMA | TriPower 30000 TL-US | Inverters | 30 |  | 100 |  |  | 0.986 |  | Outdoor | Landfill Cap
NJSRRE1540262618 | Solar Registration Program | Newark | 7103 | 9 | 6.3 | Residential | No | Behind the Meter |  |  | None | Amergy Solar.Inc | PSE&G | PTO Waiver Granted | 2019-01-21 | 2019-01-23 | 2020-07-23 | SolarEdge Technologies | SE6000H-USRGM | Inverters | 6 |  | 1 |  |  | 0.99 |  | Outside | wall
NJSRRE1540856887 | Solar Registration Program | Jersey City | 7307 | 8 | 0.31 | Residential | No | Behind the Meter |  |  | None | Empire Solar Solutions, LLC | PSE&G | PTO Waiver Granted | 2019-04-19 | 2019-05-06 | 2020-11-06 | SolarEdge | SE3000-H-US | Inverters | 0.3 |  | 1 |  |  | 0.977 |  | Outdoor | Next to meter
NJSRRE1540866800 | Solar Registration Program | Jersey City | 7304 | 8 | 5.19 | Residential | Yes | Behind the Meter |  |  | None | Empire Solar Solutions | PSE&G | PTO Waiver Granted | 2019-04-19 | 2019-05-06 | 2020-11-06 | SolarEdge | SE5000H-US | Inverters | 0.5 |  | 1 |  |  | 0.983 |  | Outside | Next to meter
NJSRRE1541058541 | Solar Registration Program | Jersey City | 7311 | 8 | 192.76 | Commercial | No | Behind the Meter |  |  | None | Geoscape Solar | PSE&G | PTO Waiver Granted | 2019-05-30 | 2019-06-03 | 2020-06-03 | Solar Edge | SE66.6KUS | Inverters | 66600 |  | 1 |  |  | 0.98 |  | Outside | adj to utility meter
NJSRRE1541058541 | Solar Registration Program | Jersey City | 7311 | 8 | 192.76 | Commercial | No | Behind the Meter |  |  | None | Geoscape Solar | PSE&G | PTO Waiver Granted | 2019-05-30 | 2019-06-03 | 2020-06-03 | Solar Edge | SE100KUS | Inverters | 100000 |  | 1 |  |  | 0.98 |  | Outside | adj to utility meter
NJSRRE1541059459 | Solar Registration Program | Union City | 7087 | 8 | 5.36 | Residential | Yes | Behind the Meter |  |  | None | Pro Custom Solar dba Momentum Solar | PSE&G | PTO Waiver Granted | 2019-05-30 | 2019-06-04 | 2020-06-04 | ENPHASE | IQ7 | Inverters | 240 |  | 17 |  |  | 0.97 |  | Outside | ROOF
NJSRRE1541125220 | Solar Registration Program | Hoboken | 7030 | 8 | 10.89 | Residential | No | Behind the Meter |  |  | None | YSG Solar | PSE&G | PTO Waiver Granted | 2019-06-07 | 2019-06-12 | 2020-06-12 | SolarEdge Technologies | SE11400H-US (240V) | Inverters | 47.5 |  | 1 |  |  | 0.99 |  | Outside | outside
NJSRRE1541131698 | Solar Registration Program | Bayonne City | 7002 | 8 | 8.88 | Residential | No | Behind the Meter |  |  | None | Ampericon | PSE&G | Final As-Built Received | 2019-06-11 | 2019-06-14 | 2020-06-14 | EnPhase | IQ7+ | Inverters | 290 |  | 24 |  |  | 0.965 |  | Other | Roof
NJSRRE1541419383 | Solar Registration Program | Bayonne | 7002 | 8 | 3.78 | Residential | Yes | Behind the Meter |  |  | None | Pro Custom Solar dba Momentum Solar | PSE&G | PTO Waiver Granted | 2019-06-18 | 2019-06-20 | 2020-06-20 | Enphase | IQ7-60-2-US | Inverters | 250 |  | 12 |  |  | 0.97 |  | Outdoor | Roof
NJSRRE1541419436 | Solar Registration Program | Bayonne | 7002 | 8 | 10.4 | Residential | Yes | Behind the Meter |  |  | None | Pro Custom Solar dba Momentum Solar | PSE&G | PTO Waiver Granted | 2019-06-18 | 2019-06-20 | 2020-06-20 | Enphase | IQ7-60-2-US | Inverters | 250 |  | 33 |  |  | 0.97 |  | Outdoor | Roof
NJSRRE1541454457 | Solar Registration Program | Union City | 7087 | 8 | 6.38 | Residential | Yes | Behind the Meter |  |  | None | Pro Custom Solar dba Momentum Solar | PSE&G | PTO Waiver Granted | 2019-06-24 | 2019-06-27 | 2020-06-27 | Enphase | IQ6-60-2-US | Inverters | 240 |  | 22 |  |  | 0.97 |  | Outdoor | Roof
NJSRRE1541702446 | Solar Registration Program | EAST ORANGE | 7018 | 9 | 10.08 | Residential | Yes | Behind the Meter |  |  | None | Pro Custom Solar dba Momentum Solar | PSE&G | PTO Waiver Granted | 2019-07-25 | 2019-07-30 | 2020-07-30 | ENPHASE ENERGY | IQ7-60-2-US | Inverters | 250 |  | 32 |  |  | 0.97 |  | Outdoor | Roof
NJSRRE1541454457 | Solar Registration Program | Union City | 7087 | 8 | 6.38 | Residential | Yes | Behind the Meter |  |  | None | Pro Custom Solar dba Momentum Solar | PSE&G | PTO Waiver Granted | 2019-06-24 | 2019-06-27 | 2020-06-27 | RECOM | RCM-290-6MB | Solar Panels |  | 0.29 | 22 | 207 | 3 |  | Fixed | Roof
NJSRRE1541454482 | Solar Registration Program | Union City | 7087 | 8 | 3.77 | Residential | Yes | Behind the Meter |  |  | None | Pro Custom Solar dba Momentum Solar | PSE&G | PTO Waiver Granted | 2019-06-24 | 2019-06-26 | 2020-06-26 | RECOM | RCM-290-6MB | Solar Panels |  | 0.29 | 13 | 207 | 3 |  | Fixed | Roof
NJSRRE1541702446 | Solar Registration Program | EAST ORANGE | 7018 | 9 | 10.08 | Residential | Yes | Behind the Meter |  |  | None | Pro Custom Solar dba Momentum Solar | PSE&G | PTO Waiver Granted | 2019-07-25 | 2019-07-30 | 2020-07-30 | HANWHA | Q.PEAK DUO BLK-G5 315 | Solar Panels |  | 0.315 | 32 | 114 | 8 |  | Fixed | Roof
NJSRRE1541804372 | Solar Registration Program | Jersey City | 7305 | 8 | 11.39 | Residential | Yes | Behind the Meter |  |  | None | Pro Custom Solar dba Momentum Solar | PSE&G | PTO Waiver Granted | 2019-08-08 | 2019-08-23 | 2020-08-23 | LG ELECTRONICS | LG 335N1C-V5 | Solar Panels |  | 0.335 | 14 | 328 | 22 |  | Fixed | Roof
NJSRRE1541804372 | Solar Registration Program | Jersey City | 7305 | 8 | 11.39 | Residential | Yes | Behind the Meter |  |  | None | Pro Custom Solar dba Momentum Solar | PSE&G | PTO Waiver Granted | 2019-08-08 | 2019-08-23 | 2020-08-23 | LG ELECTRONICS | LG 335N1C-V5 | Solar Panels |  | 0.335 | 15 | 148 | 22 |  | Fixed | Roof
NJSRRE1541804372 | Solar Registration Program | Jersey City | 7305 | 8 | 11.39 | Residential | Yes | Behind the Meter |  |  | None | Pro Custom Solar dba Momentum Solar | PSE&G | PTO Waiver Granted | 2019-08-08 | 2019-08-23 | 2020-08-23 | LG ELECTRONICS | LG 335N1C-V5 | Solar Panels |  | 0.335 | 5 | 238 | 22 |  | Fixed | Roof
NJSRRE1541809517 | Solar Registration Program | Plainfield | 7062 | 10 | 5.99 | Residential | Yes | Behind the Meter |  |  | None | Pro Custom Solar dba Momentum Solar | PSE&G | PTO Waiver Granted | 2019-08-09 | 2019-08-27 | 2020-08-27 | LG ELECTRONICS | Q.PEAK DUO BLK-G5 315 | Solar Panels |  | 0.315 | 8 | 216 | 36 |  | Fixed | Roof
NJSRRE1541809517 | Solar Registration Program | Plainfield | 7062 | 10 | 5.99 | Residential | Yes | Behind the Meter |  |  | None | Pro Custom Solar dba Momentum Solar | PSE&G | PTO Waiver Granted | 2019-08-09 | 2019-08-27 | 2020-08-27 | HANWHA | Q.PEAK DUO BLK-G5 315 | Solar Panels |  | 0.315 | 11 | 216 | 10 |  | Fixed | Roof
NJSRRE1541835352 | Solar Registration Program | Piscataway | 8854 | 11 | 7.54 | Residential | Yes | Behind the Meter |  |  | None | Sunrun Installation Services, Inc. | PSE&G | PTO Waiver Request - Incomplete | 2019-08-14 | 2019-08-23 | 2020-08-23 | REC Solar | REC290TP2 BLK | Solar Panels |  | 0.29 | 7 | 219 | 27 |  | Fixed | Roof
NJSRRE1541835352 | Solar Registration Program | Piscataway | 8854 | 11 | 7.54 | Residential | Yes | Behind the Meter |  |  | None | Sunrun Installation Services, Inc. | PSE&G | PTO Waiver Request - Incomplete | 2019-08-14 | 2019-08-23 | 2020-08-23 | REC Solar | REC290TP2 BLK | Solar Panels |  | 0.29 | 6 | 130 | 19 |  | Fixed | Roof
NJSRRE1541835352 | Solar Registration Program | Piscataway | 8854 | 11 | 7.54 | Residential | Yes | Behind the Meter |  |  | None | Sunrun Installation Services, Inc. | PSE&G | PTO Waiver Request - Incomplete | 2019-08-14 | 2019-08-23 | 2020-08-23 | REC Solar | REC290TP2 BLK | Solar Panels |  | 0.29 | 2 | 309 | 9 |  | Fixed | Roof
NJSRRE1541835352 | Solar Registration Program | Piscataway | 8854 | 11 | 7.54 | Residential | Yes | Behind the Meter |  |  | None | Sunrun Installation Services, Inc. | PSE&G | PTO Waiver Request - Incomplete | 2019-08-14 | 2019-08-23 | 2020-08-23 | REC Solar | REC290TP2 BLK | Solar Panels |  | 0.29 | 10 | 310 | 18 |  | Fixed | Roof
NJSRRE1541835352 | Solar Registration Program | Piscataway | 8854 | 11 | 7.54 | Residential | Yes | Behind the Meter |  |  | None | Sunrun Installation Services, Inc. | PSE&G | PTO Waiver Request - Incomplete | 2019-08-14 | 2019-08-23 | 2020-08-23 | REC Solar | REC290TP2 BLK | Solar Panels |  | 0.29 | 1 | 309 | 30 |  | Fixed | Roof
NJSRRE1541858914 | Solar Registration Program | Jersey City | 7307 | 8 | 3.78 | Residential | No | Behind the Meter |  |  | None | Trinity Solar | PSE&G | PTO Waiver Granted | 2019-08-19 | 2019-08-23 | 2020-08-23 | Hanwha | Q.PEAK DUO BLK-G5 315 | Solar Panels |  | 0.315 | 12 | 117 | 9 |  | Fixed | Roof
NJSRRE1541862439 | Solar Registration Program | PERTH AMBOY | 8861 | 11 | 5.03 | Residential | Yes | Behind the Meter |  |  | None | Pro Custom Solar dba Momentum Solar | PSE&G | PTO Waiver Granted | 2019-08-20 | 2019-08-26 | 2020-08-26 | LG ELECTRONICS | LG 335N1C-V5 | Solar Panels |  | 0.335 | 7 | 220 | 17 |  | Fixed | Roof
NJSRRE1541862439 | Solar Registration Program | PERTH AMBOY | 8861 | 11 | 5.03 | Residential | Yes | Behind the Meter |  |  | None | Pro Custom Solar dba Momentum Solar | PSE&G | PTO Waiver Granted | 2019-08-20 | 2019-08-26 | 2020-08-26 | LG ELECTRONICS | LG 335N1C-V5 | Solar Panels |  | 0.335 | 8 | 220 | 45 |  | Fixed | Roof
NJSRRE1541862675 | Solar Registration Program | UNION CITY | 7087 | 8 | 40.12 | Commercial | No | Behind the Meter |  |  | None | GENIE SOLAR | PSE&G | PTO Waiver Granted | 2019-08-20 | 2019-09-03 | 2020-09-03 | TRINA | TSM-DD14AII | Solar Panels |  | 0.34 | 118 | 211 | 5 |  | Fixed | Roof
NJSRRE1541872146 | Solar Registration Program | JERSEY CITY | 7305 | 8 | 6.03 | Residential | Yes | Behind the Meter |  |  | None | Pro Custom Solar dba Momentum Solar | PSE&G | PTO Waiver Request - Incomplete | 2019-08-21 | 2019-08-26 | 2020-08-26 | LG ELECTRONICS | LG 335N1C-V5 | Solar Panels |  | 0.335 | 8 | 223 | 18 |  | Fixed | Roof
NJSRRE1541872146 | Solar Registration Program | JERSEY CITY | 7305 | 8 | 6.03 | Residential | Yes | Behind the Meter |  |  | None | Pro Custom Solar dba Momentum Solar | PSE&G | PTO Waiver Request - Incomplete | 2019-08-21 | 2019-08-26 | 2020-08-26 | LG ELECTRONICS | LG 335N1C-V5 | Solar Panels |  | 0.335 | 10 | 43 | 19 |  | Fixed | Roof
NJSRRE1541872203 | Solar Registration Program | Teaneck TWP | 7666 | 7 | 9.3 | Residential | No | Behind the Meter |  |  | None | 1st Light Energy Inc | PSE&G | PTO Waiver Granted | 2019-08-21 | 2019-08-26 | 2020-08-26 | Trina | TSM-300DD05A.05-BK | Solar Panels |  | 0.3 | 3 | 108 | 43 |  | Fixed | Roof
NJSRRE1541872203 | Solar Registration Program | Teaneck TWP | 7666 | 7 | 9.3 | Residential | No | Behind the Meter |  |  | None | 1st Light Energy Inc | PSE&G | PTO Waiver Granted | 2019-08-21 | 2019-08-26 | 2020-08-26 | Trina | TSM-300DD05A.05-BK | Solar Panels |  | 0.3 | 24 | 110 | 18 |  | Fixed | Roof
NJSRRE1541872203 | Solar Registration Program | Teaneck TWP | 7666 | 7 | 9.3 | Residential | No | Behind the Meter |  |  | None | 1st Light Energy Inc | PSE&G | PTO Waiver Granted | 2019-08-21 | 2019-08-26 | 2020-08-26 | Trina | TSM-300DD05A.05-BK | Solar Panels |  | 0.3 | 4 | 110 | 43 |  | Fixed | Roof
NJSRRE1541883901 | Solar Registration Program | Newton | 7860 | 1 | 11.9 | Residential | Yes | Behind the Meter |  |  | None | 1st Light Energy Inc | AC Electric | PTO Waiver Granted | 2019-08-26 | 2019-08-28 | 2020-08-28 | Trina | TSM-305DD05A.05 | Solar Panels |  | 0.305 | 4 | 88 | 37 |  | Fixed | Roof
NJSRRE1541883901 | Solar Registration Program | Newton | 7860 | 1 | 11.9 | Residential | Yes | Behind the Meter |  |  | None | 1st Light Energy Inc | AC Electric | PTO Waiver Granted | 2019-08-26 | 2019-08-28 | 2020-08-28 | Trina | TSM-305DD05A.05 | Solar Panels |  | 0.305 | 14 | 269 | 37 |  | Fixed | Roof
NJSRRE1541883901 | Solar Registration Program | Newton | 7860 | 1 | 11.9 | Residential | Yes | Behind the Meter |  |  | None | 1st Light Energy Inc | AC Electric | PTO Waiver Granted | 2019-08-26 | 2019-08-28 | 2020-08-28 | Trina | TSM-305DD05A.05 | Solar Panels |  | 0.305 | 21 | 179 | 9 |  | Fixed | Roof
NJSRRE1542376572 | Solar Registration Program | North Bergen | 7047 | 8 | 7.04 | Residential | Yes | Behind the Meter |  |  | None | Pro Custom Solar dba Momentum Solar | PSE&G | PTO Waiver Granted | 2019-09-10 | 2019-09-12 | 2020-09-12 | LG ELECTRONICS | LG 335N1C-V5 | Solar Panels |  | 0.335 | 9 | 298 | 13 |  | Fixed | Roof
NJSRRE1541804372 | Solar Registration Program | Jersey City | 7305 | 8 | 11.39 | Residential | Yes | Behind the Meter |  |  | None | Pro Custom Solar dba Momentum Solar | PSE&G | PTO Waiver Granted | 2019-08-08 | 2019-08-23 | 2020-08-23 | Enphase Energy | IQ7-60-2-US | Inverters | 250 |  | 34 |  |  | 0.97 |  | Outdoor | Roof
NJSRRE1541809517 | Solar Registration Program | Plainfield | 7062 | 10 | 5.99 | Residential | Yes | Behind the Meter |  |  | None | Pro Custom Solar dba Momentum Solar | PSE&G | PTO Waiver Granted | 2019-08-09 | 2019-08-27 | 2020-08-27 | Enphase Energy | IQ7-60-2-US | Inverters | 250 |  | 19 |  |  | 0.97 |  | Outdoor | Roof
NJSRRE1541835352 | Solar Registration Program | Piscataway | 8854 | 11 | 7.54 | Residential | Yes | Behind the Meter |  |  | None | Sunrun Installation Services, Inc. | PSE&G | PTO Waiver Request - Incomplete | 2019-08-14 | 2019-08-23 | 2020-08-23 | SolarEdge Technologies | SE7600H-USRGM | Inverters | 7600 |  | 1 |  |  | 0.96 |  | Outdoor | Next To Meter
NJSRRE1541858914 | Solar Registration Program | Jersey City | 7307 | 8 | 3.78 | Residential | No | Behind the Meter |  |  | None | Trinity Solar | PSE&G | PTO Waiver Granted | 2019-08-19 | 2019-08-23 | 2020-08-23 | Solar Edge | SE3000 | Inverters | 3000 |  | 1 |  |  | 0.97 |  | Outside | side of home
NJSRRE1541862675 | Solar Registration Program | UNION CITY | 7087 | 8 | 40.12 | Commercial | No | Behind the Meter |  |  | None | GENIE SOLAR | PSE&G | PTO Waiver Granted | 2019-08-20 | 2019-09-03 | 2020-09-03 | SOLAREDGE | SE14.4KUS | Inverters | 14400 |  | 1 |  |  | 0.97 |  | Outdoor | ROOF
NJSRRE1541862675 | Solar Registration Program | UNION CITY | 7087 | 8 | 40.12 | Commercial | No | Behind the Meter |  |  | None | GENIE SOLAR | PSE&G | PTO Waiver Granted | 2019-08-20 | 2019-09-03 | 2020-09-03 | SOLAREDGE | SE9K-US | Inverters | 9 |  | 2 |  |  | 0.965 |  | Outside | ROOF
NJSRRE1541862439 | Solar Registration Program | PERTH AMBOY | 8861 | 11 | 5.03 | Residential | Yes | Behind the Meter |  |  | None | Pro Custom Solar dba Momentum Solar | PSE&G | PTO Waiver Granted | 2019-08-20 | 2019-08-26 | 2020-08-26 | Enphase Energy | IQ7-60-2-US | Inverters | 250 |  | 15 |  |  | 0.97 |  | Outdoor | Roof
NJSRRE1541872146 | Solar Registration Program | JERSEY CITY | 7305 | 8 | 6.03 | Residential | Yes | Behind the Meter |  |  | None | Pro Custom Solar dba Momentum Solar | PSE&G | PTO Waiver Request - Incomplete | 2019-08-21 | 2019-08-26 | 2020-08-26 | Enphase Energy | IQ7-60-2-US | Inverters | 250 |  | 18 |  |  | 0.97 |  | Outdoor | Roof
NJSRRE1541872203 | Solar Registration Program | Teaneck TWP | 7666 | 7 | 9.3 | Residential | No | Behind the Meter |  |  | None | 1st Light Energy Inc | PSE&G | PTO Waiver Granted | 2019-08-21 | 2019-08-26 | 2020-08-26 | Solaredge | SE10000H-USRGM | Inverters | 10000 |  | 1 |  |  | 0.99 |  | Outdoor | Within 10 feet of meter
NJSRRE1541883901 | Solar Registration Program | Newton | 7860 | 1 | 11.9 | Residential | Yes | Behind the Meter |  |  | None | 1st Light Energy Inc | AC Electric | PTO Waiver Granted | 2019-08-26 | 2019-08-28 | 2020-08-28 | solaredge | SE10000H-USRGM | Inverters | 10000 |  | 1 |  |  | 0.99 |  | Outside | within 10 feet of meter
NJSRRE1542411925 | Solar Registration Program | ENGLEWOOD | 7631 | 7 | 10.71 | Residential | Yes | Behind the Meter |  |  | None | Vivint Solar Developer, LLC | PSE&G | PTO Waiver Request - Incomplete | 2019-10-18 | 2019-10-18 | 2020-10-18 | SolarEdge | SE10000H-US000NNC2 | Inverters | 10000 |  | 1 |  |  | 0.992 |  | Outdoor | Near the Utility Meter
NJSRRE1542412754 | Solar Registration Program | Princeton | 8540 | 12 | 9.92 | Residential | No | Behind the Meter |  |  | None | Ampericon | PSE&G | PTO Waiver Granted | 2019-09-17 | 2019-09-19 | 2020-09-19 | EnPhase | IQ7 | Inverters | 250 |  | 32 |  |  | 0.965 |  | Outside | Roof
NJSRRE1542421623 | Solar Registration Program | Bayonne | 7002 | 8 | 2.52 | Residential | Yes | Behind the Meter |  |  | None | Trinity Solar | PSE&G | PTO Waiver Granted | 2019-09-19 | 2019-09-23 | 2020-09-23 | Solar Edge | SE3000 | Inverters | 3000 |  | 1 |  |  | 0.97 |  | Outside | side of home
NJSRRE1542376572 | Solar Registration Program | North Bergen | 7047 | 8 | 7.04 | Residential | Yes | Behind the Meter |  |  | None | Pro Custom Solar dba Momentum Solar | PSE&G | PTO Waiver Granted | 2019-09-10 | 2019-09-12 | 2020-09-12 | LG ELECTRONICS | LG 335N1C-V5 | Solar Panels |  | 0.335 | 4 | 206 | 5 |  | Fixed | Roof
NJSRRE1542376572 | Solar Registration Program | North Bergen | 7047 | 8 | 7.04 | Residential | Yes | Behind the Meter |  |  | None | Pro Custom Solar dba Momentum Solar | PSE&G | PTO Waiver Granted | 2019-09-10 | 2019-09-12 | 2020-09-12 | LG ELECTRONICS | LG 335N1C-V5 | Solar Panels |  | 0.335 | 8 | 118 | 13 |  | Fixed | Roof
NJSRRE1542411925 | Solar Registration Program | ENGLEWOOD | 7631 | 7 | 10.71 | Residential | Yes | Behind the Meter |  |  | None | Vivint Solar Developer, LLC | PSE&G | PTO Waiver Request - Incomplete | 2019-10-18 | 2019-10-18 | 2020-10-18 | HANWHA SOLAR | Q.PEAK BLK-G5 315 | Solar Panels |  | 0.315 | 4 | 279 | 25 |  | Fixed | Roof
NJSRRE1542411925 | Solar Registration Program | ENGLEWOOD | 7631 | 7 | 10.71 | Residential | Yes | Behind the Meter |  |  | None | Vivint Solar Developer, LLC | PSE&G | PTO Waiver Request - Incomplete | 2019-10-18 | 2019-10-18 | 2020-10-18 | HANWHA SOLAR | Q.PEAK BLK-G5 315 | Solar Panels |  | 0.315 | 30 | 99 | 25 |  | Fixed | Roof
NJSRRE1542412754 | Solar Registration Program | Princeton | 8540 | 12 | 9.92 | Residential | No | Behind the Meter |  |  | None | Ampericon | PSE&G | PTO Waiver Granted | 2019-09-17 | 2019-09-19 | 2020-09-19 | Silfab | SLA-M-310 | Solar Panels |  | 0.31 | 12 | 316 | 25 |  | Fixed | Roof
NJSRRE1542412754 | Solar Registration Program | Princeton | 8540 | 12 | 9.92 | Residential | No | Behind the Meter |  |  | None | Ampericon | PSE&G | PTO Waiver Granted | 2019-09-17 | 2019-09-19 | 2020-09-19 | Silfab | SLA-M-310 | Solar Panels |  | 0.31 | 20 | 136 | 25 |  | Fixed | Roof
NJSRRE1542421623 | Solar Registration Program | Bayonne | 7002 | 8 | 2.52 | Residential | Yes | Behind the Meter |  |  | None | Trinity Solar | PSE&G | PTO Waiver Granted | 2019-09-19 | 2019-09-23 | 2020-09-23 | Hanwha | Q.PEAK DUO BLK-G5 315 | Solar Panels |  | 0.315 | 8 | 123 | 27 |  | Fixed | Roof
NJSRRE1542431307 | Solar Registration Program | Union City | 7087 | 8 | 4.83 | Residential | Yes | Behind the Meter |  |  | None | Pro Custom Solar dba Momentum Solar | PSE&G | PTO Waiver Granted | 2019-09-24 | 2019-09-26 | 2020-09-26 | LG ELECTRONICS | LG 345N1C-V5 | Solar Panels |  | 0.345 | 14 | 206 | 5 |  | Fixed | Roof
NJSRRE1542478643 | Solar Registration Program | Mountainside | 7092 | 10 | 13.8 | Residential | No | Behind the Meter |  |  | None | Pro Custom Solar dba Momentum Solar | PSE&G | PTO Waiver Request - Incomplete | 2019-10-01 | 2019-10-03 | 2020-10-03 | LG ELECTRONICS | LG 345N1C-V5 | Solar Panels |  | 0.345 | 40 | 197 | 18 |  | Fixed | Roof
NJSRRE1542500901 | Solar Registration Program | Williamstown | 8094 | 15 | 16.38 | Residential | No | Behind the Meter |  |  | None | Vivint Solar Developer, LLC | AC Electric | PTO Waiver Request - Incomplete | 2019-10-03 | 2019-10-08 | 2020-10-08 | Hanwha Solar | Q.PEAK BLK-G5 315 | Solar Panels |  | 0.315 | 21 | 109 | 13 |  | Fixed | Roof
NJSRRE1542500901 | Solar Registration Program | Williamstown | 8094 | 15 | 16.38 | Residential | No | Behind the Meter |  |  | None | Vivint Solar Developer, LLC | AC Electric | PTO Waiver Request - Incomplete | 2019-10-03 | 2019-10-08 | 2020-10-08 | Hanwha Solar | Q.PEAK BLK-G5 315 | Solar Panels |  | 0.315 | 21 | 289 | 13 |  | Fixed | Roof
NJSRRE1542500901 | Solar Registration Program | Williamstown | 8094 | 15 | 16.38 | Residential | No | Behind the Meter |  |  | None | Vivint Solar Developer, LLC | AC Electric | PTO Waiver Request - Incomplete | 2019-10-03 | 2019-10-08 | 2020-10-08 | Hanwha Solar | Q.PEAK BLK-G5 315 | Solar Panels |  | 0.315 | 10 | 101 | 26 |  | Fixed | Roof
NJSRRE1542501581 | Solar Registration Program | Bayonne | 7002 | 8 | 7.59 | Residential | No | Behind the Meter |  |  | None | Pro Custom Solar dba Momentum Solar | PSE&G | PTO Waiver Granted | 2019-10-03 | 2019-10-08 | 2020-10-08 | LG ELECTRONICS | LG 345N1C-V5 | Solar Panels |  | 0.345 | 9 | 302 | 47 |  | Fixed | Roof
NJSRRE1542431307 | Solar Registration Program | Union City | 7087 | 8 | 4.83 | Residential | Yes | Behind the Meter |  |  | None | Pro Custom Solar dba Momentum Solar | PSE&G | PTO Waiver Granted | 2019-09-24 | 2019-09-26 | 2020-09-26 | Enphase Energy | IQ7-60-2-US | Inverters | 250 |  | 14 |  |  | 0.97 |  | Outdoor | Roof
NJSRRE1542478643 | Solar Registration Program | Mountainside | 7092 | 10 | 13.8 | Residential | No | Behind the Meter |  |  | None | Pro Custom Solar dba Momentum Solar | PSE&G | PTO Waiver Request - Incomplete | 2019-10-01 | 2019-10-03 | 2020-10-03 | Enphase Energy | IQ7-60-2-US | Inverters | 250 |  | 40 |  |  | 0.97 |  | Outdoor | Roof
NJSRRE1542500901 | Solar Registration Program | Williamstown | 8094 | 15 | 16.38 | Residential | No | Behind the Meter |  |  | None | Vivint Solar Developer, LLC | AC Electric | PTO Waiver Request - Incomplete | 2019-10-03 | 2019-10-08 | 2020-10-08 | SOLAREDGE | SE10000H-US000BNC4 | Inverters | 10000 |  | 1 |  |  | 0.992 |  | Outdoor | Near The Utility Meter
NJSRRE1542500901 | Solar Registration Program | Williamstown | 8094 | 15 | 16.38 | Residential | No | Behind the Meter |  |  | None | Vivint Solar Developer, LLC | AC Electric | PTO Waiver Request - Incomplete | 2019-10-03 | 2019-10-08 | 2020-10-08 | SOLAREDGE | SE3800H-US000BNC4 | Inverters | 3800 |  | 1 |  |  | 0.992 |  | Outdoor | Near The Utility Meter
NJSRRE1542501581 | Solar Registration Program | Bayonne | 7002 | 8 | 7.59 | Residential | No | Behind the Meter |  |  | None | Pro Custom Solar dba Momentum Solar | PSE&G | PTO Waiver Granted | 2019-10-03 | 2019-10-08 | 2020-10-08 | Enphase Energy | IQ7-60-2-US | Inverters | 250 |  | 22 |  |  | 0.97 |  | Outdoor | Roof
NJSRRE1542505650 | Solar Registration Program | Jersey City | 7307 | 8 | 5.18 | Residential | Yes | Behind the Meter |  |  | None | Pro Custom Solar dba Momentum Solar | PSE&G | PTO Waiver Request - Incomplete | 2019-10-04 | 2019-10-09 | 2020-10-09 | Enphase Energy | IQ7-60-2-US | Inverters | 250 |  | 15 |  |  | 0.97 |  | Outdoor | Roof
NJSRRE1542507795 | Solar Registration Program | Jersey City | 7305 | 8 | 12.6 | Residential | Yes | Behind the Meter |  |  | None | Pro Custom Solar dba Momentum Solar | PSE&G | PTO Waiver Granted | 2019-10-04 | 2019-10-09 | 2020-10-09 | Enphase Energy | IQ6-60-2-US | Inverters | 240 |  | 40 |  |  | 0.97 |  | Outdoor | Roof
NJSRRE1542515560 | Solar Registration Program | Bayonne | 7002 | 8 | 5.87 | Residential | Yes | Behind the Meter |  |  | None | Pro Custom Solar dba Momentum Solar | PSE&G | PTO Waiver Granted | 2019-10-08 | 2019-10-10 | 2020-10-10 | Enphase Energy | IQ7-60-2-US | Inverters | 250 |  | 17 |  |  | 0.97 |  | Outdoor | Roof
NJSRRE1542515873 | Solar Registration Program | Linden City | 7036 | 10 | 11.6 | Residential | Yes | Behind the Meter |  |  | None | Sunrun Installation Services, Inc. | PSE&G | PTO Waiver Request - Incomplete | 2019-10-08 | 2019-10-11 | 2020-10-11 | SolarEdge Technologies | SE11400H-USRGM | Inverters | 11400 |  | 1 |  |  | 0.96 |  | Outdoor | Next To Meter
NJSRRE1542515947 | Solar Registration Program | Jersey City | 7306 | 8 | 6.56 | Residential | Yes | Behind the Meter |  |  | None | Pro Custom Solar dba Momentum Solar | PSE&G | PTO Waiver Granted | 2019-10-08 | 2019-10-11 | 2020-10-11 | Enphase Energy | IQ7-60-2-US | Inverters | 250 |  | 19 |  |  | 0.97 |  | Outdoor | Roof
NJSRRE1542527992 | Solar Registration Program | BERGENFIELD | 7621 | 7 | 3.78 | Residential | Yes | Behind the Meter |  |  | None | Vivint Solar Developer, LLC | PSE&G | PTO Waiver Request - Incomplete | 2019-10-11 | 2019-10-15 | 2020-10-15 | Solar Edge | SE3800H-US000BNC4 | Inverters | 3800 |  | 1 |  |  | 0.992 |  | Outdoor | Near the Utility Meter
NJSRRE1542541546 | Solar Registration Program | Jersey City | 7304 | 8 | 5.92 | Residential | No | Behind the Meter |  |  | None | Green House Solar | PSE&G | PTO Waiver Granted | 2019-10-14 | 2019-10-16 | 2020-10-16 | Enphase | IQ7XS | Inverters | 315 |  | 16 |  |  | 0.975 |  | Other | Panel Mounted
NJSRRE1542554069 | Solar Registration Program | Jersey City | 7305 | 8 | 15.53 | Residential | Yes | Behind the Meter |  |  | None | Pro Custom Solar dba Momentum Solar | PSE&G | PTO Waiver Granted | 2019-10-17 | 2019-10-21 | 2020-10-21 | Enphase Energy | IQ7-60-2-US | Inverters | 250 |  | 45 |  |  | 0.97 |  | Outdoor | Roof
NJSRRE1542501581 | Solar Registration Program | Bayonne | 7002 | 8 | 7.59 | Residential | No | Behind the Meter |  |  | None | Pro Custom Solar dba Momentum Solar | PSE&G | PTO Waiver Granted | 2019-10-03 | 2019-10-08 | 2020-10-08 | LG ELECTRONICS | LG 345N1C-V5 | Solar Panels |  | 0.345 | 13 | 122 | 46 |  | Fixed | Roof
NJSRRE1542505650 | Solar Registration Program | Jersey City | 7307 | 8 | 5.18 | Residential | Yes | Behind the Meter |  |  | None | Pro Custom Solar dba Momentum Solar | PSE&G | PTO Waiver Request - Incomplete | 2019-10-04 | 2019-10-09 | 2020-10-09 | LG ELECTRONICS | LG 345N1C-V5 | Solar Panels |  | 0.345 | 15 | 297 | 3 |  | Fixed | Roof
NJSRRE1542507795 | Solar Registration Program | Jersey City | 7305 | 8 | 12.6 | Residential | Yes | Behind the Meter |  |  | None | Pro Custom Solar dba Momentum Solar | PSE&G | PTO Waiver Granted | 2019-10-04 | 2019-10-09 | 2020-10-09 | HANWHA | Q.PEAK DUO BLK-G5 315 | Solar Panels |  | 0.315 | 40 | 42 | 2 |  | Fixed | Roof
NJSRRE1542515560 | Solar Registration Program | Bayonne | 7002 | 8 | 5.87 | Residential | Yes | Behind the Meter |  |  | None | Pro Custom Solar dba Momentum Solar | PSE&G | PTO Waiver Granted | 2019-10-08 | 2019-10-10 | 2020-10-10 | LG ELECTRONICS | LG 345N1C-V5 | Solar Panels |  | 0.345 | 17 | 213 | 1 |  | Fixed | Roof
NJSRRE1542515873 | Solar Registration Program | Linden City | 7036 | 10 | 11.6 | Residential | Yes | Behind the Meter |  |  | None | Sunrun Installation Services, Inc. | PSE&G | PTO Waiver Request - Incomplete | 2019-10-08 | 2019-10-11 | 2020-10-11 | REC Solar | REC290TP2 BLK | Solar Panels |  | 0.29 | 15 | 37 | 23 |  | Fixed | Roof
NJSRRE1542515873 | Solar Registration Program | Linden City | 7036 | 10 | 11.6 | Residential | Yes | Behind the Meter |  |  | None | Sunrun Installation Services, Inc. | PSE&G | PTO Waiver Request - Incomplete | 2019-10-08 | 2019-10-11 | 2020-10-11 | REC Solar | REC290TP2 BLK | Solar Panels |  | 0.29 | 2 | 217 | 9 |  | Fixed | Roof
NJSRRE1542515873 | Solar Registration Program | Linden City | 7036 | 10 | 11.6 | Residential | Yes | Behind the Meter |  |  | None | Sunrun Installation Services, Inc. | PSE&G | PTO Waiver Request - Incomplete | 2019-10-08 | 2019-10-11 | 2020-10-11 | REC Solar | REC290TP2 BLK | Solar Panels |  | 0.29 | 23 | 216 | 23 |  | Fixed | Roof
NJSRRE1542515947 | Solar Registration Program | Jersey City | 7306 | 8 | 6.56 | Residential | Yes | Behind the Meter |  |  | None | Pro Custom Solar dba Momentum Solar | PSE&G | PTO Waiver Granted | 2019-10-08 | 2019-10-11 | 2020-10-11 | LG ELECTRONICS | LG 345N1C-V5 | Solar Panels |  | 0.345 | 19 | 28 | 5 |  | Fixed | Roof
NJSRRE1542527992 | Solar Registration Program | BERGENFIELD | 7621 | 7 | 3.78 | Residential | Yes | Behind the Meter |  |  | None | Vivint Solar Developer, LLC | PSE&G | PTO Waiver Request - Incomplete | 2019-10-11 | 2019-10-15 | 2020-10-15 | Hanwha | Q.PEAK BLK-G5 315 | Solar Panels |  | 0.315 | 12 | 177 | 31 |  | Fixed | Roof
NJSRRE1542541546 | Solar Registration Program | Jersey City | 7304 | 8 | 5.92 | Residential | No | Behind the Meter |  |  | None | Green House Solar | PSE&G | PTO Waiver Granted | 2019-10-14 | 2019-10-16 | 2020-10-16 | Sunpower | X22-370-E-AC | Solar Panels |  | 0.37 | 6 | 301 | 35 |  | Fixed | Roof
NJSRRE1542541546 | Solar Registration Program | Jersey City | 7304 | 8 | 5.92 | Residential | No | Behind the Meter |  |  | None | Green House Solar | PSE&G | PTO Waiver Granted | 2019-10-14 | 2019-10-16 | 2020-10-16 | Sunpower | X22-370-E-AC | Solar Panels |  | 0.37 | 10 | 121 | 35 |  | Fixed | Roof
NJSRRE1542554069 | Solar Registration Program | Jersey City | 7305 | 8 | 15.53 | Residential | Yes | Behind the Meter |  |  | None | Pro Custom Solar dba Momentum Solar | PSE&G | PTO Waiver Granted | 2019-10-17 | 2019-10-21 | 2020-10-21 | LG ELECTRONICS | LG 345N1C-V5 | Solar Panels |  | 0.345 | 24 | 131 | 43 |  | Fixed | Roof
NJSRRE1542554069 | Solar Registration Program | Jersey City | 7305 | 8 | 15.53 | Residential | Yes | Behind the Meter |  |  | None | Pro Custom Solar dba Momentum Solar | PSE&G | PTO Waiver Granted | 2019-10-17 | 2019-10-21 | 2020-10-21 | LG ELECTRONICS | LG 345N1C-V5 | Solar Panels |  | 0.345 | 21 | 311 | 43 |  | Fixed | Roof
NJSRRE1542554480 | Solar Registration Program | JERSEY CITY | 7305 | 8 | 9.76 | Residential | No | Behind the Meter |  |  | None | Amergy Solar Inc | PSE&G | PTO Waiver Granted | 2019-10-18 | 2019-10-21 | 2020-10-21 | Canadian Solar Inc. | CS6K-305MS | Solar Panels |  | 0.305 | 32 | 201 | 25 |  | Fixed | Roof
NJSRRE1542560957 | Solar Registration Program | Randolph | 7809 |  | 5.36 | Residential | No | Behind the Meter |  |  | None | Morgan Associates and Consulting LLC | JCP&L | PTO Waiver Request - Incomplete | 2019-10-19 | 2019-10-22 | 2020-10-22 | LG | LG 335 | Solar Panels |  | 0.335 | 16 | 171 | 14 |  | Fixed | Roof
NJSRRE1542579193 | Solar Registration Program | Willingboro | 8046 | 13 | 12.29 | Residential | Yes | Behind the Meter |  |  | None | Vivint Solar Developer, LLC | PSE&G | PTO Waiver Request - Incomplete | 2019-10-24 | 2019-10-25 | 2020-10-25 | HANWHA SOLAR | Q.PEAK BLK-G5 315 | Solar Panels |  | 0.315 | 2 | 308 | 27 |  | Fixed | Roof
NJSRRE1542579193 | Solar Registration Program | Willingboro | 8046 | 13 | 12.29 | Residential | Yes | Behind the Meter |  |  | None | Vivint Solar Developer, LLC | PSE&G | PTO Waiver Request - Incomplete | 2019-10-24 | 2019-10-25 | 2020-10-25 | HANWHA SOLAR | Q.PEAK BLK-G5 315 | Solar Panels |  | 0.315 | 5 | 218 | 27 |  | Fixed | Roof
NJSRRE1542579193 | Solar Registration Program | Willingboro | 8046 | 13 | 12.29 | Residential | Yes | Behind the Meter |  |  | None | Vivint Solar Developer, LLC | PSE&G | PTO Waiver Request - Incomplete | 2019-10-24 | 2019-10-25 | 2020-10-25 | HANWHA SOLAR | Q.PEAK BLK-G5 315 | Solar Panels |  | 0.315 | 20 | 128 | 27 |  | Fixed | Roof
NJSRRE1542579193 | Solar Registration Program | Willingboro | 8046 | 13 | 12.29 | Residential | Yes | Behind the Meter |  |  | None | Vivint Solar Developer, LLC | PSE&G | PTO Waiver Request - Incomplete | 2019-10-24 | 2019-10-25 | 2020-10-25 | HANWHA SOLAR | Q.PEAK BLK-G5 315 | Solar Panels |  | 0.315 | 12 | 218 | 18 |  | Fixed | Roof
NJSRRE1542579366 | Solar Registration Program | Kearny | 7032 | 8 | 11.73 | Residential | Yes | Behind the Meter |  |  | None | Pro Custom Solar dba Momentum Solar | PSE&G | PTO Waiver Granted | 2019-10-23 | 2019-10-25 | 2020-10-25 | LG Electronics | LG 335N1C-A5 | Solar Panels |  | 0.335 | 5 | 307 | 24 |  | Fixed | Roof
NJSRRE1542579366 | Solar Registration Program | Kearny | 7032 | 8 | 11.73 | Residential | Yes | Behind the Meter |  |  | None | Pro Custom Solar dba Momentum Solar | PSE&G | PTO Waiver Granted | 2019-10-23 | 2019-10-25 | 2020-10-25 | LG Electronics | LG 335N1C-A5 | Solar Panels |  | 0.335 | 3 | 217 | 25 |  | Fixed | Roof
NJSRRE1542579366 | Solar Registration Program | Kearny | 7032 | 8 | 11.73 | Residential | Yes | Behind the Meter |  |  | None | Pro Custom Solar dba Momentum Solar | PSE&G | PTO Waiver Granted | 2019-10-23 | 2019-10-25 | 2020-10-25 | LG Electronics | LG 335N1C-A5 | Solar Panels |  | 0.335 | 6 | 126 | 25 |  | Fixed | Roof
NJSRRE1542579366 | Solar Registration Program | Kearny | 7032 | 8 | 11.73 | Residential | Yes | Behind the Meter |  |  | None | Pro Custom Solar dba Momentum Solar | PSE&G | PTO Waiver Granted | 2019-10-23 | 2019-10-25 | 2020-10-25 | LG Electronics | LG 335N1C-A5 | Solar Panels |  | 0.335 | 21 | 127 | 24 |  | Fixed | Roof
NJSRRE1542583118 | Solar Registration Program | McKee City | 8234 | 19 | 18.85 | Residential | Yes | Behind the Meter |  |  | None | Sunrun Installation Services, Inc. | AC Electric | PTO Waiver Request - Incomplete | 2019-10-24 | 2019-10-28 | 2020-10-28 | REC Solar | REC290TP2 BLK | Solar Panels |  | 0.29 | 17 | 23 | 23 |  | Fixed | Roof
NJSRRE1542583118 | Solar Registration Program | McKee City | 8234 | 19 | 18.85 | Residential | Yes | Behind the Meter |  |  | None | Sunrun Installation Services, Inc. | AC Electric | PTO Waiver Request - Incomplete | 2019-10-24 | 2019-10-28 | 2020-10-28 | REC Solar | REC290TP2 BLK | Solar Panels |  | 0.29 | 11 | 23 | 23 |  | Fixed | Roof
NJSRRE1542583118 | Solar Registration Program | McKee City | 8234 | 19 | 18.85 | Residential | Yes | Behind the Meter |  |  | None | Sunrun Installation Services, Inc. | AC Electric | PTO Waiver Request - Incomplete | 2019-10-24 | 2019-10-28 | 2020-10-28 | REC Solar | REC290TP2 BLK | Solar Panels |  | 0.29 | 37 | 203 | 23 |  | Fixed | Roof
NJSRRE1542684267 | Solar Registration Program | JACKSON | 8527 | 18 | 15.44 | Residential | Yes | Behind the Meter |  |  | None | Vivint Solar Developer, LLC | JCP&L | PTO Waiver Request - Incomplete | 2019-10-28 | 2019-10-30 | 2020-10-30 | HANWHA SOLAR | Q.PEAK BLK-G5 315 | Solar Panels |  | 0.315 | 9 | 268 | 33 |  | Fixed | Roof
NJSRRE1542684267 | Solar Registration Program | JACKSON | 8527 | 18 | 15.44 | Residential | Yes | Behind the Meter |  |  | None | Vivint Solar Developer, LLC | JCP&L | PTO Waiver Request - Incomplete | 2019-10-28 | 2019-10-30 | 2020-10-30 | HANWHA SOLAR | Q.PEAK BLK-G5 315 | Solar Panels |  | 0.315 | 6 | 358 | 33 |  | Fixed | Roof
NJSRRE1542684267 | Solar Registration Program | JACKSON | 8527 | 18 | 15.44 | Residential | Yes | Behind the Meter |  |  | None | Vivint Solar Developer, LLC | JCP&L | PTO Waiver Request - Incomplete | 2019-10-28 | 2019-10-30 | 2020-10-30 | HANWHA SOLAR | Q.PEAK BLK-G5 315 | Solar Panels |  | 0.315 | 12 | 178 | 33 |  | Fixed | Roof
NJSRRE1542684267 | Solar Registration Program | JACKSON | 8527 | 18 | 15.44 | Residential | Yes | Behind the Meter |  |  | None | Vivint Solar Developer, LLC | JCP&L | PTO Waiver Request - Incomplete | 2019-10-28 | 2019-10-30 | 2020-10-30 | HANWHA SOLAR | Q.PEAK BLK-G5 315 | Solar Panels |  | 0.315 | 16 | 88 | 33 |  | Fixed | Roof
NJSRRE1542684267 | Solar Registration Program | JACKSON | 8527 | 18 | 15.44 | Residential | Yes | Behind the Meter |  |  | None | Vivint Solar Developer, LLC | JCP&L | PTO Waiver Request - Incomplete | 2019-10-28 | 2019-10-30 | 2020-10-30 | HANWHA SOLAR | Q.PEAK BLK-G5 315 | Solar Panels |  | 0.315 | 6 | 268 | 33 |  | Fixed | Roof
NJSRRE1542738208 | Solar Registration Program | Jersey City | 7305 | 8 | 2.9 | Residential | Yes | Behind the Meter |  |  | None | Sunrun Installation Services, Inc. | PSE&G | PTO Waiver Request - Incomplete | 2019-10-29 | 2019-10-31 | 2020-10-31 | REC Solar | REC290TP2 BLK | Solar Panels |  | 0.29 | 10 | 145 | 23 |  | Fixed | Roof
NJSRRE1542790736 | Solar Registration Program | RAHWAY | 7065 | 10 | 5.67 | Residential | Yes | Behind the Meter |  |  | None | Vivint Solar Developer, LLC | PSE&G | PTO Waiver Request - Incomplete | 2019-10-30 | 2019-11-01 | 2020-11-01 | HANWHA SOLAR | Q.PEAK BLK-G5 315 | Solar Panels |  | 0.315 | 18 | 311 | 31 |  | Fixed | Roof
NJSRRE1542805303 | Solar Registration Program | Fair Lawn | 7410 | 7 | 5.22 | Residential | No | Behind the Meter |  |  | None | Sunrun, Inc. | PSE&G | PTO Waiver Request - Incomplete | 2019-10-30 | 2019-11-01 | 2020-11-01 | REC Solar | REC290TP2 BLK | Solar Panels |  | 0.29 | 7 | 161 | 23 |  | Fixed | Roof
NJSRRE1542805303 | Solar Registration Program | Fair Lawn | 7410 | 7 | 5.22 | Residential | No | Behind the Meter |  |  | None | Sunrun, Inc. | PSE&G | PTO Waiver Request - Incomplete | 2019-10-30 | 2019-11-01 | 2020-11-01 | REC Solar | REC290TP2 BLK | Solar Panels |  | 0.29 | 8 | 250 | 23 |  | Fixed | Roof
NJSRRE1542805303 | Solar Registration Program | Fair Lawn | 7410 | 7 | 5.22 | Residential | No | Behind the Meter |  |  | None | Sunrun, Inc. | PSE&G | PTO Waiver Request - Incomplete | 2019-10-30 | 2019-11-01 | 2020-11-01 | REC Solar | REC290TP2 BLK | Solar Panels |  | 0.29 | 3 | 67 | 23 |  | Fixed | Roof
NJSRRE1542832688 | Solar Registration Program | Ridgefield | 7657 | 7 | 9.28 | Residential | Yes | Behind the Meter |  |  | None | Sunrun Installation Services, Inc. | PSE&G | PTO Waiver Request - Incomplete | 2019-10-30 | 2019-11-01 | 2020-11-01 | REC Solar | REC290TP2 BLK | Solar Panels |  | 0.29 | 6 | 36 | 30 |  | Fixed | Roof
NJSRRE1542832688 | Solar Registration Program | Ridgefield | 7657 | 7 | 9.28 | Residential | Yes | Behind the Meter |  |  | None | Sunrun Installation Services, Inc. | PSE&G | PTO Waiver Request - Incomplete | 2019-10-30 | 2019-11-01 | 2020-11-01 | REC Solar | REC290TP2 BLK | Solar Panels |  | 0.29 | 4 | 126 | 9 |  | Fixed | Roof
NJSRRE1542832688 | Solar Registration Program | Ridgefield | 7657 | 7 | 9.28 | Residential | Yes | Behind the Meter |  |  | None | Sunrun Installation Services, Inc. | PSE&G | PTO Waiver Request - Incomplete | 2019-10-30 | 2019-11-01 | 2020-11-01 | REC Solar | REC290TP2 BLK | Solar Panels |  | 0.29 | 22 | 216 | 30 |  | Fixed | Roof
NJSRRE1542554480 | Solar Registration Program | JERSEY CITY | 7305 | 8 | 9.76 | Residential | No | Behind the Meter |  |  | None | Amergy Solar Inc | PSE&G | PTO Waiver Granted | 2019-10-18 | 2019-10-21 | 2020-10-21 | SolarEdge Technologies | SE7600A-USRGM | Inverters | 7.6 |  | 1 |  |  | 0.99 |  | Outside | wall
NJSRRE1542560957 | Solar Registration Program | Randolph | 7809 |  | 5.36 | Residential | No | Behind the Meter |  |  | None | Morgan Associates and Consulting LLC | JCP&L | PTO Waiver Request - Incomplete | 2019-10-19 | 2019-10-22 | 2020-10-22 | Enphase | IQ7 | Inverters | 0.3 |  | 16 |  |  | 0.98 |  | Outside | Roof
NJSRRE1542579193 | Solar Registration Program | Willingboro | 8046 | 13 | 12.29 | Residential | Yes | Behind the Meter |  |  | None | Vivint Solar Developer, LLC | PSE&G | PTO Waiver Request - Incomplete | 2019-10-24 | 2019-10-25 | 2020-10-25 | solar edge | SE10000H-US | Inverters | 10000 |  | 1 |  |  | 0.992 |  | Outdoor | near utility meter
NJSRRE1542579366 | Solar Registration Program | Kearny | 7032 | 8 | 11.73 | Residential | Yes | Behind the Meter |  |  | None | Pro Custom Solar dba Momentum Solar | PSE&G | PTO Waiver Granted | 2019-10-23 | 2019-10-25 | 2020-10-25 | Enphase Energy | IQ7-60-2-US | Inverters | 250 |  | 35 |  |  | 0.97 |  | Outdoor | Roof
NJSRRE1542583118 | Solar Registration Program | McKee City | 8234 | 19 | 18.85 | Residential | Yes | Behind the Meter |  |  | None | Sunrun Installation Services, Inc. | AC Electric | PTO Waiver Request - Incomplete | 2019-10-24 | 2019-10-28 | 2020-10-28 | SolarEdge Technologies | SE3800H-USRGM | Inverters | 3800 |  | 1 |  |  | 0.96 |  | Outdoor | Next To Meter
NJSRRE1542583118 | Solar Registration Program | McKee City | 8234 | 19 | 18.85 | Residential | Yes | Behind the Meter |  |  | None | Sunrun Installation Services, Inc. | AC Electric | PTO Waiver Request - Incomplete | 2019-10-24 | 2019-10-28 | 2020-10-28 | SolarEdge Technologies | SE11400H-USRGM | Inverters | 11400 |  | 1 |  |  | 0.96 |  | Outdoor | Next To Meter
NJSRRE1542684267 | Solar Registration Program | JACKSON | 8527 | 18 | 15.44 | Residential | Yes | Behind the Meter |  |  | None | Vivint Solar Developer, LLC | JCP&L | PTO Waiver Request - Incomplete | 2019-10-28 | 2019-10-30 | 2020-10-30 | SOLAREDGE | SE10000H-US000BNC4 | Inverters | 10000 |  | 1 |  |  | 0.992 |  | Outdoor | Near The Utility Meter
NJSRRE1542738208 | Solar Registration Program | Jersey City | 7305 | 8 | 2.9 | Residential | Yes | Behind the Meter |  |  | None | Sunrun Installation Services, Inc. | PSE&G | PTO Waiver Request - Incomplete | 2019-10-29 | 2019-10-31 | 2020-10-31 | SolarEdge Technologies | SE3000H-USRGM | Inverters | 3000 |  | 1 |  |  | 0.96 |  | Outdoor | Next To Meter
NJSRRE1542790736 | Solar Registration Program | RAHWAY | 7065 | 10 | 5.67 | Residential | Yes | Behind the Meter |  |  | None | Vivint Solar Developer, LLC | PSE&G | PTO Waiver Request - Incomplete | 2019-10-30 | 2019-11-01 | 2020-11-01 | SOLAREDGE | SE3800H-US000BNC4 | Inverters | 3800 |  | 1 |  |  | 0.992 |  | Outdoor | Near the Utility Meter
NJSRRE1542805303 | Solar Registration Program | Fair Lawn | 7410 | 7 | 5.22 | Residential | No | Behind the Meter |  |  | None | Sunrun, Inc. | PSE&G | PTO Waiver Request - Incomplete | 2019-10-30 | 2019-11-01 | 2020-11-01 | SolarEdge Technologies | SE5000H-USRGM | Inverters | 5000 |  | 1 |  |  | 0.96 |  | Outdoor | Next To Meter
NJSRRE1542832688 | Solar Registration Program | Ridgefield | 7657 | 7 | 9.28 | Residential | Yes | Behind the Meter |  |  | None | Sunrun Installation Services, Inc. | PSE&G | PTO Waiver Request - Incomplete | 2019-10-30 | 2019-11-01 | 2020-11-01 | SolarEdge Technologies | SE7600H-USRGM | Inverters | 7600 |  | 1 |  |  | 0.96 |  | Outdoor | Next To Meter
NJSRRE1542832702 | Solar Registration Program | Tabernacle | 8088 | 13 | 17.98 | Residential | Yes | Behind the Meter |  |  | None | Sunrun Installation Services, Inc. | PSE&G | PTO Waiver Request - Incomplete | 2019-10-30 | 2019-11-01 | 2020-11-01 | SolarEdge Technologies | SE3800H-USRGM | Inverters | 3800 |  | 1 |  |  | 0.96 |  | Outdoor | Next To Meter
NJSRRE1542832702 | Solar Registration Program | Tabernacle | 8088 | 13 | 17.98 | Residential | Yes | Behind the Meter |  |  | None | Sunrun Installation Services, Inc. | PSE&G | PTO Waiver Request - Incomplete | 2019-10-30 | 2019-11-01 | 2020-11-01 | SolarEdge Technologies | SE10000H-USRGM | Inverters | 10000 |  | 1 |  |  | 0.96 |  | Outdoor | Next To Meter
NJSRRE1542832702 | Solar Registration Program | Tabernacle | 8088 | 13 | 17.98 | Residential | Yes | Behind the Meter |  |  | None | Sunrun Installation Services, Inc. | PSE&G | PTO Waiver Request - Incomplete | 2019-10-30 | 2019-11-01 | 2020-11-01 | REC Solar | REC290TP2 BLK | Solar Panels |  | 0.29 | 13 | 298 | 27 |  | Fixed | Roof
NJSRRE1542832702 | Solar Registration Program | Tabernacle | 8088 | 13 | 17.98 | Residential | Yes | Behind the Meter |  |  | None | Sunrun Installation Services, Inc. | PSE&G | PTO Waiver Request - Incomplete | 2019-10-30 | 2019-11-01 | 2020-11-01 | REC Solar | REC290TP2 BLK | Solar Panels |  | 0.29 | 32 | 118 | 27 |  | Fixed | Roof
NJSRRE1542832702 | Solar Registration Program | Tabernacle | 8088 | 13 | 17.98 | Residential | Yes | Behind the Meter |  |  | None | Sunrun Installation Services, Inc. | PSE&G | PTO Waiver Request - Incomplete | 2019-10-30 | 2019-11-01 | 2020-11-01 | REC Solar | REC290TP2 BLK | Solar Panels |  | 0.29 | 17 | 118 | 27 |  | Fixed | Roof
NJSRRE1542884199 | Solar Registration Program | FAIRFIELD | 7004 | 9 | 11.03 | Residential | Yes | Behind the Meter |  |  | None | Vivint Solar Developer, LLC | PSE&G | PTO Waiver Request - Incomplete | 2019-11-01 | 2019-11-05 | 2020-11-05 | HANWHA SOLAR | Q.PEAK BLK-G5 315 | Solar Panels |  | 0.315 | 25 | 233 | 27 |  | Fixed | Roof
NJSRRE1542884199 | Solar Registration Program | FAIRFIELD | 7004 | 9 | 11.03 | Residential | Yes | Behind the Meter |  |  | None | Vivint Solar Developer, LLC | PSE&G | PTO Waiver Request - Incomplete | 2019-11-01 | 2019-11-05 | 2020-11-05 | HANWHA SOLAR | Q.PEAK BLK-G5 315 | Solar Panels |  | 0.315 | 10 | 143 | 27 |  | Fixed | Roof
NJSRRE1542909197 | Solar Registration Program | North Bergen | 7047 | 8 | 5.67 | Residential | Yes | Behind the Meter |  |  | None | Pro Custom Solar dba Momentum Solar | PSE&G | PTO Waiver Granted | 2019-11-04 | 2019-11-06 | 2020-11-06 | Hanwha | Q.Peak DUO BLK-G5 315 | Solar Panels |  | 0.315 | 5 | 211 | 41 |  | Fixed | Roof
NJSRRE1542909197 | Solar Registration Program | North Bergen | 7047 | 8 | 5.67 | Residential | Yes | Behind the Meter |  |  | None | Pro Custom Solar dba Momentum Solar | PSE&G | PTO Waiver Granted | 2019-11-04 | 2019-11-06 | 2020-11-06 | Hanwha | Q.Peak DUO BLK-G5 315 | Solar Panels |  | 0.315 | 13 | 121 | 41 |  | Fixed | Roof
NJSRRE1542909606 | Solar Registration Program | Newark | 7104 | 9 | 5.87 | Residential | Yes | Behind the Meter |  |  | None | Pro Custom Solar dba Momentum Solar | PSE&G | PTO Waiver Request - Incomplete | 2019-11-04 | 2019-11-06 | 2020-11-06 | LG Electronics | LG 345N1C-V5 | Solar Panels |  | 0.345 | 17 | 291 | 5 |  | Fixed | Roof
NJSRRE1542909718 | Solar Registration Program | Jersey City | 7305 | 8 | 6.56 | Residential | Yes | Behind the Meter |  |  | None | Pro Custom Solar dba Momentum Solar | PSE&G | PTO Waiver Granted | 2019-11-04 | 2019-11-06 | 2020-11-06 | LG Electronics | LG 345N1C-V5 | Solar Panels |  | 0.345 | 19 | 236 | 3 |  | Fixed | Roof
NJSRRE1543040953 | Solar Registration Program | IRVINGTON | 7111 | 9 | 4.34 | Residential | No | Behind the Meter |  |  | None | Solar Home NJ LLC | PSE&G | PTO Waiver Request - Incomplete | 2019-11-21 | 2019-11-21 | 2020-11-21 | AXITEC | AC-310M/156-60S | Solar Panels |  | 0.31 | 14 | 0.21 | 25 |  | Fixed | Roof | OUTSIDE
NJSRRE1543043950 | Solar Registration Program | Union | 7083 | 10 | 6.3 | Residential | Yes | Behind the Meter |  |  | None | Vivint Solar Developer, LLC | PSE&G | PTO Waiver Request - Incomplete | 2019-11-07 | 2019-11-11 | 2020-11-11 | HANWHA SOLAR | Q.PEAK BLK-G5 315 | Solar Panels |  | 0.315 | 5 | 222 | 16 |  | Fixed | Roof
NJSRRE1543043950 | Solar Registration Program | Union | 7083 | 10 | 6.3 | Residential | Yes | Behind the Meter |  |  | None | Vivint Solar Developer, LLC | PSE&G | PTO Waiver Request - Incomplete | 2019-11-07 | 2019-11-11 | 2020-11-11 | HANWHA SOLAR | Q.PEAK BLK-G5 315 | Solar Panels |  | 0.315 | 15 | 132 | 25 |  | Fixed | Roof
NJSRRE1543057959 | Solar Registration Program | North Bergen | 7047 | 8 | 4.41 | Residential | No | Behind the Meter |  |  | None | Trinity Solar | PSE&G | PTO Waiver Granted | 2019-11-08 | 2019-11-12 | 2020-11-12 | HANWHA | Q.PEAK DUO BLK-G5 315 | Solar Panels |  | 0.315 | 7 | 124 | 18 |  | Fixed | Roof
NJSRRE1542884199 | Solar Registration Program | FAIRFIELD | 7004 | 9 | 11.03 | Residential | Yes | Behind the Meter |  |  | None | Vivint Solar Developer, LLC | PSE&G | PTO Waiver Request - Incomplete | 2019-11-01 | 2019-11-05 | 2020-11-05 | solar edge | SE7600H-US | Inverters | 7600 |  | 1 |  |  | 0.992 |  | Outdoor | near the utility meter
NJSRRE1542909197 | Solar Registration Program | North Bergen | 7047 | 8 | 5.67 | Residential | Yes | Behind the Meter |  |  | None | Pro Custom Solar dba Momentum Solar | PSE&G | PTO Waiver Granted | 2019-11-04 | 2019-11-06 | 2020-11-06 | Enphase Energy | IQ7-60-2-US | Inverters | 250 |  | 18 |  |  | 0.97 |  | Outdoor | Roof
NJSRRE1542909606 | Solar Registration Program | Newark | 7104 | 9 | 5.87 | Residential | Yes | Behind the Meter |  |  | None | Pro Custom Solar dba Momentum Solar | PSE&G | PTO Waiver Request - Incomplete | 2019-11-04 | 2019-11-06 | 2020-11-06 | Enphase Energy | IQ7PLUS-72-2-US | Inverters | 295 |  | 17 |  |  | 0.97 |  | Outdoor | Roof
NJSRRE1542909718 | Solar Registration Program | Jersey City | 7305 | 8 | 6.56 | Residential | Yes | Behind the Meter |  |  | None | Pro Custom Solar dba Momentum Solar | PSE&G | PTO Waiver Granted | 2019-11-04 | 2019-11-06 | 2020-11-06 | Enphase Energy | IQ7-60-2-US | Inverters | 250 |  | 19 |  |  | 0.97 |  | Outdoor | Roof
NJSRRE1543040953 | Solar Registration Program | IRVINGTON | 7111 | 9 | 4.34 | Residential | No | Behind the Meter |  |  | None | Solar Home NJ LLC | PSE&G | PTO Waiver Request - Incomplete | 2019-11-21 | 2019-11-21 | 2020-11-21 | APS | YC600 | Inverters | 548 |  | 7 |  |  | 0.97 |  | Outside | OUTSIDE
NJSRRE1543043950 | Solar Registration Program | Union | 7083 | 10 | 6.3 | Residential | Yes | Behind the Meter |  |  | None | Vivint Solar Developer, LLC | PSE&G | PTO Waiver Request - Incomplete | 2019-11-07 | 2019-11-11 | 2020-11-11 | solar edge | SE7600H-US | Inverters | 7600 |  | 1 |  |  | 0.992 |  | Outdoor | near utility meter
NJSRRE1543057959 | Solar Registration Program | North Bergen | 7047 | 8 | 4.41 | Residential | No | Behind the Meter |  |  | None | Trinity Solar | PSE&G | PTO Waiver Granted | 2019-11-08 | 2019-11-12 | 2020-11-12 | Solar Edge | SE3800H-US000BNC4 | Inverters | 3800 |  | 1 |  |  | 0.97 |  | Outdoor | side of home
NJSRRE1543058685 | Solar Registration Program | North Bergen | 7047 | 8 | 8.13 | Residential | No | Behind the Meter |  |  | None | Corona Solar | PSE&G | PTO Waiver Granted | 2019-11-08 | 2019-11-12 | 2020-11-12 | Solaredge | SE6000A-US | Inverters | 6000 |  | 1 |  |  | 0.99 |  | Outside | Side of house by meter
NJSRRE1543058740 | Solar Registration Program | South Brunswick Township | 8540 | 12 | 6.96 | Residential | No | Behind the Meter |  |  | None | Sunrun Installation Services, Inc. | PSE&G | PTO Waiver Request - Incomplete | 2019-11-08 | 2019-11-12 | 2020-11-12 | Delta Electronics | M6-TL-US | Inverters | 5760 |  | 1 |  |  | 0.96 |  | Outdoor | Next To Meter
NJSRRE1543065201 | Solar Registration Program | Paterson City | 7502 | 6 | 5.23 | Residential | No | Behind the Meter |  |  | None | SunnyMac LLC | PSE&G | PTO Waiver Granted | 2019-11-11 | 2019-11-13 | 2020-11-13 | Enphase | IQ7XS-96-ACM-US | Inverters | 0.315 |  | 16 |  |  | 0.99 |  | Outdoor | roof
NJSRRE1543065587 | Solar Registration Program | North Bergen | 7047 | 8 | 3.47 | Residential | No | Behind the Meter |  |  | None | Trinity Solar | PSE&G | PTO Waiver Granted | 2019-11-11 | 2019-11-13 | 2020-11-13 | Solar Edge | SE3000H-US000BNC4 | Inverters | 3000 |  | 1 |  |  | 0.97 |  | Outdoor | side of home
NJSRRE1543165943 | Solar Registration Program | Newark | 7104 | 9 | 4.88 | Residential | No | Behind the Meter |  |  | None | Corona Solar | PSE&G | PTO Waiver Granted | 2019-11-13 | 2019-11-15 | 2020-11-15 | Solaredge | SE3800-US | Inverters | 3800 |  | 1 |  |  | 0.97 |  | Outdoor | Side of house by meter
NJSRRE1543182863 | Solar Registration Program | Jersey City | 7305 | 8 | 4.35 | Residential | Yes | Behind the Meter |  |  | None | Sunrun Installation Services, Inc. | PSE&G | PTO Waiver Request - Incomplete | 2019-11-13 | 2019-11-18 | 2020-11-18 | Delta Electronics | M4-TL-US | Inverters | 3840 |  | 1 |  |  | 0.96 |  | Outdoor | Next To Meter
NJSRRE1543057959 | Solar Registration Program | North Bergen | 7047 | 8 | 4.41 | Residential | No | Behind the Meter |  |  | None | Trinity Solar | PSE&G | PTO Waiver Granted | 2019-11-08 | 2019-11-12 | 2020-11-12 | HANWHA | Q.PEAK DUO BLK-G5 315 | Solar Panels |  | 0.315 | 7 | 214 | 18 |  | Fixed | Roof
NJSRRE1543058685 | Solar Registration Program | North Bergen | 7047 | 8 | 8.13 | Residential | No | Behind the Meter |  |  | None | Corona Solar | PSE&G | PTO Waiver Granted | 2019-11-08 | 2019-11-12 | 2020-11-12 | Hanwha | Q. Peak DUO-G325 | Solar Panels |  | 0.325 | 25 | 200 | 5 |  | Fixed | Roof
NJSRRE1543058740 | Solar Registration Program | South Brunswick Township | 8540 | 12 | 6.96 | Residential | No | Behind the Meter |  |  | None | Sunrun Installation Services, Inc. | PSE&G | PTO Waiver Request - Incomplete | 2019-11-08 | 2019-11-12 | 2020-11-12 | REC Solar | REC290TP2 BLK | Solar Panels |  | 0.29 | 11 | 173 | 40 |  | Fixed | Roof
NJSRRE1543058740 | Solar Registration Program | South Brunswick Township | 8540 | 12 | 6.96 | Residential | No | Behind the Meter |  |  | None | Sunrun Installation Services, Inc. | PSE&G | PTO Waiver Request - Incomplete | 2019-11-08 | 2019-11-12 | 2020-11-12 | REC Solar | REC290TP2 BLK | Solar Panels |  | 0.29 | 13 | 263 | 27 |  | Fixed | Roof
NJSRRE1543065201 | Solar Registration Program | Paterson City | 7502 | 6 | 5.23 | Residential | No | Behind the Meter |  |  | None | SunnyMac LLC | PSE&G | PTO Waiver Granted | 2019-11-11 | 2019-11-13 | 2020-11-13 | SunPower | SPR-E20-327 | Solar Panels |  | 0.327 | 2 | 49 | 34 |  | Fixed | Roof
NJSRRE1543065201 | Solar Registration Program | Paterson City | 7502 | 6 | 5.23 | Residential | No | Behind the Meter |  |  | None | SunnyMac LLC | PSE&G | PTO Waiver Granted | 2019-11-11 | 2019-11-13 | 2020-11-13 | SunPower | SPR-E20-327 | Solar Panels |  | 0.327 | 14 | 229 | 34 |  | Fixed | Roof
NJSRRE1543065587 | Solar Registration Program | North Bergen | 7047 | 8 | 3.47 | Residential | No | Behind the Meter |  |  | None | Trinity Solar | PSE&G | PTO Waiver Granted | 2019-11-11 | 2019-11-13 | 2020-11-13 | HANWHA | Q.PEAK DUO BLK-G5 315 | Solar Panels |  | 0.315 | 11 | 214 | 18 |  | Fixed | Roof
NJSRRE1543165943 | Solar Registration Program | Newark | 7104 | 9 | 4.88 | Residential | No | Behind the Meter |  |  | None | Corona Solar | PSE&G | PTO Waiver Granted | 2019-11-13 | 2019-11-15 | 2020-11-15 | Hanwha | Q.Peak Duo G-325 | Solar Panels |  | 0.325 | 15 | 120 | 22 |  | Fixed | Roof
NJSRRE1543182863 | Solar Registration Program | Jersey City | 7305 | 8 | 4.35 | Residential | Yes | Behind the Meter |  |  | None | Sunrun Installation Services, Inc. | PSE&G | PTO Waiver Request - Incomplete | 2019-11-13 | 2019-11-18 | 2020-11-18 | REC Solar | REC290TP2 BLK | Solar Panels |  | 0.29 | 15 | 325 | 23 |  | Fixed | Roof
NJSRRE1543233554 | Solar Registration Program | RAHWAY | 7065 | 10 | 14.49 | Residential | Yes | Behind the Meter |  |  | None | Vivint Solar Developer, LLC | PSE&G | PTO Waiver Request - Incomplete | 2019-11-14 | 2019-11-18 | 2020-11-18 | HANWHA SOLAR | Q.PEAK BLK-G5 315 | Solar Panels |  | 0.315 | 7 | 222 | 23 |  | Fixed | Roof
NJSRRE1543233554 | Solar Registration Program | RAHWAY | 7065 | 10 | 14.49 | Residential | Yes | Behind the Meter |  |  | None | Vivint Solar Developer, LLC | PSE&G | PTO Waiver Request - Incomplete | 2019-11-14 | 2019-11-18 | 2020-11-18 | HANWHA SOLAR | Q.PEAK BLK-G5 315 | Solar Panels |  | 0.315 | 39 | 42 | 23 |  | Fixed | Roof
NJSRRE1543248810 | Solar Registration Program | SADDLE BROOK | 7663 | 7 | 7.88 | Residential | Yes | Behind the Meter |  |  | None | Vivint Solar Developer, LLC | PSE&G | PTO Waiver Request - Incomplete | 2019-11-14 | 2019-11-19 | 2020-11-19 | HANWHA SOLAR | Q.PEAK BLK-G5 315 | Solar Panels |  | 0.315 | 19 | 250 | 40 |  | Fixed | Roof
NJSRRE1543248810 | Solar Registration Program | SADDLE BROOK | 7663 | 7 | 7.88 | Residential | Yes | Behind the Meter |  |  | None | Vivint Solar Developer, LLC | PSE&G | PTO Waiver Request - Incomplete | 2019-11-14 | 2019-11-19 | 2020-11-19 | HANWHA SOLAR | Q.PEAK BLK-G5 315 | Solar Panels |  | 0.315 | 6 | 70 | 40 |  | Fixed | Roof
NJSRRE1543417359 | Solar Registration Program | TUCKERTON | 8087 | 18 | 6.83 | Residential | No | Behind the Meter |  |  | None | Sunny Corp | AC Electric | PTO Waiver Request - Incomplete | 2019-11-18 | 2019-11-20 | 2020-11-20 | PANASONIC | VBHN325KA03 | Solar Panels |  | 0.325 | 17 | 208 | 38 |  | Fixed | Roof
NJSRRE1543417359 | Solar Registration Program | TUCKERTON | 8087 | 18 | 6.83 | Residential | No | Behind the Meter |  |  | None | Sunny Corp | AC Electric | PTO Waiver Request - Incomplete | 2019-11-18 | 2019-11-20 | 2020-11-20 | PANASONIC | VBHN325KA03 | Solar Panels |  | 0.325 | 4 | 208 | 16 |  | Fixed | Roof
NJSRRE1543422206 | Solar Registration Program | Jersey City | 7304 | 8 | 3.8 | Residential | No | Behind the Meter |  |  | None | Pro Custom Solar dba Momentum Solar | PSE&G | PTO Waiver Granted | 2019-11-19 | 2019-11-22 | 2020-11-22 | LG Electronics | LG 345N1C-V5 | Solar Panels |  | 0.345 | 11 | 213 | 9 |  | Fixed | Roof
NJSRRE1543425832 | Solar Registration Program | North Arlington | 7031 | 7 | 10.4 | Residential | Yes | Behind the Meter |  |  | None | Pro Custom Solar dba Momentum Solar | PSE&G | PTO Waiver Request - Incomplete | 2019-11-20 | 2019-11-25 | 2020-11-25 | Hanwha | Q.Peak DUO BLK-G5 315 | Solar Panels |  | 0.315 | 4 | 123 | 24 |  | Fixed | Roof
NJSRRE1543425832 | Solar Registration Program | North Arlington | 7031 | 7 | 10.4 | Residential | Yes | Behind the Meter |  |  | None | Pro Custom Solar dba Momentum Solar | PSE&G | PTO Waiver Request - Incomplete | 2019-11-20 | 2019-11-25 | 2020-11-25 | Hanwha | Q.Peak DUO BLK-G5 315 | Solar Panels |  | 0.315 | 11 | 123 | 40 |  | Fixed | Roof
NJSRRE1543425832 | Solar Registration Program | North Arlington | 7031 | 7 | 10.4 | Residential | Yes | Behind the Meter |  |  | None | Pro Custom Solar dba Momentum Solar | PSE&G | PTO Waiver Request - Incomplete | 2019-11-20 | 2019-11-25 | 2020-11-25 | Hanwha | Q.Peak DUO BLK-G5 315 | Solar Panels |  | 0.315 | 18 | 213 | 35 |  | Fixed | Roof
NJSRRE1543426137 | Solar Registration Program | Jersey City | 7307 | 8 | 11.38 | Residential | No | Behind the Meter |  |  | None | Accord Power Inc | PSE&G | PTO Waiver Granted | 2019-11-20 | 2019-11-25 | 2020-11-25 | Hanwah | Q.Cell 325 | Solar Panels |  | 0.325 | 35 | 206 | 0 |  | Fixed | Roof
NJSRRE1543438775 | Solar Registration Program | Hasbrouck Heights | 7604 | 7 | 6.96 | Residential | No | Behind the Meter |  |  | None | Sunrun Installation Services, Inc. | PSE&G | PTO Waiver Request - Incomplete | 2019-11-23 | 2019-11-27 | 2020-11-27 | REC Solar | REC290TP2 BLK | Solar Panels |  | 0.29 | 14 | 127 | 30 |  | Fixed | Roof
NJSRRE1543438775 | Solar Registration Program | Hasbrouck Heights | 7604 | 7 | 6.96 | Residential | No | Behind the Meter |  |  | None | Sunrun Installation Services, Inc. | PSE&G | PTO Waiver Request - Incomplete | 2019-11-23 | 2019-11-27 | 2020-11-27 | REC Solar | REC290TP2 BLK | Solar Panels |  | 0.29 | 10 | 307 | 30 |  | Fixed | Roof
NJSRRE1543441807 | Solar Registration Program | Turnersville | 8012 | 14 | 41.6 | Commercial | No | Behind the Meter |  |  | None | Advanced Renewable Solutions LLC | AC Electric | PTO Waiver Granted | 2019-11-25 | 2019-11-27 | 2020-11-27 | Trina | TSM-PD14 320 | Solar Panels |  | 0.32 | 45 | 172 | 24 |  | Fixed | Roof
NJSRRE1543441807 | Solar Registration Program | Turnersville | 8012 | 14 | 41.6 | Commercial | No | Behind the Meter |  |  | None | Advanced Renewable Solutions LLC | AC Electric | PTO Waiver Granted | 2019-11-25 | 2019-11-27 | 2020-11-27 | Trina | TSM-PD14 320 | Solar Panels |  | 0.32 | 27 | 171 | 20 |  | Fixed | Roof
NJSRRE1543441807 | Solar Registration Program | Turnersville | 8012 | 14 | 41.6 | Commercial | No | Behind the Meter |  |  | None | Advanced Renewable Solutions LLC | AC Electric | PTO Waiver Granted | 2019-11-25 | 2019-11-27 | 2020-11-27 | Trina | TSM-PD14 320 | Solar Panels |  | 0.32 | 58 | 82 | 20 |  | Fixed | Roof
NJSRRE1543443028 | Solar Registration Program | SEWELL | 8080 | 15 | 12.92 | Residential | No | Behind the Meter |  |  | None | Vivint Solar Developer, LLC | AC Electric | PTO Waiver Request - Incomplete | 2019-11-29 | 2019-12-02 | 2020-12-02 | Hanwha Solar | Q.PEAK BLK-G5 315 | Solar Panels |  | 0.315 | 12 | 181 | 33 |  | Fixed | Roof
NJSRRE1543233554 | Solar Registration Program | RAHWAY | 7065 | 10 | 14.49 | Residential | Yes | Behind the Meter |  |  | None | Vivint Solar Developer, LLC | PSE&G | PTO Waiver Request - Incomplete | 2019-11-14 | 2019-11-18 | 2020-11-18 | SOLAREDGE | SE10000H-US000BNC4 | Inverters | 10000 |  | 1 |  |  | 0.992 |  | Outdoor | Near the Utility Meter
NJSRRE1543248810 | Solar Registration Program | SADDLE BROOK | 7663 | 7 | 7.88 | Residential | Yes | Behind the Meter |  |  | None | Vivint Solar Developer, LLC | PSE&G | PTO Waiver Request - Incomplete | 2019-11-14 | 2019-11-19 | 2020-11-19 | SOLAREDGE | SE7600H-US000BNC4 | Inverters | 7600 |  | 1 |  |  | 0.992 |  | Outdoor | Near the Utility Meter
NJSRRE1543417359 | Solar Registration Program | TUCKERTON | 8087 | 18 | 6.83 | Residential | No | Behind the Meter |  |  | None | Sunny Corp | AC Electric | PTO Waiver Request - Incomplete | 2019-11-18 | 2019-11-20 | 2020-11-20 | ENPHASE | IQ7X-96-2-INT | Inverters | 1.37 |  | 21 |  |  | 0.1 |  | Outdoor | ROOF
NJSRRE1543422206 | Solar Registration Program | Jersey City | 7304 | 8 | 3.8 | Residential | No | Behind the Meter |  |  | None | Pro Custom Solar dba Momentum Solar | PSE&G | PTO Waiver Granted | 2019-11-19 | 2019-11-22 | 2020-11-22 | Enphase Energy | IQ7PLUS-72-2-US | Inverters | 295 |  | 11 |  |  | 0.97 |  | Outdoor | Roof
NJSRRE1543425832 | Solar Registration Program | North Arlington | 7031 | 7 | 10.4 | Residential | Yes | Behind the Meter |  |  | None | Pro Custom Solar dba Momentum Solar | PSE&G | PTO Waiver Request - Incomplete | 2019-11-20 | 2019-11-25 | 2020-11-25 | Enphase Energy | IQ6-60-2-US | Inverters | 240 |  | 33 |  |  | 0.97 |  | Outdoor | Roof
NJSRRE1543426137 | Solar Registration Program | Jersey City | 7307 | 8 | 11.38 | Residential | No | Behind the Meter |  |  | None | Accord Power Inc | PSE&G | PTO Waiver Granted | 2019-11-20 | 2019-11-25 | 2020-11-25 | AP System | YC600 | Inverters | 600 |  | 18 |  |  | 0.967 |  | Outdoor | Roof
NJSRRE1543438775 | Solar Registration Program | Hasbrouck Heights | 7604 | 7 | 6.96 | Residential | No | Behind the Meter |  |  | None | Sunrun Installation Services, Inc. | PSE&G | PTO Waiver Request - Incomplete | 2019-11-23 | 2019-11-27 | 2020-11-27 | Delta Electronics | M6-TL-US | Inverters | 5760 |  | 1 |  |  | 0.96 |  | Outdoor | Next To Meter
NJSRRE1543441807 | Solar Registration Program | Turnersville | 8012 | 14 | 41.6 | Commercial | No | Behind the Meter |  |  | None | Advanced Renewable Solutions LLC | AC Electric | PTO Waiver Granted | 2019-11-25 | 2019-11-27 | 2020-11-27 | APsystems | QS1 | Inverters | 1200 |  | 33 |  |  | 0.965 |  | Other | Rail Mounted
NJSRRE1543443028 | Solar Registration Program | SEWELL | 8080 | 15 | 12.92 | Residential | No | Behind the Meter |  |  | None | Vivint Solar Developer, LLC | AC Electric | PTO Waiver Request - Incomplete | 2019-11-29 | 2019-12-02 | 2020-12-02 | Solar Edge | SE10000H-US | Inverters | 10000 |  | 1 |  |  | 0.992 |  | Outdoor | near utility meter
NJSRRE1543447003 | Solar Registration Program | Delran | 8075 | 13 | 8.41 | Residential | No | Behind the Meter |  |  | None | Sunrun Installation Services, Inc. | PSE&G | PTO Waiver Request - Incomplete | 2019-11-26 | 2019-12-02 | 2020-12-02 | SolarEdge Technologies | SE7600A-USS2RGM | Inverters | 7600 |  | 1 |  |  | 0.96 |  | Outdoor | Next To Meter
NJSRRE1543464227 | Solar Registration Program | Elizabeth | 7206 | 10 | 3.78 | Residential | Yes | Behind the Meter |  |  | None | Trinity Solar | PSE&G | PTO Waiver Granted | 2019-12-02 | 2019-12-04 | 2020-12-04 | Solar Edge | SE3000H-US | Inverters | 3000 |  | 1 |  |  | 0.97 |  | Outside | side of home
NJSRRE1543474852 | Solar Registration Program | Newark City | 7103 | 9 | 6.09 | Residential | Yes | Behind the Meter |  |  | None | Sunrun Installation Services, Inc. | PSE&G | PTO Waiver Request - Incomplete | 2019-12-03 | 2019-12-05 | 2020-12-05 | Enphase Energy | IQ7-60-x-US (240V) | Inverters | 240 |  | 21 |  |  | 0.96 |  | Outdoor | Rooftop
NJSRRE1543478370 | Solar Registration Program | RAHWAY | 7065 | 10 | 6.3 | Residential | Yes | Behind the Meter |  |  | None | Vivint Solar Developer, LLC | PSE&G | PTO Waiver Request - Incomplete | 2019-12-05 | 2019-12-06 | 2020-12-06 | SOLAREDGE | SE7600H-US | Inverters | 7600 |  | 1 |  |  | 0.992 |  | Outdoor | Near the Utility Meter
NJSRRE1543443028 | Solar Registration Program | SEWELL | 8080 | 15 | 12.92 | Residential | No | Behind the Meter |  |  | None | Vivint Solar Developer, LLC | AC Electric | PTO Waiver Request - Incomplete | 2019-11-29 | 2019-12-02 | 2020-12-02 | Hanwha Solar | Q.PEAK BLK-G5 315 | Solar Panels |  | 0.315 | 29 | 181 | 32 |  | Fixed | Roof
NJSRRE1543447003 | Solar Registration Program | Delran | 8075 | 13 | 8.41 | Residential | No | Behind the Meter |  |  | None | Sunrun Installation Services, Inc. | PSE&G | PTO Waiver Request - Incomplete | 2019-11-26 | 2019-12-02 | 2020-12-02 | REC Solar | REC290TP2 BLK | Solar Panels |  | 0.29 | 3 | 149 | 20 |  | Fixed | Roof
NJSRRE1543447003 | Solar Registration Program | Delran | 8075 | 13 | 8.41 | Residential | No | Behind the Meter |  |  | None | Sunrun Installation Services, Inc. | PSE&G | PTO Waiver Request - Incomplete | 2019-11-26 | 2019-12-02 | 2020-12-02 | REC Solar | REC290TP2 BLK | Solar Panels |  | 0.29 | 26 | 149 | 27 |  | Fixed | Roof
NJSRRE1543464227 | Solar Registration Program | Elizabeth | 7206 | 10 | 3.78 | Residential | Yes | Behind the Meter |  |  | None | Trinity Solar | PSE&G | PTO Waiver Granted | 2019-12-02 | 2019-12-04 | 2020-12-04 | Hanwha 315 | Q.PEAK DUO BLK-G5 315 | Solar Panels |  | 0.315 | 12 | 55 | 2 |  | Fixed | Roof
NJSRRE1543474852 | Solar Registration Program | Newark City | 7103 | 9 | 6.09 | Residential | Yes | Behind the Meter |  |  | None | Sunrun Installation Services, Inc. | PSE&G | PTO Waiver Request - Incomplete | 2019-12-03 | 2019-12-05 | 2020-12-05 | REC Solar | REC290TP2 BLK | Solar Panels |  | 0.29 | 11 | 196 | 23 |  | Fixed | Roof
NJSRRE1543474852 | Solar Registration Program | Newark City | 7103 | 9 | 6.09 | Residential | Yes | Behind the Meter |  |  | None | Sunrun Installation Services, Inc. | PSE&G | PTO Waiver Request - Incomplete | 2019-12-03 | 2019-12-05 | 2020-12-05 | REC Solar | REC290TP2 BLK | Solar Panels |  | 0.29 | 10 | 16 | 23 |  | Fixed | Roof
NJSRRE1543478370 | Solar Registration Program | RAHWAY | 7065 | 10 | 6.3 | Residential | Yes | Behind the Meter |  |  | None | Vivint Solar Developer, LLC | PSE&G | PTO Waiver Request - Incomplete | 2019-12-05 | 2019-12-06 | 2020-12-06 | HANWHA SOLAR | Q.PEAK BLK-G5 315 | Solar Panels |  | 0.315 | 20 | 141 | 38 |  | Fixed | Roof
NJSRRE1543501565 | Solar Registration Program | Somerset | 8873 | 5 | 14.49 | Residential | Yes | Behind the Meter |  |  | None | Vivint Solar Developer, LLC | PSE&G | PTO Waiver Request - Incomplete | 2019-12-09 | 2019-12-11 | 2020-12-11 | HANWHA SOLAR | Q.PEAK BLK-G5 315 | Solar Panels |  | 0.315 | 4 | 243 | 23 |  | Fixed | Roof
NJSRRE1543501565 | Solar Registration Program | Somerset | 8873 | 5 | 14.49 | Residential | Yes | Behind the Meter |  |  | None | Vivint Solar Developer, LLC | PSE&G | PTO Waiver Request - Incomplete | 2019-12-09 | 2019-12-11 | 2020-12-11 | HANWHA SOLAR | Q.PEAK BLK-G5 315 | Solar Panels |  | 0.315 | 21 | 243 | 24 |  | Fixed | Roof
NJSRRE1543501565 | Solar Registration Program | Somerset | 8873 | 5 | 14.49 | Residential | Yes | Behind the Meter |  |  | None | Vivint Solar Developer, LLC | PSE&G | PTO Waiver Request - Incomplete | 2019-12-09 | 2019-12-11 | 2020-12-11 | HANWHA SOLAR | Q.PEAK BLK-G5 315 | Solar Panels |  | 0.315 | 21 | 63 | 24 |  | Fixed | Roof
NJSRRE1543501795 | Solar Registration Program | ELIZABETH | 7202 | 10 | 17.33 | Residential | Yes | Behind the Meter |  |  | None | Vivint Solar Developer, LLC | PSE&G | PTO Waiver Request - Incomplete | 2019-12-09 | 2019-12-11 | 2020-12-11 | Hanwha | Q.PEAK DUO BLK-G5 315 | Solar Panels |  | 0.315 | 22 | 170 | 40 |  | Fixed | Roof
NJSRRE1543501795 | Solar Registration Program | ELIZABETH | 7202 | 10 | 17.33 | Residential | Yes | Behind the Meter |  |  | None | Vivint Solar Developer, LLC | PSE&G | PTO Waiver Request - Incomplete | 2019-12-09 | 2019-12-11 | 2020-12-11 | Hanwha | Q.PEAK DUO BLK-G5 315 | Solar Panels |  | 0.315 | 33 | 350 | 40 |  | Fixed | Roof
NJSRRE1543501880 | Solar Registration Program | BELLEVILLE | 7109 | 9 | 9.14 | Residential | Yes | Behind the Meter |  |  | None | Vivint Solar Developer, LLC | PSE&G | PTO Waiver Request - Incomplete | 2019-12-09 | 2019-12-11 | 2020-12-11 | HANWHA SOLAR | Q.PEAK BLK-G5 315 | Solar Panels |  | 0.315 | 14 | 213 | 26 |  | Fixed | Roof
NJSRRE1543501565 | Solar Registration Program | Somerset | 8873 | 5 | 14.49 | Residential | Yes | Behind the Meter |  |  | None | Vivint Solar Developer, LLC | PSE&G | PTO Waiver Request - Incomplete | 2019-12-09 | 2019-12-11 | 2020-12-11 | SOLAREDGE | SE10000H-US | Inverters | 10000 |  | 1 |  |  | 0.992 |  | Outdoor | Near the Utility Meter
NJSRRE1543501795 | Solar Registration Program | ELIZABETH | 7202 | 10 | 17.33 | Residential | Yes | Behind the Meter |  |  | None | Vivint Solar Developer, LLC | PSE&G | PTO Waiver Request - Incomplete | 2019-12-09 | 2019-12-11 | 2020-12-11 | Solar Edge | SE3800H-US | Inverters | 3800 |  | 1 |  |  | 0.992 |  | Outdoor | Near the utility meter
NJSRRE1543501795 | Solar Registration Program | ELIZABETH | 7202 | 10 | 17.33 | Residential | Yes | Behind the Meter |  |  | None | Vivint Solar Developer, LLC | PSE&G | PTO Waiver Request - Incomplete | 2019-12-09 | 2019-12-11 | 2020-12-11 | Solar Edge | SE7600H-US | Inverters | 7600 |  | 1 |  |  | 0.992 |  | Outdoor | Near the utility meter
NJSRRE1543501880 | Solar Registration Program | BELLEVILLE | 7109 | 9 | 9.14 | Residential | Yes | Behind the Meter |  |  | None | Vivint Solar Developer, LLC | PSE&G | PTO Waiver Request - Incomplete | 2019-12-09 | 2019-12-11 | 2020-12-11 | SOLAREDGE | SE7600H-US | Inverters | 7600 |  | 1 |  |  | 0.992 |  | Outdoor | Near the Utility Meter
NJSRRE1543502288 | Solar Registration Program | Harrison | 7029 | 8 | 5.51 | Residential | Yes | Behind the Meter |  |  | None | Sunrun Installation Services, Inc. | PSE&G | PTO Waiver Request - Incomplete | 2019-12-09 | 2019-12-12 | 2020-12-12 | Delta Electronics | M5-TL-US | Inverters | 4800 |  | 1 |  |  | 0.96 |  | Outdoor | Next To Meter
NJSRRE1543506365 | Solar Registration Program | Williamstown | 8094 | 15 | 3.3 | Residential | No | Behind the Meter |  |  | None | Sunrun Installation Services, Inc. | AC Electric | PTO Waiver Request - Incomplete | 2019-12-10 | 2019-12-13 | 2020-12-13 | Delta Electronics | M4-TL-US | Inverters | 3840 |  | 1 |  |  | 0.96 |  | Outdoor | Next To Meter
NJSRRE1543506368 | Solar Registration Program | Erial | 8081 | 14 | 14.21 | Residential | Yes | Behind the Meter |  |  | None | Sunrun Installation Services, Inc. | AC Electric | PTO Waiver Request - Incomplete | 2019-12-10 | 2019-12-13 | 2020-12-13 | SolarEdge Technologies | SE6000H-USRGM | Inverters | 6000 |  | 1 |  |  | 0.96 |  | Outdoor | Next To Meter
NJSRRE1543506368 | Solar Registration Program | Erial | 8081 | 14 | 14.21 | Residential | Yes | Behind the Meter |  |  | None | Sunrun Installation Services, Inc. | AC Electric | PTO Waiver Request - Incomplete | 2019-12-10 | 2019-12-13 | 2020-12-13 | SolarEdge Technologies | SE7600A-USS2RGM | Inverters | 7600 |  | 1 |  |  | 0.96 |  | Outdoor | Next To Meter
NJSRRE1543513077 | Solar Registration Program | Perth Amboy | 8861 | 11 | 8.19 | Residential | Yes | Behind the Meter |  |  | None | Pro Custom Solar dba Momentum Solar | PSE&G | PTO Waiver Granted | 2019-12-11 | 2019-12-16 | 2020-12-16 | Enphase Energy | IQ6-60-2-US | Inverters | 230 |  | 26 |  |  | 0.97 |  | Outdoor | Roof
NJSRRE1543523923 | Solar Registration Program | West End | 7740 | 17 | 22.62 | Residential | Yes | Behind the Meter |  |  | None | Sunrun Installation Services, Inc. | JCP&L | PTO Waiver Request - Incomplete | 2019-12-12 | 2019-12-17 | 2020-12-17 | Delta Electronics | M10-TL-US | Inverters | 9600 |  | 2 |  |  | 0.96 |  | Outdoor | Next To Meter
NJSRRE1543523923 | Solar Registration Program | West End | 7740 | 17 | 22.62 | Residential | Yes | Behind the Meter |  |  | None | Sunrun Installation Services, Inc. | JCP&L | PTO Waiver Request - Incomplete | 2019-12-12 | 2019-12-17 | 2020-12-17 | Delta Electronics | M4-TL-US | Inverters | 3840 |  | 1 |  |  | 0.96 |  | Outdoor | Next To Meter
NJSRRE1543527303 | Solar Registration Program | Trenton | 8618 | 12 | 6.09 | Residential | Yes | Behind the Meter |  |  | None | Sunrun Installation Services, Inc. | PSE&G | PTO Waiver Request - Incomplete | 2019-12-12 | 2019-12-16 | 2020-12-16 | Enphase Energy | IQ7-60-x-US (240V) | Inverters | 240 |  | 21 |  |  | 0.96 |  | Outdoor | Rooftop
NJSRRE1543501880 | Solar Registration Program | BELLEVILLE | 7109 | 9 | 9.14 | Residential | Yes | Behind the Meter |  |  | None | Vivint Solar Developer, LLC | PSE&G | PTO Waiver Request - Incomplete | 2019-12-09 | 2019-12-11 | 2020-12-11 | HANWHA SOLAR | Q.PEAK BLK-G5 315 | Solar Panels |  | 0.315 | 4 | 213 | 18 |  | Fixed | Roof
NJSRRE1543501880 | Solar Registration Program | BELLEVILLE | 7109 | 9 | 9.14 | Residential | Yes | Behind the Meter |  |  | None | Vivint Solar Developer, LLC | PSE&G | PTO Waiver Request - Incomplete | 2019-12-09 | 2019-12-11 | 2020-12-11 | HANWHA SOLAR | Q.PEAK BLK-G5 315 | Solar Panels |  | 0.315 | 11 | 33 | 26 |  | Fixed | Roof
NJSRRE1543502288 | Solar Registration Program | Harrison | 7029 | 8 | 5.51 | Residential | Yes | Behind the Meter |  |  | None | Sunrun Installation Services, Inc. | PSE&G | PTO Waiver Request - Incomplete | 2019-12-09 | 2019-12-12 | 2020-12-12 | REC Solar | REC290TP2 BLK | Solar Panels |  | 0.29 | 13 | 170 | 45 |  | Fixed | Roof
NJSRRE1543502288 | Solar Registration Program | Harrison | 7029 | 8 | 5.51 | Residential | Yes | Behind the Meter |  |  | None | Sunrun Installation Services, Inc. | PSE&G | PTO Waiver Request - Incomplete | 2019-12-09 | 2019-12-12 | 2020-12-12 | REC Solar | REC290TP2 BLK | Solar Panels |  | 0.29 | 6 | 170 | 10 |  | Fixed | Roof
NJSRRE1543506365 | Solar Registration Program | Williamstown | 8094 | 15 | 3.3 | Residential | No | Behind the Meter |  |  | None | Sunrun Installation Services, Inc. | AC Electric | PTO Waiver Request - Incomplete | 2019-12-10 | 2019-12-13 | 2020-12-13 | LG Electronics | LG330N1C-A5 | Solar Panels |  | 0.33 | 10 | 150 | 23 |  | Fixed | Roof
NJSRRE1543506368 | Solar Registration Program | Erial | 8081 | 14 | 14.21 | Residential | Yes | Behind the Meter |  |  | None | Sunrun Installation Services, Inc. | AC Electric | PTO Waiver Request - Incomplete | 2019-12-10 | 2019-12-13 | 2020-12-13 | REC Solar | REC290TP2 BLK | Solar Panels |  | 0.29 | 17 | 266 | 27 |  | Fixed | Roof
NJSRRE1543506368 | Solar Registration Program | Erial | 8081 | 14 | 14.21 | Residential | Yes | Behind the Meter |  |  | None | Sunrun Installation Services, Inc. | AC Electric | PTO Waiver Request - Incomplete | 2019-12-10 | 2019-12-13 | 2020-12-13 | REC Solar | REC290TP2 BLK | Solar Panels |  | 0.29 | 32 | 266 | 27 |  | Fixed | Roof
NJSRRE1543513077 | Solar Registration Program | Perth Amboy | 8861 | 11 | 8.19 | Residential | Yes | Behind the Meter |  |  | None | Pro Custom Solar dba Momentum Solar | PSE&G | PTO Waiver Granted | 2019-12-11 | 2019-12-16 | 2020-12-16 | HANWHA | Q.PEAK DUO BLK-G5 315 | Solar Panels |  | 0.315 | 6 | 110 | 37 |  | Fixed | Roof
NJSRRE1543513077 | Solar Registration Program | Perth Amboy | 8861 | 11 | 8.19 | Residential | Yes | Behind the Meter |  |  | None | Pro Custom Solar dba Momentum Solar | PSE&G | PTO Waiver Granted | 2019-12-11 | 2019-12-16 | 2020-12-16 | HANWHA | Q.PEAK DUO BLK-G5 315 | Solar Panels |  | 0.315 | 12 | 290 | 40 |  | Fixed | Roof
NJSRRE1543513077 | Solar Registration Program | Perth Amboy | 8861 | 11 | 8.19 | Residential | Yes | Behind the Meter |  |  | None | Pro Custom Solar dba Momentum Solar | PSE&G | PTO Waiver Granted | 2019-12-11 | 2019-12-16 | 2020-12-16 | HANWHA | Q.PEAK DUO BLK-G5 315 | Solar Panels |  | 0.315 | 8 | 110 | 42 |  | Fixed | Roof
NJSRRE1543523923 | Solar Registration Program | West End | 7740 | 17 | 22.62 | Residential | Yes | Behind the Meter |  |  | None | Sunrun Installation Services, Inc. | JCP&L | PTO Waiver Request - Incomplete | 2019-12-12 | 2019-12-17 | 2020-12-17 | REC Solar | REC290TP2 BLK | Solar Panels |  | 0.29 | 7 | 272 | 19 |  | Fixed | Roof
NJSRRE1543523923 | Solar Registration Program | West End | 7740 | 17 | 22.62 | Residential | Yes | Behind the Meter |  |  | None | Sunrun Installation Services, Inc. | JCP&L | PTO Waiver Request - Incomplete | 2019-12-12 | 2019-12-17 | 2020-12-17 | REC Solar | REC290TP2 BLK | Solar Panels |  | 0.29 | 23 | 91 | 18 |  | Fixed | Roof
NJSRRE1543523923 | Solar Registration Program | West End | 7740 | 17 | 22.62 | Residential | Yes | Behind the Meter |  |  | None | Sunrun Installation Services, Inc. | JCP&L | PTO Waiver Request - Incomplete | 2019-12-12 | 2019-12-17 | 2020-12-17 | REC Solar | REC290TP2 BLK | Solar Panels |  | 0.29 | 10 | 91 | 18 |  | Fixed | Roof
NJSRRE1543523923 | Solar Registration Program | West End | 7740 | 17 | 22.62 | Residential | Yes | Behind the Meter |  |  | None | Sunrun Installation Services, Inc. | JCP&L | PTO Waiver Request - Incomplete | 2019-12-12 | 2019-12-17 | 2020-12-17 | REC Solar | REC290TP2 BLK | Solar Panels |  | 0.29 | 9 | 1 | 18 |  | Fixed | Roof
NJSRRE1543523923 | Solar Registration Program | West End | 7740 | 17 | 22.62 | Residential | Yes | Behind the Meter |  |  | None | Sunrun Installation Services, Inc. | JCP&L | PTO Waiver Request - Incomplete | 2019-12-12 | 2019-12-17 | 2020-12-17 | REC Solar | REC290TP2 BLK | Solar Panels |  | 0.29 | 9 | 181 | 18 |  | Fixed | Roof
NJSRRE1543523923 | Solar Registration Program | West End | 7740 | 17 | 22.62 | Residential | Yes | Behind the Meter |  |  | None | Sunrun Installation Services, Inc. | JCP&L | PTO Waiver Request - Incomplete | 2019-12-12 | 2019-12-17 | 2020-12-17 | REC Solar | REC290TP2 BLK | Solar Panels |  | 0.29 | 20 | 91 | 18 |  | Fixed | Roof
NJSRRE1543527303 | Solar Registration Program | Trenton | 8618 | 12 | 6.09 | Residential | Yes | Behind the Meter |  |  | None | Sunrun Installation Services, Inc. | PSE&G | PTO Waiver Request - Incomplete | 2019-12-12 | 2019-12-16 | 2020-12-16 | REC Solar | REC290TP2 BLK | Solar Panels |  | 0.29 | 3 | 9 | 18 |  | Fixed | Roof
NJSRRE1543527303 | Solar Registration Program | Trenton | 8618 | 12 | 6.09 | Residential | Yes | Behind the Meter |  |  | None | Sunrun Installation Services, Inc. | PSE&G | PTO Waiver Request - Incomplete | 2019-12-12 | 2019-12-16 | 2020-12-16 | REC Solar | REC290TP2 BLK | Solar Panels |  | 0.29 | 18 | 189 | 18 |  | Fixed | Roof
NJSRRE1543532371 | Solar Registration Program | North Bergen | 7047 | 8 | 2.9 | Residential | No | Behind the Meter |  |  | None | Sunrun Installation Services, Inc. | PSE&G | PTO Waiver Request - Incomplete | 2019-12-12 | 2019-12-16 | 2020-12-16 | REC Solar | REC290TP2 BLK | Solar Panels |  | 0.29 | 10 | 32 | 18 |  | Fixed | Roof
NJSRRE1543552434 | Solar Registration Program | Linden | 7036 | 10 | 9.77 | Residential | Yes | Behind the Meter |  |  | None | Pro Custom Solar dba Momentum Solar | PSE&G | PTO Waiver Request - Incomplete | 2019-12-16 | 2019-12-19 | 2020-12-19 | HANWHA | Q.PEAK DUO BLK-G5 315 | Solar Panels |  | 0.315 | 15 | 39 | 30 |  | Fixed | Roof
NJSRRE1543552434 | Solar Registration Program | Linden | 7036 | 10 | 9.77 | Residential | Yes | Behind the Meter |  |  | None | Pro Custom Solar dba Momentum Solar | PSE&G | PTO Waiver Request - Incomplete | 2019-12-16 | 2019-12-19 | 2020-12-19 | HANWHA | Q.PEAK DUO BLK-G5 315 | Solar Panels |  | 0.315 | 16 | 219 | 30 |  | Fixed | Roof
NJSRRE1543552662 | Solar Registration Program | Lumberton | 8048 | 13 | 1580 | Commercial | No | Behind the Meter |  |  | None | New Jersey Clean Energy Solutions | PSE&G | PTO Waiver Granted | 2019-12-16 | 2019-12-19 | 2020-12-19 | Sunpower | P19-395-COM-US | Solar Panels |  | 0.395 | 768 | 98 | 10 |  | Fixed | Pole | Building
NJSRRE1543552662 | Solar Registration Program | Lumberton | 8048 | 13 | 1580 | Commercial | No | Behind the Meter |  |  | None | New Jersey Clean Energy Solutions | PSE&G | PTO Waiver Granted | 2019-12-16 | 2019-12-19 | 2020-12-19 | Sunpower | P19-395-COM-US | Solar Panels |  | 0.395 | 3232 | 98 | 10 |  | Fixed | Roof | Building
NJSRRE1543555708 | Solar Registration Program | Bayonne | 7002 | 8 | 8.19 | Residential | Yes | Behind the Meter |  |  | None | Pro Custom Solar dba Momentum Solar | PSE&G | PTO Waiver Granted | 2019-12-17 | 2019-12-20 | 2020-12-20 | HANWHA | Q.PEAK DUO BLK-G5 315 | Solar Panels |  | 0.315 | 6 | 123 | 18 |  | Fixed | Roof
NJSRRE1543555708 | Solar Registration Program | Bayonne | 7002 | 8 | 8.19 | Residential | Yes | Behind the Meter |  |  | None | Pro Custom Solar dba Momentum Solar | PSE&G | PTO Waiver Granted | 2019-12-17 | 2019-12-20 | 2020-12-20 | HANWHA | Q.PEAK DUO BLK-G5 315 | Solar Panels |  | 0.315 | 17 | 123 | 18 |  | Fixed | Roof
NJSRRE1543555708 | Solar Registration Program | Bayonne | 7002 | 8 | 8.19 | Residential | Yes | Behind the Meter |  |  | None | Pro Custom Solar dba Momentum Solar | PSE&G | PTO Waiver Granted | 2019-12-17 | 2019-12-20 | 2020-12-20 | HANWHA | Q.PEAK DUO BLK-G5 315 | Solar Panels |  | 0.315 | 3 | 213 | 18 |  | Fixed | Roof
NJSRRE1543555794 | Solar Registration Program | Kearny | 7032 | 8 | 10.35 | Residential | Yes | Behind the Meter |  |  | None | Pro Custom Solar dba Momentum Solar | PSE&G | PTO Waiver Granted | 2019-12-17 | 2019-12-20 | 2020-12-20 | LG ELECTRONICS | LG 345N1C-V5 | Solar Panels |  | 0.345 | 15 | 34 | 44 |  | Fixed | Roof
NJSRRE1543555794 | Solar Registration Program | Kearny | 7032 | 8 | 10.35 | Residential | Yes | Behind the Meter |  |  | None | Pro Custom Solar dba Momentum Solar | PSE&G | PTO Waiver Granted | 2019-12-17 | 2019-12-20 | 2020-12-20 | LG ELECTRONICS | LG 345N1C-V5 | Solar Panels |  | 0.345 | 5 | 305 | 20 |  | Fixed | Roof
NJSRRE1543555794 | Solar Registration Program | Kearny | 7032 | 8 | 10.35 | Residential | Yes | Behind the Meter |  |  | None | Pro Custom Solar dba Momentum Solar | PSE&G | PTO Waiver Granted | 2019-12-17 | 2019-12-20 | 2020-12-20 | LG ELECTRONICS | LG 345N1C-V5 | Solar Panels |  | 0.345 | 10 | 214 | 44 |  | Fixed | Roof
NJSRRE1543586434 | Solar Registration Program | Bound Brook | 8805 | 5 | 11.31 | Residential | No | Behind the Meter |  |  | None | Sunrun Installation Services, Inc. | PSE&G | PTO Waiver Request - Incomplete | 2019-12-20 | 2019-12-26 | 2020-12-26 | REC Solar | REC290TP2 BLK | Solar Panels |  | 0.29 | 11 | 183 | 18 |  | Fixed | Roof
NJSRRE1543586434 | Solar Registration Program | Bound Brook | 8805 | 5 | 11.31 | Residential | No | Behind the Meter |  |  | None | Sunrun Installation Services, Inc. | PSE&G | PTO Waiver Request - Incomplete | 2019-12-20 | 2019-12-26 | 2020-12-26 | REC Solar | REC290TP2 BLK | Solar Panels |  | 0.29 | 6 | 94 | 30 |  | Fixed | Roof
NJSRRE1543586434 | Solar Registration Program | Bound Brook | 8805 | 5 | 11.31 | Residential | No | Behind the Meter |  |  | None | Sunrun Installation Services, Inc. | PSE&G | PTO Waiver Request - Incomplete | 2019-12-20 | 2019-12-26 | 2020-12-26 | REC Solar | REC290TP2 BLK | Solar Panels |  | 0.29 | 22 | 273 | 18 |  | Fixed | Roof
NJSRRE1543664185 | Solar Registration Program | Bayonne | 7002 | 8 | 6.93 | Residential | Yes | Behind the Meter |  |  | None | Pro Custom Solar dba Momentum Solar | PSE&G | PTO Waiver Granted | 2019-12-23 | 2019-12-30 | 2020-12-30 | Hanwha | Q.Peak DUO BLK-G5 315 | Solar Panels |  | 0.315 | 4 | 303 | 12 |  | Fixed | Roof
NJSRRE1543664185 | Solar Registration Program | Bayonne | 7002 | 8 | 6.93 | Residential | Yes | Behind the Meter |  |  | None | Pro Custom Solar dba Momentum Solar | PSE&G | PTO Waiver Granted | 2019-12-23 | 2019-12-30 | 2020-12-30 | Hanwha | Q.Peak DUO BLK-G5 315 | Solar Panels |  | 0.315 | 5 | 303 | 13 |  | Fixed | Roof
NJSRRE1543664185 | Solar Registration Program | Bayonne | 7002 | 8 | 6.93 | Residential | Yes | Behind the Meter |  |  | None | Pro Custom Solar dba Momentum Solar | PSE&G | PTO Waiver Granted | 2019-12-23 | 2019-12-30 | 2020-12-30 | Hanwha | Q.Peak DUO BLK-G5 315 | Solar Panels |  | 0.315 | 13 | 123 | 12 |  | Fixed | Roof
NJSRRE1543655978 | Solar Registration Program | Kearny | 7032 | 8 | 9.86 | Residential | Yes | Behind the Meter |  |  | None | Sunrun Installation Services, Inc. | PSE&G | PTO Waiver Request - Incomplete | 2019-12-23 | 2019-12-27 | 2020-12-27 | REC Solar | REC290TP2 BLK | Solar Panels |  | 0.29 | 12 | 304 | 23 |  | Fixed | Roof
NJSRRE1543655978 | Solar Registration Program | Kearny | 7032 | 8 | 9.86 | Residential | Yes | Behind the Meter |  |  | None | Sunrun Installation Services, Inc. | PSE&G | PTO Waiver Request - Incomplete | 2019-12-23 | 2019-12-27 | 2020-12-27 | REC Solar | REC290TP2 BLK | Solar Panels |  | 0.29 | 22 | 124 | 23 |  | Fixed | Roof
NJSRRE1543674205 | Solar Registration Program | Bayonne | 7002 | 8 | 6.3 | Residential | Yes | Behind the Meter |  |  | None | Pro Custom Solar dba Momentum Solar | PSE&G | PTO Waiver Granted | 2019-12-24 | 2019-12-30 | 2020-12-30 | Hanwha | Q.Peak DUO BLK-G5 315 | Solar Panels |  | 0.315 | 3 | 122 | 25 |  | Fixed | Roof
NJSRRE1543674205 | Solar Registration Program | Bayonne | 7002 | 8 | 6.3 | Residential | Yes | Behind the Meter |  |  | None | Pro Custom Solar dba Momentum Solar | PSE&G | PTO Waiver Granted | 2019-12-24 | 2019-12-30 | 2020-12-30 | Hanwha | Q.Peak DUO BLK-G5 315 | Solar Panels |  | 0.315 | 17 | 212 | 23 |  | Fixed | Roof
NJSRRE1543532371 | Solar Registration Program | North Bergen | 7047 | 8 | 2.9 | Residential | No | Behind the Meter |  |  | None | Sunrun Installation Services, Inc. | PSE&G | PTO Waiver Request - Incomplete | 2019-12-12 | 2019-12-16 | 2020-12-16 | Enphase Energy | IQ7-60-x-US (240V) | Inverters | 240 |  | 10 |  |  | 0.96 |  | Outdoor | Rooftop
NJSRRE1543552434 | Solar Registration Program | Linden | 7036 | 10 | 9.77 | Residential | Yes | Behind the Meter |  |  | None | Pro Custom Solar dba Momentum Solar | PSE&G | PTO Waiver Request - Incomplete | 2019-12-16 | 2019-12-19 | 2020-12-19 | Enphase Energy | IQ6-60-2-US | Inverters | 230 |  | 31 |  |  | 0.97 |  | Outdoor | Roof
NJSRRE1543552662 | Solar Registration Program | Lumberton | 8048 | 13 | 1580 | Commercial | No | Behind the Meter |  |  | None | New Jersey Clean Energy Solutions | PSE&G | PTO Waiver Granted | 2019-12-16 | 2019-12-19 | 2020-12-19 | SMA | STP-CORE1-50-US | Inverters | 50 |  | 1 |  |  | 0.97 |  | Outside | near meter
NJSRRE1543552662 | Solar Registration Program | Lumberton | 8048 | 13 | 1580 | Commercial | No | Behind the Meter |  |  | None | New Jersey Clean Energy Solutions | PSE&G | PTO Waiver Granted | 2019-12-16 | 2019-12-19 | 2020-12-19 | SMA | STP-CORE1-62.5-US | Inverters | 62.5 |  | 20 |  |  | 0.98 |  | Outside | near meter
NJSRRE1543555708 | Solar Registration Program | Bayonne | 7002 | 8 | 8.19 | Residential | Yes | Behind the Meter |  |  | None | Pro Custom Solar dba Momentum Solar | PSE&G | PTO Waiver Granted | 2019-12-17 | 2019-12-20 | 2020-12-20 | Enphase Energy | IQ6-60-2-US | Inverters | 230 |  | 26 |  |  | 0.97 |  | Outdoor | Roof
NJSRRE1543555794 | Solar Registration Program | Kearny | 7032 | 8 | 10.35 | Residential | Yes | Behind the Meter |  |  | None | Pro Custom Solar dba Momentum Solar | PSE&G | PTO Waiver Granted | 2019-12-17 | 2019-12-20 | 2020-12-20 | Enphase Energy | IQ7Plus-72-2-US | Inverters | 290 |  | 30 |  |  | 0.97 |  | Outdoor | Roof
NJSRRE1543586434 | Solar Registration Program | Bound Brook | 8805 | 5 | 11.31 | Residential | No | Behind the Meter |  |  | None | Sunrun Installation Services, Inc. | PSE&G | PTO Waiver Request - Incomplete | 2019-12-20 | 2019-12-26 | 2020-12-26 | Delta Electronics | M5-TL-US | Inverters | 4800 |  | 1 |  |  | 0.96 |  | Outdoor | Next To Meter
NJSRRE1543586434 | Solar Registration Program | Bound Brook | 8805 | 5 | 11.31 | Residential | No | Behind the Meter |  |  | None | Sunrun Installation Services, Inc. | PSE&G | PTO Waiver Request - Incomplete | 2019-12-20 | 2019-12-26 | 2020-12-26 | Delta Electronics | M4-TL-US | Inverters | 3840 |  | 1 |  |  | 0.96 |  | Outdoor | Next To Meter
NJSRRE1543655978 | Solar Registration Program | Kearny | 7032 | 8 | 9.86 | Residential | Yes | Behind the Meter |  |  | None | Sunrun Installation Services, Inc. | PSE&G | PTO Waiver Request - Incomplete | 2019-12-23 | 2019-12-27 | 2020-12-27 | Delta Electronics | M8-TL-US | Inverters | 7680 |  | 1 |  |  | 0.96 |  | Outdoor | Next To Meter
NJSRRE1543664185 | Solar Registration Program | Bayonne | 7002 | 8 | 6.93 | Residential | Yes | Behind the Meter |  |  | None | Pro Custom Solar dba Momentum Solar | PSE&G | PTO Waiver Granted | 2019-12-23 | 2019-12-30 | 2020-12-30 | Enphase Energy | IQ6-60-2-US | Inverters | 240 |  | 22 |  |  | 0.97 |  | Outdoor | Roof
NJSRRE1543674205 | Solar Registration Program | Bayonne | 7002 | 8 | 6.3 | Residential | Yes | Behind the Meter |  |  | None | Pro Custom Solar dba Momentum Solar | PSE&G | PTO Waiver Granted | 2019-12-24 | 2019-12-30 | 2020-12-30 | Enphase Energy | IQ6-60-2-US | Inverters | 240 |  | 20 |  |  | 0.97 |  | Outdoor | Roof
NJSRRE1543820135 | Solar Registration Program | Plainfield | 7060 | 10 | 12.42 | Residential | No | Behind the Meter |  |  | None | Sunrun Installation Services, Inc. | PSE&G | PTO Waiver Request - Incomplete | 2019-12-26 | 2019-12-31 | 2020-12-31 | Enphase Energy | IQ7PLUS-72-x-US (240V) | Inverters | 290 |  | 36 |  |  | 0.96 |  | Outdoor | Rooftop
NJSRRE1543827257 | Solar Registration Program | Trenton | 8611 | 12 | 4.41 | Residential | Yes | Behind the Meter |  |  | None | Pro Custom Solar dba Momentum Solar | PSE&G | PTO Waiver Request - Incomplete | 2019-12-30 | 2020-01-03 | 2021-01-03 | ENPHASE ENERGY | IQ6-60-2-US | Inverters | 240 |  | 14 |  |  | 0.97 |  | Outdoor | ROOF
NJSRRE1543820135 | Solar Registration Program | Plainfield | 7060 | 10 | 12.42 | Residential | No | Behind the Meter |  |  | None | Sunrun Installation Services, Inc. | PSE&G | PTO Waiver Request - Incomplete | 2019-12-26 | 2019-12-31 | 2020-12-31 | LG Electronics | LG345N1C-V5 | Solar Panels |  | 0.345 | 8 | 263 | 33 |  | Fixed | Roof
NJSRRE1543820135 | Solar Registration Program | Plainfield | 7060 | 10 | 12.42 | Residential | No | Behind the Meter |  |  | None | Sunrun Installation Services, Inc. | PSE&G | PTO Waiver Request - Incomplete | 2019-12-26 | 2019-12-31 | 2020-12-31 | LG Electronics | LG345N1C-V5 | Solar Panels |  | 0.345 | 12 | 352 | 34 |  | Fixed | Roof
NJSRRE1543820135 | Solar Registration Program | Plainfield | 7060 | 10 | 12.42 | Residential | No | Behind the Meter |  |  | None | Sunrun Installation Services, Inc. | PSE&G | PTO Waiver Request - Incomplete | 2019-12-26 | 2019-12-31 | 2020-12-31 | LG Electronics | LG345N1C-V5 | Solar Panels |  | 0.345 | 8 | 82 | 18 |  | Fixed | Roof
NJSRRE1543820135 | Solar Registration Program | Plainfield | 7060 | 10 | 12.42 | Residential | No | Behind the Meter |  |  | None | Sunrun Installation Services, Inc. | PSE&G | PTO Waiver Request - Incomplete | 2019-12-26 | 2019-12-31 | 2020-12-31 | LG Electronics | LG345N1C-V5 | Solar Panels |  | 0.345 | 4 | 173 | 33 |  | Fixed | Roof
NJSRRE1543820135 | Solar Registration Program | Plainfield | 7060 | 10 | 12.42 | Residential | No | Behind the Meter |  |  | None | Sunrun Installation Services, Inc. | PSE&G | PTO Waiver Request - Incomplete | 2019-12-26 | 2019-12-31 | 2020-12-31 | LG Electronics | LG345N1C-V5 | Solar Panels |  | 0.345 | 3 | 172 | 23 |  | Fixed | Roof
NJSRRE1543820135 | Solar Registration Program | Plainfield | 7060 | 10 | 12.42 | Residential | No | Behind the Meter |  |  | None | Sunrun Installation Services, Inc. | PSE&G | PTO Waiver Request - Incomplete | 2019-12-26 | 2019-12-31 | 2020-12-31 | LG Electronics | LG345N1C-V5 | Solar Panels |  | 0.345 | 1 | 82 | 34 |  | Fixed | Roof
NJSRRE1543827257 | Solar Registration Program | Trenton | 8611 | 12 | 4.41 | Residential | Yes | Behind the Meter |  |  | None | Pro Custom Solar dba Momentum Solar | PSE&G | PTO Waiver Request - Incomplete | 2019-12-30 | 2020-01-03 | 2021-01-03 | HANWHA | Q.Peak DUO BLK-G5 315 | Solar Panels |  | 0.315 | 6 | 240 | 24 |  | Fixed | Roof
NJSRRE1543827257 | Solar Registration Program | Trenton | 8611 | 12 | 4.41 | Residential | Yes | Behind the Meter |  |  | None | Pro Custom Solar dba Momentum Solar | PSE&G | PTO Waiver Request - Incomplete | 2019-12-30 | 2020-01-03 | 2021-01-03 | HANWHA | Q.Peak DUO BLK-G5 315 | Solar Panels |  | 0.315 | 8 | 60 | 24 |  | Fixed | Roof
NJSRRE1543836248 | Solar Registration Program | Springfield | 7081 | 10 | 12.6 | Residential | Yes | Behind the Meter |  |  | None | Vision Solar LLC | JCP&L | PTO Waiver Request - Incomplete | 2019-12-31 | 2020-01-06 | 2021-01-06 | Hanwa qcells | Q.peak duo-g5 315 | Solar Panels |  | 0.315 | 40 | 219 | 18 |  | Fixed | Roof
NJSRRE1543847984 | Solar Registration Program | New Brunswick | 8901 | 11 | 11.66 | Residential | Yes | Behind the Meter |  |  | None | Pro Custom Solar dba Momentum Solar | PSE&G | PTO Waiver Granted | 2019-12-31 | 2020-01-06 | 2021-01-06 | HANWHA | Q.Peak DUO BLK-G5 315 | Solar Panels |  | 0.315 | 37 | 128 | 38 |  | Fixed | Roof
NJSRRE1543848076 | Solar Registration Program | bradley beach | 7720 | 17 | 4.73 | Residential | Yes | Behind the Meter |  |  | None | Vision Solar LLC | JCP&L | PTO Waiver Request - Incomplete | 2019-12-31 | 2020-01-06 | 2021-01-06 | hanwa qcells | q.peak duo-g5 315 | Solar Panels |  | 0.315 | 5 | 280 | 30 |  | Fixed | Roof
NJSRRE1543848076 | Solar Registration Program | bradley beach | 7720 | 17 | 4.73 | Residential | Yes | Behind the Meter |  |  | None | Vision Solar LLC | JCP&L | PTO Waiver Request - Incomplete | 2019-12-31 | 2020-01-06 | 2021-01-06 | Hanwa qcells | q.peak duo-g5 315 | Solar Panels |  | 0.315 | 2 | 190 | 32 |  | Fixed | Roof
NJSRRE1543848076 | Solar Registration Program | bradley beach | 7720 | 17 | 4.73 | Residential | Yes | Behind the Meter |  |  | None | Vision Solar LLC | JCP&L | PTO Waiver Request - Incomplete | 2019-12-31 | 2020-01-06 | 2021-01-06 | hanwa qcells | q.peak duo-g5 315 | Solar Panels |  | 0.315 | 4 | 100 | 30 |  | Fixed | Roof
NJSRRE1543848076 | Solar Registration Program | bradley beach | 7720 | 17 | 4.73 | Residential | Yes | Behind the Meter |  |  | None | Vision Solar LLC | JCP&L | PTO Waiver Request - Incomplete | 2019-12-31 | 2020-01-06 | 2021-01-06 | hanwa qcells | q.peak duo-g5 315 | Solar Panels |  | 0.315 | 4 | 100 | 30 |  | Fixed | Roof
NJSRRE1543848752 | Solar Registration Program | West Orange | 7052 | 9 | 4.8 | Residential | Yes | Behind the Meter |  |  | None | Sunrun Installation Services, Inc. | PSE&G | PTO Waiver Request - Incomplete | 2019-12-31 | 2020-01-06 | 2021-01-06 | Hanwha Q-Cells | Q.PEAK DUO-G7 320 | Solar Panels |  | 0.32 | 7 | 22 | 10 |  | Fixed | Roof
NJSRRE1543848752 | Solar Registration Program | West Orange | 7052 | 9 | 4.8 | Residential | Yes | Behind the Meter |  |  | None | Sunrun Installation Services, Inc. | PSE&G | PTO Waiver Request - Incomplete | 2019-12-31 | 2020-01-06 | 2021-01-06 | Hanwha Q-Cells | Q.PEAK DUO-G7 320 | Solar Panels |  | 0.32 | 8 | 202 | 18 |  | Fixed | Roof
NJSRRE1543853023 | Solar Registration Program | CRANFORD | 7016 | 10 | 5.04 | Residential | Yes | Behind the Meter |  |  | None | Vivint Solar Developer, LLC | PSE&G | PTO Waiver Request - Incomplete | 2020-01-02 | 2020-01-06 | 2021-01-06 | Hanwha Solar | Q.PEAK BLK-G5 315 | Solar Panels |  | 0.315 | 9 | 75 | 34 |  | Fixed | Roof
NJSRRE1543853023 | Solar Registration Program | CRANFORD | 7016 | 10 | 5.04 | Residential | Yes | Behind the Meter |  |  | None | Vivint Solar Developer, LLC | PSE&G | PTO Waiver Request - Incomplete | 2020-01-02 | 2020-01-06 | 2021-01-06 | Hanwha Solar | Q.PEAK BLK-G5 315 | Solar Panels |  | 0.315 | 7 | 165 | 35 |  | Fixed | Roof
NJSRRE1543880201 | Solar Registration Program | Stillwater | 7875 | 1 | 4.48 | Residential | Yes | Behind the Meter |  |  | None | Sunrun Installation Services, Inc. | JCP&L | PTO Waiver Request - Incomplete | 2020-01-02 | 2020-01-07 | 2021-01-07 | Hanwha Q-Cells | Q.PEAK DUO-G7 320 | Solar Panels |  | 0.32 | 14 | 180 | 18 |  | Fixed | Roof
NJSRRE1543880369 | Solar Registration Program | Paterson | 7514 | 6 | 5.76 | Residential | Yes | Behind the Meter |  |  | None | Sunrun Installation Services, Inc. | PSE&G | PTO Waiver Request - Incomplete | 2020-01-02 | 2020-01-07 | 2021-01-07 | Hanwha Q-Cells | Q.PEAK DUO-G7 320 | Solar Panels |  | 0.32 | 12 | 284 | 34 |  | Fixed | Roof
NJSRRE1543880369 | Solar Registration Program | Paterson | 7514 | 6 | 5.76 | Residential | Yes | Behind the Meter |  |  | None | Sunrun Installation Services, Inc. | PSE&G | PTO Waiver Request - Incomplete | 2020-01-02 | 2020-01-07 | 2021-01-07 | Hanwha Q-Cells | Q.PEAK DUO-G7 320 | Solar Panels |  | 0.32 | 6 | 104 | 34 |  | Fixed | Roof
NJSRRE1543918536 | Solar Registration Program | Edison Twp | 8820 | 11 | 13.41 | Residential | No | Behind the Meter |  |  | None | SunnyMac LLC | PSE&G | PTO Waiver Granted | 2020-01-03 | 2020-01-07 | 2021-01-07 | SunPower | SPR-E20-327 | Solar Panels |  | 0.327 | 28 | 175 | 30 |  | Fixed | Roof
NJSRRE1543918536 | Solar Registration Program | Edison Twp | 8820 | 11 | 13.41 | Residential | No | Behind the Meter |  |  | None | SunnyMac LLC | PSE&G | PTO Waiver Granted | 2020-01-03 | 2020-01-07 | 2021-01-07 | SunPower | SPR-E20-327 | Solar Panels |  | 0.327 | 2 | 265 | 30 |  | Fixed | Roof
NJSRRE1543918536 | Solar Registration Program | Edison Twp | 8820 | 11 | 13.41 | Residential | No | Behind the Meter |  |  | None | SunnyMac LLC | PSE&G | PTO Waiver Granted | 2020-01-03 | 2020-01-07 | 2021-01-07 | SunPower | SPR-E20-327 | Solar Panels |  | 0.327 | 11 | 265 | 30 |  | Fixed | Roof
NJSRRE1544026019 | Solar Registration Program | saddlebrook | 7663 | 7 | 11.97 | Residential | Yes | Behind the Meter |  |  | None | Vision Solar LLC | PSE&G | PTO Waiver Request - Incomplete | 2020-01-06 | 2020-01-09 | 2021-01-09 | hanwa qcells | qpeak duo-g5 315 | Solar Panels |  | 0.315 | 19 | 161 | 23 |  | Fixed | Roof
NJSRRE1544026019 | Solar Registration Program | saddlebrook | 7663 | 7 | 11.97 | Residential | Yes | Behind the Meter |  |  | None | Vision Solar LLC | PSE&G | PTO Waiver Request - Incomplete | 2020-01-06 | 2020-01-09 | 2021-01-09 | hanwa qcells | qpeak duo-g5 315 | Solar Panels |  | 0.315 | 19 | 341 | 23 |  | Fixed | Roof
NJSRRE1543836248 | Solar Registration Program | Springfield | 7081 | 10 | 12.6 | Residential | Yes | Behind the Meter |  |  | None | Vision Solar LLC | JCP&L | PTO Waiver Request - Incomplete | 2019-12-31 | 2020-01-06 | 2021-01-06 | Enphase | iq7-60-2-us | Inverters | 0.25 |  | 40 |  |  | 0.96 |  | Other | behind panels
NJSRRE1543847984 | Solar Registration Program | New Brunswick | 8901 | 11 | 11.66 | Residential | Yes | Behind the Meter |  |  | None | Pro Custom Solar dba Momentum Solar | PSE&G | PTO Waiver Granted | 2019-12-31 | 2020-01-06 | 2021-01-06 | ENPHASE ENERGY | IQ6-60-2-US | Inverters | 240 |  | 37 |  |  | 0.97 |  | Outdoor | ROOF
NJSRRE1543848076 | Solar Registration Program | bradley beach | 7720 | 17 | 4.73 | Residential | Yes | Behind the Meter |  |  | None | Vision Solar LLC | JCP&L | PTO Waiver Request - Incomplete | 2019-12-31 | 2020-01-06 | 2021-01-06 | Enphase | iq7-60-2-us | Inverters | 0.25 |  | 15 |  |  | 0.96 |  | Other | behind panels
NJSRRE1543848752 | Solar Registration Program | West Orange | 7052 | 9 | 4.8 | Residential | Yes | Behind the Meter |  |  | None | Sunrun Installation Services, Inc. | PSE&G | PTO Waiver Request - Incomplete | 2019-12-31 | 2020-01-06 | 2021-01-06 | Delta Electronics | M4-TL-US | Inverters | 3840 |  | 1 |  |  | 0.96 |  | Outdoor | Next To Meter
NJSRRE1543853023 | Solar Registration Program | CRANFORD | 7016 | 10 | 5.04 | Residential | Yes | Behind the Meter |  |  | None | Vivint Solar Developer, LLC | PSE&G | PTO Waiver Request - Incomplete | 2020-01-02 | 2020-01-06 | 2021-01-06 | SolarEdge Technologies | SE3800H-US | Inverters | 3800 |  | 1 |  |  | 0.992 |  | Outdoor | Near the utility meter
NJSRRE1543880201 | Solar Registration Program | Stillwater | 7875 | 1 | 4.48 | Residential | Yes | Behind the Meter |  |  | None | Sunrun Installation Services, Inc. | JCP&L | PTO Waiver Request - Incomplete | 2020-01-02 | 2020-01-07 | 2021-01-07 | Solaredge | SE3800A-USS2RGM | Inverters | 3800 |  | 1 |  |  | 0.96 |  | Outdoor | Next To Meter
NJSRRE1543880369 | Solar Registration Program | Paterson | 7514 | 6 | 5.76 | Residential | Yes | Behind the Meter |  |  | None | Sunrun Installation Services, Inc. | PSE&G | PTO Waiver Request - Incomplete | 2020-01-02 | 2020-01-07 | 2021-01-07 | Delta Electronics | M5-TL-US | Inverters | 4800 |  | 1 |  |  | 0.96 |  | Outdoor | Next To Meter
NJSRRE1543918536 | Solar Registration Program | Edison Twp | 8820 | 11 | 13.41 | Residential | No | Behind the Meter |  |  | None | SunnyMac LLC | PSE&G | PTO Waiver Granted | 2020-01-03 | 2020-01-07 | 2021-01-07 | Enphase | IQ7XS-96-ACM-US | Inverters | 0.315 |  | 41 |  |  | 0.99 |  | Outdoor | roof
NJSRRE1544026019 | Solar Registration Program | saddlebrook | 7663 | 7 | 11.97 | Residential | Yes | Behind the Meter |  |  | None | Vision Solar LLC | PSE&G | PTO Waiver Request - Incomplete | 2020-01-06 | 2020-01-09 | 2021-01-09 | Enphase | iq7-60-2-us | Inverters | 0.25 |  | 38 |  |  | 0.96 |  | Other | behind panels
NJSRRE1544095380 | Solar Registration Program | Jersey City | 7304 | 8 | 4.55 | Residential | Yes | Behind the Meter |  |  | None | Pro Custom Solar dba Momentum Solar | PSE&G | PTO Waiver Request - Incomplete | 2020-01-06 | 2020-01-09 | 2021-01-09 | Enphase Energy | IQ7Plus-72-2-US | Inverters | 290 |  | 13 |  |  | 0.97 |  | Outdoor | Roof
NJSRRE1544103125 | Solar Registration Program | Jersey City | 7304 | 8 | 5.6 | Residential | Yes | Behind the Meter |  |  | None | Pro Custom Solar dba Momentum Solar | PSE&G | PTO Waiver Request - Incomplete | 2020-01-07 | 2020-01-09 | 2021-01-09 | Enphase Energy | IQ7Plus-72-2-US | Inverters | 290 |  | 16 |  |  | 0.97 |  | Outdoor | Roof
NJSRRE1544106295 | Solar Registration Program | Wildwood Crest | 8260 | 21 | 8.78 | Residential | No | Behind the Meter |  |  | None | Sunny Corp | AC Electric | PTO Waiver Request - Incomplete | 2020-01-07 | 2020-01-09 | 2021-01-09 | enphase | iq7x | Inverters | 1.37 |  | 27 |  |  | 0.1 |  | Outdoor | on roof
NJSRRE1544118138 | Solar Registration Program | Paterson | 7502 | 6 | 6.56 | Residential | Yes | Behind the Meter |  |  | None | Sunrun Installation Services, Inc. | PSE&G | PTO Waiver Request - Incomplete | 2020-01-07 | 2020-01-10 | 2021-01-10 | Delta Electronics | M6-TL-US | Inverters | 5760 |  | 1 |  |  | 0.96 |  | Outdoor | Next To Meter
NJSRRE1544095380 | Solar Registration Program | Jersey City | 7304 | 8 | 4.55 | Residential | Yes | Behind the Meter |  |  | None | Pro Custom Solar dba Momentum Solar | PSE&G | PTO Waiver Request - Incomplete | 2020-01-06 | 2020-01-09 | 2021-01-09 | LG ELECTRONICS | LG 350N1C-V5 | Solar Panels |  | 0.35 | 8 | 215 | 23 |  | Fixed | Roof
NJSRRE1544095380 | Solar Registration Program | Jersey City | 7304 | 8 | 4.55 | Residential | Yes | Behind the Meter |  |  | None | Pro Custom Solar dba Momentum Solar | PSE&G | PTO Waiver Request - Incomplete | 2020-01-06 | 2020-01-09 | 2021-01-09 | LG ELECTRONICS | LG 350N1C-V5 | Solar Panels |  | 0.35 | 5 | 35 | 23 |  | Fixed | Roof
NJSRRE1544103125 | Solar Registration Program | Jersey City | 7304 | 8 | 5.6 | Residential | Yes | Behind the Meter |  |  | None | Pro Custom Solar dba Momentum Solar | PSE&G | PTO Waiver Request - Incomplete | 2020-01-07 | 2020-01-09 | 2021-01-09 | LG ELECTRONICS | LG 350N1C-V5 | Solar Panels |  | 0.35 | 6 | 215 | 23 |  | Fixed | Roof
NJSRRE1544103125 | Solar Registration Program | Jersey City | 7304 | 8 | 5.6 | Residential | Yes | Behind the Meter |  |  | None | Pro Custom Solar dba Momentum Solar | PSE&G | PTO Waiver Request - Incomplete | 2020-01-07 | 2020-01-09 | 2021-01-09 | LG ELECTRONICS | LG 350N1C-V5 | Solar Panels |  | 0.35 | 5 | 125 | 23 |  | Fixed | Roof
NJSRRE1544103125 | Solar Registration Program | Jersey City | 7304 | 8 | 5.6 | Residential | Yes | Behind the Meter |  |  | None | Pro Custom Solar dba Momentum Solar | PSE&G | PTO Waiver Request - Incomplete | 2020-01-07 | 2020-01-09 | 2021-01-09 | LG ELECTRONICS | LG 350N1C-V5 | Solar Panels |  | 0.35 | 5 | 35 | 23 |  | Fixed | Roof
NJSRRE1544106295 | Solar Registration Program | Wildwood Crest | 8260 | 21 | 8.78 | Residential | No | Behind the Meter |  |  | None | Sunny Corp | AC Electric | PTO Waiver Request - Incomplete | 2020-01-07 | 2020-01-09 | 2021-01-09 | panasonic | vbhn325ka03 | Solar Panels |  | 0.325 | 11 | 227 | 31 |  | Fixed | Roof
NJSRRE1544106295 | Solar Registration Program | Wildwood Crest | 8260 | 21 | 8.78 | Residential | No | Behind the Meter |  |  | None | Sunny Corp | AC Electric | PTO Waiver Request - Incomplete | 2020-01-07 | 2020-01-09 | 2021-01-09 | panasonic | vbhn325ka03 | Solar Panels |  | 0.325 | 2 | 47 | 24 |  | Fixed | Roof
NJSRRE1544106295 | Solar Registration Program | Wildwood Crest | 8260 | 21 | 8.78 | Residential | No | Behind the Meter |  |  | None | Sunny Corp | AC Electric | PTO Waiver Request - Incomplete | 2020-01-07 | 2020-01-09 | 2021-01-09 | panasonic | vbhn325ka03 | Solar Panels |  | 0.325 | 6 | 137 | 23 |  | Fixed | Roof
NJSRRE1544106295 | Solar Registration Program | Wildwood Crest | 8260 | 21 | 8.78 | Residential | No | Behind the Meter |  |  | None | Sunny Corp | AC Electric | PTO Waiver Request - Incomplete | 2020-01-07 | 2020-01-09 | 2021-01-09 | panasonic | vbhn325ka03 | Solar Panels |  | 0.325 | 8 | 228 | 22 |  | Fixed | Roof
NJSRRE1544118138 | Solar Registration Program | Paterson | 7502 | 6 | 6.56 | Residential | Yes | Behind the Meter |  |  | None | Sunrun Installation Services, Inc. | PSE&G | PTO Waiver Request - Incomplete | 2020-01-07 | 2020-01-10 | 2021-01-10 | LG Electronics | LG345N1C-V5 | Solar Panels |  | 0.345 | 10 | 49 | 45 |  | Fixed | Roof
NJSRRE1544118138 | Solar Registration Program | Paterson | 7502 | 6 | 6.56 | Residential | Yes | Behind the Meter |  |  | None | Sunrun Installation Services, Inc. | PSE&G | PTO Waiver Request - Incomplete | 2020-01-07 | 2020-01-10 | 2021-01-10 | LG Electronics | LG345N1C-V5 | Solar Panels |  | 0.345 | 9 | 229 | 18 |  | Fixed | Roof
NJSRRE1544142526 | Solar Registration Program | Hampton | 8827 | 4 | 19.85 | Residential | Yes | Behind the Meter |  |  | None | Vision Solar LLC | JCP&L | PTO Waiver Request - Incomplete | 2020-01-08 | 2020-01-17 | 2021-01-17 | hanwa qcells | qpeak duo-g5 315 | Solar Panels |  | 0.315 | 13 | 164 | 23 |  | Fixed | Roof
NJSRRE1544142526 | Solar Registration Program | Hampton | 8827 | 4 | 19.85 | Residential | Yes | Behind the Meter |  |  | None | Vision Solar LLC | JCP&L | PTO Waiver Request - Incomplete | 2020-01-08 | 2020-01-17 | 2021-01-17 | hanwa qcells | qpeak duo-g5 315 | Solar Panels |  | 0.315 | 38 | 74 | 34 |  | Fixed | Roof
NJSRRE1544142526 | Solar Registration Program | Hampton | 8827 | 4 | 19.85 | Residential | Yes | Behind the Meter |  |  | None | Vision Solar LLC | JCP&L | PTO Waiver Request - Incomplete | 2020-01-08 | 2020-01-17 | 2021-01-17 | hanwa qcells | qpeak duo-g5 315 | Solar Panels |  | 0.315 | 12 | 254 | 34 |  | Fixed | Roof
NJSRRE1544143558 | Solar Registration Program | Whitehouse Station | 8889 | 4 | 12.48 | Residential | No | Behind the Meter |  |  | None | Sunrun Installation Services, Inc. | JCP&L | PTO Waiver Request - Incomplete | 2020-01-08 | 2020-01-13 | 2021-01-13 | Hanwha Q-Cells | Q.PEAK DUO-G7 320 | Solar Panels |  | 0.32 | 14 | 35 | 27 |  | Fixed | Roof
NJSRRE1544143558 | Solar Registration Program | Whitehouse Station | 8889 | 4 | 12.48 | Residential | No | Behind the Meter |  |  | None | Sunrun Installation Services, Inc. | JCP&L | PTO Waiver Request - Incomplete | 2020-01-08 | 2020-01-13 | 2021-01-13 | Hanwha Q-Cells | Q.PEAK DUO-G7 320 | Solar Panels |  | 0.32 | 1 | 214 | 27 |  | Fixed | Roof
NJSRRE1544143558 | Solar Registration Program | Whitehouse Station | 8889 | 4 | 12.48 | Residential | No | Behind the Meter |  |  | None | Sunrun Installation Services, Inc. | JCP&L | PTO Waiver Request - Incomplete | 2020-01-08 | 2020-01-13 | 2021-01-13 | Hanwha Q-Cells | Q.PEAK DUO-G7 320 | Solar Panels |  | 0.32 | 24 | 214 | 27 |  | Fixed | Roof
NJSRRE1544144193 | Solar Registration Program | Englewood | 7631 | 7 | 3.85 | Residential | Yes | Behind the Meter |  |  | None | Pro Custom Solar dba Momentum Solar | PSE&G | PTO Waiver Granted | 2020-01-08 | 2020-01-13 | 2021-01-13 | LG ELECTRONICS | LG 350N1C-V5 | Solar Panels |  | 0.35 | 5 | 217 | 5 |  | Fixed | Roof
NJSRRE1544144193 | Solar Registration Program | Englewood | 7631 | 7 | 3.85 | Residential | Yes | Behind the Meter |  |  | None | Pro Custom Solar dba Momentum Solar | PSE&G | PTO Waiver Granted | 2020-01-08 | 2020-01-13 | 2021-01-13 | LG ELECTRONICS | LG 350N1C-V5 | Solar Panels |  | 0.35 | 6 | 127 | 33 |  | Fixed | Roof
NJSRRE1544144530 | Solar Registration Program | Mt Holly TWP | 8060 | 13 | 6.93 | Residential | Yes | Behind the Meter |  |  | None | Vision Solar LLC | PSE&G | PTO Waiver Request - Incomplete | 2020-01-08 | 2020-01-13 | 2021-01-13 | hanwa qcells | qpeak duo-g5 315 | Solar Panels |  | 0.315 | 12 | 63 | 34 |  | Fixed | Roof
NJSRRE1544144530 | Solar Registration Program | Mt Holly TWP | 8060 | 13 | 6.93 | Residential | Yes | Behind the Meter |  |  | None | Vision Solar LLC | PSE&G | PTO Waiver Request - Incomplete | 2020-01-08 | 2020-01-13 | 2021-01-13 | hanwa qcells | qpeak duo-g5 315 | Solar Panels |  | 0.315 | 10 | 152 | 10 |  | Fixed | Roof
NJSRRE1544152243 | Solar Registration Program | Rahway | 7065 | 10 | 12.48 | Residential | Yes | Behind the Meter |  |  | None | Sunrun Installation Services, Inc. | PSE&G | PTO Waiver Request - Incomplete | 2020-01-09 | 2020-01-14 | 2021-01-14 | Hanwha Q-Cells | Q.PEAK DUO-G7 320 | Solar Panels |  | 0.32 | 9 | 87 | 45 |  | Fixed | Roof
NJSRRE1544152243 | Solar Registration Program | Rahway | 7065 | 10 | 12.48 | Residential | Yes | Behind the Meter |  |  | None | Sunrun Installation Services, Inc. | PSE&G | PTO Waiver Request - Incomplete | 2020-01-09 | 2020-01-14 | 2021-01-14 | Hanwha Q-Cells | Q.PEAK DUO-G7 320 | Solar Panels |  | 0.32 | 8 | 87 | 45 |  | Fixed | Roof
NJSRRE1544152243 | Solar Registration Program | Rahway | 7065 | 10 | 12.48 | Residential | Yes | Behind the Meter |  |  | None | Sunrun Installation Services, Inc. | PSE&G | PTO Waiver Request - Incomplete | 2020-01-09 | 2020-01-14 | 2021-01-14 | Hanwha Q-Cells | Q.PEAK DUO-G7 320 | Solar Panels |  | 0.32 | 10 | 267 | 45 |  | Fixed | Roof
NJSRRE1544152243 | Solar Registration Program | Rahway | 7065 | 10 | 12.48 | Residential | Yes | Behind the Meter |  |  | None | Sunrun Installation Services, Inc. | PSE&G | PTO Waiver Request - Incomplete | 2020-01-09 | 2020-01-14 | 2021-01-14 | Hanwha Q-Cells | Q.PEAK DUO-G7 320 | Solar Panels |  | 0.32 | 12 | 267 | 45 |  | Fixed | Roof
NJSRRE1544152532 | Solar Registration Program | EAST BRUNSWICK TWP | 8816 | 11 | 7.56 | Residential | No | Behind the Meter |  |  | None | Tesla Energy Operations Inc | PSE&G | PTO Waiver Granted | 2020-01-09 | 2020-01-14 | 2021-01-14 | Hanwha Q-Cells | Q.Peak DUO BLK-G5/SC315 | Solar Panels |  | 0.315 | 3 | 142 | 40 |  | Fixed | Roof
NJSRRE1544142526 | Solar Registration Program | Hampton | 8827 | 4 | 19.85 | Residential | Yes | Behind the Meter |  |  | None | Vision Solar LLC | JCP&L | PTO Waiver Request - Incomplete | 2020-01-08 | 2020-01-17 | 2021-01-17 | enphase | iq7-60-2-us | Inverters | 0.25 |  | 63 |  |  | 0.96 |  | Other | behind panels
NJSRRE1544143558 | Solar Registration Program | Whitehouse Station | 8889 | 4 | 12.48 | Residential | No | Behind the Meter |  |  | None | Sunrun Installation Services, Inc. | JCP&L | PTO Waiver Request - Incomplete | 2020-01-08 | 2020-01-13 | 2021-01-13 | SolarEdge Technologies | SE6000H-USRGM | Inverters | 6000 |  | 1 |  |  | 0.96 |  | Outdoor | Next To Meter
NJSRRE1544143558 | Solar Registration Program | Whitehouse Station | 8889 | 4 | 12.48 | Residential | No | Behind the Meter |  |  | None | Sunrun Installation Services, Inc. | JCP&L | PTO Waiver Request - Incomplete | 2020-01-08 | 2020-01-13 | 2021-01-13 | SolarEdge Technologies | SE7600A-USS2RGM | Inverters | 7600 |  | 1 |  |  | 0.96 |  | Outdoor | Next To Meter
NJSRRE1544144193 | Solar Registration Program | Englewood | 7631 | 7 | 3.85 | Residential | Yes | Behind the Meter |  |  | None | Pro Custom Solar dba Momentum Solar | PSE&G | PTO Waiver Granted | 2020-01-08 | 2020-01-13 | 2021-01-13 | ENPHASE ENERGY | IQ7PLUS-72-2-US | Inverters | 295 |  | 11 |  |  | 0.97 |  | Outdoor | ROOF
NJSRRE1544144530 | Solar Registration Program | Mt Holly TWP | 8060 | 13 | 6.93 | Residential | Yes | Behind the Meter |  |  | None | Vision Solar LLC | PSE&G | PTO Waiver Request - Incomplete | 2020-01-08 | 2020-01-13 | 2021-01-13 | enphase | iq7-60-2-us | Inverters | 0.25 |  | 22 |  |  | 0.96 |  | Other | behind panels
NJSRRE1544152243 | Solar Registration Program | Rahway | 7065 | 10 | 12.48 | Residential | Yes | Behind the Meter |  |  | None | Sunrun Installation Services, Inc. | PSE&G | PTO Waiver Request - Incomplete | 2020-01-09 | 2020-01-14 | 2021-01-14 | Delta Electronics | M6-TL-US | Inverters | 5760 |  | 1 |  |  | 0.96 |  | Outdoor | Next To Meter
NJSRRE1544152243 | Solar Registration Program | Rahway | 7065 | 10 | 12.48 | Residential | Yes | Behind the Meter |  |  | None | Sunrun Installation Services, Inc. | PSE&G | PTO Waiver Request - Incomplete | 2020-01-09 | 2020-01-14 | 2021-01-14 | Delta Electronics | M5-TL-US | Inverters | 4800 |  | 1 |  |  | 0.96 |  | Outdoor | Next To Meter
NJSRRE1544152532 | Solar Registration Program | EAST BRUNSWICK TWP | 8816 | 11 | 7.56 | Residential | No | Behind the Meter |  |  | None | Tesla Energy Operations Inc | PSE&G | PTO Waiver Granted | 2020-01-09 | 2020-01-14 | 2021-01-14 | SOLAREDGE | SE7600H-US000SNC2 | Inverters | 7600 |  | 1 |  |  | 0.99 |  | Indoor | Indoor
NJSRRE1544152567 | Solar Registration Program | IRVINGTON | 7111 | 9 | 10.4 | Residential | Yes | Behind the Meter |  |  | None | Vivint Solar Developer, LLC | PSE&G | PTO Waiver Request - Incomplete | 2020-01-09 | 2020-01-14 | 2021-01-14 | SOLAREDGE | SE7600H-US | Inverters | 7600 |  | 1 |  |  | 0.992 |  | Outdoor | Near the Utility Meter
NJSRRE1544152868 | Solar Registration Program | Bergenfield Boro | 7621 | 7 | 15.04 | Residential | No | Behind the Meter |  |  | None | SunnyMac LLC | PSE&G | PTO Waiver Granted | 2020-01-09 | 2020-01-14 | 2021-01-14 | Enphase | IQ7XS-96-ACM-US | Inverters | 0.315 |  | 46 |  |  | 0.99 |  | Outdoor | roof
NJSRRE1544156447 | Solar Registration Program | ENGLEWOOD | 7631 | 7 | 6.3 | Residential | Yes | Behind the Meter |  |  | None | Vivint Solar Developer, LLC | PSE&G | PTO Waiver Request - Incomplete | 2020-01-10 | 2020-01-15 | 2021-01-15 | SolarEdge | SE7600H-US | Inverters | 7600 |  | 1 |  |  | 0.992 |  | Outdoor | Near the utility meter
NJSRRE1544156666 | Solar Registration Program | Ocean | 7712 | 17 | 21.74 | Residential | Yes | Behind the Meter |  |  | None | Vision Solar LLC | JCP&L | PTO Waiver Request - Incomplete | 2020-01-10 | 2020-01-15 | 2021-01-15 | enphase | iq7-60-2-us | Inverters | 0.25 |  | 69 |  |  | 0.96 |  | Other | behind panels
NJSRRE1544157537 | Solar Registration Program | WILDWOOD CREST | 8260 | 21 | 6.62 | Residential | Yes | Behind the Meter |  |  | None | Vivint Solar Developer, LLC | AC Electric | PTO Waiver Request - Incomplete | 2020-01-13 | 2020-01-15 | 2021-01-15 | SolarEdge | SE7600H-US | Inverters | 7600 |  | 1 |  |  | 0.992 |  | Outdoor | Near the utility meter
NJSRRE1544152532 | Solar Registration Program | EAST BRUNSWICK TWP | 8816 | 11 | 7.56 | Residential | No | Behind the Meter |  |  | None | Tesla Energy Operations Inc | PSE&G | PTO Waiver Granted | 2020-01-09 | 2020-01-14 | 2021-01-14 | Hanwha Q-Cells | Q.Peak DUO BLK-G5/SC315 | Solar Panels |  | 0.315 | 18 | 232 | 40 |  | Fixed | Roof
NJSRRE1544152532 | Solar Registration Program | EAST BRUNSWICK TWP | 8816 | 11 | 7.56 | Residential | No | Behind the Meter |  |  | None | Tesla Energy Operations Inc | PSE&G | PTO Waiver Granted | 2020-01-09 | 2020-01-14 | 2021-01-14 | Hanwha Q-Cells | Q.Peak DUO BLK-G5/SC315 | Solar Panels |  | 0.315 | 3 | 142 | 40 |  | Fixed | Roof
NJSRRE1544152868 | Solar Registration Program | Bergenfield Boro | 7621 | 7 | 15.04 | Residential | No | Behind the Meter |  |  | None | SunnyMac LLC | PSE&G | PTO Waiver Granted | 2020-01-09 | 2020-01-14 | 2021-01-14 | SunPower, | SPR-E20-327 | Solar Panels |  | 0.327 | 16 | 177 | 23 |  | Fixed | Roof
NJSRRE1544152868 | Solar Registration Program | Bergenfield Boro | 7621 | 7 | 15.04 | Residential | No | Behind the Meter |  |  | None | SunnyMac LLC | PSE&G | PTO Waiver Granted | 2020-01-09 | 2020-01-14 | 2021-01-14 | SunPower, | SPR-E20-327 | Solar Panels |  | 0.327 | 30 | 357 | 27 |  | Fixed | Roof
NJSRRE1544152567 | Solar Registration Program | IRVINGTON | 7111 | 9 | 10.4 | Residential | Yes | Behind the Meter |  |  | None | Vivint Solar Developer, LLC | PSE&G | PTO Waiver Request - Incomplete | 2020-01-09 | 2020-01-14 | 2021-01-14 | HANWHA SOLAR | Q.PEAK BLK-G5 315 | Solar Panels |  | 0.315 | 9 | 296 | 23 |  | Fixed | Roof
NJSRRE1544152567 | Solar Registration Program | IRVINGTON | 7111 | 9 | 10.4 | Residential | Yes | Behind the Meter |  |  | None | Vivint Solar Developer, LLC | PSE&G | PTO Waiver Request - Incomplete | 2020-01-09 | 2020-01-14 | 2021-01-14 | HANWHA SOLAR | Q.PEAK BLK-G5 315 | Solar Panels |  | 0.315 | 3 | 206 | 23 |  | Fixed | Roof
NJSRRE1544152567 | Solar Registration Program | IRVINGTON | 7111 | 9 | 10.4 | Residential | Yes | Behind the Meter |  |  | None | Vivint Solar Developer, LLC | PSE&G | PTO Waiver Request - Incomplete | 2020-01-09 | 2020-01-14 | 2021-01-14 | HANWHA SOLAR | Q.PEAK BLK-G5 315 | Solar Panels |  | 0.315 | 21 | 116 | 23 |  | Fixed | Roof
NJSRRE1544156447 | Solar Registration Program | ENGLEWOOD | 7631 | 7 | 6.3 | Residential | Yes | Behind the Meter |  |  | None | Vivint Solar Developer, LLC | PSE&G | PTO Waiver Request - Incomplete | 2020-01-10 | 2020-01-15 | 2021-01-15 | Hanwha Solar | Q.PEAK BLK-G5 315 | Solar Panels |  | 0.315 | 2 | 83 | 18 |  | Fixed | Roof
NJSRRE1544156447 | Solar Registration Program | ENGLEWOOD | 7631 | 7 | 6.3 | Residential | Yes | Behind the Meter |  |  | None | Vivint Solar Developer, LLC | PSE&G | PTO Waiver Request - Incomplete | 2020-01-10 | 2020-01-15 | 2021-01-15 | Hanwha Solar | Q.PEAK BLK-G5 315 | Solar Panels |  | 0.315 | 18 | 263 | 18 |  | Fixed | Roof
NJSRRE1544156666 | Solar Registration Program | Ocean | 7712 | 17 | 21.74 | Residential | Yes | Behind the Meter |  |  | None | Vision Solar LLC | JCP&L | PTO Waiver Request - Incomplete | 2020-01-10 | 2020-01-15 | 2021-01-15 | hanwa qcells | qpeak duo-g5 315 | Solar Panels |  | 0.315 | 7 | 198 | 23 |  | Fixed | Roof
NJSRRE1544156666 | Solar Registration Program | Ocean | 7712 | 17 | 21.74 | Residential | Yes | Behind the Meter |  |  | None | Vision Solar LLC | JCP&L | PTO Waiver Request - Incomplete | 2020-01-10 | 2020-01-15 | 2021-01-15 | hanwa qcells | qpeak duo-g5 315 | Solar Panels |  | 0.315 | 29 | 288 | 23 |  | Fixed | Roof
NJSRRE1544156666 | Solar Registration Program | Ocean | 7712 | 17 | 21.74 | Residential | Yes | Behind the Meter |  |  | None | Vision Solar LLC | JCP&L | PTO Waiver Request - Incomplete | 2020-01-10 | 2020-01-15 | 2021-01-15 | hanwa qcells | qpeak duo-g5 315 | Solar Panels |  | 0.315 | 33 | 108 | 23 |  | Fixed | Roof
NJSRRE1544157537 | Solar Registration Program | WILDWOOD CREST | 8260 | 21 | 6.62 | Residential | Yes | Behind the Meter |  |  | None | Vivint Solar Developer, LLC | AC Electric | PTO Waiver Request - Incomplete | 2020-01-13 | 2020-01-15 | 2021-01-15 | Hanwha Solar | Q.PEAK BLK-G5 315 | Solar Panels |  | 0.315 | 15 | 137 | 28 |  | Fixed | Roof
NJSRRE1544157537 | Solar Registration Program | WILDWOOD CREST | 8260 | 21 | 6.62 | Residential | Yes | Behind the Meter |  |  | None | Vivint Solar Developer, LLC | AC Electric | PTO Waiver Request - Incomplete | 2020-01-13 | 2020-01-15 | 2021-01-15 | Hanwha Solar | Q.PEAK BLK-G5 315 | Solar Panels |  | 0.315 | 6 | 317 | 28 |  | Fixed | Roof
NJSRRE1544161763 | Solar Registration Program | Milford | 8848 | 4 | 10.98 | Residential | No | Behind the Meter |  |  | None | Ecological Systems LLC | JCP&L | PTO Waiver Request - Incomplete | 2020-01-13 | 2020-01-16 | 2021-01-16 | Q-Cell | Q-Cell 305W | Solar Panels |  | 0.305 | 36 | 180 | 20 |  | Fixed | Ground
NJSRRE1544162377 | Solar Registration Program | IRVINGTON | 7111 | 9 | 2.84 | Residential | Yes | Behind the Meter |  |  | None | Vivint Solar Developer, LLC | PSE&G | PTO Waiver Request - Incomplete | 2020-01-15 | 2020-01-17 | 2021-01-17 | HANWHA SOLAR | Q.PEAK BLK-G5 315 | Solar Panels |  | 0.315 | 9 | 296 | 23 |  | Fixed | Roof
NJSRRE1544162430 | Solar Registration Program | bellmawr | 8031 | 14 | 5.04 | Residential | Yes | Behind the Meter |  |  | None | Vision Solar LLC | PSE&G | PTO Waiver Request - Incomplete | 2020-01-13 | 2020-01-16 | 2021-01-16 | hanwa qcells | qpeak duo-g5 315 | Solar Panels |  | 0.315 | 16 | 266 | 27 |  | Fixed | Roof
NJSRRE1544164794 | Solar Registration Program | Manahawkin | 8050 | 18 | 9.77 | Residential | Yes | Behind the Meter |  |  | None | Vivint Solar Developer, LLC | AC Electric | PTO Waiver Request - Incomplete | 2020-01-15 | 2020-01-17 | 2021-01-17 | Hanwha Solar | Q.PEAK BLK-G5 315 | Solar Panels |  | 0.315 | 7 | 190 | 45 |  | Fixed | Roof
NJSRRE1544164794 | Solar Registration Program | Manahawkin | 8050 | 18 | 9.77 | Residential | Yes | Behind the Meter |  |  | None | Vivint Solar Developer, LLC | AC Electric | PTO Waiver Request - Incomplete | 2020-01-15 | 2020-01-17 | 2021-01-17 | Hanwha Solar | Q.PEAK BLK-G5 315 | Solar Panels |  | 0.315 | 18 | 190 | 45 |  | Fixed | Roof
NJSRRE1544164794 | Solar Registration Program | Manahawkin | 8050 | 18 | 9.77 | Residential | Yes | Behind the Meter |  |  | None | Vivint Solar Developer, LLC | AC Electric | PTO Waiver Request - Incomplete | 2020-01-15 | 2020-01-17 | 2021-01-17 | Hanwha Solar | Q.PEAK BLK-G5 315 | Solar Panels |  | 0.315 | 4 | 100 | 32 |  | Fixed | Roof
NJSRRE1544164794 | Solar Registration Program | Manahawkin | 8050 | 18 | 9.77 | Residential | Yes | Behind the Meter |  |  | None | Vivint Solar Developer, LLC | AC Electric | PTO Waiver Request - Incomplete | 2020-01-15 | 2020-01-17 | 2021-01-17 | Hanwha Solar | Q.PEAK BLK-G5 315 | Solar Panels |  | 0.315 | 2 | 280 | 32 |  | Fixed | Roof
NJSRRE1544165093 | Solar Registration Program | Pine Brook | 7058 | 3 | 11.6 | Residential | Yes | Behind the Meter |  |  | None | Sunrun Installation Services, Inc. | JCP&L | PTO Waiver Request - Incomplete | 2020-01-14 | 2020-01-20 | 2021-01-20 | REC Solar | REC290TP2 BLK | Solar Panels |  | 0.29 | 18 | 181 | 27 |  | Fixed | Roof
NJSRRE1544165093 | Solar Registration Program | Pine Brook | 7058 | 3 | 11.6 | Residential | Yes | Behind the Meter |  |  | None | Sunrun Installation Services, Inc. | JCP&L | PTO Waiver Request - Incomplete | 2020-01-14 | 2020-01-20 | 2021-01-20 | REC Solar | REC290TP2 BLK | Solar Panels |  | 0.29 | 22 | 1 | 27 |  | Fixed | Roof
NJSRRE1544165306 | Solar Registration Program | Long Branch | 7740 | 17 | 3.78 | Residential | Yes | Behind the Meter |  |  | None | Vision Solar LLC | JCP&L | PTO Waiver Request - Incomplete | 2020-01-14 | 2020-01-17 | 2021-01-17 | hanwa qells | qpeak duo-g5 315 | Solar Panels |  | 0.315 | 12 | 254 | 10 |  | Fixed | Roof
NJSRRE1544166396 | Solar Registration Program | PATERSON | 7524 | 6 | 10.85 | Residential | Yes | Behind the Meter |  |  | None | Pro Custom Solar dba Momentum Solar | PSE&G | PTO Waiver Request - Incomplete | 2020-01-15 | 2020-01-20 | 2021-01-20 | lg electronics | LG 350N1C-V5 | Solar Panels |  | 0.35 | 31 | 104 | 4 |  | Fixed | Roof
NJSRRE1544172194 | Solar Registration Program | Fair Lawn | 7410 | 7 | 8.06 | Residential | Yes | Behind the Meter |  |  | None | Sunrun Installation Services, Inc. | PSE&G | PTO Waiver Request - Incomplete | 2020-01-15 | 2020-01-20 | 2021-01-20 | REC Solar | REC310TP2M | Solar Panels |  | 0.31 | 15 | 161 | 9 |  | Fixed | Roof
NJSRRE1544161763 | Solar Registration Program | Milford | 8848 | 4 | 10.98 | Residential | No | Behind the Meter |  |  | None | Ecological Systems LLC | JCP&L | PTO Waiver Request - Incomplete | 2020-01-13 | 2020-01-16 | 2021-01-16 | Enphase | IQ-6 | Inverters | 250 |  | 36 |  |  | 0.96 |  | Outside | at solar array
NJSRRE1544162377 | Solar Registration Program | IRVINGTON | 7111 | 9 | 2.84 | Residential | Yes | Behind the Meter |  |  | None | Vivint Solar Developer, LLC | PSE&G | PTO Waiver Request - Incomplete | 2020-01-15 | 2020-01-17 | 2021-01-17 | SOLAREDGE | SE3800H-US | Inverters | 3800 |  | 1 |  |  | 0.992 |  | Outdoor | Near the Utility Meter
NJSRRE1544162430 | Solar Registration Program | bellmawr | 8031 | 14 | 5.04 | Residential | Yes | Behind the Meter |  |  | None | Vision Solar LLC | PSE&G | PTO Waiver Request - Incomplete | 2020-01-13 | 2020-01-16 | 2021-01-16 | enphase | iq7-60-2-us | Inverters | 0.25 |  | 16 |  |  | 0.96 |  | Other | behind panels
NJSRRE1544164794 | Solar Registration Program | Manahawkin | 8050 | 18 | 9.77 | Residential | Yes | Behind the Meter |  |  | None | Vivint Solar Developer, LLC | AC Electric | PTO Waiver Request - Incomplete | 2020-01-15 | 2020-01-17 | 2021-01-17 | Solar Edge | SE7600H-US | Inverters | 7600 |  | 1 |  |  | 0.992 |  | Outdoor | Near the utility meter
NJSRRE1544165093 | Solar Registration Program | Pine Brook | 7058 | 3 | 11.6 | Residential | Yes | Behind the Meter |  |  | None | Sunrun Installation Services, Inc. | JCP&L | PTO Waiver Request - Incomplete | 2020-01-14 | 2020-01-20 | 2021-01-20 | Delta Electronics | M10-TL-US | Inverters | 9600 |  | 1 |  |  | 0.96 |  | Outdoor | Next To Meter
NJSRRE1544165306 | Solar Registration Program | Long Branch | 7740 | 17 | 3.78 | Residential | Yes | Behind the Meter |  |  | None | Vision Solar LLC | JCP&L | PTO Waiver Request - Incomplete | 2020-01-14 | 2020-01-17 | 2021-01-17 | enphase | iq7-60-2-us | Inverters | 0.25 |  | 12 |  |  | 0.96 |  | Other | behind panels
NJSRRE1544166396 | Solar Registration Program | PATERSON | 7524 | 6 | 10.85 | Residential | Yes | Behind the Meter |  |  | None | Pro Custom Solar dba Momentum Solar | PSE&G | PTO Waiver Request - Incomplete | 2020-01-15 | 2020-01-20 | 2021-01-20 | ENPHASE ENERGY | IQ7PLUS-72-2-US | Inverters | 295 |  | 31 |  |  | 0.97 |  | Outdoor | ROOF
NJSRRE1544172194 | Solar Registration Program | Fair Lawn | 7410 | 7 | 8.06 | Residential | Yes | Behind the Meter |  |  | None | Sunrun Installation Services, Inc. | PSE&G | PTO Waiver Request - Incomplete | 2020-01-15 | 2020-01-20 | 2021-01-20 | Delta Electronics | M8-TL-US | Inverters | 7680 |  | 1 |  |  | 0.96 |  | Outdoor | Next To Meter
NJSRRE1544172197 | Solar Registration Program | Union City | 7087 | 8 | 4.16 | Residential | No | Behind the Meter |  |  | None | New Jersey Suntech | PSE&G | PTO Waiver Granted | 2020-01-15 | 2020-02-11 | 2021-02-11 | Solaredge | SE3800-US | Inverters | 3800 |  | 1 |  |  | 0.97 |  | Outdoor | Side of house near meter
NJSRRE1544172215 | Solar Registration Program | Malaga | 8328 | 15 | 9.3 | Residential | No | Behind the Meter |  |  | None | 1st Light Energy Inc | AC Electric | PTO Waiver Request - Incomplete | 2020-01-15 | 2020-01-20 | 2021-01-20 | SMA | SB 7.0-1SP-US-41 (240V) | Inverters | 7000 |  | 1 |  |  | 0.97 |  | Outside | within 10 feet of meter
NJSRRE1544175304 | Solar Registration Program | Palmyra | 8065 | 13 | 8.82 | Residential | Yes | Behind the Meter |  |  | None | Vision Solar LLC | PSE&G | PTO Waiver Request - Incomplete | 2020-01-16 | 2020-01-21 | 2021-01-21 | enphase | iq7-60-2-us | Inverters | 0.25 |  | 28 |  |  | 0.96 |  | Other | behind panels
NJSRRE1544175322 | Solar Registration Program | PATERSON | 7524 | 6 | 1.05 | Residential | Yes | Behind the Meter |  |  | None | Pro Custom Solar dba Momentum Solar | PSE&G | PTO Waiver Granted | 2020-01-16 | 2020-01-21 | 2021-01-21 | ENPHASE ENERGY | IQ7PLUS-72-2-US | Inverters | 295 |  | 3 |  |  | 0.97 |  | Outdoor | ROOF
NJSRRE1544185691 | Solar Registration Program | shamong | 8088 | 13 | 15.75 | Residential | Yes | Behind the Meter |  |  | None | Vision Solar LLC | AC Electric | PTO Waiver Request - Incomplete | 2020-01-16 | 2020-01-21 | 2021-01-21 | Enphase | iq7-60-2-us | Inverters | 0.25 |  | 50 |  |  | 0.96 |  | Other | behind panels
NJSRRE1544172194 | Solar Registration Program | Fair Lawn | 7410 | 7 | 8.06 | Residential | Yes | Behind the Meter |  |  | None | Sunrun Installation Services, Inc. | PSE&G | PTO Waiver Request - Incomplete | 2020-01-15 | 2020-01-20 | 2021-01-20 | REC Solar | REC310TP2M | Solar Panels |  | 0.31 | 11 | 341 | 9 |  | Fixed | Roof
NJSRRE1544172197 | Solar Registration Program | Union City | 7087 | 8 | 4.16 | Residential | No | Behind the Meter |  |  | None | New Jersey Suntech | PSE&G | PTO Waiver Granted | 2020-01-15 | 2020-02-11 | 2021-02-11 | Jinko | JKM320M-60 | Solar Panels |  | 0.32 | 13 | 200 | 2 |  | Fixed | Roof
NJSRRE1544172215 | Solar Registration Program | Malaga | 8328 | 15 | 9.3 | Residential | No | Behind the Meter |  |  | None | 1st Light Energy Inc | AC Electric | PTO Waiver Request - Incomplete | 2020-01-15 | 2020-01-20 | 2021-01-20 | Longi | LR6-60HPB-310M | Solar Panels |  | 0.31 | 30 | 167 | 27 |  | Fixed | Roof
NJSRRE1544175304 | Solar Registration Program | Palmyra | 8065 | 13 | 8.82 | Residential | Yes | Behind the Meter |  |  | None | Vision Solar LLC | PSE&G | PTO Waiver Request - Incomplete | 2020-01-16 | 2020-01-21 | 2021-01-21 | hanwa qcells | qpeak duo g5 315 | Solar Panels |  | 0.315 | 13 | 330 | 41 |  | Fixed | Roof
NJSRRE1544175304 | Solar Registration Program | Palmyra | 8065 | 13 | 8.82 | Residential | Yes | Behind the Meter |  |  | None | Vision Solar LLC | PSE&G | PTO Waiver Request - Incomplete | 2020-01-16 | 2020-01-21 | 2021-01-21 | hanwa qcells | qpeak duo g5 315 | Solar Panels |  | 0.315 | 7 | 150 | 41 |  | Fixed | Roof
NJSRRE1544175304 | Solar Registration Program | Palmyra | 8065 | 13 | 8.82 | Residential | Yes | Behind the Meter |  |  | None | Vision Solar LLC | PSE&G | PTO Waiver Request - Incomplete | 2020-01-16 | 2020-01-21 | 2021-01-21 | hanwa qcells | qpeak duo g5 315 | Solar Panels |  | 0.315 | 2 | 60 | 41 |  | Fixed | Roof
NJSRRE1544175304 | Solar Registration Program | Palmyra | 8065 | 13 | 8.82 | Residential | Yes | Behind the Meter |  |  | None | Vision Solar LLC | PSE&G | PTO Waiver Request - Incomplete | 2020-01-16 | 2020-01-21 | 2021-01-21 | hanwa qcells | qpeak duo g5 315 | Solar Panels |  | 0.315 | 2 | 60 | 35 |  | Fixed | Roof
NJSRRE1544175304 | Solar Registration Program | Palmyra | 8065 | 13 | 8.82 | Residential | Yes | Behind the Meter |  |  | None | Vision Solar LLC | PSE&G | PTO Waiver Request - Incomplete | 2020-01-16 | 2020-01-21 | 2021-01-21 | hanwa qcells | qpeak duo g5 315 | Solar Panels |  | 0.315 | 2 | 240 | 35 |  | Fixed | Roof
NJSRRE1544175304 | Solar Registration Program | Palmyra | 8065 | 13 | 8.82 | Residential | Yes | Behind the Meter |  |  | None | Vision Solar LLC | PSE&G | PTO Waiver Request - Incomplete | 2020-01-16 | 2020-01-21 | 2021-01-21 | hanwa qcells | qpeak duo g5 315 | Solar Panels |  | 0.315 | 2 | 240 | 41 |  | Fixed | Roof
NJSRRE1544175322 | Solar Registration Program | PATERSON | 7524 | 6 | 1.05 | Residential | Yes | Behind the Meter |  |  | None | Pro Custom Solar dba Momentum Solar | PSE&G | PTO Waiver Granted | 2020-01-16 | 2020-01-21 | 2021-01-21 | LG ELECTRONICS | LG 350N1C-V5 | Solar Panels |  | 0.35 | 3 | 104 | 4 |  | Fixed | Roof
NJSRRE1544185691 | Solar Registration Program | shamong | 8088 | 13 | 15.75 | Residential | Yes | Behind the Meter |  |  | None | Vision Solar LLC | AC Electric | PTO Waiver Request - Incomplete | 2020-01-16 | 2020-01-21 | 2021-01-21 | hanwa qcells | qpeak duo-g5 315 | Solar Panels |  | 0.315 | 20 | 176 | 30 |  | Fixed | Roof
NJSRRE1544185691 | Solar Registration Program | shamong | 8088 | 13 | 15.75 | Residential | Yes | Behind the Meter |  |  | None | Vision Solar LLC | AC Electric | PTO Waiver Request - Incomplete | 2020-01-16 | 2020-01-21 | 2021-01-21 | hanwa qcells | qpeak duo-g5 315 | Solar Panels |  | 0.315 | 30 | 176 | 30 |  | Fixed | Roof
NJSRRE1544185753 | Solar Registration Program | Mount Laurel Township | 8054 | 13 | 4.8 | Residential | No | Behind the Meter |  |  | None | Sunrun Installation Services, Inc. | PSE&G | PTO Waiver Request - Incomplete | 2020-01-16 | 2020-01-21 | 2021-01-21 | Hanwha Q-Cells | Q.PEAK DUO-G7 320 | Solar Panels |  | 0.32 | 15 | 122 | 27 |  | Fixed | Roof
NJSRRE1544188604 | Solar Registration Program | Bound Brook | 8805 | 5 | 5.27 | Residential | Yes | Behind the Meter |  |  | None | Sunrun Installation Services, Inc. | PSE&G | PTO Waiver Request - Incomplete | 2020-01-16 | 2020-01-22 | 2021-01-22 | REC Solar | REC310TP2M | Solar Panels |  | 0.31 | 14 | 245 | 27 |  | Fixed | Roof
NJSRRE1544188604 | Solar Registration Program | Bound Brook | 8805 | 5 | 5.27 | Residential | Yes | Behind the Meter |  |  | None | Sunrun Installation Services, Inc. | PSE&G | PTO Waiver Request - Incomplete | 2020-01-16 | 2020-01-22 | 2021-01-22 | REC Solar | REC310TP2M | Solar Panels |  | 0.31 | 3 | 65 | 27 |  | Fixed | Roof
NJSRRE1544199040 | Solar Registration Program | OAKLAND | 7436 | 7 | 8.82 | Residential | Yes | Behind the Meter |  |  | None | Vivint Solar Developer, LLC | Orange Rockland Electric | PTO Waiver Request - Incomplete | 2020-01-20 | 2020-01-23 | 2021-01-23 | HANWHA SOLAR | Q.PEAK BLK-G5 315 | Solar Panels |  | 0.315 | 8 | 117 | 30 |  | Fixed | Roof
NJSRRE1544199040 | Solar Registration Program | OAKLAND | 7436 | 7 | 8.82 | Residential | Yes | Behind the Meter |  |  | None | Vivint Solar Developer, LLC | Orange Rockland Electric | PTO Waiver Request - Incomplete | 2020-01-20 | 2020-01-23 | 2021-01-23 | HANWHA SOLAR | Q.PEAK BLK-G5 315 | Solar Panels |  | 0.315 | 10 | 297 | 30 |  | Fixed | Roof
NJSRRE1544199040 | Solar Registration Program | OAKLAND | 7436 | 7 | 8.82 | Residential | Yes | Behind the Meter |  |  | None | Vivint Solar Developer, LLC | Orange Rockland Electric | PTO Waiver Request - Incomplete | 2020-01-20 | 2020-01-23 | 2021-01-23 | HANWHA SOLAR | Q.PEAK BLK-G5 315 | Solar Panels |  | 0.315 | 10 | 297 | 39 |  | Fixed | Roof
NJSRRE1544199816 | Solar Registration Program | Jersey City | 7305 | 8 | 2.8 | Residential | Yes | Behind the Meter |  |  | None | Pro Custom Solar dba Momentum Solar | PSE&G | PTO Waiver Granted | 2020-01-20 | 2020-01-24 | 2021-01-24 | LG ELECTRONICS | LG 350N1C-V5 | Solar Panels |  | 0.35 | 5 | 147 | 36 |  | Fixed | Roof
NJSRRE1544199816 | Solar Registration Program | Jersey City | 7305 | 8 | 2.8 | Residential | Yes | Behind the Meter |  |  | None | Pro Custom Solar dba Momentum Solar | PSE&G | PTO Waiver Granted | 2020-01-20 | 2020-01-24 | 2021-01-24 | LG ELECTRONICS | LG 350N1C-V5 | Solar Panels |  | 0.35 | 3 | 148 | 39 |  | Fixed | Roof
NJSRRE1544200010 | Solar Registration Program | Pennsauken TWP | 8109 | 14 | 13.64 | Residential | Yes | Behind the Meter |  |  | None | 1st Light Energy Inc | PSE&G | PTO Waiver Granted | 2020-01-20 | 2020-01-24 | 2021-01-24 | Longi | LR6-60HPB-310M | Solar Panels |  | 0.31 | 20 | 235 | 23 |  | Fixed | Roof
NJSRRE1544200010 | Solar Registration Program | Pennsauken TWP | 8109 | 14 | 13.64 | Residential | Yes | Behind the Meter |  |  | None | 1st Light Energy Inc | PSE&G | PTO Waiver Granted | 2020-01-20 | 2020-01-24 | 2021-01-24 | Longi | LR6-60HPB-310M | Solar Panels |  | 0.31 | 24 | 55 | 23 |  | Fixed | Roof
NJSRRE1544201318 | Solar Registration Program | ROSELLE PARK | 7204 | 10 | 7.88 | Residential | Yes | Behind the Meter |  |  | None | Vivint Solar Developer, LLC | PSE&G | PTO Waiver Request - Incomplete | 2020-01-21 | 2020-01-24 | 2021-01-24 | HANWHA SOLAR | Q.PEAK BLK-G5 315 | Solar Panels |  | 0.315 | 13 | 260 | 37 |  | Fixed | Roof
NJSRRE1544201318 | Solar Registration Program | ROSELLE PARK | 7204 | 10 | 7.88 | Residential | Yes | Behind the Meter |  |  | None | Vivint Solar Developer, LLC | PSE&G | PTO Waiver Request - Incomplete | 2020-01-21 | 2020-01-24 | 2021-01-24 | HANWHA SOLAR | Q.PEAK BLK-G5 315 | Solar Panels |  | 0.315 | 12 | 80 | 37 |  | Fixed | Roof
NJSRRE1544201528 | Solar Registration Program | Ledgewood | 7852 | 3 | 7.75 | Residential | Yes | Behind the Meter |  |  | None | Sunrun Installation Services, Inc. | JCP&L | PTO Waiver Request - Incomplete | 2020-01-21 | 2020-01-27 | 2021-01-27 | REC Solar | REC310TP2M | Solar Panels |  | 0.31 | 3 | 38 | 34 |  | Fixed | Roof
NJSRRE1544201528 | Solar Registration Program | Ledgewood | 7852 | 3 | 7.75 | Residential | Yes | Behind the Meter |  |  | None | Sunrun Installation Services, Inc. | JCP&L | PTO Waiver Request - Incomplete | 2020-01-21 | 2020-01-27 | 2021-01-27 | REC Solar | REC310TP2M | Solar Panels |  | 0.31 | 7 | 307 | 34 |  | Fixed | Roof
NJSRRE1544185753 | Solar Registration Program | Mount Laurel Township | 8054 | 13 | 4.8 | Residential | No | Behind the Meter |  |  | None | Sunrun Installation Services, Inc. | PSE&G | PTO Waiver Request - Incomplete | 2020-01-16 | 2020-01-21 | 2021-01-21 | SolarEdge Technologies | SE3800A-USS2RGM | Inverters | 3800 |  | 1 |  |  | 0.96 |  | Outdoor | Next To Meter
NJSRRE1544188604 | Solar Registration Program | Bound Brook | 8805 | 5 | 5.27 | Residential | Yes | Behind the Meter |  |  | None | Sunrun Installation Services, Inc. | PSE&G | PTO Waiver Request - Incomplete | 2020-01-16 | 2020-01-22 | 2021-01-22 | Enphase Energy | IQ7-60-x-US (240V) | Inverters | 240 |  | 17 |  |  | 0.96 |  | Outdoor | Rooftop
NJSRRE1544199040 | Solar Registration Program | OAKLAND | 7436 | 7 | 8.82 | Residential | Yes | Behind the Meter |  |  | None | Vivint Solar Developer, LLC | Orange Rockland Electric | PTO Waiver Request - Incomplete | 2020-01-20 | 2020-01-23 | 2021-01-23 | SOLAREDGE | SE7600H-US | Inverters | 7600 |  | 1 |  |  | 0.992 |  | Outdoor | Near the Utility Meter
NJSRRE1544199816 | Solar Registration Program | Jersey City | 7305 | 8 | 2.8 | Residential | Yes | Behind the Meter |  |  | None | Pro Custom Solar dba Momentum Solar | PSE&G | PTO Waiver Granted | 2020-01-20 | 2020-01-24 | 2021-01-24 | ENPHASE ENERGY | IQ6-60-2-US | Inverters | 240 |  | 8 |  |  | 0.97 |  | Outdoor | ROOF
NJSRRE1544200010 | Solar Registration Program | Pennsauken TWP | 8109 | 14 | 13.64 | Residential | Yes | Behind the Meter |  |  | None | 1st Light Energy Inc | PSE&G | PTO Waiver Granted | 2020-01-20 | 2020-01-24 | 2021-01-24 | SMA | SB 7.0-1SP-US-41 | Inverters | 7000 |  | 1 |  |  | 0.97 |  | Outside | within 10 feet of meter
NJSRRE1544200010 | Solar Registration Program | Pennsauken TWP | 8109 | 14 | 13.64 | Residential | Yes | Behind the Meter |  |  | None | 1st Light Energy Inc | PSE&G | PTO Waiver Granted | 2020-01-20 | 2020-01-24 | 2021-01-24 | SMA | SB 3.8-1SP-US-41 | Inverters | 3800 |  | 1 |  |  | 0.97 |  | Outside | within 10 feet of meter
NJSRRE1544201318 | Solar Registration Program | ROSELLE PARK | 7204 | 10 | 7.88 | Residential | Yes | Behind the Meter |  |  | None | Vivint Solar Developer, LLC | PSE&G | PTO Waiver Request - Incomplete | 2020-01-21 | 2020-01-24 | 2021-01-24 | SOLAREDGE | SE7600H-US | Inverters | 7600 |  | 1 |  |  | 0.992 |  | Outdoor | Near the Utility Meter
NJSRRE1544201528 | Solar Registration Program | Ledgewood | 7852 | 3 | 7.75 | Residential | Yes | Behind the Meter |  |  | None | Sunrun Installation Services, Inc. | JCP&L | PTO Waiver Request - Incomplete | 2020-01-21 | 2020-01-27 | 2021-01-27 | Enphase Energy | IQ7-60-x-US (240V) | Inverters | 240 |  | 25 |  |  | 0.96 |  | Outdoor | Rooftop
NJSRRE1544201592 | Solar Registration Program | Williamstown | 8094 | 15 | 8.96 | Residential | Yes | Behind the Meter |  |  | None | Reliable Power and Solar | AC Electric | PTO Waiver Granted | 2020-01-21 | 2020-01-27 | 2021-01-27 | Enphase | IQ7 | Inverters | 240 |  | 28 |  |  | 0.97 |  | Outside | roof
NJSRRE1544202220 | Solar Registration Program | Wood-Ridge | 7075 | 7 | 2.79 | Residential | No | Behind the Meter |  |  | None | Sunrun Installation Services, Inc. | PSE&G | PTO Waiver Request - Incomplete | 2020-01-21 | 2020-01-27 | 2021-01-27 | Enphase Energy | IQ7-60-x-US (240V) | Inverters | 240 |  | 9 |  |  | 0.96 |  | Outdoor | Rooftop
NJSRRE1544202272 | Solar Registration Program | williamstown | 8094 | 15 | 14.18 | Residential | Yes | Behind the Meter |  |  | None | Vision Solar LLC | AC Electric | PTO Waiver Request - Incomplete | 2020-01-21 | 2020-01-27 | 2021-01-27 | enphase | iq7-60-2-us | Inverters | 0.25 |  | 45 |  |  | 0.96 |  | Other | behind panels
NJSRRE1544202351 | Solar Registration Program | Plainfield City | 7063 | 10 | 3.41 | Residential | No | Behind the Meter |  |  | None | Sunrun Installation Services, Inc. | PSE&G | PTO Waiver Request - Incomplete | 2020-01-21 | 2020-01-27 | 2021-01-27 | Enphase Energy | IQ7-60-x-US (240V) | Inverters | 240 |  | 11 |  |  | 0.96 |  | Outdoor | Rooftop
NJSRRE1544215802 | Solar Registration Program | UNION | 7083 | 10 | 6.93 | Residential | Yes | Behind the Meter |  |  | None | Vivint Solar Developer, LLC | PSE&G | PTO Waiver Request - Incomplete | 2020-01-23 | 2020-01-28 | 2021-01-28 | SOLAREDGE | SE7600H-US | Inverters | 7600 |  | 1 |  |  | 0.992 |  | Outdoor | Near the Utility Meter
NJSRRE1544201528 | Solar Registration Program | Ledgewood | 7852 | 3 | 7.75 | Residential | Yes | Behind the Meter |  |  | None | Sunrun Installation Services, Inc. | JCP&L | PTO Waiver Request - Incomplete | 2020-01-21 | 2020-01-27 | 2021-01-27 | REC Solar | REC310TP2M | Solar Panels |  | 0.31 | 11 | 217 | 34 |  | Fixed | Roof
NJSRRE1544201528 | Solar Registration Program | Ledgewood | 7852 | 3 | 7.75 | Residential | Yes | Behind the Meter |  |  | None | Sunrun Installation Services, Inc. | JCP&L | PTO Waiver Request - Incomplete | 2020-01-21 | 2020-01-27 | 2021-01-27 | REC Solar | REC310TP2M | Solar Panels |  | 0.31 | 4 | 127 | 34 |  | Fixed | Roof
NJSRRE1544201592 | Solar Registration Program | Williamstown | 8094 | 15 | 8.96 | Residential | Yes | Behind the Meter |  |  | None | Reliable Power and Solar | AC Electric | PTO Waiver Granted | 2020-01-21 | 2020-01-27 | 2021-01-27 | Trina | tsmdd05 | Solar Panels |  | 0.32 | 28 | 119 | 18 |  | Fixed | Roof | roof
NJSRRE1544202220 | Solar Registration Program | Wood-Ridge | 7075 | 7 | 2.79 | Residential | No | Behind the Meter |  |  | None | Sunrun Installation Services, Inc. | PSE&G | PTO Waiver Request - Incomplete | 2020-01-21 | 2020-01-27 | 2021-01-27 | REC Solar | REC310TP2M | Solar Panels |  | 0.31 | 9 | 127 | 23 |  | Fixed | Roof
NJSRRE1544202272 | Solar Registration Program | williamstown | 8094 | 15 | 14.18 | Residential | Yes | Behind the Meter |  |  | None | Vision Solar LLC | AC Electric | PTO Waiver Request - Incomplete | 2020-01-21 | 2020-01-27 | 2021-01-27 | hanwa qcells | qpeak duog5 315 | Solar Panels |  | 0.315 | 10 | 47 | 40 |  | Fixed | Roof
NJSRRE1544202272 | Solar Registration Program | williamstown | 8094 | 15 | 14.18 | Residential | Yes | Behind the Meter |  |  | None | Vision Solar LLC | AC Electric | PTO Waiver Request - Incomplete | 2020-01-21 | 2020-01-27 | 2021-01-27 | hanwa qcells | qpeak duog5 315 | Solar Panels |  | 0.315 | 9 | 47 | 40 |  | Fixed | Roof
NJSRRE1544202272 | Solar Registration Program | williamstown | 8094 | 15 | 14.18 | Residential | Yes | Behind the Meter |  |  | None | Vision Solar LLC | AC Electric | PTO Waiver Request - Incomplete | 2020-01-21 | 2020-01-27 | 2021-01-27 | hanwa qcells | qpeak duog5 315 | Solar Panels |  | 0.315 | 11 | 227 | 27 |  | Fixed | Roof
NJSRRE1544202272 | Solar Registration Program | williamstown | 8094 | 15 | 14.18 | Residential | Yes | Behind the Meter |  |  | None | Vision Solar LLC | AC Electric | PTO Waiver Request - Incomplete | 2020-01-21 | 2020-01-27 | 2021-01-27 | hanwa qcells | qpeak duog5 315 | Solar Panels |  | 0.315 | 15 | 227 | 40 |  | Fixed | Roof
NJSRRE1544202351 | Solar Registration Program | Plainfield City | 7063 | 10 | 3.41 | Residential | No | Behind the Meter |  |  | None | Sunrun Installation Services, Inc. | PSE&G | PTO Waiver Request - Incomplete | 2020-01-21 | 2020-01-27 | 2021-01-27 | REC Solar | REC310TP2M | Solar Panels |  | 0.31 | 11 | 228 | 40 |  | Fixed | Roof
NJSRRE1544215802 | Solar Registration Program | UNION | 7083 | 10 | 6.93 | Residential | Yes | Behind the Meter |  |  | None | Vivint Solar Developer, LLC | PSE&G | PTO Waiver Request - Incomplete | 2020-01-23 | 2020-01-28 | 2021-01-28 | HANWHA SOLAR | Q.PEAK BLK-G5 315 | Solar Panels |  | 0.315 | 10 | 272 | 30 |  | Fixed | Roof
NJSRRE1544215802 | Solar Registration Program | UNION | 7083 | 10 | 6.93 | Residential | Yes | Behind the Meter |  |  | None | Vivint Solar Developer, LLC | PSE&G | PTO Waiver Request - Incomplete | 2020-01-23 | 2020-01-28 | 2021-01-28 | HANWHA SOLAR | Q.PEAK BLK-G5 315 | Solar Panels |  | 0.315 | 12 | 92 | 30 |  | Fixed | Roof
NJSRRE1544220915 | Solar Registration Program | Little Ferry | 7643 | 7 | 3.41 | Residential | Yes | Behind the Meter |  |  | None | Sunrun Installation Services, Inc. | PSE&G | PTO Waiver Request - Incomplete | 2020-01-24 | 2020-01-28 | 2021-01-28 | REC Solar | REC310TP2M | Solar Panels |  | 0.31 | 10 | 183 | 43 |  | Fixed | Roof
NJSRRE1544220915 | Solar Registration Program | Little Ferry | 7643 | 7 | 3.41 | Residential | Yes | Behind the Meter |  |  | None | Sunrun Installation Services, Inc. | PSE&G | PTO Waiver Request - Incomplete | 2020-01-24 | 2020-01-28 | 2021-01-28 | REC Solar | REC310TP2M | Solar Panels |  | 0.31 | 1 | 93 | 18 |  | Fixed | Roof
NJSRRE1544308858 | Solar Registration Program | Pompton Plains | 7444 | 3 | 57.38 | Commercial | No | Behind the Meter |  |  | None | Greenwich Energy Solutions | JCP&L | PTO Waiver Granted | 2020-01-27 | 2020-01-29 | 2021-01-29 | MissionSolar | MSE375SQ9S | Solar Panels |  | 0.375 | 153 | South 174 degrees | 0.15 |  | Fixed | Roof
NJSRRE1544310837 | Solar Registration Program | ENGLEWOOD | 7631 | 7 | 7.88 | Residential | Yes | Behind the Meter |  |  | None | Vivint Solar Developer, LLC | PSE&G | PTO Waiver Request - Incomplete | 2020-01-28 | 2020-01-30 | 2021-01-30 | Hanwha Solar | Q.PEAK BLK-G5 315 | Solar Panels |  | 0.315 | 17 | 306 | 41 |  | Fixed | Roof
NJSRRE1544310837 | Solar Registration Program | ENGLEWOOD | 7631 | 7 | 7.88 | Residential | Yes | Behind the Meter |  |  | None | Vivint Solar Developer, LLC | PSE&G | PTO Waiver Request - Incomplete | 2020-01-28 | 2020-01-30 | 2021-01-30 | Hanwha Solar | Q.PEAK BLK-G5 315 | Solar Panels |  | 0.315 | 8 | 126 | 12 |  | Fixed | Roof
NJSRRE1544317003 | Solar Registration Program | Bergenfield | 7621 | 7 | 3.72 | Residential | Yes | Behind the Meter |  |  | None | Sunrun Installation Services, Inc. | PSE&G | PTO Waiver Request - Incomplete | 2020-01-28 | 2020-01-31 | 2021-01-31 | REC Solar | REC310TP2M | Solar Panels |  | 0.31 | 12 | 183 | 37 |  | Fixed | Roof
NJSRRE1544317154 | Solar Registration Program | Oradell | 7649 | 7 | 7.13 | Residential | No | Behind the Meter |  |  | None | Sunrun Installation Services, Inc. | PSE&G | PTO Waiver Request - Incomplete | 2020-01-28 | 2020-01-31 | 2021-01-31 | REC Solar | REC310TP2M | Solar Panels |  | 0.31 | 4 | 280 | 40 |  | Fixed | Roof
NJSRRE1544317154 | Solar Registration Program | Oradell | 7649 | 7 | 7.13 | Residential | No | Behind the Meter |  |  | None | Sunrun Installation Services, Inc. | PSE&G | PTO Waiver Request - Incomplete | 2020-01-28 | 2020-01-31 | 2021-01-31 | REC Solar | REC310TP2M | Solar Panels |  | 0.31 | 10 | 189 | 40 |  | Fixed | Roof
NJSRRE1544317154 | Solar Registration Program | Oradell | 7649 | 7 | 7.13 | Residential | No | Behind the Meter |  |  | None | Sunrun Installation Services, Inc. | PSE&G | PTO Waiver Request - Incomplete | 2020-01-28 | 2020-01-31 | 2021-01-31 | REC Solar | REC310TP2M | Solar Panels |  | 0.31 | 9 | 187 | 18 |  | Fixed | Roof
NJSRRE1544317265 | Solar Registration Program | Clifton | 7013 | 6 | 10.05 | Residential | Yes | Behind the Meter |  |  | None | Vision Solar LLC | PSE&G | PTO Waiver Request - Incomplete | 2020-01-28 | 2020-02-11 | 2021-02-11 | lg solar | LG 3335N1K-V5 | Solar Panels |  | 0.335 | 4 | 32 | 19 |  | Fixed | Roof
NJSRRE1544317265 | Solar Registration Program | Clifton | 7013 | 6 | 10.05 | Residential | Yes | Behind the Meter |  |  | None | Vision Solar LLC | PSE&G | PTO Waiver Request - Incomplete | 2020-01-28 | 2020-02-11 | 2021-02-11 | LG solar | LG 3335N1K-V5 | Solar Panels |  | 0.335 | 26 | 212 | 19 |  | Fixed | Roof
NJSRRE1544320983 | Solar Registration Program | Swedesboro | 8085 | 15 | 23.79 | Residential | Yes | Behind the Meter |  |  | None | Vision Solar LLC | AC Electric | PTO Waiver Request - Incomplete | 2020-01-29 | 2020-01-31 | 2021-01-31 | lg solar | LG335N1K-V5 | Solar Panels |  | 0.335 | 32 | 200 | 16 |  | Fixed | Roof
NJSRRE1544320983 | Solar Registration Program | Swedesboro | 8085 | 15 | 23.79 | Residential | Yes | Behind the Meter |  |  | None | Vision Solar LLC | AC Electric | PTO Waiver Request - Incomplete | 2020-01-29 | 2020-01-31 | 2021-01-31 | lg solar | LG335N1K-V5 | Solar Panels |  | 0.335 | 39 | 20 | 16 |  | Fixed | Roof
NJSRRE1544326205 | Solar Registration Program | East Orange | 7018 | 9 | 6.2 | Residential | Yes | Behind the Meter |  |  | None | Sunrun Installation Services, Inc. | PSE&G | PTO Waiver Request - Incomplete | 2020-01-29 | 2020-01-31 | 2021-01-31 | REC Solar | REC310TP2M | Solar Panels |  | 0.31 | 9 | 208 | 34 |  | Fixed | Roof
NJSRRE1544326205 | Solar Registration Program | East Orange | 7018 | 9 | 6.2 | Residential | Yes | Behind the Meter |  |  | None | Sunrun Installation Services, Inc. | PSE&G | PTO Waiver Request - Incomplete | 2020-01-29 | 2020-01-31 | 2021-01-31 | REC Solar | REC310TP2M | Solar Panels |  | 0.31 | 11 | 119 | 45 |  | Fixed | Roof
NJSRRE1544220915 | Solar Registration Program | Little Ferry | 7643 | 7 | 3.41 | Residential | Yes | Behind the Meter |  |  | None | Sunrun Installation Services, Inc. | PSE&G | PTO Waiver Request - Incomplete | 2020-01-24 | 2020-01-28 | 2021-01-28 | Enphase Energy | IQ7-60-x-US (240V) | Inverters | 240 |  | 11 |  |  | 0.96 |  | Outdoor | Rooftop
NJSRRE1544308858 | Solar Registration Program | Pompton Plains | 7444 | 3 | 57.38 | Commercial | No | Behind the Meter |  |  | None | Greenwich Energy Solutions | JCP&L | PTO Waiver Granted | 2020-01-27 | 2020-01-29 | 2021-01-29 | SolarEdge | SE25KUS | Inverters | 25000 |  | 2 |  |  | 0.98 |  | Outdoor | Rooftop
NJSRRE1544310837 | Solar Registration Program | ENGLEWOOD | 7631 | 7 | 7.88 | Residential | Yes | Behind the Meter |  |  | None | Vivint Solar Developer, LLC | PSE&G | PTO Waiver Request - Incomplete | 2020-01-28 | 2020-01-30 | 2021-01-30 | SolarEdge | SE7600H-US | Inverters | 7600 |  | 1 |  |  | 0.992 |  | Outdoor | Near the utility meter
NJSRRE1544317003 | Solar Registration Program | Bergenfield | 7621 | 7 | 3.72 | Residential | Yes | Behind the Meter |  |  | None | Sunrun Installation Services, Inc. | PSE&G | PTO Waiver Request - Incomplete | 2020-01-28 | 2020-01-31 | 2021-01-31 | Delta Electronics | M4-TL-US | Inverters | 3840 |  | 1 |  |  | 0.96 |  | Outdoor | Next To Meter
NJSRRE1544317154 | Solar Registration Program | Oradell | 7649 | 7 | 7.13 | Residential | No | Behind the Meter |  |  | None | Sunrun Installation Services, Inc. | PSE&G | PTO Waiver Request - Incomplete | 2020-01-28 | 2020-01-31 | 2021-01-31 | Enphase Energy | IQ7-60-x-US (240V) | Inverters | 240 |  | 23 |  |  | 0.96 |  | Outdoor | Rooftop
NJSRRE1544317265 | Solar Registration Program | Clifton | 7013 | 6 | 10.05 | Residential | Yes | Behind the Meter |  |  | None | Vision Solar LLC | PSE&G | PTO Waiver Request - Incomplete | 2020-01-28 | 2020-02-11 | 2021-02-11 | enphase | iq7-60us | Inverters | 0.25 |  | 30 |  |  | 0.96 |  | Other | behind panels
NJSRRE1544320983 | Solar Registration Program | Swedesboro | 8085 | 15 | 23.79 | Residential | Yes | Behind the Meter |  |  | None | Vision Solar LLC | AC Electric | PTO Waiver Request - Incomplete | 2020-01-29 | 2020-01-31 | 2021-01-31 | enphase | iq7-60-2-us | Inverters | 0.25 |  | 71 |  |  | 0.96 |  | Other | behind panels
NJSRRE1544326205 | Solar Registration Program | East Orange | 7018 | 9 | 6.2 | Residential | Yes | Behind the Meter |  |  | None | Sunrun Installation Services, Inc. | PSE&G | PTO Waiver Request - Incomplete | 2020-01-29 | 2020-01-31 | 2021-01-31 | Enphase Energy | IQ7-60-x-US (240V) | Inverters | 240 |  | 20 |  |  | 0.96 |  | Outdoor | Rooftop
NJSRRE1544326209 | Solar Registration Program | North Bergen | 7047 | 8 | 5.58 | Residential | Yes | Behind the Meter |  |  | None | Sunrun Installation Services, Inc. | PSE&G | PTO Waiver Request - Incomplete | 2020-01-29 | 2020-01-31 | 2021-01-31 | Delta Electronics | M5-TL-US | Inverters | 4800 |  | 1 |  |  | 0.96 |  | Outdoor | Next To Meter
NJSRRE1544326319 | Solar Registration Program | Fords | 8012 | 14 | 6.37 | Residential | Yes | Behind the Meter |  |  | None | Vision Solar LLC | PSE&G | PTO Waiver Request - Incomplete | 2020-01-29 | 2020-02-03 | 2021-02-03 | enphase | iq7-60-2-us | Inverters | 0.25 |  | 19 |  |  | 0.96 |  | Other | behind panels
NJSRRE1544333288 | Solar Registration Program | Washington | 7882 | 2 | 9.05 | Residential | Yes | Behind the Meter |  |  | None | Vision Solar LLC | JCP&L | PTO Waiver Request - Incomplete | 2020-01-30 | 2020-02-03 | 2021-02-03 | enphase | iq7-60-2-us | Inverters | 0.25 |  | 27 |  |  | 0.96 |  | Other | behind panels
NJSRRE1544333436 | Solar Registration Program | Little Falls | 7424 | 6 | 11.73 | Residential | Yes | Behind the Meter |  |  | None | Vision Solar LLC | PSE&G | PTO Waiver Request - Incomplete | 2020-01-30 | 2020-02-03 | 2021-02-03 | enphase | iq7-60-2-us | Inverters | 0.25 |  | 35 |  |  | 0.96 |  | Other | behind panels
NJSRRE1544333445 | Solar Registration Program | Villas | 8251 | 21 | 5.58 | Residential | Yes | Behind the Meter |  |  | None | Sunrun Installation Services, Inc. | AC Electric | PTO Waiver Request - Incomplete | 2020-01-30 | 2020-02-03 | 2021-02-03 | SolarEdge Technologies | SE7600A-USS2RGM | Inverters | 7600 |  | 1 |  |  | 0.96 |  | Outdoor | Next To Meter
NJSRRE1544326209 | Solar Registration Program | North Bergen | 7047 | 8 | 5.58 | Residential | Yes | Behind the Meter |  |  | None | Sunrun Installation Services, Inc. | PSE&G | PTO Waiver Request - Incomplete | 2020-01-29 | 2020-01-31 | 2021-01-31 | REC Solar | REC310TP2M | Solar Panels |  | 0.31 | 13 | 122 | 18 |  | Fixed | Roof
NJSRRE1544326209 | Solar Registration Program | North Bergen | 7047 | 8 | 5.58 | Residential | Yes | Behind the Meter |  |  | None | Sunrun Installation Services, Inc. | PSE&G | PTO Waiver Request - Incomplete | 2020-01-29 | 2020-01-31 | 2021-01-31 | REC Solar | REC310TP2M | Solar Panels |  | 0.31 | 5 | 212 | 18 |  | Fixed | Roof
NJSRRE1544326319 | Solar Registration Program | Fords | 8012 | 14 | 6.37 | Residential | Yes | Behind the Meter |  |  | None | Vision Solar LLC | PSE&G | PTO Waiver Request - Incomplete | 2020-01-29 | 2020-02-03 | 2021-02-03 | lg solar | lg335n1k-v5 | Solar Panels |  | 0.335 | 19 | 150 | 27 |  | Fixed | Roof
NJSRRE1544333288 | Solar Registration Program | Washington | 7882 | 2 | 9.05 | Residential | Yes | Behind the Meter |  |  | None | Vision Solar LLC | JCP&L | PTO Waiver Request - Incomplete | 2020-01-30 | 2020-02-03 | 2021-02-03 | lg solar | LG335N1K-V5 | Solar Panels |  | 0.335 | 21 | 164 | 45 |  | Fixed | Roof
NJSRRE1544333288 | Solar Registration Program | Washington | 7882 | 2 | 9.05 | Residential | Yes | Behind the Meter |  |  | None | Vision Solar LLC | JCP&L | PTO Waiver Request - Incomplete | 2020-01-30 | 2020-02-03 | 2021-02-03 | LG solar | LG335N1K-V5 | Solar Panels |  | 0.335 | 4 | 254 | 45 |  | Fixed | Roof
NJSRRE1544333288 | Solar Registration Program | Washington | 7882 | 2 | 9.05 | Residential | Yes | Behind the Meter |  |  | None | Vision Solar LLC | JCP&L | PTO Waiver Request - Incomplete | 2020-01-30 | 2020-02-03 | 2021-02-03 | LG solar | LG335N1K-V5 | Solar Panels |  | 0.335 | 1 | 74 | 45 |  | Fixed | Roof
NJSRRE1544333288 | Solar Registration Program | Washington | 7882 | 2 | 9.05 | Residential | Yes | Behind the Meter |  |  | None | Vision Solar LLC | JCP&L | PTO Waiver Request - Incomplete | 2020-01-30 | 2020-02-03 | 2021-02-03 | LG solar | LG335N1K-V5 | Solar Panels |  | 0.335 | 1 | 254 | 25 |  | Fixed | Roof
NJSRRE1544333436 | Solar Registration Program | Little Falls | 7424 | 6 | 11.73 | Residential | Yes | Behind the Meter |  |  | None | Vision Solar LLC | PSE&G | PTO Waiver Request - Incomplete | 2020-01-30 | 2020-02-03 | 2021-02-03 | lg solar | LG335N1K-V5 | Solar Panels |  | 0.335 | 21 | 135 | 34 |  | Fixed | Roof
NJSRRE1544333436 | Solar Registration Program | Little Falls | 7424 | 6 | 11.73 | Residential | Yes | Behind the Meter |  |  | None | Vision Solar LLC | PSE&G | PTO Waiver Request - Incomplete | 2020-01-30 | 2020-02-03 | 2021-02-03 | lg solar | LG335N1K- V5 | Solar Panels |  | 0.335 | 14 | 315 | 34 |  | Fixed | Roof
NJSRRE1544333445 | Solar Registration Program | Villas | 8251 | 21 | 5.58 | Residential | Yes | Behind the Meter |  |  | None | Sunrun Installation Services, Inc. | AC Electric | PTO Waiver Request - Incomplete | 2020-01-30 | 2020-02-03 | 2021-02-03 | REC Solar | REC310TP2M | Solar Panels |  | 0.31 | 18 | 202 | 23 |  | Fixed | Roof
NJSRRE1544334024 | Solar Registration Program | Atco | 8004 | 14 | 6.51 | Residential | Yes | Behind the Meter |  |  | None | 1st Light Energy Inc | AC Electric | PTO Waiver Granted | 2020-01-30 | 2020-02-03 | 2021-02-03 | Longi | LR6-60HPB-310M | Solar Panels |  | 0.31 | 12 | 80 | 23 |  | Fixed | Roof
NJSRRE1544334024 | Solar Registration Program | Atco | 8004 | 14 | 6.51 | Residential | Yes | Behind the Meter |  |  | None | 1st Light Energy Inc | AC Electric | PTO Waiver Granted | 2020-01-30 | 2020-02-03 | 2021-02-03 | Longi | LR6-60HPB-310M | Solar Panels |  | 0.31 | 9 | 170 | 18 |  | Fixed | Roof
NJSRRE1544334044 | Solar Registration Program | Dumont | 7628 | 7 | 6.51 | Residential | Yes | Behind the Meter |  |  | None | Sunrun Installation Services, Inc. | PSE&G | PTO Waiver Request - Incomplete | 2020-01-30 | 2020-02-04 | 2021-02-04 | REC Solar | REC310TP2M | Solar Panels |  | 0.31 | 18 | 176 | 34 |  | Fixed | Roof
NJSRRE1544334044 | Solar Registration Program | Dumont | 7628 | 7 | 6.51 | Residential | Yes | Behind the Meter |  |  | None | Sunrun Installation Services, Inc. | PSE&G | PTO Waiver Request - Incomplete | 2020-01-30 | 2020-02-04 | 2021-02-04 | REC Solar | REC310TP2M | Solar Panels |  | 0.31 | 3 | 177 | 27 |  | Fixed | Roof
NJSRRE1544334068 | Solar Registration Program | Lyndhurst | 7071 | 7 | 4.65 | Residential | Yes | Behind the Meter |  |  | None | Sunrun Installation Services, Inc. | PSE&G | PTO Waiver Request - Incomplete | 2020-01-30 | 2020-02-04 | 2021-02-04 | REC Solar | REC310TP2M | Solar Panels |  | 0.31 | 15 | 210 | 10 |  | Fixed | Roof
NJSRRE1544344123 | Solar Registration Program | Lanoka Harbor | 8734 | 18 | 4.36 | Residential | Yes | Behind the Meter |  |  | None | Vision Solar LLC | JCP&L | PTO Waiver Request - Incomplete | 2020-01-31 | 2020-02-05 | 2021-02-05 | lg solar | lg335n1k-v5 | Solar Panels |  | 0.335 | 13 | 184 | 13 |  | Fixed | Roof
NJSRRE1544347644 | Solar Registration Program | Egg Harbor City | 8215 | 19 | 5.03 | Residential | Yes | Behind the Meter |  |  | None | Vision Solar LLC | AC Electric | PTO Waiver Request - Incomplete | 2020-02-03 | 2020-02-06 | 2021-02-06 | lg solar | lg 335N1K-V5 | Solar Panels |  | 0.335 | 15 | 222 | 34 |  | Fixed | Roof
NJSRRE1544348543 | Solar Registration Program | Pleasantville | 8232 | 19 | 13.28 | Residential | No | Behind the Meter |  |  | None | Bright Planet Solar | AC Electric | PTO Waiver Granted | 2020-02-03 | 2020-02-11 | 2021-02-11 | HANWHA Q-CELLS | Q.PEAK BLK-G4.1 295 | Solar Panels |  | 0.295 | 10 | 115 | 18 |  | Fixed | Roof
NJSRRE1544348543 | Solar Registration Program | Pleasantville | 8232 | 19 | 13.28 | Residential | No | Behind the Meter |  |  | None | Bright Planet Solar | AC Electric | PTO Waiver Granted | 2020-02-03 | 2020-02-11 | 2021-02-11 | HANWHA Q-CELLS | Q.PEAK BLK-G4.1 295 | Solar Panels |  | 0.295 | 11 | 24 | 14 |  | Fixed | Roof
NJSRRE1544348543 | Solar Registration Program | Pleasantville | 8232 | 19 | 13.28 | Residential | No | Behind the Meter |  |  | None | Bright Planet Solar | AC Electric | PTO Waiver Granted | 2020-02-03 | 2020-02-11 | 2021-02-11 | HANWHA Q-CELLS | Q.PEAK BLK-G4.1 295 | Solar Panels |  | 0.295 | 15 | 295 | 15 |  | Fixed | Roof
NJSRRE1544348543 | Solar Registration Program | Pleasantville | 8232 | 19 | 13.28 | Residential | No | Behind the Meter |  |  | None | Bright Planet Solar | AC Electric | PTO Waiver Granted | 2020-02-03 | 2020-02-11 | 2021-02-11 | HANWHA Q-CELLS | Q.PEAK BLK-G4.1 295 | Solar Panels |  | 0.295 | 9 | 205 | 17 |  | Fixed | Roof
NJSRRE1544348708 | Solar Registration Program | Edison | 8817 | 11 | 17.6 | Residential | Yes | Behind the Meter |  |  | None | Sunrun Installation Services, Inc. | PSE&G | PTO Waiver Request - Incomplete | 2020-02-03 | 2020-02-06 | 2021-02-06 | LG Electronics | LG345N1C-V5 | Solar Panels |  | 0.345 | 3 | 63 | 22 |  | Fixed | Roof
NJSRRE1544348708 | Solar Registration Program | Edison | 8817 | 11 | 17.6 | Residential | Yes | Behind the Meter |  |  | None | Sunrun Installation Services, Inc. | PSE&G | PTO Waiver Request - Incomplete | 2020-02-03 | 2020-02-06 | 2021-02-06 | LG Electronics | LG345N1C-V5 | Solar Panels |  | 0.345 | 22 | 63 | 22 |  | Fixed | Roof
NJSRRE1544348708 | Solar Registration Program | Edison | 8817 | 11 | 17.6 | Residential | Yes | Behind the Meter |  |  | None | Sunrun Installation Services, Inc. | PSE&G | PTO Waiver Request - Incomplete | 2020-02-03 | 2020-02-06 | 2021-02-06 | LG Electronics | LG345N1C-V5 | Solar Panels |  | 0.345 | 6 | 155 | 23 |  | Fixed | Roof
NJSRRE1544348708 | Solar Registration Program | Edison | 8817 | 11 | 17.6 | Residential | Yes | Behind the Meter |  |  | None | Sunrun Installation Services, Inc. | PSE&G | PTO Waiver Request - Incomplete | 2020-02-03 | 2020-02-06 | 2021-02-06 | LG Electronics | LG345N1C-V5 | Solar Panels |  | 0.345 | 10 | 243 | 23 |  | Fixed | Roof
NJSRRE1544348708 | Solar Registration Program | Edison | 8817 | 11 | 17.6 | Residential | Yes | Behind the Meter |  |  | None | Sunrun Installation Services, Inc. | PSE&G | PTO Waiver Request - Incomplete | 2020-02-03 | 2020-02-06 | 2021-02-06 | LG Electronics | LG345N1C-V5 | Solar Panels |  | 0.345 | 10 | 334 | 23 |  | Fixed | Roof
NJSRRE1544334024 | Solar Registration Program | Atco | 8004 | 14 | 6.51 | Residential | Yes | Behind the Meter |  |  | None | 1st Light Energy Inc | AC Electric | PTO Waiver Granted | 2020-01-30 | 2020-02-03 | 2021-02-03 | SMA | SB 6.0-1SP-US-41 (240V) | Inverters | 6000 |  | 1 |  |  | 0.97 |  | Outside | within 10 feet of meter
NJSRRE1544334044 | Solar Registration Program | Dumont | 7628 | 7 | 6.51 | Residential | Yes | Behind the Meter |  |  | None | Sunrun Installation Services, Inc. | PSE&G | PTO Waiver Request - Incomplete | 2020-01-30 | 2020-02-04 | 2021-02-04 | Enphase Energy | IQ7-60-x-US (240V) | Inverters | 240 |  | 21 |  |  | 0.96 |  | Outdoor | Rooftop
NJSRRE1544334068 | Solar Registration Program | Lyndhurst | 7071 | 7 | 4.65 | Residential | Yes | Behind the Meter |  |  | None | Sunrun Installation Services, Inc. | PSE&G | PTO Waiver Request - Incomplete | 2020-01-30 | 2020-02-04 | 2021-02-04 | Delta Electronics | M4-TL-US | Inverters | 3840 |  | 1 |  |  | 0.96 |  | Outdoor | Next To Meter
NJSRRE1544344123 | Solar Registration Program | Lanoka Harbor | 8734 | 18 | 4.36 | Residential | Yes | Behind the Meter |  |  | None | Vision Solar LLC | JCP&L | PTO Waiver Request - Incomplete | 2020-01-31 | 2020-02-05 | 2021-02-05 | enphase | iq7-60-2-us | Inverters | 0.25 |  | 13 |  |  | 0.96 |  | Other | behind panels
NJSRRE1544347644 | Solar Registration Program | Egg Harbor City | 8215 | 19 | 5.03 | Residential | Yes | Behind the Meter |  |  | None | Vision Solar LLC | AC Electric | PTO Waiver Request - Incomplete | 2020-02-03 | 2020-02-06 | 2021-02-06 | enphase | iq7-60-2-us | Inverters | 0.25 |  | 15 |  |  | 0.96 |  | Other | behind panels
NJSRRE1544348543 | Solar Registration Program | Pleasantville | 8232 | 19 | 13.28 | Residential | No | Behind the Meter |  |  | None | Bright Planet Solar | AC Electric | PTO Waiver Granted | 2020-02-03 | 2020-02-11 | 2021-02-11 | SOLAR EDGE | SE5000H-USRGM | Inverters | 5000 |  | 1 |  |  | 0.98 |  | Outdoor | OUTSIDE
NJSRRE1544348708 | Solar Registration Program | Edison | 8817 | 11 | 17.6 | Residential | Yes | Behind the Meter |  |  | None | Sunrun Installation Services, Inc. | PSE&G | PTO Waiver Request - Incomplete | 2020-02-03 | 2020-02-06 | 2021-02-06 | SolarEdge Technologies | SE7600A-USS2RGM | Inverters | 7600 |  | 1 |  |  | 0.96 |  | Outdoor | Next To Meter
NJSRRE1544348708 | Solar Registration Program | Edison | 8817 | 11 | 17.6 | Residential | Yes | Behind the Meter |  |  | None | Sunrun Installation Services, Inc. | PSE&G | PTO Waiver Request - Incomplete | 2020-02-03 | 2020-02-06 | 2021-02-06 | SolarEdge Technologies | SE6000H-USRGM | Inverters | 6000 |  | 1 |  |  | 0.96 |  | Outdoor | Next To Meter
NJSRRE1544352331 | Solar Registration Program | Moorestown | 8057 | 13 | 8.51 | Residential | Yes | Behind the Meter |  |  | None | Vivint Solar Developer, LLC | PSE&G | PTO Waiver Request - Incomplete | 2020-02-05 | 2020-02-07 | 2021-02-07 | SolarEdge | SE7600H-US | Inverters | 7600 |  | 1 |  |  | 0.992 |  | Outdoor | Near the utility meter
NJSRRE1544352913 | Solar Registration Program | Bordentown | 8505 | 13 | 13.02 | Residential | Yes | Behind the Meter |  |  | None | Sunrun Installation Services, Inc. | PSE&G | PTO Waiver Request - Incomplete | 2020-02-04 | 2020-02-07 | 2021-02-07 | Delta Electronics | M6-TL-US | Inverters | 5760 |  | 1 |  |  | 0.96 |  | Outdoor | Next To Meter
NJSRRE1544352913 | Solar Registration Program | Bordentown | 8505 | 13 | 13.02 | Residential | Yes | Behind the Meter |  |  | None | Sunrun Installation Services, Inc. | PSE&G | PTO Waiver Request - Incomplete | 2020-02-04 | 2020-02-07 | 2021-02-07 | Delta Electronics | M5-TL-US | Inverters | 4800 |  | 1 |  |  | 0.96 |  | Outdoor | Next To Meter
NJSRRE1544354994 | Solar Registration Program | williamstown | 8094 | 15 | 4.36 | Residential | Yes | Behind the Meter |  |  | None | Vision Solar LLC | AC Electric | PTO Waiver Request - Incomplete | 2020-02-05 | 2020-02-07 | 2021-02-07 | enphase | iq7-60-2-us | Inverters | 0.25 |  | 13 |  |  | 0.96 |  | Other | behind panels
NJSRRE1544358411 | Solar Registration Program | Linden | 7036 | 10 | 6.82 | Residential | Yes | Behind the Meter |  |  | None | Sunrun Installation Services, Inc. | PSE&G | PTO Waiver Request - Incomplete | 2020-02-05 | 2020-02-07 | 2021-02-07 | Enphase Energy | IQ7-60-x-US (240V) | Inverters | 240 |  | 22 |  |  | 0.96 |  | Outdoor | Rooftop
NJSRRE1544352331 | Solar Registration Program | Moorestown | 8057 | 13 | 8.51 | Residential | Yes | Behind the Meter |  |  | None | Vivint Solar Developer, LLC | PSE&G | PTO Waiver Request - Incomplete | 2020-02-05 | 2020-02-07 | 2021-02-07 | Hanwha Solar | Q.PEAK BLK-G5 315 | Solar Panels |  | 0.315 | 13 | 64 | 31 |  | Fixed | Roof
NJSRRE1544352331 | Solar Registration Program | Moorestown | 8057 | 13 | 8.51 | Residential | Yes | Behind the Meter |  |  | None | Vivint Solar Developer, LLC | PSE&G | PTO Waiver Request - Incomplete | 2020-02-05 | 2020-02-07 | 2021-02-07 | Hanwha Solar | Q.PEAK BLK-G5 315 | Solar Panels |  | 0.315 | 5 | 244 | 13 |  | Fixed | Roof
NJSRRE1544352331 | Solar Registration Program | Moorestown | 8057 | 13 | 8.51 | Residential | Yes | Behind the Meter |  |  | None | Vivint Solar Developer, LLC | PSE&G | PTO Waiver Request - Incomplete | 2020-02-05 | 2020-02-07 | 2021-02-07 | Hanwha Solar | Q.PEAK BLK-G5 315 | Solar Panels |  | 0.315 | 3 | 244 | 31 |  | Fixed | Roof
NJSRRE1544352331 | Solar Registration Program | Moorestown | 8057 | 13 | 8.51 | Residential | Yes | Behind the Meter |  |  | None | Vivint Solar Developer, LLC | PSE&G | PTO Waiver Request - Incomplete | 2020-02-05 | 2020-02-07 | 2021-02-07 | Hanwha Solar | Q.PEAK BLK-G5 315 | Solar Panels |  | 0.315 | 6 | 244 | 2 |  | Fixed | Roof
NJSRRE1544352913 | Solar Registration Program | Bordentown | 8505 | 13 | 13.02 | Residential | Yes | Behind the Meter |  |  | None | Sunrun Installation Services, Inc. | PSE&G | PTO Waiver Request - Incomplete | 2020-02-04 | 2020-02-07 | 2021-02-07 | REC Solar | REC310TP2M | Solar Panels |  | 0.31 | 6 | 96 | 9 |  | Fixed | Roof
NJSRRE1544352913 | Solar Registration Program | Bordentown | 8505 | 13 | 13.02 | Residential | Yes | Behind the Meter |  |  | None | Sunrun Installation Services, Inc. | PSE&G | PTO Waiver Request - Incomplete | 2020-02-04 | 2020-02-07 | 2021-02-07 | REC Solar | REC310TP2M | Solar Panels |  | 0.31 | 20 | 184 | 23 |  | Fixed | Roof
NJSRRE1544352913 | Solar Registration Program | Bordentown | 8505 | 13 | 13.02 | Residential | Yes | Behind the Meter |  |  | None | Sunrun Installation Services, Inc. | PSE&G | PTO Waiver Request - Incomplete | 2020-02-04 | 2020-02-07 | 2021-02-07 | REC Solar | REC310TP2M | Solar Panels |  | 0.31 | 11 | 184 | 23 |  | Fixed | Roof
NJSRRE1544352913 | Solar Registration Program | Bordentown | 8505 | 13 | 13.02 | Residential | Yes | Behind the Meter |  |  | None | Sunrun Installation Services, Inc. | PSE&G | PTO Waiver Request - Incomplete | 2020-02-04 | 2020-02-07 | 2021-02-07 | REC Solar | REC310TP2M | Solar Panels |  | 0.31 | 5 | 212 | 23 |  | Fixed | Roof
NJSRRE1544354994 | Solar Registration Program | williamstown | 8094 | 15 | 4.36 | Residential | Yes | Behind the Meter |  |  | None | Vision Solar LLC | AC Electric | PTO Waiver Request - Incomplete | 2020-02-05 | 2020-02-07 | 2021-02-07 | lg solar | lg335N1K-V5 | Solar Panels |  | 0.335 | 13 | 198 | 18 |  | Fixed | Roof
NJSRRE1544358411 | Solar Registration Program | Linden | 7036 | 10 | 6.82 | Residential | Yes | Behind the Meter |  |  | None | Sunrun Installation Services, Inc. | PSE&G | PTO Waiver Request - Incomplete | 2020-02-05 | 2020-02-07 | 2021-02-07 | REC Solar | REC310TP2M | Solar Panels |  | 0.31 | 4 | 309 | 40 |  | Fixed | Roof
NJSRRE1544358411 | Solar Registration Program | Linden | 7036 | 10 | 6.82 | Residential | Yes | Behind the Meter |  |  | None | Sunrun Installation Services, Inc. | PSE&G | PTO Waiver Request - Incomplete | 2020-02-05 | 2020-02-07 | 2021-02-07 | REC Solar | REC310TP2M | Solar Panels |  | 0.31 | 18 | 129 | 40 |  | Fixed | Roof
NJSRRE1544374058 | Solar Registration Program | hillsborough | 8844 | 5 | 6.03 | Residential | Yes | Behind the Meter |  |  | None | Vision Solar LLC | JCP&L | PTO Waiver Request - Incomplete | 2020-02-05 | 2020-02-07 | 2021-02-07 | lg solar | lg335n1k-v5 | Solar Panels |  | 0.335 | 9 | 175 | 40 |  | Fixed | Roof
NJSRRE1544374058 | Solar Registration Program | hillsborough | 8844 | 5 | 6.03 | Residential | Yes | Behind the Meter |  |  | None | Vision Solar LLC | JCP&L | PTO Waiver Request - Incomplete | 2020-02-05 | 2020-02-07 | 2021-02-07 | lg solar | lg335n1k-v5 | Solar Panels |  | 0.335 | 9 | 174 | 18 |  | Fixed | Roof
NJSRRE1544374100 | Solar Registration Program | glassboro | 8028 | 15 | 10.05 | Residential | Yes | Behind the Meter |  |  | None | Vision Solar LLC | AC Electric | PTO Waiver Request - Incomplete | 2020-02-05 | 2020-02-10 | 2021-02-10 | lg solar | lg335n1k-v5 | Solar Panels |  | 0.335 | 8 | 80 | 20 |  | Fixed | Roof
NJSRRE1544374100 | Solar Registration Program | glassboro | 8028 | 15 | 10.05 | Residential | Yes | Behind the Meter |  |  | None | Vision Solar LLC | AC Electric | PTO Waiver Request - Incomplete | 2020-02-05 | 2020-02-10 | 2021-02-10 | lg solar | lg335n1k-v5 | Solar Panels |  | 0.335 | 22 | 260 | 20 |  | Fixed | Roof
NJSRRE1544414019 | Solar Registration Program | Howell | 7728 | 17 | 12.42 | Residential | No | Behind the Meter |  |  | None | Sunrun Installation Services, Inc. | JCP&L | PTO Waiver Request - Incomplete | 2020-02-06 | 2020-02-10 | 2021-02-10 | LG Electronics | LG345N1C-V5 | Solar Panels |  | 0.345 | 16 | 178 | 27 |  | Fixed | Roof
NJSRRE1544414019 | Solar Registration Program | Howell | 7728 | 17 | 12.42 | Residential | No | Behind the Meter |  |  | None | Sunrun Installation Services, Inc. | JCP&L | PTO Waiver Request - Incomplete | 2020-02-06 | 2020-02-10 | 2021-02-10 | LG Electronics | LG345N1C-V5 | Solar Panels |  | 0.345 | 20 | 267 | 27 |  | Fixed | Roof
NJSRRE1544414631 | Solar Registration Program | Williamstown | 8094 | 15 | 6.7 | Residential | Yes | Behind the Meter |  |  | None | Vision Solar LLC | AC Electric | PTO Waiver Request - Incomplete | 2020-02-06 | 2020-02-11 | 2021-02-11 | lg solar | lg335n1k-v5 | Solar Panels |  | 0.335 | 20 | 179 | 30 |  | Fixed | Roof
NJSRRE1544419416 | Solar Registration Program | Glen Ridge | 7028 | 9 | 5.25 | Residential | Yes | Behind the Meter |  |  | None | Pro Custom Solar dba Momentum Solar | PSE&G | PTO Waiver Granted | 2020-02-07 | 2020-02-11 | 2021-02-11 | lg electronics | LG 350N1C-V5 | Solar Panels |  | 0.35 | 6 | 118 | 25 |  | Fixed | Roof
NJSRRE1544419416 | Solar Registration Program | Glen Ridge | 7028 | 9 | 5.25 | Residential | Yes | Behind the Meter |  |  | None | Pro Custom Solar dba Momentum Solar | PSE&G | PTO Waiver Granted | 2020-02-07 | 2020-02-11 | 2021-02-11 | lg electronics | LG 350N1C-V5 | Solar Panels |  | 0.35 | 9 | 298 | 26 |  | Fixed | Roof
NJSRRE1544419456 | Solar Registration Program | Galloway | 8205 | 19 | 20.93 | Residential | No | Behind the Meter |  |  | None | SunnyMac LLC | AC Electric | PTO Waiver Granted | 2020-02-07 | 2020-02-11 | 2021-02-11 | SunPower | SPR-E20327 | Solar Panels |  | 0.327 | 54 | 42 | 4 |  | Fixed | Roof
NJSRRE1544419456 | Solar Registration Program | Galloway | 8205 | 19 | 20.93 | Residential | No | Behind the Meter |  |  | None | SunnyMac LLC | AC Electric | PTO Waiver Granted | 2020-02-07 | 2020-02-11 | 2021-02-11 | SunPower | SPR-E20327 | Solar Panels |  | 0.327 | 10 | 222 | 22 |  | Fixed | Roof
NJSRRE1544419562 | Solar Registration Program | Ridgefield | 7657 | 7 | 2.35 | Residential | Yes | Behind the Meter |  |  | None | Vision Solar LLC | PSE&G | PTO Waiver Request - Incomplete | 2020-02-07 | 2020-02-11 | 2021-02-11 | lg solar | lg335n1k-v5 | Solar Panels |  | 0.335 | 7 | 217 | 18 |  | Fixed | Roof
NJSRRE1544428666 | Solar Registration Program | Sparta | 7871 | 1 | 26.13 | Residential | Yes | Behind the Meter |  |  | None | Vision Solar LLC | JCP&L | PTO Waiver Request - Incomplete | 2020-02-10 | 2020-02-13 | 2021-02-13 | lg solar | lg335n1k-v5 | Solar Panels |  | 0.335 | 3 | 22 | 34 |  | Fixed | Roof
NJSRRE1544428666 | Solar Registration Program | Sparta | 7871 | 1 | 26.13 | Residential | Yes | Behind the Meter |  |  | None | Vision Solar LLC | JCP&L | PTO Waiver Request - Incomplete | 2020-02-10 | 2020-02-13 | 2021-02-13 | lg solar | lg335n1k-v5 | Solar Panels |  | 0.335 | 10 | 23 | 34 |  | Fixed | Roof
NJSRRE1544428666 | Solar Registration Program | Sparta | 7871 | 1 | 26.13 | Residential | Yes | Behind the Meter |  |  | None | Vision Solar LLC | JCP&L | PTO Waiver Request - Incomplete | 2020-02-10 | 2020-02-13 | 2021-02-13 | lg solar | lg335n1k-v5 | Solar Panels |  | 0.335 | 3 | 23 | 40 |  | Fixed | Roof
NJSRRE1544374058 | Solar Registration Program | hillsborough | 8844 | 5 | 6.03 | Residential | Yes | Behind the Meter |  |  | None | Vision Solar LLC | JCP&L | PTO Waiver Request - Incomplete | 2020-02-05 | 2020-02-07 | 2021-02-07 | enphase | iq7-60-2-us | Inverters | 0.25 |  | 18 |  |  | 0.96 |  | Other | behind panels
NJSRRE1544374100 | Solar Registration Program | glassboro | 8028 | 15 | 10.05 | Residential | Yes | Behind the Meter |  |  | None | Vision Solar LLC | AC Electric | PTO Waiver Request - Incomplete | 2020-02-05 | 2020-02-10 | 2021-02-10 | enphase | iq7-60-2-us | Inverters | 0.25 |  | 30 |  |  | 0.96 |  | Other | behind panels
NJSRRE1544414019 | Solar Registration Program | Howell | 7728 | 17 | 12.42 | Residential | No | Behind the Meter |  |  | None | Sunrun Installation Services, Inc. | JCP&L | PTO Waiver Request - Incomplete | 2020-02-06 | 2020-02-10 | 2021-02-10 | Enphase Energy | IQ7PLUS-72-x-US (240V) | Inverters | 290 |  | 36 |  |  | 0.96 |  | Outdoor | Rooftop
NJSRRE1544414631 | Solar Registration Program | Williamstown | 8094 | 15 | 6.7 | Residential | Yes | Behind the Meter |  |  | None | Vision Solar LLC | AC Electric | PTO Waiver Request - Incomplete | 2020-02-06 | 2020-02-11 | 2021-02-11 | enphase | iq7-60-2-us | Inverters | 0.25 |  | 20 |  |  | 0.96 |  | Other | behind panels
NJSRRE1544419416 | Solar Registration Program | Glen Ridge | 7028 | 9 | 5.25 | Residential | Yes | Behind the Meter |  |  | None | Pro Custom Solar dba Momentum Solar | PSE&G | PTO Waiver Granted | 2020-02-07 | 2020-02-11 | 2021-02-11 | Enphase Energy | IQ7PLUS-72-2-US | Inverters | 295 |  | 15 |  |  | 0.97 |  | Outdoor | roof
NJSRRE1544419456 | Solar Registration Program | Galloway | 8205 | 19 | 20.93 | Residential | No | Behind the Meter |  |  | None | SunnyMac LLC | AC Electric | PTO Waiver Granted | 2020-02-07 | 2020-02-11 | 2021-02-11 | Enphase | IQ7XS-96-ACM-US | Inverters | 0.315 |  | 64 |  |  | 0.99 |  | Outdoor | roof
NJSRRE1544419562 | Solar Registration Program | Ridgefield | 7657 | 7 | 2.35 | Residential | Yes | Behind the Meter |  |  | None | Vision Solar LLC | PSE&G | PTO Waiver Request - Incomplete | 2020-02-07 | 2020-02-11 | 2021-02-11 | enphase | iq7-60-2-us | Inverters | 0.25 |  | 7 |  |  | 0.96 |  | Other | behind panels
NJSRRE1544428666 | Solar Registration Program | Sparta | 7871 | 1 | 26.13 | Residential | Yes | Behind the Meter |  |  | None | Vision Solar LLC | JCP&L | PTO Waiver Request - Incomplete | 2020-02-10 | 2020-02-13 | 2021-02-13 | enphase | iq7-60-2-us | Inverters | 0.25 |  | 78 |  |  | 0.96 |  | Other | behind panels
NJSRRE1544430928 | Solar Registration Program | sewell | 8080 | 15 | 13.4 | Residential | Yes | Behind the Meter |  |  | None | Vision Solar LLC | AC Electric | PTO Waiver Request - Incomplete | 2020-02-11 | 2020-02-13 | 2021-02-13 | enphase | iq7-60-2-us | Inverters | 0.25 |  | 40 |  |  | 0.96 |  | Other | behind panels
NJSRRE1544431422 | Solar Registration Program | Egg Harbor City | 8215 | 19 | 7.13 | Residential | Yes | Behind the Meter |  |  | None | Sunrun Installation Services, Inc. | AC Electric | PTO Waiver Request - Incomplete | 2020-02-11 | 2020-02-13 | 2021-02-13 | Delta Electronics | M6-TL-US | Inverters | 5760 |  | 1 |  |  | 0.96 |  | Outdoor | Next To Meter
NJSRRE1544431447 | Solar Registration Program | Oradell | 7649 | 7 | 7.13 | Residential | No | Behind the Meter |  |  | None | Sunrun Installation Services, Inc. | PSE&G | PTO Waiver Request - Incomplete | 2020-02-11 | 2020-02-13 | 2021-02-13 | Delta Electronics | M6-TL-US | Inverters | 5760 |  | 1 |  |  | 0.96 |  | Outdoor | Next To Meter
NJSRRE1544431688 | Solar Registration Program | Forked River | 8731 | 18 | 11.16 | Residential | Yes | Behind the Meter |  |  | None | Sunrun Installation Services, Inc. | JCP&L | PTO Waiver Request - Incomplete | 2020-02-11 | 2020-02-14 | 2021-02-14 | Delta Electronics | M5-TL-US | Inverters | 4800 |  | 1 |  |  | 0.96 |  | Outdoor | Next To Meter
NJSRRE1544431688 | Solar Registration Program | Forked River | 8731 | 18 | 11.16 | Residential | Yes | Behind the Meter |  |  | None | Sunrun Installation Services, Inc. | JCP&L | PTO Waiver Request - Incomplete | 2020-02-11 | 2020-02-14 | 2021-02-14 | Delta Electronics | M4-TL-US | Inverters | 3840 |  | 1 |  |  | 0.96 |  | Outdoor | Next To Meter
NJSRRE1544428666 | Solar Registration Program | Sparta | 7871 | 1 | 26.13 | Residential | Yes | Behind the Meter |  |  | None | Vision Solar LLC | JCP&L | PTO Waiver Request - Incomplete | 2020-02-10 | 2020-02-13 | 2021-02-13 | lg solar | lg335n1k-v5 | Solar Panels |  | 0.335 | 14 | 202 | 34 |  | Fixed | Roof
NJSRRE1544428666 | Solar Registration Program | Sparta | 7871 | 1 | 26.13 | Residential | Yes | Behind the Meter |  |  | None | Vision Solar LLC | JCP&L | PTO Waiver Request - Incomplete | 2020-02-10 | 2020-02-13 | 2021-02-13 | lg solar | lg335n1k-v5 | Solar Panels |  | 0.335 | 15 | 202 | 40 |  | Fixed | Roof
NJSRRE1544428666 | Solar Registration Program | Sparta | 7871 | 1 | 26.13 | Residential | Yes | Behind the Meter |  |  | None | Vision Solar LLC | JCP&L | PTO Waiver Request - Incomplete | 2020-02-10 | 2020-02-13 | 2021-02-13 | lg solar | lg335n1k-v5 | Solar Panels |  | 0.335 | 33 | 203 | 34 |  | Fixed | Roof
NJSRRE1544430928 | Solar Registration Program | sewell | 8080 | 15 | 13.4 | Residential | Yes | Behind the Meter |  |  | None | Vision Solar LLC | AC Electric | PTO Waiver Request - Incomplete | 2020-02-11 | 2020-02-13 | 2021-02-13 | lg solar | lg335n1k-v5 | Solar Panels |  | 0.335 | 34 | 239 | 20 |  | Fixed | Roof
NJSRRE1544430928 | Solar Registration Program | sewell | 8080 | 15 | 13.4 | Residential | Yes | Behind the Meter |  |  | None | Vision Solar LLC | AC Electric | PTO Waiver Request - Incomplete | 2020-02-11 | 2020-02-13 | 2021-02-13 | lg solar | lg335n1k-v5 | Solar Panels |  | 0.335 | 6 | 59 | 20 |  | Fixed | Roof
NJSRRE1544431422 | Solar Registration Program | Egg Harbor City | 8215 | 19 | 7.13 | Residential | Yes | Behind the Meter |  |  | None | Sunrun Installation Services, Inc. | AC Electric | PTO Waiver Request - Incomplete | 2020-02-11 | 2020-02-13 | 2021-02-13 | REC Solar | REC310TP2M | Solar Panels |  | 0.31 | 23 | 132 | 23 |  | Fixed | Roof
NJSRRE1544431447 | Solar Registration Program | Oradell | 7649 | 7 | 7.13 | Residential | No | Behind the Meter |  |  | None | Sunrun Installation Services, Inc. | PSE&G | PTO Waiver Request - Incomplete | 2020-02-11 | 2020-02-13 | 2021-02-13 | REC Solar | REC310TP2M | Solar Panels |  | 0.31 | 5 | 270 | 23 |  | Fixed | Roof
NJSRRE1544431447 | Solar Registration Program | Oradell | 7649 | 7 | 7.13 | Residential | No | Behind the Meter |  |  | None | Sunrun Installation Services, Inc. | PSE&G | PTO Waiver Request - Incomplete | 2020-02-11 | 2020-02-13 | 2021-02-13 | REC Solar | REC310TP2M | Solar Panels |  | 0.31 | 13 | 180 | 23 |  | Fixed | Roof
NJSRRE1544431447 | Solar Registration Program | Oradell | 7649 | 7 | 7.13 | Residential | No | Behind the Meter |  |  | None | Sunrun Installation Services, Inc. | PSE&G | PTO Waiver Request - Incomplete | 2020-02-11 | 2020-02-13 | 2021-02-13 | REC Solar | REC310TP2M | Solar Panels |  | 0.31 | 5 | 179 | 18 |  | Fixed | Roof
NJSRRE1544431688 | Solar Registration Program | Forked River | 8731 | 18 | 11.16 | Residential | Yes | Behind the Meter |  |  | None | Sunrun Installation Services, Inc. | JCP&L | PTO Waiver Request - Incomplete | 2020-02-11 | 2020-02-14 | 2021-02-14 | REC Solar | REC310TP2M | Solar Panels |  | 0.31 | 8 | 62 | 23 |  | Fixed | Roof
NJSRRE1544431688 | Solar Registration Program | Forked River | 8731 | 18 | 11.16 | Residential | Yes | Behind the Meter |  |  | None | Sunrun Installation Services, Inc. | JCP&L | PTO Waiver Request - Incomplete | 2020-02-11 | 2020-02-14 | 2021-02-14 | REC Solar | REC310TP2M | Solar Panels |  | 0.31 | 7 | 62 | 23 |  | Fixed | Roof
NJSRRE1544431688 | Solar Registration Program | Forked River | 8731 | 18 | 11.16 | Residential | Yes | Behind the Meter |  |  | None | Sunrun Installation Services, Inc. | JCP&L | PTO Waiver Request - Incomplete | 2020-02-11 | 2020-02-14 | 2021-02-14 | REC Solar | REC310TP2M | Solar Panels |  | 0.31 | 12 | 242 | 23 |  | Fixed | Roof
NJSRRE1544431688 | Solar Registration Program | Forked River | 8731 | 18 | 11.16 | Residential | Yes | Behind the Meter |  |  | None | Sunrun Installation Services, Inc. | JCP&L | PTO Waiver Request - Incomplete | 2020-02-11 | 2020-02-14 | 2021-02-14 | REC Solar | REC310TP2M | Solar Panels |  | 0.31 | 9 | 242 | 23 |  | Fixed | Roof
NJSRRE1544431741 | Solar Registration Program | IRVINGTON | 7111 | 9 | 4.8 | Residential | Yes | Behind the Meter |  |  | None | Vivint Solar Developer, LLC | PSE&G | PTO Waiver Request - Incomplete | 2020-02-12 | 2020-02-17 | 2021-02-17 | JINKO SOLAR | JKM320M-60HBL | Solar Panels |  | 0.32 | 15 | 215 | 20 |  | Fixed | Roof
NJSRRE1544431753 | Solar Registration Program | Kearny | 7032 | 8 | 9.05 | Residential | Yes | Behind the Meter |  |  | None | Pro Custom Solar dba Momentum Solar | PSE&G | PTO Waiver Granted | 2020-02-11 | 2020-02-17 | 2021-02-17 | HANWHA | Q.PEAK DUO BLK G6+ 335 | Solar Panels |  | 0.335 | 21 | 216 | 34 |  | Fixed | Roof
NJSRRE1544431753 | Solar Registration Program | Kearny | 7032 | 8 | 9.05 | Residential | Yes | Behind the Meter |  |  | None | Pro Custom Solar dba Momentum Solar | PSE&G | PTO Waiver Granted | 2020-02-11 | 2020-02-17 | 2021-02-17 | HANWHA | Q.PEAK DUO BLK G6+ 335 | Solar Panels |  | 0.335 | 6 | 216 | 14 |  | Fixed | Roof
NJSRRE1544436672 | Solar Registration Program | pennsauken | 8110 | 14 | 6.03 | Residential | Yes | Behind the Meter |  |  | None | Vision Solar LLC | PSE&G | PTO Waiver Request - Incomplete | 2020-02-12 | 2020-02-17 | 2021-02-17 | lg solar | lg335n1k-v5 | Solar Panels |  | 0.335 | 2 | 126 | 30 |  | Fixed | Roof
NJSRRE1544436672 | Solar Registration Program | pennsauken | 8110 | 14 | 6.03 | Residential | Yes | Behind the Meter |  |  | None | Vision Solar LLC | PSE&G | PTO Waiver Request - Incomplete | 2020-02-12 | 2020-02-17 | 2021-02-17 | lg solar | lg335n1k-v5 | Solar Panels |  | 0.335 | 9 | 36 | 37 |  | Fixed | Roof
NJSRRE1544436672 | Solar Registration Program | pennsauken | 8110 | 14 | 6.03 | Residential | Yes | Behind the Meter |  |  | None | Vision Solar LLC | PSE&G | PTO Waiver Request - Incomplete | 2020-02-12 | 2020-02-17 | 2021-02-17 | lg solar | lg335n1k-v5 | Solar Panels |  | 0.335 | 7 | 216 | 37 |  | Fixed | Roof
NJSRRE1544436733 | Solar Registration Program | Jersey City | 7305 | 8 | 5.78 | Residential | Yes | Behind the Meter |  |  | None | Pro Custom Solar dba Momentum Solar | PSE&G | PTO Waiver Granted | 2020-02-12 | 2020-02-20 | 2021-02-20 | LG ELECTRONICS | LG 340N1C-V5 | Solar Panels |  | 0.34 | 17 | 238 | 2 |  | Fixed | Roof
NJSRRE1544441457 | Solar Registration Program | monroe twp | 18831 |  | 13.07 | Residential | Yes | Behind the Meter |  |  | None | Vision Solar LLC | JCP&L | PTO Waiver Request - Incomplete | 2020-02-12 | 2020-02-17 | 2021-02-17 | lg solar | lg335n1k-v5 | Solar Panels |  | 0.335 | 7 | 179 | 27 |  | Fixed | Roof
NJSRRE1544441457 | Solar Registration Program | monroe twp | 18831 |  | 13.07 | Residential | Yes | Behind the Meter |  |  | None | Vision Solar LLC | JCP&L | PTO Waiver Request - Incomplete | 2020-02-12 | 2020-02-17 | 2021-02-17 | lg solar | lg335n1k-v5 | Solar Panels |  | 0.335 | 22 | 89 | 27 |  | Fixed | Roof
NJSRRE1544441457 | Solar Registration Program | monroe twp | 18831 |  | 13.07 | Residential | Yes | Behind the Meter |  |  | None | Vision Solar LLC | JCP&L | PTO Waiver Request - Incomplete | 2020-02-12 | 2020-02-17 | 2021-02-17 | lg solar | lg335n1k-v5 | Solar Panels |  | 0.335 | 10 | 269 | 27 |  | Fixed | Roof
NJSRRE1544444987 | Solar Registration Program | Elizabeth | 7206 | 10 | 4.03 | Residential | No | Behind the Meter |  |  | None | Sunrun Installation Services, Inc. | PSE&G | PTO Waiver Request - Incomplete | 2020-02-13 | 2020-02-18 | 2021-02-18 | REC Solar | REC310TP2M | Solar Panels |  | 0.31 | 13 | 145 | 18 |  | Fixed | Roof
NJSRRE1544446662 | Solar Registration Program | Elizabeth | 7206 | 10 | 4.03 | Residential | No | Behind the Meter |  |  | None | Sunrun Installation Services, Inc. | PSE&G | PTO Waiver Request - Incomplete | 2020-02-13 | 2020-02-18 | 2021-02-18 | REC Solar | REC310TP2M | Solar Panels |  | 0.31 | 13 | 144 | 27 |  | Fixed | Roof
NJSRRE1544446938 | Solar Registration Program | hillsdale | 7642 | 7 | 25.13 | Residential | Yes | Behind the Meter |  |  | None | Vision Solar LLC | PSE&G | PTO Waiver Request - Incomplete | 2020-02-13 | 2020-02-18 | 2021-02-18 | lg solar | lg335n1k-v5 | Solar Panels |  | 0.335 | 16 | 171 | 23 |  | Fixed | Roof
NJSRRE1534224371 | Solar Registration Program | Cranbury | 8512 | 11 | 3656.25 | Commercial | No | Grid Supply | t |  | None | Whitman | AC Electric | Accepted | 2017-04-20 | 2017-05-31 | 2020-09-30 | SEL | SEL 734 | Meters | 15 |  | 1 |  |  |  |  | Outdoor
NJSRRE1541131698 | Solar Registration Program | Bayonne City | 7002 | 8 | 8.88 | Residential | No | Behind the Meter |  |  | None | Ampericon | PSE&G | Final As-Built Received | 2019-06-11 | 2019-06-14 | 2020-06-14 | EnPhase | EnVoy IQ Metered | Meters |  |  | 1 |  |  |  | Yes | Outdoor
NJSRRE1542541546 | Solar Registration Program | Jersey City | 7304 | 8 | 5.92 | Residential | No | Behind the Meter |  |  | None | Green House Solar | PSE&G | PTO Waiver Granted | 2019-10-14 | 2019-10-16 | 2020-10-16 | Sunpower | PVS6 | Meters |  |  | 1 |  |  |  | Yes
NJSRRE1542560957 | Solar Registration Program | Randolph | 7809 |  | 5.36 | Residential | No | Behind the Meter |  |  | None | Morgan Associates and Consulting LLC | JCP&L | PTO Waiver Request - Incomplete | 2019-10-19 | 2019-10-22 | 2020-10-22 | Hialeah Meter | CL200 | Meters |  |  | 1 |  |  |  | Yes
NJSRRE1543506368 | Solar Registration Program | Erial | 8081 | 14 | 14.21 | Residential | Yes | Behind the Meter |  |  | None | Sunrun Installation Services, Inc. | AC Electric | PTO Waiver Request - Incomplete | 2019-12-10 | 2019-12-13 | 2020-12-13 | LG Chem | RESU 10H SEG | Electric Storage Battery |  |  | 1 |  |  |  | Lithium Ion |  | outside
NJSRRE1543880201 | Solar Registration Program | Stillwater | 7875 | 1 | 4.48 | Residential | Yes | Behind the Meter |  |  | None | Sunrun Installation Services, Inc. | JCP&L | PTO Waiver Request - Incomplete | 2020-01-02 | 2020-01-07 | 2021-01-07 | LG Chem | RESU 10H SEG | Electric Storage Battery |  |  | 1 |  |  |  | Lithium Ion |  | outside
NJSRRE1544143558 | Solar Registration Program | Whitehouse Station | 8889 | 4 | 12.48 | Residential | No | Behind the Meter |  |  | None | Sunrun Installation Services, Inc. | JCP&L | PTO Waiver Request - Incomplete | 2020-01-08 | 2020-01-13 | 2021-01-13 | LG Chem | RESU 10H SEG | Electric Storage Battery |  |  | 1 |  |  |  | Lithium Ion |  | outside
NJSRRE1544161763 | Solar Registration Program | Milford | 8848 | 4 | 10.98 | Residential | No | Behind the Meter |  |  | None | Ecological Systems LLC | JCP&L | PTO Waiver Request - Incomplete | 2020-01-13 | 2020-01-16 | 2021-01-16 | Enphase | Enphase | Meters |  |  | 1 |  |  |  | Yes | Outdoor
NJSRRE1544185753 | Solar Registration Program | Mount Laurel Township | 8054 | 13 | 4.8 | Residential | No | Behind the Meter |  |  | None | Sunrun Installation Services, Inc. | PSE&G | PTO Waiver Request - Incomplete | 2020-01-16 | 2020-01-21 | 2021-01-21 | LG Chem | RESU 10H SEG | Electric Storage Battery |  |  | 1 |  |  |  | Lithium Ion |  | outside
NJSRRE1544333445 | Solar Registration Program | Villas | 8251 | 21 | 5.58 | Residential | Yes | Behind the Meter |  |  | None | Sunrun Installation Services, Inc. | AC Electric | PTO Waiver Request - Incomplete | 2020-01-30 | 2020-02-03 | 2021-02-03 | LG Chem | RESU 10H SEG | Electric Storage Battery |  |  | 1 |  |  |  | Lithium Ion |  | outside
NJSRRE1544348543 | Solar Registration Program | Pleasantville | 8232 | 19 | 13.28 | Residential | No | Behind the Meter |  |  | None | Bright Planet Solar | AC Electric | PTO Waiver Granted | 2020-02-03 | 2020-02-11 | 2021-02-11 | SolarEdge | SE5000H-USRGM | Meters |  |  | 1 |  |  |  | Yes | Outdoor
NJSRRE1544348708 | Solar Registration Program | Edison | 8817 | 11 | 17.6 | Residential | Yes | Behind the Meter |  |  | None | Sunrun Installation Services, Inc. | PSE&G | PTO Waiver Request - Incomplete | 2020-02-03 | 2020-02-06 | 2021-02-06 | LG Chem | RESU 10H SEG | Electric Storage Battery |  |  | 1 |  |  |  | Lithium Ion |  | outside
NJSRRE1544467075 | Solar Registration Program | Leonia | 7065 | 10 | 10.72 | Residential | No | Behind the Meter |  |  | None | Seabright Solar | PSE&G | PTO Waiver Request - Incomplete | 2020-02-25 | 2020-02-25 | 2021-02-25 | Sunpower | PVS 6 | Meters |  |  | 1 |  |  |  | Yes | Indoor
NJSRRE1544446938 | Solar Registration Program | hillsdale | 7642 | 7 | 25.13 | Residential | Yes | Behind the Meter |  |  | None | Vision Solar LLC | PSE&G | PTO Waiver Request - Incomplete | 2020-02-13 | 2020-02-18 | 2021-02-18 | lg solar | lg335n1k-v5 | Solar Panels |  | 0.335 | 12 | 171 | 18 |  | Fixed | Roof
NJSRRE1544446938 | Solar Registration Program | hillsdale | 7642 | 7 | 25.13 | Residential | Yes | Behind the Meter |  |  | None | Vision Solar LLC | PSE&G | PTO Waiver Request - Incomplete | 2020-02-13 | 2020-02-18 | 2021-02-18 | lg solar | lg335n1k-v5 | Solar Panels |  | 0.335 | 8 | 81 | 23 |  | Fixed | Roof
NJSRRE1544446938 | Solar Registration Program | hillsdale | 7642 | 7 | 25.13 | Residential | Yes | Behind the Meter |  |  | None | Vision Solar LLC | PSE&G | PTO Waiver Request - Incomplete | 2020-02-13 | 2020-02-18 | 2021-02-18 | lg solar | lg335n1k-v5 | Solar Panels |  | 0.335 | 10 | 261 | 23 |  | Fixed | Roof
NJSRRE1544446938 | Solar Registration Program | hillsdale | 7642 | 7 | 25.13 | Residential | Yes | Behind the Meter |  |  | None | Vision Solar LLC | PSE&G | PTO Waiver Request - Incomplete | 2020-02-13 | 2020-02-18 | 2021-02-18 | lg solar | lg335n1k-v5 | Solar Panels |  | 0.335 | 17 | 351 | 23 |  | Fixed | Roof
NJSRRE1544446938 | Solar Registration Program | hillsdale | 7642 | 7 | 25.13 | Residential | Yes | Behind the Meter |  |  | None | Vision Solar LLC | PSE&G | PTO Waiver Request - Incomplete | 2020-02-13 | 2020-02-18 | 2021-02-18 | lg solar | lg335n1k-v5 | Solar Panels |  | 0.335 | 12 | 351 | 18 |  | Fixed | Roof
NJSRRE1544446942 | Solar Registration Program | Pennsauken TWP | 8109 | 14 | 16.74 | Residential | Yes | Behind the Meter |  |  | None | 1st Light Energy Inc | PSE&G | PTO Waiver Granted | 2020-02-13 | 2020-02-18 | 2021-02-18 | Longi | LR6-60HPB-310M | Solar Panels |  | 0.31 | 6 | 125 | 27 |  | Fixed | Roof
NJSRRE1544446942 | Solar Registration Program | Pennsauken TWP | 8109 | 14 | 16.74 | Residential | Yes | Behind the Meter |  |  | None | 1st Light Energy Inc | PSE&G | PTO Waiver Granted | 2020-02-13 | 2020-02-18 | 2021-02-18 | Longi | LR6-60HPB-310M | Solar Panels |  | 0.31 | 6 | 305 | 23 |  | Fixed | Roof
NJSRRE1544446942 | Solar Registration Program | Pennsauken TWP | 8109 | 14 | 16.74 | Residential | Yes | Behind the Meter |  |  | None | 1st Light Energy Inc | PSE&G | PTO Waiver Granted | 2020-02-13 | 2020-02-18 | 2021-02-18 | Longi | LR6-60HPB-310M | Solar Panels |  | 0.31 | 18 | 35 | 37 |  | Fixed | Roof
NJSRRE1544446942 | Solar Registration Program | Pennsauken TWP | 8109 | 14 | 16.74 | Residential | Yes | Behind the Meter |  |  | None | 1st Light Energy Inc | PSE&G | PTO Waiver Granted | 2020-02-13 | 2020-02-18 | 2021-02-18 | Longi | LR6-60HPB-310M | Solar Panels |  | 0.31 | 24 | 215 | 37 |  | Fixed | Roof
NJSRRE1544447468 | Solar Registration Program | Audubon Boro | 8106 | 14 | 9.92 | Residential | Yes | Behind the Meter |  |  | None | 1st Light Energy Inc | PSE&G | PTO Waiver Granted | 2020-02-13 | 2020-02-18 | 2021-02-18 | Longi | LR6-60HPB-310M | Solar Panels |  | 0.31 | 5 | 142 | 14 |  | Fixed | Roof
NJSRRE1544447468 | Solar Registration Program | Audubon Boro | 8106 | 14 | 9.92 | Residential | Yes | Behind the Meter |  |  | None | 1st Light Energy Inc | PSE&G | PTO Waiver Granted | 2020-02-13 | 2020-02-18 | 2021-02-18 | Longi | LR6-60HPB-310M | Solar Panels |  | 0.31 | 9 | 142 | 9 |  | Fixed | Roof
NJSRRE1544447468 | Solar Registration Program | Audubon Boro | 8106 | 14 | 9.92 | Residential | Yes | Behind the Meter |  |  | None | 1st Light Energy Inc | PSE&G | PTO Waiver Granted | 2020-02-13 | 2020-02-18 | 2021-02-18 | Longi | LR6-60HPB-310M | Solar Panels |  | 0.31 | 18 | 142 | 37 |  | Fixed | Roof
NJSRRE1544456181 | Solar Registration Program | Piscataway TWP | 8854 | 11 | 9.92 | Residential | Yes | Behind the Meter |  |  | None | 1st Light Energy Inc | PSE&G | PTO Waiver Granted | 2020-02-14 | 2020-02-18 | 2021-02-18 | Longi | LR6-60HPB-310M | Solar Panels |  | 0.31 | 21 | 243 | 23 |  | Fixed | Roof
NJSRRE1544431741 | Solar Registration Program | IRVINGTON | 7111 | 9 | 4.8 | Residential | Yes | Behind the Meter |  |  | None | Vivint Solar Developer, LLC | PSE&G | PTO Waiver Request - Incomplete | 2020-02-12 | 2020-02-17 | 2021-02-17 | SOLAREDGE | SE3800H-US | Inverters | 3800 |  | 1 |  |  | 0.992 |  | Outdoor | Near the Utility Meter
NJSRRE1544431753 | Solar Registration Program | Kearny | 7032 | 8 | 9.05 | Residential | Yes | Behind the Meter |  |  | None | Pro Custom Solar dba Momentum Solar | PSE&G | PTO Waiver Granted | 2020-02-11 | 2020-02-17 | 2021-02-17 | Enphase Energy | IQ7-60-2-US | Inverters | 240 |  | 27 |  |  | 0.97 |  | Outdoor | Roof
NJSRRE1544436672 | Solar Registration Program | pennsauken | 8110 | 14 | 6.03 | Residential | Yes | Behind the Meter |  |  | None | Vision Solar LLC | PSE&G | PTO Waiver Request - Incomplete | 2020-02-12 | 2020-02-17 | 2021-02-17 | enphase | iq7-60-2-us | Inverters | 0.25 |  | 18 |  |  | 0.96 |  | Other | behind panels
NJSRRE1544436733 | Solar Registration Program | Jersey City | 7305 | 8 | 5.78 | Residential | Yes | Behind the Meter |  |  | None | Pro Custom Solar dba Momentum Solar | PSE&G | PTO Waiver Granted | 2020-02-12 | 2020-02-20 | 2021-02-20 | Enphase Energy | IQ6-60-2-US | Inverters | 230 |  | 17 |  |  | 0.97 |  | Outdoor | Roof
NJSRRE1544441457 | Solar Registration Program | monroe twp | 18831 |  | 13.07 | Residential | Yes | Behind the Meter |  |  | None | Vision Solar LLC | JCP&L | PTO Waiver Request - Incomplete | 2020-02-12 | 2020-02-17 | 2021-02-17 | enphse | iq7-60-2-us | Inverters | 0.25 |  | 39 |  |  | 0.96 |  | Other | behind panels
NJSRRE1544444987 | Solar Registration Program | Elizabeth | 7206 | 10 | 4.03 | Residential | No | Behind the Meter |  |  | None | Sunrun Installation Services, Inc. | PSE&G | PTO Waiver Request - Incomplete | 2020-02-13 | 2020-02-18 | 2021-02-18 | Delta Electronics | M4-TL-US | Inverters | 3840 |  | 1 |  |  | 0.96 |  | Outdoor | Next To Meter
NJSRRE1544446662 | Solar Registration Program | Elizabeth | 7206 | 10 | 4.03 | Residential | No | Behind the Meter |  |  | None | Sunrun Installation Services, Inc. | PSE&G | PTO Waiver Request - Incomplete | 2020-02-13 | 2020-02-18 | 2021-02-18 | Delta Electronics | M4-TL-US | Inverters | 3840 |  | 1 |  |  | 0.96 |  | Outdoor | Next To Meter
NJSRRE1544446938 | Solar Registration Program | hillsdale | 7642 | 7 | 25.13 | Residential | Yes | Behind the Meter |  |  | None | Vision Solar LLC | PSE&G | PTO Waiver Request - Incomplete | 2020-02-13 | 2020-02-18 | 2021-02-18 | enphase | iq7-60-2-us | Inverters | 0.25 |  | 75 |  |  | 0.96 |  | Other | behind panels
NJSRRE1544446942 | Solar Registration Program | Pennsauken TWP | 8109 | 14 | 16.74 | Residential | Yes | Behind the Meter |  |  | None | 1st Light Energy Inc | PSE&G | PTO Waiver Granted | 2020-02-13 | 2020-02-18 | 2021-02-18 | SolarEdge | SE7600H-USRGM (240V) | Inverters | 7600 |  | 2 |  |  | 0.99 |  | Outside | within 10 feet of meter
NJSRRE1544447468 | Solar Registration Program | Audubon Boro | 8106 | 14 | 9.92 | Residential | Yes | Behind the Meter |  |  | None | 1st Light Energy Inc | PSE&G | PTO Waiver Granted | 2020-02-13 | 2020-02-18 | 2021-02-18 | SolarEdge | SE10000H-USRGM (240V) | Inverters | 10000 |  | 1 |  |  | 0.99 |  | Outside | within 10 feet of meter
NJSRRE1544456181 | Solar Registration Program | Piscataway TWP | 8854 | 11 | 9.92 | Residential | Yes | Behind the Meter |  |  | None | 1st Light Energy Inc | PSE&G | PTO Waiver Granted | 2020-02-14 | 2020-02-18 | 2021-02-18 | SolarEdge | SE10000H-USRGM (240V) | Inverters | 10000 |  | 1 |  |  | 0.99 |  | Outside | within 10 feet of meter
NJSRRE1544456211 | Solar Registration Program | Maple Shade TWP | 8052 | 13 | 6.51 | Residential | Yes | Behind the Meter |  |  | None | 1st Light Energy Inc | PSE&G | PTO Waiver Granted | 2020-02-14 | 2020-02-18 | 2021-02-18 | SolarEdge | SE6000H-USRGM (240V) | Inverters | 6000 |  | 1 |  |  | 0.99 |  | Outside | within 10 feet of meter
NJSRRE1544456614 | Solar Registration Program | Clifton | 7011 | 6 | 8.68 | Residential | Yes | Behind the Meter |  |  | None | Sunrun Installation Services, Inc. | PSE&G | PTO Waiver Request - Incomplete | 2020-02-14 | 2020-02-19 | 2021-02-19 | Enphase Energy | IQ7-60-x-US (240V) | Inverters | 240 |  | 28 |  |  | 0.96 |  | Outdoor | Rooftop
NJSRRE1544456181 | Solar Registration Program | Piscataway TWP | 8854 | 11 | 9.92 | Residential | Yes | Behind the Meter |  |  | None | 1st Light Energy Inc | PSE&G | PTO Waiver Granted | 2020-02-14 | 2020-02-18 | 2021-02-18 | Longi | LR6-60HPB-310M | Solar Panels |  | 0.31 | 11 | 63 | 23 |  | Fixed | Roof
NJSRRE1544456211 | Solar Registration Program | Maple Shade TWP | 8052 | 13 | 6.51 | Residential | Yes | Behind the Meter |  |  | None | 1st Light Energy Inc | PSE&G | PTO Waiver Granted | 2020-02-14 | 2020-02-18 | 2021-02-18 | Longi | LR6-60HPB-310M | Solar Panels |  | 0.31 | 21 | 206 | 9 |  | Fixed | Roof
NJSRRE1544456614 | Solar Registration Program | Clifton | 7011 | 6 | 8.68 | Residential | Yes | Behind the Meter |  |  | None | Sunrun Installation Services, Inc. | PSE&G | PTO Waiver Request - Incomplete | 2020-02-14 | 2020-02-19 | 2021-02-19 | REC Solar | REC310TP2M | Solar Panels |  | 0.31 | 6 | 256 | 27 |  | Fixed | Roof
NJSRRE1544456614 | Solar Registration Program | Clifton | 7011 | 6 | 8.68 | Residential | Yes | Behind the Meter |  |  | None | Sunrun Installation Services, Inc. | PSE&G | PTO Waiver Request - Incomplete | 2020-02-14 | 2020-02-19 | 2021-02-19 | REC Solar | REC310TP2M | Solar Panels |  | 0.31 | 18 | 77 | 43 |  | Fixed | Roof
NJSRRE1544456614 | Solar Registration Program | Clifton | 7011 | 6 | 8.68 | Residential | Yes | Behind the Meter |  |  | None | Sunrun Installation Services, Inc. | PSE&G | PTO Waiver Request - Incomplete | 2020-02-14 | 2020-02-19 | 2021-02-19 | REC Solar | REC310TP2M | Solar Panels |  | 0.31 | 4 | 76 | 27 |  | Fixed | Roof
NJSRRE1544465764 | Solar Registration Program | HEWITT | 7421 | 6 | 8.71 | Residential | Yes | Behind the Meter |  |  | None | Vision Solar LLC | Orange Rockland Electric | PTO Waiver Request - Incomplete | 2020-02-17 | 2020-02-19 | 2021-02-19 | lgsolar | lg335n1k-v5 | Solar Panels |  | 0.335 | 6 | 213 | 22 |  | Fixed | Roof
NJSRRE1544465764 | Solar Registration Program | HEWITT | 7421 | 6 | 8.71 | Residential | Yes | Behind the Meter |  |  | None | Vision Solar LLC | Orange Rockland Electric | PTO Waiver Request - Incomplete | 2020-02-17 | 2020-02-19 | 2021-02-19 | lg solar | lg335n1k-v5 | Solar Panels |  | 0.335 | 7 | 123 | 18 |  | Fixed | Roof
NJSRRE1544465764 | Solar Registration Program | HEWITT | 7421 | 6 | 8.71 | Residential | Yes | Behind the Meter |  |  | None | Vision Solar LLC | Orange Rockland Electric | PTO Waiver Request - Incomplete | 2020-02-17 | 2020-02-19 | 2021-02-19 | lg solar | lg335n1k-v5 | Solar Panels |  | 0.335 | 5 | 123 | 20 |  | Fixed | Roof
NJSRRE1544465764 | Solar Registration Program | HEWITT | 7421 | 6 | 8.71 | Residential | Yes | Behind the Meter |  |  | None | Vision Solar LLC | Orange Rockland Electric | PTO Waiver Request - Incomplete | 2020-02-17 | 2020-02-19 | 2021-02-19 | lg solar | lg335n1k-v5 | Solar Panels |  | 0.335 | 8 | 303 | 20 |  | Fixed | Roof
NJSRRE1544467053 | Solar Registration Program | sicklerville | 8081 | 14 | 11.73 | Residential | Yes | Behind the Meter |  |  | None | Vision Solar LLC | AC Electric | PTO Waiver Request - Incomplete | 2020-02-17 | 2020-02-20 | 2021-02-20 | lg solar | lg335n1k-v5 | Solar Panels |  | 0.335 | 28 | 181 | 20 |  | Fixed | Roof
NJSRRE1544467053 | Solar Registration Program | sicklerville | 8081 | 14 | 11.73 | Residential | Yes | Behind the Meter |  |  | None | Vision Solar LLC | AC Electric | PTO Waiver Request - Incomplete | 2020-02-17 | 2020-02-20 | 2021-02-20 | lg solar | lg335n1k-v5 | Solar Panels |  | 0.335 | 7 | 1 | 20 |  | Fixed | Roof
NJSRRE1544467075 | Solar Registration Program | Leonia | 7065 | 10 | 10.72 | Residential | No | Behind the Meter |  |  | None | Seabright Solar | PSE&G | PTO Waiver Request - Incomplete | 2020-02-25 | 2020-02-25 | 2021-02-25 | Sunpower | SPR-X21-335 | Solar Panels |  | 0.335 | 14 | 217 | 37 |  | Fixed | Roof
NJSRRE1544467075 | Solar Registration Program | Leonia | 7065 | 10 | 10.72 | Residential | No | Behind the Meter |  |  | None | Seabright Solar | PSE&G | PTO Waiver Request - Incomplete | 2020-02-25 | 2020-02-25 | 2021-02-25 | Sunpower | SPR-X21-335 | Solar Panels |  | 0.335 | 18 | 37 | 37 |  | Fixed | Roof
NJSRRE1544467210 | Solar Registration Program | Highland Park | 8904 | 11 | 11.78 | Residential | Yes | Behind the Meter |  |  | None | Sunrun Installation Services, Inc. | PSE&G | PTO Waiver Request - Incomplete | 2020-02-17 | 2020-02-20 | 2021-02-20 | REC Solar | REC310TP2M | Solar Panels |  | 0.31 | 10 | 72 | 23 |  | Fixed | Roof
NJSRRE1544467210 | Solar Registration Program | Highland Park | 8904 | 11 | 11.78 | Residential | Yes | Behind the Meter |  |  | None | Sunrun Installation Services, Inc. | PSE&G | PTO Waiver Request - Incomplete | 2020-02-17 | 2020-02-20 | 2021-02-20 | REC Solar | REC310TP2M | Solar Panels |  | 0.31 | 28 | 163 | 23 |  | Fixed | Roof
NJSRRE1544468937 | Solar Registration Program | Blackwood | 8012 | 14 | 3.02 | Residential | Yes | Behind the Meter |  |  | None | Vision Solar LLC | PSE&G | PTO Waiver Request - Incomplete | 2020-02-18 | 2020-02-20 | 2021-02-20 | lg solar | lg335n1k-v5 | Solar Panels |  | 0.335 | 9 | 151 | 28 |  | Fixed | Roof
NJSRRE1544468969 | Solar Registration Program | Linwood | 8221 | 19 | 17.5 | Residential | No | Behind the Meter |  |  | None | Geoscape Solar | AC Electric | PTO Waiver Request - Incomplete | 2020-02-18 | 2020-02-20 | 2021-02-20 | LG ELECTRONICS INC | LG350N1C-V5 | Solar Panels |  | 0.35 | 10 | 26 | 34 |  | Fixed | Roof
NJSRRE1544468969 | Solar Registration Program | Linwood | 8221 | 19 | 17.5 | Residential | No | Behind the Meter |  |  | None | Geoscape Solar | AC Electric | PTO Waiver Request - Incomplete | 2020-02-18 | 2020-02-20 | 2021-02-20 | LG ELECTRONICS INC | LG350N1C-V5 | Solar Panels |  | 0.35 | 9 | 296 | 34 |  | Fixed | Roof
NJSRRE1544468969 | Solar Registration Program | Linwood | 8221 | 19 | 17.5 | Residential | No | Behind the Meter |  |  | None | Geoscape Solar | AC Electric | PTO Waiver Request - Incomplete | 2020-02-18 | 2020-02-20 | 2021-02-20 | LG ELECTRONICS INC | LG350N1C-V5 | Solar Panels |  | 0.35 | 12 | 26 | 34 |  | Fixed | Roof
NJSRRE1544468969 | Solar Registration Program | Linwood | 8221 | 19 | 17.5 | Residential | No | Behind the Meter |  |  | None | Geoscape Solar | AC Electric | PTO Waiver Request - Incomplete | 2020-02-18 | 2020-02-20 | 2021-02-20 | LG ELECTRONICS INC | LG350N1C-V5 | Solar Panels |  | 0.35 | 10 | 116 | 34 |  | Fixed | Roof
NJSRRE1544468969 | Solar Registration Program | Linwood | 8221 | 19 | 17.5 | Residential | No | Behind the Meter |  |  | None | Geoscape Solar | AC Electric | PTO Waiver Request - Incomplete | 2020-02-18 | 2020-02-20 | 2021-02-20 | LG ELECTRONICS INC | LG350N1C-V5 | Solar Panels |  | 0.35 | 9 | 206 | 34 |  | Fixed | Roof
NJSRRE1544469361 | Solar Registration Program | Kearny | 7032 | 8 | 2.8 | Residential | Yes | Behind the Meter |  |  | None | Pro Custom Solar dba Momentum Solar | PSE&G | PTO Waiver Granted | 2020-02-18 | 2020-02-20 | 2021-02-20 | lg electronics | LG 350N1C-V5 | Solar Panels |  | 0.35 | 4 | 206 | 30 |  | Fixed | Roof
NJSRRE1544469361 | Solar Registration Program | Kearny | 7032 | 8 | 2.8 | Residential | Yes | Behind the Meter |  |  | None | Pro Custom Solar dba Momentum Solar | PSE&G | PTO Waiver Granted | 2020-02-18 | 2020-02-20 | 2021-02-20 | lg electronics | LG 350N1C-V5 | Solar Panels |  | 0.35 | 4 | 26 | 30 |  | Fixed | Roof
NJSRRE1544469475 | Solar Registration Program | Union | 7083 | 10 | 2.79 | Residential | Yes | Behind the Meter |  |  | None | Sunrun Installation Services, Inc. | PSE&G | PTO Waiver Request - Incomplete | 2020-02-18 | 2020-02-21 | 2021-02-21 | REC Solar | REC310TP2M | Solar Panels |  | 0.31 | 7 | 127 | 40 |  | Fixed | Roof
NJSRRE1544469475 | Solar Registration Program | Union | 7083 | 10 | 2.79 | Residential | Yes | Behind the Meter |  |  | None | Sunrun Installation Services, Inc. | PSE&G | PTO Waiver Request - Incomplete | 2020-02-18 | 2020-02-21 | 2021-02-21 | REC Solar | REC310TP2M | Solar Panels |  | 0.31 | 2 | 127 | 30 |  | Fixed | Roof
NJSRRE1544469480 | Solar Registration Program | Kearny | 7032 | 8 | 3.5 | Residential | Yes | Behind the Meter |  |  | None | Pro Custom Solar dba Momentum Solar | PSE&G | PTO Waiver Granted | 2020-02-18 | 2020-02-21 | 2021-02-21 | lg electronics | LG 350N1C-V5 | Solar Panels |  | 0.35 | 4 | 26 | 30 |  | Fixed | Roof
NJSRRE1544465764 | Solar Registration Program | HEWITT | 7421 | 6 | 8.71 | Residential | Yes | Behind the Meter |  |  | None | Vision Solar LLC | Orange Rockland Electric | PTO Waiver Request - Incomplete | 2020-02-17 | 2020-02-19 | 2021-02-19 | enphase | iq7-60-2-us | Inverters | 0.25 |  | 26 |  |  | 0.96 |  | Other | behind panels
NJSRRE1544467053 | Solar Registration Program | sicklerville | 8081 | 14 | 11.73 | Residential | Yes | Behind the Meter |  |  | None | Vision Solar LLC | AC Electric | PTO Waiver Request - Incomplete | 2020-02-17 | 2020-02-20 | 2021-02-20 | enphase | iq7-60-2-us | Inverters | 0.25 |  | 35 |  |  | 0.96 |  | Other | behind panels
NJSRRE1544467075 | Solar Registration Program | Leonia | 7065 | 10 | 10.72 | Residential | No | Behind the Meter |  |  | None | Seabright Solar | PSE&G | PTO Waiver Request - Incomplete | 2020-02-25 | 2020-02-25 | 2021-02-25 | Sunpower | SPR-X21-335 | Inverters | 0.32 |  | 32 |  |  | 0.99 |  | Outside | Roof
NJSRRE1544467210 | Solar Registration Program | Highland Park | 8904 | 11 | 11.78 | Residential | Yes | Behind the Meter |  |  | None | Sunrun Installation Services, Inc. | PSE&G | PTO Waiver Request - Incomplete | 2020-02-17 | 2020-02-20 | 2021-02-20 | Delta Electronics | M10-TL-US | Inverters | 9600 |  | 1 |  |  | 0.96 |  | Outdoor | Next To Meter
NJSRRE1544468937 | Solar Registration Program | Blackwood | 8012 | 14 | 3.02 | Residential | Yes | Behind the Meter |  |  | None | Vision Solar LLC | PSE&G | PTO Waiver Request - Incomplete | 2020-02-18 | 2020-02-20 | 2021-02-20 | enphase | iq7-60-2-us | Inverters | 0.25 |  | 9 |  |  | 0.96 |  | Other | behind panels
NJSRRE1544468969 | Solar Registration Program | Linwood | 8221 | 19 | 17.5 | Residential | No | Behind the Meter |  |  | None | Geoscape Solar | AC Electric | PTO Waiver Request - Incomplete | 2020-02-18 | 2020-02-20 | 2021-02-20 | SolarEdge | SE6000H-US | Inverters | 6000 |  | 1 |  |  | 0.98 |  | Outdoor | adj. to utility meter
NJSRRE1544468969 | Solar Registration Program | Linwood | 8221 | 19 | 17.5 | Residential | No | Behind the Meter |  |  | None | Geoscape Solar | AC Electric | PTO Waiver Request - Incomplete | 2020-02-18 | 2020-02-20 | 2021-02-20 | SolarEdge | SE7600H-US | Inverters | 7600 |  | 1 |  |  | 0.98 |  | Outside | adj. to utility meter
NJSRRE1544469361 | Solar Registration Program | Kearny | 7032 | 8 | 2.8 | Residential | Yes | Behind the Meter |  |  | None | Pro Custom Solar dba Momentum Solar | PSE&G | PTO Waiver Granted | 2020-02-18 | 2020-02-20 | 2021-02-20 | enphase energy | IQ7PLUS-72-2-US | Inverters | 295 |  | 8 |  |  | 0.97 |  | Outdoor | roof
NJSRRE1544469475 | Solar Registration Program | Union | 7083 | 10 | 2.79 | Residential | Yes | Behind the Meter |  |  | None | Sunrun Installation Services, Inc. | PSE&G | PTO Waiver Request - Incomplete | 2020-02-18 | 2020-02-21 | 2021-02-21 | Enphase Energy | IQ7-60-x-US (240V) | Inverters | 240 |  | 9 |  |  | 0.96 |  | Outdoor | Rooftop
NJSRRE1544469480 | Solar Registration Program | Kearny | 7032 | 8 | 3.5 | Residential | Yes | Behind the Meter |  |  | None | Pro Custom Solar dba Momentum Solar | PSE&G | PTO Waiver Granted | 2020-02-18 | 2020-02-21 | 2021-02-21 | enphase energy | IQ7PLUS-72-2-US | Inverters | 295 |  | 10 |  |  | 0.97 |  | Outdoor | roof
NJSRRE1544472687 | Solar Registration Program | sicklerville | 8081 | 14 | 7.56 | Residential | Yes | Behind the Meter |  |  | None | Vision Solar LLC | AC Electric | PTO Waiver Request - Incomplete | 2020-02-19 | 2020-02-21 | 2021-02-21 | enphase | iq7-60-2-us | Inverters | 0.25 |  | 24 |  |  | 0.96 |  | Other | behind panels
NJSRRE1544472726 | Solar Registration Program | Irvington Town | 7111 | 9 | 5.7 | Residential | Yes | Behind the Meter |  |  | None | Vision Solar LLC | PSE&G | PTO Waiver Request - Incomplete | 2020-02-19 | 2020-02-21 | 2021-02-21 | enphase | iq7-60-2-us | Inverters | 0.25 |  | 17 |  |  | 0.96 |  | Other | behindpanels
NJSRRE1544488532 | Solar Registration Program | Old Bridge | 8057 | 13 | 7.56 | Residential | Yes | Behind the Meter |  |  | None | Vision Solar LLC | JCP&L | PTO Waiver Request - Incomplete | 2020-02-19 | 2020-02-21 | 2021-02-21 | enphase | iq7-60-2-us | Inverters | 0.25 |  | 24 |  |  | 0.96 |  | Other | behind panels
NJSRRE1544469480 | Solar Registration Program | Kearny | 7032 | 8 | 3.5 | Residential | Yes | Behind the Meter |  |  | None | Pro Custom Solar dba Momentum Solar | PSE&G | PTO Waiver Granted | 2020-02-18 | 2020-02-21 | 2021-02-21 | lg electronics | LG 350N1C-V5 | Solar Panels |  | 0.35 | 3 | 116 | 30 |  | Fixed | Roof
NJSRRE1544469480 | Solar Registration Program | Kearny | 7032 | 8 | 3.5 | Residential | Yes | Behind the Meter |  |  | None | Pro Custom Solar dba Momentum Solar | PSE&G | PTO Waiver Granted | 2020-02-18 | 2020-02-21 | 2021-02-21 | lg electronics | LG 350N1C-V5 | Solar Panels |  | 0.35 | 3 | 206 | 30 |  | Fixed | Roof
NJSRRE1544472687 | Solar Registration Program | sicklerville | 8081 | 14 | 7.56 | Residential | Yes | Behind the Meter |  |  | None | Vision Solar LLC | AC Electric | PTO Waiver Request - Incomplete | 2020-02-19 | 2020-02-21 | 2021-02-21 | hanwa qcells | qpeak duo g5 315 | Solar Panels |  | 0.315 | 7 | 128 | 20 |  | Fixed | Roof
NJSRRE1544472687 | Solar Registration Program | sicklerville | 8081 | 14 | 7.56 | Residential | Yes | Behind the Meter |  |  | None | Vision Solar LLC | AC Electric | PTO Waiver Request - Incomplete | 2020-02-19 | 2020-02-21 | 2021-02-21 | hanwa qcells | qpeak duo g5 315 | Solar Panels |  | 0.315 | 17 | 128 | 20 |  | Fixed | Roof
NJSRRE1544472726 | Solar Registration Program | Irvington Town | 7111 | 9 | 5.7 | Residential | Yes | Behind the Meter |  |  | None | Vision Solar LLC | PSE&G | PTO Waiver Request - Incomplete | 2020-02-19 | 2020-02-21 | 2021-02-21 | lg solar | lg335n1k-v5 | Solar Panels |  | 0.335 | 8 | 212 | 27 |  | Fixed | Roof
NJSRRE1544472726 | Solar Registration Program | Irvington Town | 7111 | 9 | 5.7 | Residential | Yes | Behind the Meter |  |  | None | Vision Solar LLC | PSE&G | PTO Waiver Request - Incomplete | 2020-02-19 | 2020-02-21 | 2021-02-21 | lg solar | lg335n1k-v5 | Solar Panels |  | 0.335 | 8 | 32 | 27 |  | Fixed | Roof
NJSRRE1544472726 | Solar Registration Program | Irvington Town | 7111 | 9 | 5.7 | Residential | Yes | Behind the Meter |  |  | None | Vision Solar LLC | PSE&G | PTO Waiver Request - Incomplete | 2020-02-19 | 2020-02-21 | 2021-02-21 | lg solar | lg335n1k-v5 | Solar Panels |  | 0.335 | 1 | 302 | 14 |  | Fixed | Roof
NJSRRE1544488532 | Solar Registration Program | Old Bridge | 8057 | 13 | 7.56 | Residential | Yes | Behind the Meter |  |  | None | Vision Solar LLC | JCP&L | PTO Waiver Request - Incomplete | 2020-02-19 | 2020-02-21 | 2021-02-21 | hanwa qcells | qpeak duo g5 315 | Solar Panels |  | 0.315 | 20 | 223 | 23 |  | Fixed | Roof
NJSRRE1544488532 | Solar Registration Program | Old Bridge | 8057 | 13 | 7.56 | Residential | Yes | Behind the Meter |  |  | None | Vision Solar LLC | JCP&L | PTO Waiver Request - Incomplete | 2020-02-19 | 2020-02-21 | 2021-02-21 | hanwa qcells | qpeak duo g5 315 | Solar Panels |  | 0.315 | 4 | 43 | 30 |  | Fixed | Roof
NJSRRE1544501344 | Solar Registration Program | Franklin | 7416 | 1 | 11.34 | Residential | Yes | Behind the Meter |  |  | None | Vision Solar LLC | JCP&L | PTO Waiver Request - Incomplete | 2020-02-19 | 2020-02-24 | 2021-02-24 | hanwa qcells | qpeak duo g5 315 | Solar Panels |  | 0.315 | 5 | 206 | 30 |  | Fixed | Roof
NJSRRE1544501344 | Solar Registration Program | Franklin | 7416 | 1 | 11.34 | Residential | Yes | Behind the Meter |  |  | None | Vision Solar LLC | JCP&L | PTO Waiver Request - Incomplete | 2020-02-19 | 2020-02-24 | 2021-02-24 | hanwa qcells | qpeak duo g5 315 | Solar Panels |  | 0.315 | 6 | 116 | 30 |  | Fixed | Roof
NJSRRE1544501344 | Solar Registration Program | Franklin | 7416 | 1 | 11.34 | Residential | Yes | Behind the Meter |  |  | None | Vision Solar LLC | JCP&L | PTO Waiver Request - Incomplete | 2020-02-19 | 2020-02-24 | 2021-02-24 | hanwa qcells | qpeak duo g5 315 | Solar Panels |  | 0.315 | 18 | 26 | 30 |  | Fixed | Roof
NJSRRE1544501344 | Solar Registration Program | Franklin | 7416 | 1 | 11.34 | Residential | Yes | Behind the Meter |  |  | None | Vision Solar LLC | JCP&L | PTO Waiver Request - Incomplete | 2020-02-19 | 2020-02-24 | 2021-02-24 | hanwa qcells | qpeak duo g5 315 | Solar Panels |  | 0.315 | 7 | 206 | 14 |  | Fixed | Roof
NJSRRE1544501391 | Solar Registration Program | Belcoville | 8330 | 19 | 10.72 | Residential | Yes | Behind the Meter |  |  | None | Vision Solar LLC | AC Electric | PTO Waiver Request - Incomplete | 2020-02-19 | 2020-02-24 | 2021-02-24 | lg solar | lg335n1k-v5 | Solar Panels |  | 0.335 | 9 | 271 | 18 |  | Fixed | Roof
NJSRRE1544501391 | Solar Registration Program | Belcoville | 8330 | 19 | 10.72 | Residential | Yes | Behind the Meter |  |  | None | Vision Solar LLC | AC Electric | PTO Waiver Request - Incomplete | 2020-02-19 | 2020-02-24 | 2021-02-24 | lg solar | lg335n1k-v5 | Solar Panels |  | 0.335 | 23 | 91 | 18 |  | Fixed | Roof
NJSRRE1544501427 | Solar Registration Program | Irvington | 7111 | 9 | 9.05 | Residential | Yes | Behind the Meter |  |  | None | Vision Solar LLC | PSE&G | PTO Waiver Request - Incomplete | 2020-02-19 | 2020-02-24 | 2021-02-24 | lg solar | lg335n1k-v5 | Solar Panels |  | 0.335 | 20 | 122 | 18 |  | Fixed | Roof
NJSRRE1544501427 | Solar Registration Program | Irvington | 7111 | 9 | 9.05 | Residential | Yes | Behind the Meter |  |  | None | Vision Solar LLC | PSE&G | PTO Waiver Request - Incomplete | 2020-02-19 | 2020-02-24 | 2021-02-24 | lg solar | lg335n1k-v5 | Solar Panels |  | 0.335 | 7 | 302 | 18 |  | Fixed | Roof
NJSRRE1544511911 | Solar Registration Program | Jersey City | 7307 | 8 | 5.9 | Residential | Yes | Behind the Meter |  |  | None | Pro Custom Solar dba Momentum Solar | PSE&G | PTO Waiver Granted | 2020-02-20 | 2020-02-24 | 2021-02-24 | HANWHA Q-CELLS | Q.PEAK BLK-G4.1 295 | Solar Panels |  | 0.295 | 20 | 296 | 6 |  | Fixed | Roof
NJSRRE1544514359 | Solar Registration Program | Belleville | 7109 | 9 | 4.41 | Residential | Yes | Behind the Meter |  |  | None | Vision Solar LLC | PSE&G | PTO Waiver Request - Incomplete | 2020-02-21 | 2020-02-25 | 2021-02-25 | hanwa qcells | qpeak duo g5 315 | Solar Panels |  | 0.315 | 14 | 112 | 21 |  | Fixed | Roof
NJSRRE1544519481 | Solar Registration Program | Newfield | 8344 | 15 | 3.69 | Residential | Yes | Behind the Meter |  |  | None | Vision Solar LLC | Vineland Muni Electric | PTO Waiver Request - Incomplete | 2020-02-21 | 2020-02-25 | 2021-02-25 | lg solar | lg335n1k-v5 | Solar Panels |  | 0.335 | 8 | 148 | 38 |  | Fixed | Roof
NJSRRE1544519481 | Solar Registration Program | Newfield | 8344 | 15 | 3.69 | Residential | Yes | Behind the Meter |  |  | None | Vision Solar LLC | Vineland Muni Electric | PTO Waiver Request - Incomplete | 2020-02-21 | 2020-02-25 | 2021-02-25 | lg solar | lg335n1k-v5 | Solar Panels |  | 0.335 | 1 | 238 | 38 |  | Fixed | Roof
NJSRRE1544519481 | Solar Registration Program | Newfield | 8344 | 15 | 3.69 | Residential | Yes | Behind the Meter |  |  | None | Vision Solar LLC | Vineland Muni Electric | PTO Waiver Request - Incomplete | 2020-02-21 | 2020-02-25 | 2021-02-25 | lg solar | lg335n1k-v5 | Solar Panels |  | 0.335 | 2 | 58 | 38 |  | Fixed | Roof
NJSRRE1544519525 | Solar Registration Program | Weehawken TWP | 7086 | 8 | 7.25 | Residential | Yes | Behind the Meter |  |  | None | Vision Solar LLC | PSE&G | PTO Waiver Granted | 2020-02-21 | 2020-03-02 | 2021-03-02 | hanwha qcells | qpeak duo g5 | Solar Panels |  | 0.315 | 11 | 296 | 27 |  | Fixed | Roof
NJSRRE1544519525 | Solar Registration Program | Weehawken TWP | 7086 | 8 | 7.25 | Residential | Yes | Behind the Meter |  |  | None | Vision Solar LLC | PSE&G | PTO Waiver Granted | 2020-02-21 | 2020-03-02 | 2021-03-02 | hanwha qcells | qpeak duo g5 | Solar Panels |  | 0.315 | 12 | 116 | 27 |  | Fixed | Roof
NJSRRE1544519531 | Solar Registration Program | Wall Township | 7719 | 17 | 9.14 | Residential | Yes | Behind the Meter |  |  | None | Vision Solar LLC | JCP&L | PTO Waiver Request - Incomplete | 2020-02-21 | 2020-02-25 | 2021-02-25 | hanwa qcells | qpeak duo g5 315 | Solar Panels |  | 0.315 | 23 | 131 | 22 |  | Fixed | Roof
NJSRRE1544519531 | Solar Registration Program | Wall Township | 7719 | 17 | 9.14 | Residential | Yes | Behind the Meter |  |  | None | Vision Solar LLC | JCP&L | PTO Waiver Request - Incomplete | 2020-02-21 | 2020-02-25 | 2021-02-25 | hanwa qcells | qpeak duo g5 315 | Solar Panels |  | 0.315 | 6 | 131 | 23 |  | Fixed | Roof
NJSRRE1544501344 | Solar Registration Program | Franklin | 7416 | 1 | 11.34 | Residential | Yes | Behind the Meter |  |  | None | Vision Solar LLC | JCP&L | PTO Waiver Request - Incomplete | 2020-02-19 | 2020-02-24 | 2021-02-24 | enphase | iq7-60-2-us | Inverters | 0.25 |  | 36 |  |  | 0.96 |  | Other | behind panels
NJSRRE1544501391 | Solar Registration Program | Belcoville | 8330 | 19 | 10.72 | Residential | Yes | Behind the Meter |  |  | None | Vision Solar LLC | AC Electric | PTO Waiver Request - Incomplete | 2020-02-19 | 2020-02-24 | 2021-02-24 | enphase | iq7-60-2-us | Inverters | 0.25 |  | 32 |  |  | 0.96 |  | Other | behind panels
NJSRRE1544501427 | Solar Registration Program | Irvington | 7111 | 9 | 9.05 | Residential | Yes | Behind the Meter |  |  | None | Vision Solar LLC | PSE&G | PTO Waiver Request - Incomplete | 2020-02-19 | 2020-02-24 | 2021-02-24 | enphase | iq7-60-2-us | Inverters | 0.25 |  | 27 |  |  | 0.96 |  | Other | behind panels
NJSRRE1544511911 | Solar Registration Program | Jersey City | 7307 | 8 | 5.9 | Residential | Yes | Behind the Meter |  |  | None | Pro Custom Solar dba Momentum Solar | PSE&G | PTO Waiver Granted | 2020-02-20 | 2020-02-24 | 2021-02-24 | Enphase Energy | IQ6-60-2-US | Inverters | 230 |  | 20 |  |  | 0.97 |  | Outdoor | Roof
NJSRRE1544514359 | Solar Registration Program | Belleville | 7109 | 9 | 4.41 | Residential | Yes | Behind the Meter |  |  | None | Vision Solar LLC | PSE&G | PTO Waiver Request - Incomplete | 2020-02-21 | 2020-02-25 | 2021-02-25 | enphase | iq7-60-2-us | Inverters | 0.25 |  | 14 |  |  | 0.96 |  | Other | behind panels
NJSRRE1544519481 | Solar Registration Program | Newfield | 8344 | 15 | 3.69 | Residential | Yes | Behind the Meter |  |  | None | Vision Solar LLC | Vineland Muni Electric | PTO Waiver Request - Incomplete | 2020-02-21 | 2020-02-25 | 2021-02-25 | enphase | iq7-60-2-us | Inverters | 0.25 |  | 11 |  |  | 0.96 |  | Other | behind panels
NJSRRE1544519525 | Solar Registration Program | Weehawken TWP | 7086 | 8 | 7.25 | Residential | Yes | Behind the Meter |  |  | None | Vision Solar LLC | PSE&G | PTO Waiver Granted | 2020-02-21 | 2020-03-02 | 2021-03-02 | enphase energy | iq7-60-2-us | Inverters | 0.25 |  | 23 |  |  | 0.96 |  | Other | behind panels
NJSRRE1544519531 | Solar Registration Program | Wall Township | 7719 | 17 | 9.14 | Residential | Yes | Behind the Meter |  |  | None | Vision Solar LLC | JCP&L | PTO Waiver Request - Incomplete | 2020-02-21 | 2020-02-25 | 2021-02-25 | enphase | iq7-60-2-us | Inverters | 0.25 |  | 29 |  |  | 0.96 |  | Other | behind panels
NJSRRE1544519569 | Solar Registration Program | Bayonnne | 7002 | 8 | 8.19 | Residential | Yes | Behind the Meter |  |  | None | Vision Solar LLC | PSE&G | PTO Waiver Request - Incomplete | 2020-02-21 | 2020-02-25 | 2021-02-25 | enphase energy | iq7-60-2-us | Inverters | 0.25 |  | 26 |  |  | 0.96 |  | Other | behind panels
NJSRRE1544519769 | Solar Registration Program | Camden City | 8104 | 14 | 4.41 | Residential | Yes | Behind the Meter |  |  | None | Vision Solar LLC | PSE&G | PTO Waiver Request - Incomplete | 2020-02-21 | 2020-02-25 | 2021-02-25 | ENPHASE ENERGY | IQ7-60-2-US | Inverters | 0.25 |  | 14 |  |  | 0.96 |  | Other | BEHIND PANELS
NJSRRE1544519787 | Solar Registration Program | SOUTH PLAINFIELD | 7080 | 11 | 18.27 | Residential | Yes | Behind the Meter |  |  | None | Vision Solar LLC | PSE&G | PTO Waiver Request - Incomplete | 2020-02-21 | 2020-02-25 | 2021-02-25 | ENPHASE ENERGY | IQ7-60-2-US | Inverters | 0.25 |  | 58 |  |  | 0.96 |  | Other | BEHIND PANELS
NJSRRE1544521925 | Solar Registration Program | Woodbridge TWP | 8012 | 14 | 7.88 | Residential | Yes | Behind the Meter |  |  | None | Vision Solar LLC | PSE&G | PTO Waiver Request - Incomplete | 2020-02-22 | 2020-02-25 | 2021-02-25 | enphase | iq7-60-2-us | Inverters | 0.25 |  | 25 |  |  | 0.96 |  | Other | behind panels
NJSRRE1544521929 | Solar Registration Program | Newark City | 7108 | 9 | 12.4 | Residential | No | Behind the Meter |  |  | None | Vision Solar LLC | PSE&G | PTO Waiver Request - Incomplete | 2020-02-22 | 2020-02-25 | 2021-02-25 | enphase | iq7-60-2-us | Inverters | 0.25 |  | 37 |  |  | 0.96 |  | Other | behind panels
NJSRRE1544519569 | Solar Registration Program | Bayonnne | 7002 | 8 | 8.19 | Residential | Yes | Behind the Meter |  |  | None | Vision Solar LLC | PSE&G | PTO Waiver Request - Incomplete | 2020-02-21 | 2020-02-25 | 2021-02-25 | hanwha qcells | qpeak duo g5 | Solar Panels |  | 0.315 | 5 | 180 | 48 |  | Fixed | Roof
NJSRRE1544519569 | Solar Registration Program | Bayonnne | 7002 | 8 | 8.19 | Residential | Yes | Behind the Meter |  |  | None | Vision Solar LLC | PSE&G | PTO Waiver Request - Incomplete | 2020-02-21 | 2020-02-25 | 2021-02-25 | hanwha qcells | qpeak duo g5 | Solar Panels |  | 0.315 | 8 | 270 | 36 |  | Fixed | Roof
NJSRRE1544519569 | Solar Registration Program | Bayonnne | 7002 | 8 | 8.19 | Residential | Yes | Behind the Meter |  |  | None | Vision Solar LLC | PSE&G | PTO Waiver Request - Incomplete | 2020-02-21 | 2020-02-25 | 2021-02-25 | hanwha qcells | qpeak duo g5 | Solar Panels |  | 0.315 | 7 | 90 | 35 |  | Fixed | Roof
NJSRRE1544519569 | Solar Registration Program | Bayonnne | 7002 | 8 | 8.19 | Residential | Yes | Behind the Meter |  |  | None | Vision Solar LLC | PSE&G | PTO Waiver Request - Incomplete | 2020-02-21 | 2020-02-25 | 2021-02-25 | hanwha qcells | qpeak duo g5 | Solar Panels |  | 0.315 | 6 | 90 | 40 |  | Fixed | Roof
NJSRRE1544519769 | Solar Registration Program | Camden City | 8104 | 14 | 4.41 | Residential | Yes | Behind the Meter |  |  | None | Vision Solar LLC | PSE&G | PTO Waiver Request - Incomplete | 2020-02-21 | 2020-02-25 | 2021-02-25 | HANWHA QCELLS | QPEAK DUO G5 | Solar Panels |  | 0.315 | 11 | 252 | 35 |  | Fixed | Roof
NJSRRE1544519769 | Solar Registration Program | Camden City | 8104 | 14 | 4.41 | Residential | Yes | Behind the Meter |  |  | None | Vision Solar LLC | PSE&G | PTO Waiver Request - Incomplete | 2020-02-21 | 2020-02-25 | 2021-02-25 | HANWHA QCELLS | QPEAK DUO G5 | Solar Panels |  | 0.315 | 3 | 72 | 35 |  | Fixed | Roof
NJSRRE1544519787 | Solar Registration Program | SOUTH PLAINFIELD | 7080 | 11 | 18.27 | Residential | Yes | Behind the Meter |  |  | None | Vision Solar LLC | PSE&G | PTO Waiver Request - Incomplete | 2020-02-21 | 2020-02-25 | 2021-02-25 | JINKO SOLAR | JKM315M-60L | Solar Panels |  | 0.315 | 28 | 235 | 18 |  | Fixed | Roof
NJSRRE1544519787 | Solar Registration Program | SOUTH PLAINFIELD | 7080 | 11 | 18.27 | Residential | Yes | Behind the Meter |  |  | None | Vision Solar LLC | PSE&G | PTO Waiver Request - Incomplete | 2020-02-21 | 2020-02-25 | 2021-02-25 | JINKO SOLAR | JKM315M-60L | Solar Panels |  | 0.315 | 30 | 55 | 18 |  | Fixed | Roof
NJSRRE1544521925 | Solar Registration Program | Woodbridge TWP | 8012 | 14 | 7.88 | Residential | Yes | Behind the Meter |  |  | None | Vision Solar LLC | PSE&G | PTO Waiver Request - Incomplete | 2020-02-22 | 2020-02-25 | 2021-02-25 | hanwa qcells | qpeak duo g5 315 | Solar Panels |  | 0.315 | 11 | 262 | 14 |  | Fixed | Roof
NJSRRE1544521925 | Solar Registration Program | Woodbridge TWP | 8012 | 14 | 7.88 | Residential | Yes | Behind the Meter |  |  | None | Vision Solar LLC | PSE&G | PTO Waiver Request - Incomplete | 2020-02-22 | 2020-02-25 | 2021-02-25 | hanwa qcells | qpeak duo g5 315 | Solar Panels |  | 0.315 | 14 | 82 | 38 |  | Fixed | Roof
NJSRRE1544521929 | Solar Registration Program | Newark City | 7108 | 9 | 12.4 | Residential | No | Behind the Meter |  |  | None | Vision Solar LLC | PSE&G | PTO Waiver Request - Incomplete | 2020-02-22 | 2020-02-25 | 2021-02-25 | lg solar | lg335n1k-v5 | Solar Panels |  | 0.335 | 7 | 17 | 48 |  | Fixed | Roof
NJSRRE1544521929 | Solar Registration Program | Newark City | 7108 | 9 | 12.4 | Residential | No | Behind the Meter |  |  | None | Vision Solar LLC | PSE&G | PTO Waiver Request - Incomplete | 2020-02-22 | 2020-02-25 | 2021-02-25 | lg solar | lg335n1k-v5 | Solar Panels |  | 0.335 | 10 | 287 | 48 |  | Fixed | Roof
NJSRRE1544521929 | Solar Registration Program | Newark City | 7108 | 9 | 12.4 | Residential | No | Behind the Meter |  |  | None | Vision Solar LLC | PSE&G | PTO Waiver Request - Incomplete | 2020-02-22 | 2020-02-25 | 2021-02-25 | lg solar | lg335n1k-v5 | Solar Panels |  | 0.335 | 6 | 107 | 48 |  | Fixed | Roof
NJSRRE1544521929 | Solar Registration Program | Newark City | 7108 | 9 | 12.4 | Residential | No | Behind the Meter |  |  | None | Vision Solar LLC | PSE&G | PTO Waiver Request - Incomplete | 2020-02-22 | 2020-02-25 | 2021-02-25 | lg solar | lg335n1k-v5 | Solar Panels |  | 0.335 | 10 | 197 | 48 |  | Fixed | Roof
NJSRRE1544521929 | Solar Registration Program | Newark City | 7108 | 9 | 12.4 | Residential | No | Behind the Meter |  |  | None | Vision Solar LLC | PSE&G | PTO Waiver Request - Incomplete | 2020-02-22 | 2020-02-25 | 2021-02-25 | lg solar | lg335n1k-v5 | Solar Panels |  | 0.335 | 4 | 197 | 53 |  | Fixed | Roof
NJSRRE1544522697 | Solar Registration Program | Franklin | 8873 | 5 | 16.7 | Residential | Yes | Behind the Meter |  |  | None | Vision Solar LLC | PSE&G | PTO Waiver Request - Incomplete | 2020-02-22 | 2020-02-25 | 2021-02-25 | hanwa qcells | qpeak duo g5 315 | Solar Panels |  | 0.315 | 31 | 120 | 23 |  | Fixed | Roof
NJSRRE1544522697 | Solar Registration Program | Franklin | 8873 | 5 | 16.7 | Residential | Yes | Behind the Meter |  |  | None | Vision Solar LLC | PSE&G | PTO Waiver Request - Incomplete | 2020-02-22 | 2020-02-25 | 2021-02-25 | hanwa qcells | qpeak duo g5 315 | Solar Panels |  | 0.315 | 22 | 300 | 23 |  | Fixed | Roof
NJSRRE1544522699 | Solar Registration Program | Orange City | 7050 | 9 | 13.86 | Residential | Yes | Behind the Meter |  |  | None | Vision Solar LLC | PSE&G | PTO Waiver Request - Incomplete | 2020-02-22 | 2020-02-25 | 2021-02-25 | hanwa qcells | qpeak duo g5 315 | Solar Panels |  | 0.315 | 8 | 121 | 17 |  | Fixed | Roof
NJSRRE1544522699 | Solar Registration Program | Orange City | 7050 | 9 | 13.86 | Residential | Yes | Behind the Meter |  |  | None | Vision Solar LLC | PSE&G | PTO Waiver Request - Incomplete | 2020-02-22 | 2020-02-25 | 2021-02-25 | hanwa cells | qpeak duo g5 315 | Solar Panels |  | 0.315 | 14 | 121 | 37 |  | Fixed | Roof
NJSRRE1544522699 | Solar Registration Program | Orange City | 7050 | 9 | 13.86 | Residential | Yes | Behind the Meter |  |  | None | Vision Solar LLC | PSE&G | PTO Waiver Request - Incomplete | 2020-02-22 | 2020-02-25 | 2021-02-25 | hanwa qcells | qpeak duo g5 315 | Solar Panels |  | 0.315 | 22 | 301 | 34 |  | Fixed | Roof
NJSRRE1544522711 | Solar Registration Program | SHAMONG | 8088 | 13 | 11.34 | Residential | No | Behind the Meter |  |  | None | Vivint Solar Developer, LLC | AC Electric | PTO Waiver Request - Incomplete | 2020-02-24 | 2020-02-26 | 2021-02-26 | Hanwha Solar | Q.PEAK BLK-G5 315 | Solar Panels |  | 0.315 | 26 | 153 | 29 |  | Fixed | Roof
NJSRRE1544522711 | Solar Registration Program | SHAMONG | 8088 | 13 | 11.34 | Residential | No | Behind the Meter |  |  | None | Vivint Solar Developer, LLC | AC Electric | PTO Waiver Request - Incomplete | 2020-02-24 | 2020-02-26 | 2021-02-26 | Hanwha Solar | Q.PEAK BLK-G5 315 | Solar Panels |  | 0.315 | 10 | 153 | 29 |  | Fixed | Roof
NJSRRE1544523758 | Solar Registration Program | SOMERVILLE | 8076 |  | 12.29 | Residential | Yes | Behind the Meter |  |  | None | Vision Solar LLC | PSE&G | PTO Waiver Request - Incomplete | 2020-02-24 | 2020-02-26 | 2021-02-26 | HANWHA QCELLS | QPEAK DUO G5 | Solar Panels |  | 0.315 | 15 | 195 | 23 |  | Fixed | Roof
NJSRRE1544523758 | Solar Registration Program | SOMERVILLE | 8076 |  | 12.29 | Residential | Yes | Behind the Meter |  |  | None | Vision Solar LLC | PSE&G | PTO Waiver Request - Incomplete | 2020-02-24 | 2020-02-26 | 2021-02-26 | HANWHA QCELLS | QPEAK DUO G5 | Solar Panels |  | 0.315 | 6 | 195 | 21 |  | Fixed | Roof
NJSRRE1544523758 | Solar Registration Program | SOMERVILLE | 8076 |  | 12.29 | Residential | Yes | Behind the Meter |  |  | None | Vision Solar LLC | PSE&G | PTO Waiver Request - Incomplete | 2020-02-24 | 2020-02-26 | 2021-02-26 | HANWHA QCELLS | QPEAK DUO G5 | Solar Panels |  | 0.315 | 5 | 105 | 23 |  | Fixed | Roof
NJSRRE1544523758 | Solar Registration Program | SOMERVILLE | 8076 |  | 12.29 | Residential | Yes | Behind the Meter |  |  | None | Vision Solar LLC | PSE&G | PTO Waiver Request - Incomplete | 2020-02-24 | 2020-02-26 | 2021-02-26 | HANWHA QCELLS | QPEAK DUO G5 | Solar Panels |  | 0.315 | 8 | 285 | 22 |  | Fixed | Roof
NJSRRE1544523758 | Solar Registration Program | SOMERVILLE | 8076 |  | 12.29 | Residential | Yes | Behind the Meter |  |  | None | Vision Solar LLC | PSE&G | PTO Waiver Request - Incomplete | 2020-02-24 | 2020-02-26 | 2021-02-26 | hanwha qcells | qpeak duo g5 | Solar Panels |  | 0.315 | 5 | 15 | 23 |  | Fixed | Roof
NJSRRE1544523777 | Solar Registration Program | haledon | 7508 | 6 | 2.84 | Residential | Yes | Behind the Meter |  |  | None | Vision Solar LLC | PSE&G | PTO Waiver Request - Incomplete | 2020-02-24 | 2020-02-26 | 2021-02-26 | hanwha qcells | qpeak duo g5 | Solar Panels |  | 0.315 | 9 | 263 | 34 |  | Fixed | Roof
NJSRRE1544523784 | Solar Registration Program | haledon | 7508 | 6 | 8.51 | Residential | Yes | Behind the Meter |  |  | None | Vision Solar LLC | PSE&G | PTO Waiver Request - Incomplete | 2020-02-24 | 2020-02-26 | 2021-02-26 | hanwha qcells | qpeak duo | Solar Panels |  | 0.315 | 27 | 263 | 34 |  | Fixed | Roof
NJSRRE1544524207 | Solar Registration Program | Buena | 8326 | 19 | 6.2 | Residential | Yes | Behind the Meter |  |  | None | Sunrun Installation Services, Inc. | AC Electric | PTO Waiver Request - Incomplete | 2020-02-24 | 2020-02-26 | 2021-02-26 | REC Solar | REC310TP2M | Solar Panels |  | 0.31 | 6 | 232 | 34 |  | Fixed | Roof
NJSRRE1544524207 | Solar Registration Program | Buena | 8326 | 19 | 6.2 | Residential | Yes | Behind the Meter |  |  | None | Sunrun Installation Services, Inc. | AC Electric | PTO Waiver Request - Incomplete | 2020-02-24 | 2020-02-26 | 2021-02-26 | REC Solar | REC310TP2M | Solar Panels |  | 0.31 | 14 | 142 | 34 |  | Fixed | Roof
NJSRRE1544524515 | Solar Registration Program | Fairview | 7022 | 7 | 7.44 | Residential | Yes | Behind the Meter |  |  | None | Sunrun Installation Services, Inc. | PSE&G | PTO Waiver Request - Incomplete | 2020-02-24 | 2020-02-27 | 2021-02-27 | REC Solar | REC310TP2M | Solar Panels |  | 0.31 | 3 | 304 | 15 |  | Fixed | Roof
NJSRRE1544524515 | Solar Registration Program | Fairview | 7022 | 7 | 7.44 | Residential | Yes | Behind the Meter |  |  | None | Sunrun Installation Services, Inc. | PSE&G | PTO Waiver Request - Incomplete | 2020-02-24 | 2020-02-27 | 2021-02-27 | REC Solar | REC310TP2M | Solar Panels |  | 0.31 | 6 | 214 | 14 |  | Fixed | Roof
NJSRRE1544524515 | Solar Registration Program | Fairview | 7022 | 7 | 7.44 | Residential | Yes | Behind the Meter |  |  | None | Sunrun Installation Services, Inc. | PSE&G | PTO Waiver Request - Incomplete | 2020-02-24 | 2020-02-27 | 2021-02-27 | REC Solar | REC310TP2M | Solar Panels |  | 0.31 | 15 | 124 | 14 |  | Fixed | Roof
NJSRRE1544524545 | Solar Registration Program | Southampton Township | 8088 | 13 | 9.3 | Residential | Yes | Behind the Meter |  |  | None | Sunrun Installation Services, Inc. | PSE&G | PTO Waiver Request - Incomplete | 2020-02-24 | 2020-02-26 | 2021-02-26 | LONGi Green Energy Technology Co Ltd | LR6-60HPB-310M | Solar Panels |  | 0.31 | 30 | 194 | 18 |  | Fixed | Roof
NJSRRE1544536336 | Solar Registration Program | Evesham Township | 8053 | 13 | 8.99 | Residential | Yes | Behind the Meter |  |  | None | Sunrun Installation Services, Inc. | PSE&G | PTO Waiver Request - Incomplete | 2020-02-25 | 2020-02-27 | 2021-02-27 | REC Solar | REC310TP2M | Solar Panels |  | 0.31 | 29 | 152 | 27 |  | Fixed | Roof
NJSRRE1544536830 | Solar Registration Program | Garfield | 7026 | 7 | 6.82 | Residential | Yes | Behind the Meter |  |  | None | Sunrun Installation Services, Inc. | PSE&G | PTO Waiver Request - Incomplete | 2020-02-25 | 2020-02-28 | 2021-02-28 | REC Solar | REC310TP2M | Solar Panels |  | 0.31 | 2 | 342 | 18 |  | Fixed | Roof
NJSRRE1544536830 | Solar Registration Program | Garfield | 7026 | 7 | 6.82 | Residential | Yes | Behind the Meter |  |  | None | Sunrun Installation Services, Inc. | PSE&G | PTO Waiver Request - Incomplete | 2020-02-25 | 2020-02-28 | 2021-02-28 | REC Solar | REC310TP2M | Solar Panels |  | 0.31 | 4 | 163 | 18 |  | Fixed | Roof
NJSRRE1544536830 | Solar Registration Program | Garfield | 7026 | 7 | 6.82 | Residential | Yes | Behind the Meter |  |  | None | Sunrun Installation Services, Inc. | PSE&G | PTO Waiver Request - Incomplete | 2020-02-25 | 2020-02-28 | 2021-02-28 | REC Solar | REC310TP2M | Solar Panels |  | 0.31 | 8 | 252 | 19 |  | Fixed | Roof
NJSRRE1544522697 | Solar Registration Program | Franklin | 8873 | 5 | 16.7 | Residential | Yes | Behind the Meter |  |  | None | Vision Solar LLC | PSE&G | PTO Waiver Request - Incomplete | 2020-02-22 | 2020-02-25 | 2021-02-25 | enphase | iq7-60-2-us | Inverters | 0.25 |  | 53 |  |  | 0.96 |  | Other | behind panels
NJSRRE1544522699 | Solar Registration Program | Orange City | 7050 | 9 | 13.86 | Residential | Yes | Behind the Meter |  |  | None | Vision Solar LLC | PSE&G | PTO Waiver Request - Incomplete | 2020-02-22 | 2020-02-25 | 2021-02-25 | enphase | iq7-60-2-us | Inverters | 0.25 |  | 1 |  |  | 0.96 |  | Other | behind panels
NJSRRE1544522711 | Solar Registration Program | SHAMONG | 8088 | 13 | 11.34 | Residential | No | Behind the Meter |  |  | None | Vivint Solar Developer, LLC | AC Electric | PTO Waiver Request - Incomplete | 2020-02-24 | 2020-02-26 | 2021-02-26 | SOLAREDGE | SE7600H-US | Inverters | 7600 |  | 1 |  |  | 0.992 |  | Outdoor | Near the utility meter
NJSRRE1544523758 | Solar Registration Program | SOMERVILLE | 8076 |  | 12.29 | Residential | Yes | Behind the Meter |  |  | None | Vision Solar LLC | PSE&G | PTO Waiver Request - Incomplete | 2020-02-24 | 2020-02-26 | 2021-02-26 | enphase energy | iq7-60-2-us | Inverters | 0.25 |  | 39 |  |  | 0.96 |  | Other | behind panels
NJSRRE1544523777 | Solar Registration Program | haledon | 7508 | 6 | 2.84 | Residential | Yes | Behind the Meter |  |  | None | Vision Solar LLC | PSE&G | PTO Waiver Request - Incomplete | 2020-02-24 | 2020-02-26 | 2021-02-26 | enphase energy | iq7-60-2-us | Inverters | 0.25 |  | 9 |  |  | 0.96 |  | Other | behind panels
NJSRRE1544523784 | Solar Registration Program | haledon | 7508 | 6 | 8.51 | Residential | Yes | Behind the Meter |  |  | None | Vision Solar LLC | PSE&G | PTO Waiver Request - Incomplete | 2020-02-24 | 2020-02-26 | 2021-02-26 | enphase energy | iq7-60-2-us | Inverters | 0.25 |  | 27 |  |  | 0.96 |  | Other | behind panels
NJSRRE1544524207 | Solar Registration Program | Buena | 8326 | 19 | 6.2 | Residential | Yes | Behind the Meter |  |  | None | Sunrun Installation Services, Inc. | AC Electric | PTO Waiver Request - Incomplete | 2020-02-24 | 2020-02-26 | 2021-02-26 | Enphase Energy | IQ7-60-x-US (240V) | Inverters | 240 |  | 20 |  |  | 0.96 |  | Outdoor | Rooftop
NJSRRE1544524515 | Solar Registration Program | Fairview | 7022 | 7 | 7.44 | Residential | Yes | Behind the Meter |  |  | None | Sunrun Installation Services, Inc. | PSE&G | PTO Waiver Request - Incomplete | 2020-02-24 | 2020-02-27 | 2021-02-27 | Enphase Energy | IQ7-60-x-US (240V) | Inverters | 240 |  | 24 |  |  | 0.96 |  | Outdoor | Rooftop
NJSRRE1544524545 | Solar Registration Program | Southampton Township | 8088 | 13 | 9.3 | Residential | Yes | Behind the Meter |  |  | None | Sunrun Installation Services, Inc. | PSE&G | PTO Waiver Request - Incomplete | 2020-02-24 | 2020-02-26 | 2021-02-26 | Enphase Energy | IQ7-60-x-US (240V) | Inverters | 240 |  | 30 |  |  | 0.96 |  | Outdoor | Rooftop
NJSRRE1544536336 | Solar Registration Program | Evesham Township | 8053 | 13 | 8.99 | Residential | Yes | Behind the Meter |  |  | None | Sunrun Installation Services, Inc. | PSE&G | PTO Waiver Request - Incomplete | 2020-02-25 | 2020-02-27 | 2021-02-27 | Enphase Energy | IQ7-60-x-US (240V) | Inverters | 240 |  | 29 |  |  | 0.96 |  | Outdoor | Rooftop
NJSRRE1544536830 | Solar Registration Program | Garfield | 7026 | 7 | 6.82 | Residential | Yes | Behind the Meter |  |  | None | Sunrun Installation Services, Inc. | PSE&G | PTO Waiver Request - Incomplete | 2020-02-25 | 2020-02-28 | 2021-02-28 | Enphase Energy | IQ7-60-x-US (240V) | Inverters | 240 |  | 22 |  |  | 0.96 |  | Outdoor | Rooftop
NJSRRE1544538770 | Solar Registration Program | Williamstown | 8094 | 15 | 6.2 | Residential | Yes | Behind the Meter |  |  | None | Sunrun Installation Services, Inc. | AC Electric | PTO Waiver Request - Incomplete | 2020-02-25 | 2020-02-28 | 2021-02-28 | Enphase Energy | IQ7-60-x-US (240V) | Inverters | 240 |  | 20 |  |  | 0.96 |  | Outdoor | Rooftop
NJSRRE1544540712 | Solar Registration Program | Sewell | 8080 | 15 | 8.96 | Residential | No | Behind the Meter |  |  | None | Advanced Renewable Solutions | AC Electric | PTO Waiver Granted | 2020-02-26 | 2020-02-28 | 2021-02-28 | SOLAR EDGE | SE6000H-US000N-NC2 | Inverters | 6000 |  | 1 |  |  | 0.992 |  | Outdoor | Wall mounted, adjacent to Utity Meter and Disconnect
NJSRRE1544536830 | Solar Registration Program | Garfield | 7026 | 7 | 6.82 | Residential | Yes | Behind the Meter |  |  | None | Sunrun Installation Services, Inc. | PSE&G | PTO Waiver Request - Incomplete | 2020-02-25 | 2020-02-28 | 2021-02-28 | REC Solar | REC310TP2M | Solar Panels |  | 0.31 | 8 | 72 | 18 |  | Fixed | Roof
NJSRRE1544538770 | Solar Registration Program | Williamstown | 8094 | 15 | 6.2 | Residential | Yes | Behind the Meter |  |  | None | Sunrun Installation Services, Inc. | AC Electric | PTO Waiver Request - Incomplete | 2020-02-25 | 2020-02-28 | 2021-02-28 | REC Solar | REC310TP2M | Solar Panels |  | 0.31 | 20 | 198 | 18 |  | Fixed | Roof
NJSRRE1544540712 | Solar Registration Program | Sewell | 8080 | 15 | 8.96 | Residential | No | Behind the Meter |  |  | None | Advanced Renewable Solutions | AC Electric | PTO Waiver Granted | 2020-02-26 | 2020-02-28 | 2021-02-28 | JINKO SOLAR | JKM320M-60 | Solar Panels |  | 0.32 | 28 | 265, 85 | 35 |  | Fixed | Roof
NJSRRE1544540765 | Solar Registration Program | Florence Township | 8518 | 13 | 19.18 | Residential | No | Behind the Meter |  |  | None | Sunny Corp | PSE&G | PTO Waiver Request - Incomplete | 2020-02-26 | 2020-02-28 | 2021-02-28 | Panasonic | 325KA03 | Solar Panels |  | 0.325 | 18 | 198 | 25 |  | Fixed | Roof
NJSRRE1544540765 | Solar Registration Program | Florence Township | 8518 | 13 | 19.18 | Residential | No | Behind the Meter |  |  | None | Sunny Corp | PSE&G | PTO Waiver Request - Incomplete | 2020-02-26 | 2020-02-28 | 2021-02-28 | Panasonic | 325KA03 | Solar Panels |  | 0.325 | 35 | 18 | 26 |  | Fixed | Roof
NJSRRE1544540765 | Solar Registration Program | Florence Township | 8518 | 13 | 19.18 | Residential | No | Behind the Meter |  |  | None | Sunny Corp | PSE&G | PTO Waiver Request - Incomplete | 2020-02-26 | 2020-02-28 | 2021-02-28 | Panasonic | 325KA03 | Solar Panels |  | 0.325 | 3 | 108 | 21 |  | Fixed | Roof
NJSRRE1544540765 | Solar Registration Program | Florence Township | 8518 | 13 | 19.18 | Residential | No | Behind the Meter |  |  | None | Sunny Corp | PSE&G | PTO Waiver Request - Incomplete | 2020-02-26 | 2020-02-28 | 2021-02-28 | Panasonic | 325KA03 | Solar Panels |  | 0.325 | 3 | 288 | 18 |  | Fixed | Roof
NJSRRE1544543159 | Solar Registration Program | Phillipsburg | 8865 | 2 | 11.47 | Residential | Yes | Behind the Meter |  |  | None | Sunrun Installation Services, Inc. | JCP&L | PTO Waiver Request - Incomplete | 2020-02-26 | 2020-02-28 | 2021-02-28 | REC Solar | REC310TP2M | Solar Panels |  | 0.31 | 18 | 319 | 18 |  | Fixed | Roof
NJSRRE1544543159 | Solar Registration Program | Phillipsburg | 8865 | 2 | 11.47 | Residential | Yes | Behind the Meter |  |  | None | Sunrun Installation Services, Inc. | JCP&L | PTO Waiver Request - Incomplete | 2020-02-26 | 2020-02-28 | 2021-02-28 | REC Solar | REC310TP2M | Solar Panels |  | 0.31 | 19 | 139 | 27 |  | Fixed | Roof
NJSRRE1544543607 | Solar Registration Program | Bargaintown | 8234 | 19 | 10.54 | Residential | Yes | Behind the Meter |  |  | None | Sunrun Installation Services, Inc. | AC Electric | PTO Waiver Request - Incomplete | 2020-02-26 | 2020-03-02 | 2021-03-02 | REC Solar | REC310TP2M | Solar Panels |  | 0.31 | 23 | 266 | 30 |  | Fixed | Roof
NJSRRE1544543607 | Solar Registration Program | Bargaintown | 8234 | 19 | 10.54 | Residential | Yes | Behind the Meter |  |  | None | Sunrun Installation Services, Inc. | AC Electric | PTO Waiver Request - Incomplete | 2020-02-26 | 2020-03-02 | 2021-03-02 | REC Solar | REC310TP2M | Solar Panels |  | 0.31 | 11 | 86 | 30 |  | Fixed | Roof
NJSRRE1544545600 | Solar Registration Program | Union Twp | 7083 | 10 | 5.23 | Residential | No | Behind the Meter |  |  | None | Seabright Solar | PSE&G | PTO Waiver Granted | 2020-03-03 | 2020-03-04 | 2021-03-04 | Sunpower | SPR-E20-327 | Solar Panels |  | 0.327 | 10 | 246 | 23 |  | Fixed | Roof
NJSRRE1544545600 | Solar Registration Program | Union Twp | 7083 | 10 | 5.23 | Residential | No | Behind the Meter |  |  | None | Seabright Solar | PSE&G | PTO Waiver Granted | 2020-03-03 | 2020-03-04 | 2021-03-04 | Sunpower | SPR-E20-327 | Solar Panels |  | 0.327 | 6 | 246 | 23 |  | Fixed | Roof
NJSRRE1544545667 | Solar Registration Program | bayonne | 7002 | 8 | 4.69 | Residential | Yes | Behind the Meter |  |  | None | Vision Solar LLC | PSE&G | PTO Waiver Request - Incomplete | 2020-02-27 | 2020-03-02 | 2021-03-02 | lg solar | lg335n1k-v5 | Solar Panels |  | 0.335 | 3 | 302 | 30 |  | Fixed | Roof
NJSRRE1544545667 | Solar Registration Program | bayonne | 7002 | 8 | 4.69 | Residential | Yes | Behind the Meter |  |  | None | Vision Solar LLC | PSE&G | PTO Waiver Request - Incomplete | 2020-02-27 | 2020-03-02 | 2021-03-02 | lg solar | lg335n1k-v5 | Solar Panels |  | 0.335 | 11 | 112 | 30 |  | Fixed | Roof
NJSRRE1544546642 | Solar Registration Program | asbury | 8802 | 4 | 4.02 | Residential | Yes | Behind the Meter |  |  | None | Vision Solar LLC | JCP&L | PTO Waiver Request - Incomplete | 2020-02-27 | 2020-03-03 | 2021-03-03 | lg solar | lg335n1k-v5 | Solar Panels |  | 0.335 | 12 | 135 | 24 |  | Fixed | Roof
NJSRRE1544546707 | Solar Registration Program | City of Orange | 7050 | 9 | 6.82 | Residential | Yes | Behind the Meter |  |  | None | Sunrun Installation Services, Inc. | PSE&G | PTO Waiver Request - Incomplete | 2020-02-27 | 2020-03-03 | 2021-03-03 | REC Solar | REC310TP2M | Solar Panels |  | 0.31 | 6 | 131 | 45 |  | Fixed | Roof
NJSRRE1544546707 | Solar Registration Program | City of Orange | 7050 | 9 | 6.82 | Residential | Yes | Behind the Meter |  |  | None | Sunrun Installation Services, Inc. | PSE&G | PTO Waiver Request - Incomplete | 2020-02-27 | 2020-03-03 | 2021-03-03 | REC Solar | REC310TP2M | Solar Panels |  | 0.31 | 4 | 311 | 30 |  | Fixed | Roof
NJSRRE1544546707 | Solar Registration Program | City of Orange | 7050 | 9 | 6.82 | Residential | Yes | Behind the Meter |  |  | None | Sunrun Installation Services, Inc. | PSE&G | PTO Waiver Request - Incomplete | 2020-02-27 | 2020-03-03 | 2021-03-03 | REC Solar | REC310TP2M | Solar Panels |  | 0.31 | 6 | 131 | 30 |  | Fixed | Roof
NJSRRE1544546707 | Solar Registration Program | City of Orange | 7050 | 9 | 6.82 | Residential | Yes | Behind the Meter |  |  | None | Sunrun Installation Services, Inc. | PSE&G | PTO Waiver Request - Incomplete | 2020-02-27 | 2020-03-03 | 2021-03-03 | REC Solar | REC310TP2M | Solar Panels |  | 0.31 | 6 | 312 | 45 |  | Fixed | Roof
NJSRRE1544550003 | Solar Registration Program | Stafford Township | 8050 | 18 | 5.52 | Residential | Yes | Behind the Meter |  |  | None | Sunrun Installation Services, Inc. | AC Electric | PTO Waiver Request - Incomplete | 2020-02-28 | 2020-03-06 | 2021-03-06 | LG Electronics | LG345N1C-V5 | Solar Panels |  | 0.345 | 14 | 105 | 27 |  | Fixed | Roof
NJSRRE1544550003 | Solar Registration Program | Stafford Township | 8050 | 18 | 5.52 | Residential | Yes | Behind the Meter |  |  | None | Sunrun Installation Services, Inc. | AC Electric | PTO Waiver Request - Incomplete | 2020-02-28 | 2020-03-06 | 2021-03-06 | LG Electronics | LG345N1C-V5 | Solar Panels |  | 0.345 | 2 | 284 | 27 |  | Fixed | Roof
NJSRRE1544550196 | Solar Registration Program | Perth Amboy | 8861 | 11 | 5.27 | Residential | Yes | Behind the Meter |  |  | None | Sunrun Installation Services, Inc. | PSE&G | PTO Waiver Request - Incomplete | 2020-02-28 | 2020-03-04 | 2021-03-04 | REC Solar | REC310TP2M | Solar Panels |  | 0.31 | 17 | 110 | 34 |  | Fixed | Roof
NJSRRE1544559319 | Solar Registration Program | Clementon | 8021 | 14 | 7.04 | Residential | Yes | Behind the Meter |  |  | None | Vision Solar LLC | AC Electric | PTO Waiver Request - Incomplete | 2020-02-29 | 2020-03-04 | 2021-03-04 | lg solar | lg335n1k-v5 | Solar Panels |  | 0.335 | 21 | 122 | 21 |  | Fixed | Roof
NJSRRE1544559328 | Solar Registration Program | Wenonah | 8090 | 15 | 6.7 | Residential | Yes | Behind the Meter |  |  | None | Vision Solar LLC | AC Electric | PTO Waiver Request - Incomplete | 2020-02-29 | 2020-03-04 | 2021-03-04 | lg solar | lg335n1k-v5 | Solar Panels |  | 0.335 | 20 | 223 | 34 |  | Fixed | Roof
NJSRRE1544560326 | Solar Registration Program | Toms River | 8753 | 18 | 12.4 | Residential | Yes | Behind the Meter |  |  | None | Vision Solar LLC | JCP&L | PTO Waiver Granted | 2020-03-02 | 2020-03-04 | 2021-03-04 | lg solar | lg335n1k-v5 | Solar Panels |  | 0.335 | 10 | 61 | 13 |  | Fixed | Roof
NJSRRE1544540765 | Solar Registration Program | Florence Township | 8518 | 13 | 19.18 | Residential | No | Behind the Meter |  |  | None | Sunny Corp | PSE&G | PTO Waiver Request - Incomplete | 2020-02-26 | 2020-02-28 | 2021-02-28 | Enphase | IQ7X | Inverters | 320 |  | 59 |  |  | 0.965 |  | Outdoor | rooftop
NJSRRE1544543159 | Solar Registration Program | Phillipsburg | 8865 | 2 | 11.47 | Residential | Yes | Behind the Meter |  |  | None | Sunrun Installation Services, Inc. | JCP&L | PTO Waiver Request - Incomplete | 2020-02-26 | 2020-02-28 | 2021-02-28 | Enphase Energy | IQ7-60-x-US (240V) | Inverters | 240 |  | 37 |  |  | 0.96 |  | Outdoor | Rooftop
NJSRRE1544543607 | Solar Registration Program | Bargaintown | 8234 | 19 | 10.54 | Residential | Yes | Behind the Meter |  |  | None | Sunrun Installation Services, Inc. | AC Electric | PTO Waiver Request - Incomplete | 2020-02-26 | 2020-03-02 | 2021-03-02 | Enphase Energy | IQ7-60-x-US (240V) | Inverters | 240 |  | 34 |  |  | 0.96 |  | Outdoor | Rooftop
NJSRRE1544545600 | Solar Registration Program | Union Twp | 7083 | 10 | 5.23 | Residential | No | Behind the Meter |  |  | None | Seabright Solar | PSE&G | PTO Waiver Granted | 2020-03-03 | 2020-03-04 | 2021-03-04 | Sunpower | SPR-E20-327 | Inverters | 0.32 |  | 16 |  |  | 0.99 |  | Outside | Roof
NJSRRE1544545667 | Solar Registration Program | bayonne | 7002 | 8 | 4.69 | Residential | Yes | Behind the Meter |  |  | None | Vision Solar LLC | PSE&G | PTO Waiver Request - Incomplete | 2020-02-27 | 2020-03-02 | 2021-03-02 | enphase | iq7-60-2-us | Inverters | 0.25 |  | 14 |  |  | 0.96 |  | Other | behind panels
NJSRRE1544546642 | Solar Registration Program | asbury | 8802 | 4 | 4.02 | Residential | Yes | Behind the Meter |  |  | None | Vision Solar LLC | JCP&L | PTO Waiver Request - Incomplete | 2020-02-27 | 2020-03-03 | 2021-03-03 | enphase | iq7-60-2-us | Inverters | 0.25 |  | 12 |  |  | 0.96 |  | Other | behind panels
NJSRRE1544546707 | Solar Registration Program | City of Orange | 7050 | 9 | 6.82 | Residential | Yes | Behind the Meter |  |  | None | Sunrun Installation Services, Inc. | PSE&G | PTO Waiver Request - Incomplete | 2020-02-27 | 2020-03-03 | 2021-03-03 | Enphase Energy | IQ7-60-x-US (240V) | Inverters | 240 |  | 22 |  |  | 0.96 |  | Outdoor | Rooftop
NJSRRE1544550003 | Solar Registration Program | Stafford Township | 8050 | 18 | 5.52 | Residential | Yes | Behind the Meter |  |  | None | Sunrun Installation Services, Inc. | AC Electric | PTO Waiver Request - Incomplete | 2020-02-28 | 2020-03-06 | 2021-03-06 | Enphase Energy | IQ7PLUS-72-x-US (240V) | Inverters | 290 |  | 16 |  |  | 0.96 |  | Outdoor | Rooftop
NJSRRE1544550196 | Solar Registration Program | Perth Amboy | 8861 | 11 | 5.27 | Residential | Yes | Behind the Meter |  |  | None | Sunrun Installation Services, Inc. | PSE&G | PTO Waiver Request - Incomplete | 2020-02-28 | 2020-03-04 | 2021-03-04 | Enphase Energy | IQ7-60-x-US (240V) | Inverters | 240 |  | 17 |  |  | 0.96 |  | Outdoor | Rooftop
NJSRRE1544559319 | Solar Registration Program | Clementon | 8021 | 14 | 7.04 | Residential | Yes | Behind the Meter |  |  | None | Vision Solar LLC | AC Electric | PTO Waiver Request - Incomplete | 2020-02-29 | 2020-03-04 | 2021-03-04 | enphase | iq7-60-2-us | Inverters | 0.25 |  | 21 |  |  | 0.96 |  | Other | behind panels
NJSRRE1544559328 | Solar Registration Program | Wenonah | 8090 | 15 | 6.7 | Residential | Yes | Behind the Meter |  |  | None | Vision Solar LLC | AC Electric | PTO Waiver Request - Incomplete | 2020-02-29 | 2020-03-04 | 2021-03-04 | enphase | iq7-60-2-us | Inverters | 0.25 |  | 20 |  |  | 0.96 |  | Other | behind panels
NJSRRE1544560326 | Solar Registration Program | Toms River | 8753 | 18 | 12.4 | Residential | Yes | Behind the Meter |  |  | None | Vision Solar LLC | JCP&L | PTO Waiver Granted | 2020-03-02 | 2020-03-04 | 2021-03-04 | enphase | iq7-60-2-us | Inverters | 0.25 |  | 37 |  |  | 0.96 |  | Other | behind panels
NJSRRE1544561785 | Solar Registration Program | Maywood | 7607 | 7 | 17.09 | Residential | Yes | Behind the Meter |  |  | None | Vision Solar LLC | PSE&G | PTO Waiver Granted | 2020-03-02 | 2020-03-04 | 2021-03-04 | enphase | iq7-60-2-us | Inverters | 0.25 |  | 51 |  |  | 0.96 |  | Other | behind panels
NJSRRE1544560326 | Solar Registration Program | Toms River | 8753 | 18 | 12.4 | Residential | Yes | Behind the Meter |  |  | None | Vision Solar LLC | JCP&L | PTO Waiver Granted | 2020-03-02 | 2020-03-04 | 2021-03-04 | lg solar | lg335n1k-v5 | Solar Panels |  | 0.335 | 14 | 241 | 30 |  | Fixed | Roof
NJSRRE1544560326 | Solar Registration Program | Toms River | 8753 | 18 | 12.4 | Residential | Yes | Behind the Meter |  |  | None | Vision Solar LLC | JCP&L | PTO Waiver Granted | 2020-03-02 | 2020-03-04 | 2021-03-04 | lg solar | lg335n1k-v5 | Solar Panels |  | 0.335 | 13 | 61 | 30 |  | Fixed | Roof
NJSRRE1544561785 | Solar Registration Program | Maywood | 7607 | 7 | 17.09 | Residential | Yes | Behind the Meter |  |  | None | Vision Solar LLC | PSE&G | PTO Waiver Granted | 2020-03-02 | 2020-03-04 | 2021-03-04 | lg solar | lg335n1k-v5 | Solar Panels |  | 0.335 | 6 | 218 | 30 |  | Fixed | Roof
NJSRRE1544561785 | Solar Registration Program | Maywood | 7607 | 7 | 17.09 | Residential | Yes | Behind the Meter |  |  | None | Vision Solar LLC | PSE&G | PTO Waiver Granted | 2020-03-02 | 2020-03-04 | 2021-03-04 | lg solar | lg335n1k-v5 | Solar Panels |  | 0.335 | 15 | 38 | 15 |  | Fixed | Roof
NJSRRE1544561785 | Solar Registration Program | Maywood | 7607 | 7 | 17.09 | Residential | Yes | Behind the Meter |  |  | None | Vision Solar LLC | PSE&G | PTO Waiver Granted | 2020-03-02 | 2020-03-04 | 2021-03-04 | lg solar | lg335n1k-v5 | Solar Panels |  | 0.335 | 30 | 218 | 30 |  | Fixed | Roof
NJSRRE1544565280 | Solar Registration Program | Galloway | 8205 | 19 | 8.06 | Residential | Yes | Behind the Meter |  |  | None | Sunrun Installation Services, Inc. | AC Electric | PTO Waiver Request - Incomplete | 2020-03-02 | 2020-03-11 | 2021-03-11 | REC Solar | REC310TP2M | Solar Panels |  | 0.31 | 26 | 176 | 18 |  | Fixed | Roof
NJSRRE1544566562 | Solar Registration Program | Maplewood | 7040 | 9 | 4.9 | Residential | No | Behind the Meter |  |  | None | Pro Custom Solar dba Momentum Solar | PSE&G | PTO Waiver Granted | 2020-03-03 | 2020-03-09 | 2021-03-09 | lg electronics | LG 350N1C-V5 | Solar Panels |  | 0.35 | 6 | 199 | 16 |  | Fixed | Roof
NJSRRE1544566562 | Solar Registration Program | Maplewood | 7040 | 9 | 4.9 | Residential | No | Behind the Meter |  |  | None | Pro Custom Solar dba Momentum Solar | PSE&G | PTO Waiver Granted | 2020-03-03 | 2020-03-09 | 2021-03-09 | lg electronics | LG 350N1C-V5 | Solar Panels |  | 0.35 | 8 | 19 | 16 |  | Fixed | Roof
NJSRRE1544566602 | Solar Registration Program | Sewell | 8080 | 15 | 20.44 | Residential | Yes | Behind the Meter |  |  | None | Vision Solar LLC | AC Electric | PTO Waiver Request - Incomplete | 2020-03-03 | 2020-03-05 | 2021-03-05 | lg solar | lg335n1k-v5 | Solar Panels |  | 0.335 | 17 | 271 | 18 |  | Fixed | Roof
NJSRRE1544566602 | Solar Registration Program | Sewell | 8080 | 15 | 20.44 | Residential | Yes | Behind the Meter |  |  | None | Vision Solar LLC | AC Electric | PTO Waiver Request - Incomplete | 2020-03-03 | 2020-03-05 | 2021-03-05 | lg solar | lg335n1k-v5 | Solar Panels |  | 0.335 | 6 | 181 | 29 |  | Fixed | Roof
NJSRRE1544566602 | Solar Registration Program | Sewell | 8080 | 15 | 20.44 | Residential | Yes | Behind the Meter |  |  | None | Vision Solar LLC | AC Electric | PTO Waiver Request - Incomplete | 2020-03-03 | 2020-03-05 | 2021-03-05 | LG SOLAR | lg335n1k-v5 | Solar Panels |  | 0.335 | 18 | 91 | 29 |  | Fixed | Roof
NJSRRE1544566602 | Solar Registration Program | Sewell | 8080 | 15 | 20.44 | Residential | Yes | Behind the Meter |  |  | None | Vision Solar LLC | AC Electric | PTO Waiver Request - Incomplete | 2020-03-03 | 2020-03-05 | 2021-03-05 | lg solar | lg335n1k-v5 | Solar Panels |  | 0.335 | 18 | 181 | 22 |  | Fixed | Roof
NJSRRE1544566602 | Solar Registration Program | Sewell | 8080 | 15 | 20.44 | Residential | Yes | Behind the Meter |  |  | None | Vision Solar LLC | AC Electric | PTO Waiver Request - Incomplete | 2020-03-03 | 2020-03-05 | 2021-03-05 | lg solar | lg335n1k-v5 | Solar Panels |  | 0.335 | 2 | 181 | 29 |  | Fixed | Roof
NJSRRE1544593021 | Solar Registration Program | Wenonah | 8090 | 15 | 10.39 | Residential | Yes | Behind the Meter |  |  | None | Vision Solar LLC | PSE&G | PTO Waiver Request - Incomplete | 2020-03-04 | 2020-03-06 | 2021-03-06 | lg solar | lg335n1k-v5 | Solar Panels |  | 0.335 | 7 | 180 | 20 |  | Fixed | Roof
NJSRRE1544593021 | Solar Registration Program | Wenonah | 8090 | 15 | 10.39 | Residential | Yes | Behind the Meter |  |  | None | Vision Solar LLC | PSE&G | PTO Waiver Request - Incomplete | 2020-03-04 | 2020-03-06 | 2021-03-06 | lg solar | lg335n1k-v5 | Solar Panels |  | 0.335 | 12 | 179 | 23 |  | Fixed | Roof
NJSRRE1544593021 | Solar Registration Program | Wenonah | 8090 | 15 | 10.39 | Residential | Yes | Behind the Meter |  |  | None | Vision Solar LLC | PSE&G | PTO Waiver Request - Incomplete | 2020-03-04 | 2020-03-06 | 2021-03-06 | lg solar | lg335n1k-v5 | Solar Panels |  | 0.335 | 11 | 359 | 23 |  | Fixed | Roof
NJSRRE1544593021 | Solar Registration Program | Wenonah | 8090 | 15 | 10.39 | Residential | Yes | Behind the Meter |  |  | None | Vision Solar LLC | PSE&G | PTO Waiver Request - Incomplete | 2020-03-04 | 2020-03-06 | 2021-03-06 | lg solar | lg335n1k-v5 | Solar Panels |  | 0.335 | 1 | 360 | 20 |  | Fixed | Roof
NJSRRE1544598083 | Solar Registration Program | Sicklerville | 8081 | 14 | 16.08 | Residential | No | Behind the Meter |  |  | None | Vision Solar LLC | AC Electric | PTO Waiver Request - Incomplete | 2020-03-04 | 2020-03-09 | 2021-03-09 | lg solar | lg335n1k-v5 | Solar Panels |  | 0.335 | 19 | 62 | 21 |  | Fixed | Roof
NJSRRE1544598083 | Solar Registration Program | Sicklerville | 8081 | 14 | 16.08 | Residential | No | Behind the Meter |  |  | None | Vision Solar LLC | AC Electric | PTO Waiver Request - Incomplete | 2020-03-04 | 2020-03-09 | 2021-03-09 | lg solar | lg335n1k-v5 | Solar Panels |  | 0.335 | 27 | 242 | 21 |  | Fixed | Roof
NJSRRE1544598083 | Solar Registration Program | Sicklerville | 8081 | 14 | 16.08 | Residential | No | Behind the Meter |  |  | None | Vision Solar LLC | AC Electric | PTO Waiver Request - Incomplete | 2020-03-04 | 2020-03-09 | 2021-03-09 | lg solar | lg335n1k-v5 | Solar Panels |  | 0.335 | 2 | 152 | 18 |  | Fixed | Roof
NJSRRE1544598225 | Solar Registration Program | Hainesport | 8036 | 13 | 15.53 | Residential | Yes | Behind the Meter |  |  | None | Sunrun Installation Services, Inc. | PSE&G | PTO Waiver Request - Incomplete | 2020-03-04 | 2020-03-09 | 2021-03-09 | LG Electronics | LG345N1C-V5 | Solar Panels |  | 0.345 | 4 | 199 | 40 |  | Fixed | Roof
NJSRRE1544598225 | Solar Registration Program | Hainesport | 8036 | 13 | 15.53 | Residential | Yes | Behind the Meter |  |  | None | Sunrun Installation Services, Inc. | PSE&G | PTO Waiver Request - Incomplete | 2020-03-04 | 2020-03-09 | 2021-03-09 | LG Electronics | LG345N1C-V5 | Solar Panels |  | 0.345 | 9 | 287 | 32 |  | Fixed | Roof
NJSRRE1544598225 | Solar Registration Program | Hainesport | 8036 | 13 | 15.53 | Residential | Yes | Behind the Meter |  |  | None | Sunrun Installation Services, Inc. | PSE&G | PTO Waiver Request - Incomplete | 2020-03-04 | 2020-03-09 | 2021-03-09 | LG Electronics | LG345N1C-V5 | Solar Panels |  | 0.345 | 16 | 287 | 32 |  | Fixed | Roof
NJSRRE1544598225 | Solar Registration Program | Hainesport | 8036 | 13 | 15.53 | Residential | Yes | Behind the Meter |  |  | None | Sunrun Installation Services, Inc. | PSE&G | PTO Waiver Request - Incomplete | 2020-03-04 | 2020-03-09 | 2021-03-09 | LG Electronics | LG345N1C-V5 | Solar Panels |  | 0.345 | 9 | 17 | 39 |  | Fixed | Roof
NJSRRE1544598225 | Solar Registration Program | Hainesport | 8036 | 13 | 15.53 | Residential | Yes | Behind the Meter |  |  | None | Sunrun Installation Services, Inc. | PSE&G | PTO Waiver Request - Incomplete | 2020-03-04 | 2020-03-09 | 2021-03-09 | LG Electronics | LG345N1C-V5 | Solar Panels |  | 0.345 | 7 | 107 | 32 |  | Fixed | Roof
NJSRRE1544610889 | Solar Registration Program | Lodi | 7644 | 7 | 7 | Residential | Yes | Behind the Meter |  |  | None | Pro Custom Solar dba Momentum Solar | PSE&G | PTO Waiver Request - Incomplete | 2020-03-05 | 2020-03-10 | 2021-03-10 | LG ELECTRONICS | LG 350N1C-V5 | Solar Panels |  | 0.35 | 8 | 218 | 21 |  | Fixed | Roof
NJSRRE1544565280 | Solar Registration Program | Galloway | 8205 | 19 | 8.06 | Residential | Yes | Behind the Meter |  |  | None | Sunrun Installation Services, Inc. | AC Electric | PTO Waiver Request - Incomplete | 2020-03-02 | 2020-03-11 | 2021-03-11 | Enphase Energy | IQ7-60-x-US (240V) | Inverters | 240 |  | 26 |  |  | 0.96 |  | Outdoor | Rooftop
NJSRRE1544566562 | Solar Registration Program | Maplewood | 7040 | 9 | 4.9 | Residential | No | Behind the Meter |  |  | None | Pro Custom Solar dba Momentum Solar | PSE&G | PTO Waiver Granted | 2020-03-03 | 2020-03-09 | 2021-03-09 | Enphase Energy | IQ7PLUS-72-2-US | Inverters | 295 |  | 14 |  |  | 0.97 |  | Outdoor | roof
NJSRRE1544566602 | Solar Registration Program | Sewell | 8080 | 15 | 20.44 | Residential | Yes | Behind the Meter |  |  | None | Vision Solar LLC | AC Electric | PTO Waiver Request - Incomplete | 2020-03-03 | 2020-03-05 | 2021-03-05 | enphase | iq7-60-2-us | Inverters | 0.25 |  | 61 |  |  | 0.96 |  | Other | behind panels
NJSRRE1544593021 | Solar Registration Program | Wenonah | 8090 | 15 | 10.39 | Residential | Yes | Behind the Meter |  |  | None | Vision Solar LLC | PSE&G | PTO Waiver Request - Incomplete | 2020-03-04 | 2020-03-06 | 2021-03-06 | enphase | iq7-60-2-us | Inverters | 0.25 |  | 31 |  |  | 0.96 |  | Other | behind panels
NJSRRE1544598083 | Solar Registration Program | Sicklerville | 8081 | 14 | 16.08 | Residential | No | Behind the Meter |  |  | None | Vision Solar LLC | AC Electric | PTO Waiver Request - Incomplete | 2020-03-04 | 2020-03-09 | 2021-03-09 | enphase | iq7-60-2-us | Inverters | 0.25 |  | 48 |  |  | 0.96 |  | Other | behind panels
NJSRRE1544598225 | Solar Registration Program | Hainesport | 8036 | 13 | 15.53 | Residential | Yes | Behind the Meter |  |  | None | Sunrun Installation Services, Inc. | PSE&G | PTO Waiver Request - Incomplete | 2020-03-04 | 2020-03-09 | 2021-03-09 | SolarEdge Technologies | SE7600A-USS2RGM | Inverters | 7600 |  | 1 |  |  | 0.96 |  | Outdoor | Next To Meter
NJSRRE1544598225 | Solar Registration Program | Hainesport | 8036 | 13 | 15.53 | Residential | Yes | Behind the Meter |  |  | None | Sunrun Installation Services, Inc. | PSE&G | PTO Waiver Request - Incomplete | 2020-03-04 | 2020-03-09 | 2021-03-09 | SolarEdge Technologies | SE5000H-USRGM | Inverters | 5000 |  | 1 |  |  | 0.96 |  | Outdoor | Next To Meter
NJSRRE1544610889 | Solar Registration Program | Lodi | 7644 | 7 | 7 | Residential | Yes | Behind the Meter |  |  | None | Pro Custom Solar dba Momentum Solar | PSE&G | PTO Waiver Request - Incomplete | 2020-03-05 | 2020-03-10 | 2021-03-10 | ENPHASE ENERGY | IQ7Plus-72-x-US | Inverters | 290 |  | 20 |  |  | 0.97 |  | Outdoor | Rooftop
NJSRRE1544610959 | Solar Registration Program | CINNAMINSON TWP | 8077 | 13 | 7.56 | Residential | Yes | Behind the Meter |  |  | None | Tesla Energy Operations Inc | PSE&G | PTO Waiver Granted | 2020-03-05 | 2020-03-10 | 2021-03-10 | Delta Electronics | M8-TL-US [240V] | Inverters | 7680 |  | 1 |  |  | 0.975 |  | Outdoor | Outdoor
NJSRRE1544613274 | Solar Registration Program | Magnolia Boro | 8049 | 14 | 9.92 | Residential | Yes | Behind the Meter |  |  | None | 1st Light Energy Inc | PSE&G | PTO Waiver Granted | 2020-03-06 | 2020-03-11 | 2021-03-11 | SolarEdge | SE7600H-USRGM (240V) | Inverters | 7600 |  | 1 |  |  | 0.99 |  | Outside | within 10 feet of meter
NJSRRE1544613397 | Solar Registration Program | Whippany | 7981 | 3 | 3.72 | Residential | No | Behind the Meter |  |  | None | 1st Light Energy Inc | JCP&L | PTO Waiver Granted | 2020-03-06 | 2020-03-11 | 2021-03-11 | SMA | SB 3.8-1SP-US-41 (240V) | Inverters | 3800 |  | 1 |  |  | 0.97 |  | Outside | within 10 feet of meter
NJSRRE1544617502 | Solar Registration Program | Villas | 8251 | 21 | 7.44 | Residential | Yes | Behind the Meter |  |  | None | Sunrun Installation Services, Inc. | AC Electric | PTO Waiver Request - Incomplete | 2020-03-06 | 2020-03-11 | 2021-03-11 | Enphase Energy | IQ7-60-x-US (240V) | Inverters | 240 |  | 24 |  |  | 0.96 |  | Outdoor | Rooftop
NJSRRE1544621473 | Solar Registration Program | Freehold | 7728 | 17 | 6.2 | Residential | No | Behind the Meter |  |  | None | Sunrun Installation Services, Inc. | JCP&L | PTO Waiver Request - Incomplete | 2020-03-09 | 2020-03-12 | 2021-03-12 | Enphase Energy | IQ7-60-x-US (240V) | Inverters | 240 |  | 20 |  |  | 0.96 |  | Outdoor | Rooftop
NJSRRE1544610889 | Solar Registration Program | Lodi | 7644 | 7 | 7 | Residential | Yes | Behind the Meter |  |  | None | Pro Custom Solar dba Momentum Solar | PSE&G | PTO Waiver Request - Incomplete | 2020-03-05 | 2020-03-10 | 2021-03-10 | LG ELECTRONICS | LG 350N1C-V5 | Solar Panels |  | 0.35 | 6 | 217 | 4 |  | Fixed | Roof
NJSRRE1544610889 | Solar Registration Program | Lodi | 7644 | 7 | 7 | Residential | Yes | Behind the Meter |  |  | None | Pro Custom Solar dba Momentum Solar | PSE&G | PTO Waiver Request - Incomplete | 2020-03-05 | 2020-03-10 | 2021-03-10 | LG ELECTRONICS | LG 350N1C-V5 | Solar Panels |  | 0.35 | 6 | 38 | 21 |  | Fixed | Roof
NJSRRE1544610959 | Solar Registration Program | CINNAMINSON TWP | 8077 | 13 | 7.56 | Residential | Yes | Behind the Meter |  |  | None | Tesla Energy Operations Inc | PSE&G | PTO Waiver Granted | 2020-03-05 | 2020-03-10 | 2021-03-10 | Hanwha Q CELLS | Q.PEAK DUO BLK-G5/SC315 | Solar Panels |  | 0.315 | 18 | 235 | 30 |  | Fixed | Roof
NJSRRE1544610959 | Solar Registration Program | CINNAMINSON TWP | 8077 | 13 | 7.56 | Residential | Yes | Behind the Meter |  |  | None | Tesla Energy Operations Inc | PSE&G | PTO Waiver Granted | 2020-03-05 | 2020-03-10 | 2021-03-10 | Hanwha Q CELLS | Q.PEAK DUO BLK-G5/SC315 | Solar Panels |  | 0.315 | 6 | 55 | 30 |  | Fixed | Roof
NJSRRE1544613274 | Solar Registration Program | Magnolia Boro | 8049 | 14 | 9.92 | Residential | Yes | Behind the Meter |  |  | None | 1st Light Energy Inc | PSE&G | PTO Waiver Granted | 2020-03-06 | 2020-03-11 | 2021-03-11 | Longi | LR6-60HPB-310M | Solar Panels |  | 0.31 | 32 | 241 | 23 |  | Fixed | Roof
NJSRRE1544613397 | Solar Registration Program | Whippany | 7981 | 3 | 3.72 | Residential | No | Behind the Meter |  |  | None | 1st Light Energy Inc | JCP&L | PTO Waiver Granted | 2020-03-06 | 2020-03-11 | 2021-03-11 | AXITEC | AC-310M/156-60S | Solar Panels |  | 0.31 | 8 | 118 | 43 |  | Fixed | Roof
NJSRRE1544613397 | Solar Registration Program | Whippany | 7981 | 3 | 3.72 | Residential | No | Behind the Meter |  |  | None | 1st Light Energy Inc | JCP&L | PTO Waiver Granted | 2020-03-06 | 2020-03-11 | 2021-03-11 | AXITEC | AC-310M/156-60S | Solar Panels |  | 0.31 | 4 | 118 | 43 |  | Fixed | Roof
NJSRRE1544617502 | Solar Registration Program | Villas | 8251 | 21 | 7.44 | Residential | Yes | Behind the Meter |  |  | None | Sunrun Installation Services, Inc. | AC Electric | PTO Waiver Request - Incomplete | 2020-03-06 | 2020-03-11 | 2021-03-11 | REC Solar | REC310TP2M | Solar Panels |  | 0.31 | 13 | 271 | 18 |  | Fixed | Roof
NJSRRE1544617502 | Solar Registration Program | Villas | 8251 | 21 | 7.44 | Residential | Yes | Behind the Meter |  |  | None | Sunrun Installation Services, Inc. | AC Electric | PTO Waiver Request - Incomplete | 2020-03-06 | 2020-03-11 | 2021-03-11 | REC Solar | REC310TP2M | Solar Panels |  | 0.31 | 11 | 91 | 18 |  | Fixed | Roof
NJSRRE1544621473 | Solar Registration Program | Freehold | 7728 | 17 | 6.2 | Residential | No | Behind the Meter |  |  | None | Sunrun Installation Services, Inc. | JCP&L | PTO Waiver Request - Incomplete | 2020-03-09 | 2020-03-12 | 2021-03-12 | REC Solar | REC310TP2M | Solar Panels |  | 0.31 | 20 | 154 | 28 |  | Fixed | Roof
NJSRRE1544623216 | Solar Registration Program | Ridgefield Park | 7660 | 7 | 5.03 | Residential | Yes | Behind the Meter |  |  | None | Vision Solar LLC | PSE&G | PTO Waiver Request - Incomplete | 2020-03-10 | 2020-03-12 | 2021-03-12 | LG Solar | LG335N1K-V5 | Solar Panels |  | 0.335 | 8 | 201 | 34 |  | Fixed | Roof
NJSRRE1544623216 | Solar Registration Program | Ridgefield Park | 7660 | 7 | 5.03 | Residential | Yes | Behind the Meter |  |  | None | Vision Solar LLC | PSE&G | PTO Waiver Request - Incomplete | 2020-03-10 | 2020-03-12 | 2021-03-12 | LG Solar | LG335N1K-V5 | Solar Panels |  | 0.335 | 3 | 291 | 34 |  | Fixed | Roof
NJSRRE1544623216 | Solar Registration Program | Ridgefield Park | 7660 | 7 | 5.03 | Residential | Yes | Behind the Meter |  |  | None | Vision Solar LLC | PSE&G | PTO Waiver Request - Incomplete | 2020-03-10 | 2020-03-12 | 2021-03-12 | LG Solar | LG335N1K-V5 | Solar Panels |  | 0.335 | 2 | 110 | 34 |  | Fixed | Roof
NJSRRE1544623216 | Solar Registration Program | Ridgefield Park | 7660 | 7 | 5.03 | Residential | Yes | Behind the Meter |  |  | None | Vision Solar LLC | PSE&G | PTO Waiver Request - Incomplete | 2020-03-10 | 2020-03-12 | 2021-03-12 | Enphase | IQ7- 60-2-US | Inverters | 0.25 |  | 15 |  |  | 0.96 |  | Other | Behind panels
NJSRRE1544624031 | Solar Registration Program | Barnegat | 8005 | 18 | 8.71 | Residential | Yes | Behind the Meter |  |  | None | Vision Solar LLC | AC Electric | PTO Waiver Request - Incomplete | 2020-03-10 | 2020-03-13 | 2021-03-13 | Enphase | IQ7-60-2-US | Inverters | 0.25 |  | 26 |  |  | 0.96 |  | Other | behind the panels
NJSRRE1544624220 | Solar Registration Program | North Bergen | 7047 | 8 | 4.36 | Residential | Yes | Behind the Meter |  |  | None | Vision Solar LLC | PSE&G | PTO Waiver Request - Incomplete | 2020-03-10 | 2020-03-16 | 2021-03-16 | enphase | iq7-60-2-us | Inverters | 0.25 |  | 13 |  |  | 0.96 |  | Other | behind panels
NJSRRE1544624241 | Solar Registration Program | Union | 7083 | 10 | 7.04 | Residential | Yes | Behind the Meter |  |  | None | Vision Solar LLC | PSE&G | PTO Waiver Request - Incomplete | 2020-03-10 | 2020-03-13 | 2021-03-13 | enphase | iq7-60-2-us | Inverters | 0.25 |  | 21 |  |  | 0.96 |  | Other | behind panels
NJSRRE1544626048 | Solar Registration Program | Trenton | 8629 | 12 | 15.75 | Residential | Yes | Behind the Meter |  |  | None | Vision Solar LLC | PSE&G | PTO Waiver Request - Incomplete | 2020-03-11 | 2020-03-16 | 2021-03-16 | enphase | iq7-60-2-us | Inverters | 0.25 |  | 47 |  |  | 0.96 |  | Other | behind panels
NJSRRE1544626494 | Solar Registration Program | Delanco TWP | 8075 | 13 | 9.92 | Residential | Yes | Behind the Meter |  |  | None | 1st Light Energy Inc | PSE&G | PTO Waiver Granted | 2020-03-11 | 2020-03-16 | 2021-03-16 | SOLAREDGE | SE10000H | Inverters | 10000 |  | 1 |  |  | 0.99 |  | Outside | within 10 feet of meter
NJSRRE1544626497 | Solar Registration Program | Mullica Hill | 8062 | 15 | 13.65 | Residential | No | Behind the Meter |  |  | None | Sunny Corp | AC Electric | PTO Waiver Request - Incomplete | 2020-03-11 | 2020-03-16 | 2021-03-16 | SolarEdge | Se10000 | Inverters | 10000 |  | 1 |  |  | 0.996 |  | Outdoor | side of home
NJSRRE1544626921 | Solar Registration Program | Hamilton Township | 8619 | 12 | 13.02 | Residential | No | Behind the Meter |  |  | None | Sunrun Installation Services, Inc. | PSE&G | PTO Waiver Request - Incomplete | 2020-03-11 | 2020-03-17 | 2021-03-17 | Enphase Energy | IQ7-60-x-US (240V) | Inverters | 240 |  | 42 |  |  | 0.96 |  | Outdoor | Rooftop
NJSRRE1544699048 | Solar Registration Program | Hamilton Twp | 8610 | 12 | 9.92 | Residential | No | Behind the Meter |  |  | None | Bright Planet Solar | PSE&G | PTO Waiver Granted | 2020-03-16 | 2020-03-19 | 2021-03-19 | SOLAR EDGE | SE7600H-USRGM | Inverters | 7600 |  | 1 |  |  | 0.98 |  | Outdoor | OUTSIDE
NJSRRE1544699702 | Solar Registration Program | Gloucester City | 8030 | 14 | 5.7 | Residential | Yes | Behind the Meter |  |  | None | Vision Solar LLC | PSE&G | PTO Waiver Request - Incomplete | 2020-03-16 | 2020-03-19 | 2021-03-19 | enphase | iq7-60-2-us | Inverters | 0.25 |  | 17 |  |  | 0.96 |  | Other | behind panels
NJSRRE1544626092 | Solar Registration Program | Trenton | 8629 | 12 | 12.06 | Residential | Yes | Behind the Meter |  |  | None | Vision Solar LLC | PSE&G | PTO Waiver Request - Incomplete | 2020-03-11 | 2020-03-16 | 2021-03-16 | enphase | iq7-60-2-us | Inverters | 0.25 |  | 36 |  |  | 0.96 |  | Other | behind panels
NJSRRE1544701317 | Solar Registration Program | Clayton | 8312 | 15 | 8.37 | Residential | Yes | Behind the Meter |  |  | None | Sunrun Installation Services, Inc. | AC Electric | PTO Waiver Request - Incomplete | 2020-03-16 | 2020-03-19 | 2021-03-19 | Enphase Energy | IQ7-60-x-US (240V) | Inverters | 240 |  | 27 |  |  | 0.96 |  | Outdoor | Rooftop
NJSRRE1544701551 | Solar Registration Program | Old Bridge | 8857 | 11 | 8.71 | Residential | Yes | Behind the Meter |  |  | None | Vision Solar LLC | JCP&L | PTO Waiver Request - Incomplete | 2020-03-16 | 2020-03-19 | 2021-03-19 | Enphase | IQ7-60-2-US | Inverters | 0.25 |  | 26 |  |  | 0.96 |  | Other | adj to utility meter
NJSRRE1544623216 | Solar Registration Program | Ridgefield Park | 7660 | 7 | 5.03 | Residential | Yes | Behind the Meter |  |  | None | Vision Solar LLC | PSE&G | PTO Waiver Request - Incomplete | 2020-03-10 | 2020-03-12 | 2021-03-12 | LG Solar | LG335N1K-V5 | Solar Panels |  | 0.335 | 2 | 292 | 10 |  | Fixed | Roof
NJSRRE1544624031 | Solar Registration Program | Barnegat | 8005 | 18 | 8.71 | Residential | Yes | Behind the Meter |  |  | None | Vision Solar LLC | AC Electric | PTO Waiver Request - Incomplete | 2020-03-10 | 2020-03-13 | 2021-03-13 | LG Solar | LG335N1K | Solar Panels |  | 0.335 | 5 | 195 | 22 |  | Fixed | Roof
NJSRRE1544624031 | Solar Registration Program | Barnegat | 8005 | 18 | 8.71 | Residential | Yes | Behind the Meter |  |  | None | Vision Solar LLC | AC Electric | PTO Waiver Request - Incomplete | 2020-03-10 | 2020-03-13 | 2021-03-13 | LG Solar | LG335N1K-V5 | Solar Panels |  | 0.335 | 21 | 285 | 22 |  | Fixed | Roof
NJSRRE1544624220 | Solar Registration Program | North Bergen | 7047 | 8 | 4.36 | Residential | Yes | Behind the Meter |  |  | None | Vision Solar LLC | PSE&G | PTO Waiver Request - Incomplete | 2020-03-10 | 2020-03-16 | 2021-03-16 | lg solar | lg335n1k-v5 | Solar Panels |  | 0.335 | 13 | 212 | 24 |  | Fixed | Roof
NJSRRE1544624241 | Solar Registration Program | Union | 7083 | 10 | 7.04 | Residential | Yes | Behind the Meter |  |  | None | Vision Solar LLC | PSE&G | PTO Waiver Request - Incomplete | 2020-03-10 | 2020-03-13 | 2021-03-13 | lg solar | lg335n1k-v5 | Solar Panels |  | 0.335 | 13 | 106 | 34 |  | Fixed | Roof
NJSRRE1544624241 | Solar Registration Program | Union | 7083 | 10 | 7.04 | Residential | Yes | Behind the Meter |  |  | None | Vision Solar LLC | PSE&G | PTO Waiver Request - Incomplete | 2020-03-10 | 2020-03-13 | 2021-03-13 | lg solar | lg335n1k-v5 | Solar Panels |  | 0.335 | 8 | 286 | 28 |  | Fixed | Roof
NJSRRE1544626048 | Solar Registration Program | Trenton | 8629 | 12 | 15.75 | Residential | Yes | Behind the Meter |  |  | None | Vision Solar LLC | PSE&G | PTO Waiver Request - Incomplete | 2020-03-11 | 2020-03-16 | 2021-03-16 | lg solar | lg335n1k-v5 | Solar Panels |  | 0.335 | 29 | 323 | 28 |  | Fixed | Roof
NJSRRE1544626048 | Solar Registration Program | Trenton | 8629 | 12 | 15.75 | Residential | Yes | Behind the Meter |  |  | None | Vision Solar LLC | PSE&G | PTO Waiver Request - Incomplete | 2020-03-11 | 2020-03-16 | 2021-03-16 | lg solar | lg335n1k-v5 | Solar Panels |  | 0.335 | 14 | 53 | 28 |  | Fixed | Roof
NJSRRE1544626048 | Solar Registration Program | Trenton | 8629 | 12 | 15.75 | Residential | Yes | Behind the Meter |  |  | None | Vision Solar LLC | PSE&G | PTO Waiver Request - Incomplete | 2020-03-11 | 2020-03-16 | 2021-03-16 | lg solar | lg335n1k-v5 | Solar Panels |  | 0.335 | 4 | 143 | 28 |  | Fixed | Roof
NJSRRE1544626092 | Solar Registration Program | Trenton | 8629 | 12 | 12.06 | Residential | Yes | Behind the Meter |  |  | None | Vision Solar LLC | PSE&G | PTO Waiver Request - Incomplete | 2020-03-11 | 2020-03-16 | 2021-03-16 | lg solar | lg335n1k-v5 | Solar Panels |  | 0.335 | 22 | 143 | 28 |  | Fixed | Roof
NJSRRE1544626092 | Solar Registration Program | Trenton | 8629 | 12 | 12.06 | Residential | Yes | Behind the Meter |  |  | None | Vision Solar LLC | PSE&G | PTO Waiver Request - Incomplete | 2020-03-11 | 2020-03-16 | 2021-03-16 | lg solar | lg335n1k-v5 | Solar Panels |  | 0.335 | 14 | 233 | 28 |  | Fixed | Roof
NJSRRE1544626494 | Solar Registration Program | Delanco TWP | 8075 | 13 | 9.92 | Residential | Yes | Behind the Meter |  |  | None | 1st Light Energy Inc | PSE&G | PTO Waiver Granted | 2020-03-11 | 2020-03-16 | 2021-03-16 | Longi | LR6-60HPB-310M | Solar Panels |  | 0.31 | 15 | 229 | 40 |  | Fixed | Roof
NJSRRE1544626494 | Solar Registration Program | Delanco TWP | 8075 | 13 | 9.92 | Residential | Yes | Behind the Meter |  |  | None | 1st Light Energy Inc | PSE&G | PTO Waiver Granted | 2020-03-11 | 2020-03-16 | 2021-03-16 | Longi | LR6-60HPB-310M | Solar Panels |  | 0.31 | 4 | 229 | 9 |  | Fixed | Roof
NJSRRE1544626494 | Solar Registration Program | Delanco TWP | 8075 | 13 | 9.92 | Residential | Yes | Behind the Meter |  |  | None | 1st Light Energy Inc | PSE&G | PTO Waiver Granted | 2020-03-11 | 2020-03-16 | 2021-03-16 | Longi | LR6-60HPB-310M | Solar Panels |  | 0.31 | 13 | 49 | 37 |  | Fixed | Roof
NJSRRE1544626497 | Solar Registration Program | Mullica Hill | 8062 | 15 | 13.65 | Residential | No | Behind the Meter |  |  | None | Sunny Corp | AC Electric | PTO Waiver Request - Incomplete | 2020-03-11 | 2020-03-16 | 2021-03-16 | Panasonic | 325KA03 | Solar Panels |  | 0.325 | 22 | 48 | 30 |  | Fixed | Roof
NJSRRE1544626497 | Solar Registration Program | Mullica Hill | 8062 | 15 | 13.65 | Residential | No | Behind the Meter |  |  | None | Sunny Corp | AC Electric | PTO Waiver Request - Incomplete | 2020-03-11 | 2020-03-16 | 2021-03-16 | Panasonic | 325KA03 | Solar Panels |  | 0.325 | 14 | 228 | 30 |  | Fixed | Roof
NJSRRE1544626497 | Solar Registration Program | Mullica Hill | 8062 | 15 | 13.65 | Residential | No | Behind the Meter |  |  | None | Sunny Corp | AC Electric | PTO Waiver Request - Incomplete | 2020-03-11 | 2020-03-16 | 2021-03-16 | Panasonic | 325KA03 | Solar Panels |  | 0.325 | 6 | 138 | 38 |  | Fixed | Roof
NJSRRE1544626921 | Solar Registration Program | Hamilton Township | 8619 | 12 | 13.02 | Residential | No | Behind the Meter |  |  | None | Sunrun Installation Services, Inc. | PSE&G | PTO Waiver Request - Incomplete | 2020-03-11 | 2020-03-17 | 2021-03-17 | REC Solar | REC310TP2M | Solar Panels |  | 0.31 | 11 | 69 | 24 |  | Fixed | Roof
NJSRRE1544626921 | Solar Registration Program | Hamilton Township | 8619 | 12 | 13.02 | Residential | No | Behind the Meter |  |  | None | Sunrun Installation Services, Inc. | PSE&G | PTO Waiver Request - Incomplete | 2020-03-11 | 2020-03-17 | 2021-03-17 | REC Solar | REC310TP2M | Solar Panels |  | 0.31 | 2 | 249 | 21 |  | Fixed | Roof
NJSRRE1544626921 | Solar Registration Program | Hamilton Township | 8619 | 12 | 13.02 | Residential | No | Behind the Meter |  |  | None | Sunrun Installation Services, Inc. | PSE&G | PTO Waiver Request - Incomplete | 2020-03-11 | 2020-03-17 | 2021-03-17 | REC Solar | REC310TP2M | Solar Panels |  | 0.31 | 29 | 159 | 23 |  | Fixed | Roof
NJSRRE1544699048 | Solar Registration Program | Hamilton Twp | 8610 | 12 | 9.92 | Residential | No | Behind the Meter |  |  | None | Bright Planet Solar | PSE&G | PTO Waiver Granted | 2020-03-16 | 2020-03-19 | 2021-03-19 | LONGI | LR-60HPB-310M | Solar Panels |  | 0.31 | 32 | 164 | 18 |  | Fixed | Roof
NJSRRE1544699702 | Solar Registration Program | Gloucester City | 8030 | 14 | 5.7 | Residential | Yes | Behind the Meter |  |  | None | Vision Solar LLC | PSE&G | PTO Waiver Request - Incomplete | 2020-03-16 | 2020-03-19 | 2021-03-19 | lg solar | lg335n1k-v5 | Solar Panels |  | 0.335 | 13 | 271 | 33 |  | Fixed | Roof
NJSRRE1544699702 | Solar Registration Program | Gloucester City | 8030 | 14 | 5.7 | Residential | Yes | Behind the Meter |  |  | None | Vision Solar LLC | PSE&G | PTO Waiver Request - Incomplete | 2020-03-16 | 2020-03-19 | 2021-03-19 | lg solar | lg335n1k-v5 | Solar Panels |  | 0.335 | 4 | 271 | 31 |  | Fixed | Roof
NJSRRE1544701317 | Solar Registration Program | Clayton | 8312 | 15 | 8.37 | Residential | Yes | Behind the Meter |  |  | None | Sunrun Installation Services, Inc. | AC Electric | PTO Waiver Request - Incomplete | 2020-03-16 | 2020-03-19 | 2021-03-19 | REC Solar | REC310TP2M | Solar Panels |  | 0.31 | 3 | 90 | 18 |  | Fixed | Roof
NJSRRE1544701317 | Solar Registration Program | Clayton | 8312 | 15 | 8.37 | Residential | Yes | Behind the Meter |  |  | None | Sunrun Installation Services, Inc. | AC Electric | PTO Waiver Request - Incomplete | 2020-03-16 | 2020-03-19 | 2021-03-19 | REC Solar | REC310TP2M | Solar Panels |  | 0.31 | 24 | 180 | 27 |  | Fixed | Roof
NJSRRE1544701551 | Solar Registration Program | Old Bridge | 8857 | 11 | 8.71 | Residential | Yes | Behind the Meter |  |  | None | Vision Solar LLC | JCP&L | PTO Waiver Request - Incomplete | 2020-03-16 | 2020-03-19 | 2021-03-19 | Lg Solar | lg335n1k-v5 | Solar Panels |  | 0.335 | 14 | 74 | 20 |  | Fixed | Roof
NJSRRE1544701714 | Solar Registration Program | Camden City | 8105 | 14 | 5.7 | Residential | Yes | Behind the Meter |  |  | None | Vision Solar LLC | PSE&G | PTO Waiver Request - Incomplete | 2020-03-16 | 2020-03-19 | 2021-03-19 | enphase | iq7-60-2-us | Inverters | 0.25 |  | 17 |  |  | 0.96 |  | Other | behind panels
NJSRRE1544705416 | Solar Registration Program | Edison | 8817 | 11 | 3.35 | Residential | Yes | Behind the Meter |  |  | None | Vision Solar LLC | PSE&G | PTO Waiver Request - Incomplete | 2020-03-17 | 2020-03-20 | 2021-03-20 | enphase | iq7-60-2-us | Inverters | 0.25 |  | 10 |  |  | 0.96 |  | Other | behind panels
NJSRRE1544705481 | Solar Registration Program | Wenonah | 8090 | 15 | 6.7 | Residential | Yes | Behind the Meter |  |  | None | Vision Solar LLC | AC Electric | PTO Waiver Request - Incomplete | 2020-03-17 | 2020-03-20 | 2021-03-20 | enphase | iq7-60-2-us | Inverters | 0.25 |  | 8 |  |  | 0.96 |  | Other | behind panels
NJSRRE1544705472 | Solar Registration Program | Pleasantville | 8232 | 19 | 11.39 | Residential | Yes | Behind the Meter |  |  | None | Vision Solar LLC | AC Electric | PTO Waiver Request - Incomplete | 2020-03-17 | 2020-03-20 | 2021-03-20 | Enphase | IQ7-60-2-US | Inverters | 8.5 |  | 34 |  |  | 0.96 |  | Outdoor | behind panels
NJSRRE1544707957 | Solar Registration Program | Wayne | 7470 | 6 | 11.73 | Residential | Yes | Behind the Meter |  |  | None | Vision Solar LLC | PSE&G | PTO Waiver Request - Incomplete | 2020-03-17 | 2020-03-20 | 2021-03-20 | enphase | iq7-60-2-us | Inverters | 0.25 |  | 35 |  |  | 0.96 |  | Other | behind panels
NJSRRE1544708424 | Solar Registration Program | Maple Shade TWP | 8052 | 13 | 9.72 | Residential | Yes | Behind the Meter |  |  | None | Vision Solar LLC | PSE&G | PTO Waiver Request - Incomplete | 2020-03-17 | 2020-03-20 | 2021-03-20 | enphase | iq7-60-2-us | Inverters | 0.25 |  | 29 |  |  | 0.96 |  | Other | behind panels
NJSRRE1544708457 | Solar Registration Program | North Plainfield | 7063 | 10 | 6.7 | Residential | Yes | Behind the Meter |  |  | None | Vision Solar LLC | PSE&G | PTO Waiver Request - Incomplete | 2020-03-17 | 2020-03-20 | 2021-03-20 | enphase | iq7-60-2-us | Inverters | 0.25 |  | 20 |  |  | 0.96 |  | Other | behind panels
NJSRRE1544708780 | Solar Registration Program | Edison | 8817 | 11 | 6.7 | Residential | Yes | Behind the Meter |  |  | None | Vision Solar LLC | PSE&G | PTO Waiver Request - Incomplete | 2020-03-17 | 2020-03-20 | 2021-03-20 | enphase | iq7-60-2-us | Inverters | 0.25 |  | 20 |  |  | 0.96 |  | Other | behind panels
NJSRRE1544710361 | Solar Registration Program | Montclair | 7043 | 9 | 13.4 | Residential | Yes | Behind the Meter |  |  | None | Vision Solar LLC | PSE&G | PTO Waiver Request - Incomplete | 2020-03-18 | 2020-03-23 | 2021-03-23 | lg solar | lg335n1k-v5 | Inverters | 0.25 |  | 40 |  |  | 0.96 |  | Other | behind panels
NJSRRE1544710622 | Solar Registration Program | Mansfield Twp. Bur | 8022 | 13 | 7.37 | Residential | Yes | Behind the Meter |  |  | None | Vision Solar LLC | PSE&G | PTO Waiver Request - Incomplete | 2020-03-18 | 2020-03-23 | 2021-03-23 | enphase | iq7-60-2-us | Inverters | 5.5 |  | 22 |  |  | 0.96 |  | Outside | behind panels
NJSRRE1544724263 | Solar Registration Program | Piney Hollow | 8322 | 15 | 8.06 | Residential | No | Behind the Meter |  |  | None | Sunrun Installation Services, Inc. | AC Electric | PTO Waiver Request - Incomplete | 2020-03-19 | 2020-03-24 | 2021-03-24 | Enphase Energy | IQ7-60-x-US (240V) | Inverters | 240 |  | 26 |  |  | 0.96 |  | Outdoor | Rooftop
NJSRRE1544724275 | Solar Registration Program | Bargaintown | 8234 | 19 | 9.05 | Residential | Yes | Behind the Meter |  |  | None | Vision Solar LLC | AC Electric | PTO Waiver Request - Incomplete | 2020-03-19 | 2020-03-24 | 2021-03-24 | enphase | iq7-60-2-us | Inverters | 0.25 |  | 27 |  |  | 0.96 |  | Outdoor | behind panels
NJSRRE1544729014 | Solar Registration Program | West Deptford Twp | 8096 | 15 | 7.71 | Residential | Yes | Behind the Meter |  |  | None | Vision Solar LLC | PSE&G | PTO Waiver Request - Incomplete | 2020-03-20 | 2020-03-26 | 2021-03-26 | Enphase | iq7-60-2-us | Inverters | 0.25 |  | 23 |  |  | 0.96 |  | Outside | behind panels
NJSRRE1544701551 | Solar Registration Program | Old Bridge | 8857 | 11 | 8.71 | Residential | Yes | Behind the Meter |  |  | None | Vision Solar LLC | JCP&L | PTO Waiver Request - Incomplete | 2020-03-16 | 2020-03-19 | 2021-03-19 | lg solar | lg335n1k-v5 | Solar Panels |  | 0.335 | 12 | 254 | 20 |  | Fixed | Roof
NJSRRE1544701714 | Solar Registration Program | Camden City | 8105 | 14 | 5.7 | Residential | Yes | Behind the Meter |  |  | None | Vision Solar LLC | PSE&G | PTO Waiver Request - Incomplete | 2020-03-16 | 2020-03-19 | 2021-03-19 | lg solar | lg335n1k-v5 | Solar Panels |  | 0.335 | 17 | 144 | 10 |  | Fixed | Roof
NJSRRE1544705416 | Solar Registration Program | Edison | 8817 | 11 | 3.35 | Residential | Yes | Behind the Meter |  |  | None | Vision Solar LLC | PSE&G | PTO Waiver Request - Incomplete | 2020-03-17 | 2020-03-20 | 2021-03-20 | lg solar | lg335n1k-v5 | Solar Panels |  | 0.335 | 10 | 186 | 20 |  | Fixed | Roof
NJSRRE1544705481 | Solar Registration Program | Wenonah | 8090 | 15 | 6.7 | Residential | Yes | Behind the Meter |  |  | None | Vision Solar LLC | AC Electric | PTO Waiver Request - Incomplete | 2020-03-17 | 2020-03-20 | 2021-03-20 | lg solar | lg335n1k-v5 | Solar Panels |  | 0.335 | 8 | 173 | 20 |  | Fixed | Roof
NJSRRE1544705481 | Solar Registration Program | Wenonah | 8090 | 15 | 6.7 | Residential | Yes | Behind the Meter |  |  | None | Vision Solar LLC | AC Electric | PTO Waiver Request - Incomplete | 2020-03-17 | 2020-03-20 | 2021-03-20 | lg solar | lg335n1k-v5 | Solar Panels |  | 0.335 | 12 | 174 | 20 |  | Fixed | Roof
NJSRRE1544705472 | Solar Registration Program | Pleasantville | 8232 | 19 | 11.39 | Residential | Yes | Behind the Meter |  |  | None | Vision Solar LLC | AC Electric | PTO Waiver Request - Incomplete | 2020-03-17 | 2020-03-20 | 2021-03-20 | LG Solar | lg335n1k-v5 | Solar Panels |  | 0.335 | 34 | 207 | 21 |  | Fixed | Roof
NJSRRE1544707957 | Solar Registration Program | Wayne | 7470 | 6 | 11.73 | Residential | Yes | Behind the Meter |  |  | None | Vision Solar LLC | PSE&G | PTO Waiver Request - Incomplete | 2020-03-17 | 2020-03-20 | 2021-03-20 | lg solar | lg335n1k-v5 | Solar Panels |  | 0.335 | 29 | 79 | 20 |  | Fixed | Roof
NJSRRE1544707957 | Solar Registration Program | Wayne | 7470 | 6 | 11.73 | Residential | Yes | Behind the Meter |  |  | None | Vision Solar LLC | PSE&G | PTO Waiver Request - Incomplete | 2020-03-17 | 2020-03-20 | 2021-03-20 | LGsolar | lg335n1k-v5 | Solar Panels |  | 0.335 | 6 | 259 | 20 |  | Fixed | Roof
NJSRRE1544708424 | Solar Registration Program | Maple Shade TWP | 8052 | 13 | 9.72 | Residential | Yes | Behind the Meter |  |  | None | Vision Solar LLC | PSE&G | PTO Waiver Request - Incomplete | 2020-03-17 | 2020-03-20 | 2021-03-20 | lg solar | lg335n1k-v5 | Solar Panels |  | 0.335 | 2 | 41 | 38 |  | Fixed | Roof
NJSRRE1544708424 | Solar Registration Program | Maple Shade TWP | 8052 | 13 | 9.72 | Residential | Yes | Behind the Meter |  |  | None | Vision Solar LLC | PSE&G | PTO Waiver Request - Incomplete | 2020-03-17 | 2020-03-20 | 2021-03-20 | lg solar | lg335n1k-v5 | Solar Panels |  | 0.335 | 15 | 221 | 38 |  | Fixed | Roof
NJSRRE1544708424 | Solar Registration Program | Maple Shade TWP | 8052 | 13 | 9.72 | Residential | Yes | Behind the Meter |  |  | None | Vision Solar LLC | PSE&G | PTO Waiver Request - Incomplete | 2020-03-17 | 2020-03-20 | 2021-03-20 | lg solar | lg335n1k-v5 | Solar Panels |  | 0.335 | 12 | 221 | 20 |  | Fixed | Roof
NJSRRE1544708457 | Solar Registration Program | North Plainfield | 7063 | 10 | 6.7 | Residential | Yes | Behind the Meter |  |  | None | Vision Solar LLC | PSE&G | PTO Waiver Request - Incomplete | 2020-03-17 | 2020-03-20 | 2021-03-20 | lg solar | lg335n1k-v5 | Solar Panels |  | 0.335 | 20 | 143 | 20 |  | Fixed | Roof
NJSRRE1544708780 | Solar Registration Program | Edison | 8817 | 11 | 6.7 | Residential | Yes | Behind the Meter |  |  | None | Vision Solar LLC | PSE&G | PTO Waiver Request - Incomplete | 2020-03-17 | 2020-03-20 | 2021-03-20 | lg solar | lg335n1k-v5 | Solar Panels |  | 0.335 | 20 | 174 | 39 |  | Fixed | Roof
NJSRRE1544710361 | Solar Registration Program | Montclair | 7043 | 9 | 13.4 | Residential | Yes | Behind the Meter |  |  | None | Vision Solar LLC | PSE&G | PTO Waiver Request - Incomplete | 2020-03-18 | 2020-03-23 | 2021-03-23 | lg solar | lg335n1k-v5 | Solar Panels |  | 0.335 | 11 | 124 | 39 |  | Fixed | Roof
NJSRRE1544710361 | Solar Registration Program | Montclair | 7043 | 9 | 13.4 | Residential | Yes | Behind the Meter |  |  | None | Vision Solar LLC | PSE&G | PTO Waiver Request - Incomplete | 2020-03-18 | 2020-03-23 | 2021-03-23 | lg solar | lg335n1k-v5 | Solar Panels |  | 0.335 | 8 | 124 | 3 |  | Fixed | Roof
NJSRRE1544710361 | Solar Registration Program | Montclair | 7043 | 9 | 13.4 | Residential | Yes | Behind the Meter |  |  | None | Vision Solar LLC | PSE&G | PTO Waiver Request - Incomplete | 2020-03-18 | 2020-03-23 | 2021-03-23 | lg solar | lg335n1k-v5 | Solar Panels |  | 0.335 | 21 | 304 | 39 |  | Fixed | Roof
NJSRRE1544710622 | Solar Registration Program | Mansfield Twp. Bur | 8022 | 13 | 7.37 | Residential | Yes | Behind the Meter |  |  | None | Vision Solar LLC | PSE&G | PTO Waiver Request - Incomplete | 2020-03-18 | 2020-03-23 | 2021-03-23 | lg solar | lg335n1k-v5 | Solar Panels |  | 0.335 | 10 | 18 | 16 |  | Fixed | Roof
NJSRRE1544710622 | Solar Registration Program | Mansfield Twp. Bur | 8022 | 13 | 7.37 | Residential | Yes | Behind the Meter |  |  | None | Vision Solar LLC | PSE&G | PTO Waiver Request - Incomplete | 2020-03-18 | 2020-03-23 | 2021-03-23 | lg solar | lg335n1k-v5 | Solar Panels |  | 0.335 | 12 | 198 | 16 |  | Fixed | Roof
NJSRRE1544724263 | Solar Registration Program | Piney Hollow | 8322 | 15 | 8.06 | Residential | No | Behind the Meter |  |  | None | Sunrun Installation Services, Inc. | AC Electric | PTO Waiver Request - Incomplete | 2020-03-19 | 2020-03-24 | 2021-03-24 | LONGi Green Energy Technology Co Ltd | LR6-60HPB-310M | Solar Panels |  | 0.31 | 16 | 83 | 18 |  | Fixed | Roof
NJSRRE1544724263 | Solar Registration Program | Piney Hollow | 8322 | 15 | 8.06 | Residential | No | Behind the Meter |  |  | None | Sunrun Installation Services, Inc. | AC Electric | PTO Waiver Request - Incomplete | 2020-03-19 | 2020-03-24 | 2021-03-24 | LONGi Green Energy Technology Co Ltd | LR6-60HPB-310M | Solar Panels |  | 0.31 | 10 | 263 | 18 |  | Fixed | Roof
NJSRRE1544724275 | Solar Registration Program | Bargaintown | 8234 | 19 | 9.05 | Residential | Yes | Behind the Meter |  |  | None | Vision Solar LLC | AC Electric | PTO Waiver Request - Incomplete | 2020-03-19 | 2020-03-24 | 2021-03-24 | lg solar | lg335n1k-v5 | Solar Panels |  | 0.335 | 27 | 123 | 32 |  | Fixed | Roof
NJSRRE1544729014 | Solar Registration Program | West Deptford Twp | 8096 | 15 | 7.71 | Residential | Yes | Behind the Meter |  |  | None | Vision Solar LLC | PSE&G | PTO Waiver Request - Incomplete | 2020-03-20 | 2020-03-26 | 2021-03-26 | lg solar | lg335n1k-v5 | Solar Panels |  | 0.335 | 23 | 115 | 20 |  | Fixed | Roof
NJSRRE1544736365 | Solar Registration Program | Roselle | 7203 | 10 | 14.07 | Residential | Yes | Behind the Meter |  |  | None | Vision Solar LLC | PSE&G | PTO Waiver Request - Incomplete | 2020-03-20 | 2020-03-25 | 2021-03-25 | lg solar | lg335n1k-v5 | Solar Panels |  | 0.335 | 21 | 224 | 32 |  | Fixed | Roof
NJSRRE1544736365 | Solar Registration Program | Roselle | 7203 | 10 | 14.07 | Residential | Yes | Behind the Meter |  |  | None | Vision Solar LLC | PSE&G | PTO Waiver Request - Incomplete | 2020-03-20 | 2020-03-25 | 2021-03-25 | lg solar | lg335n1k-v5 | Solar Panels |  | 0.335 | 21 | 44 | 32 |  | Fixed | Roof
NJSRRE1544736460 | Solar Registration Program | Asbury | 8802 | 4 | 9.38 | Residential | Yes | Behind the Meter |  |  | None | Vision Solar LLC | JCP&L | PTO Waiver Request - Incomplete | 2020-03-20 | 2020-03-25 | 2021-03-25 | lg solar | lg335n1k-v5 | Solar Panels |  | 0.335 | 28 | 139 | 30 |  | Fixed | Roof
NJSRRE1544754550 | Solar Registration Program | Paulsboro | 8066 | 15 | 8.68 | Residential | No | Behind the Meter |  |  | None | Bright Planet Solar | AC Electric | PTO Waiver Granted | 2020-03-23 | 2020-03-26 | 2021-03-26 | LONGI | LR-60HPB-310M | Solar Panels |  | 0.31 | 18 | 161 | 25 |  | Fixed | Roof
NJSRRE1544754550 | Solar Registration Program | Paulsboro | 8066 | 15 | 8.68 | Residential | No | Behind the Meter |  |  | None | Bright Planet Solar | AC Electric | PTO Waiver Granted | 2020-03-23 | 2020-03-26 | 2021-03-26 | LONGI | LR-60HPB-310M | Solar Panels |  | 0.31 | 10 | 341 | 25 |  | Fixed | Roof
NJSRRE1544759217 | Solar Registration Program | whiting | 8759 | 18 | 12.4 | Residential | Yes | Behind the Meter |  |  | None | Vision Solar LLC | JCP&L | PTO Waiver Request - Incomplete | 2020-03-25 | 2020-03-26 | 2021-03-26 | lg solar | lg335n1k-v5 | Solar Panels |  | 0.335 | 34 | 179 | 25 |  | Fixed | Roof
NJSRRE1544759217 | Solar Registration Program | whiting | 8759 | 18 | 12.4 | Residential | Yes | Behind the Meter |  |  | None | Vision Solar LLC | JCP&L | PTO Waiver Request - Incomplete | 2020-03-25 | 2020-03-26 | 2021-03-26 | lg solar | lg335n1k-v5 | Solar Panels |  | 0.335 | 3 | 359 | 25 |  | Fixed | Roof
NJSRRE1544766622 | Solar Registration Program | runnemede | 8078 | 14 | 10.72 | Residential | Yes | Behind the Meter |  |  | None | Vision Solar LLC | PSE&G | PTO Waiver Request - Incomplete | 2020-03-26 | 2020-03-31 | 2021-03-31 | lg solar | lg335n1k-v5 | Solar Panels |  | 0.335 | 8 | 164 | 20 |  | Fixed | Roof
NJSRRE1544766622 | Solar Registration Program | runnemede | 8078 | 14 | 10.72 | Residential | Yes | Behind the Meter |  |  | None | Vision Solar LLC | PSE&G | PTO Waiver Request - Incomplete | 2020-03-26 | 2020-03-31 | 2021-03-31 | lg solar | lg335n1k5 | Solar Panels |  | 0.335 | 16 | 164 | 13 |  | Fixed | Roof
NJSRRE1544766622 | Solar Registration Program | runnemede | 8078 | 14 | 10.72 | Residential | Yes | Behind the Meter |  |  | None | Vision Solar LLC | PSE&G | PTO Waiver Request - Incomplete | 2020-03-26 | 2020-03-31 | 2021-03-31 | lg solar | lg335n1k-v5 | Solar Panels |  | 0.335 | 8 | 344 | 20 |  | Fixed | Roof
NJSRRE1544767335 | Solar Registration Program | Pennsville | 8070 | 16 | 5.7 | Residential | Yes | Behind the Meter |  |  | None | Vision Solar LLC | AC Electric | PTO Waiver Request - Incomplete | 2020-03-26 | 2020-03-31 | 2021-03-31 | lg solar | lg335n1k-v5 | Solar Panels |  | 0.335 | 4 | 134 | 30 |  | Fixed | Roof
NJSRRE1544767335 | Solar Registration Program | Pennsville | 8070 | 16 | 5.7 | Residential | Yes | Behind the Meter |  |  | None | Vision Solar LLC | AC Electric | PTO Waiver Request - Incomplete | 2020-03-26 | 2020-03-31 | 2021-03-31 | lg solar | lg335n1k-v5 | Solar Panels |  | 0.335 | 2 | 134 | 20 |  | Fixed | Roof
NJSRRE1544767335 | Solar Registration Program | Pennsville | 8070 | 16 | 5.7 | Residential | Yes | Behind the Meter |  |  | None | Vision Solar LLC | AC Electric | PTO Waiver Request - Incomplete | 2020-03-26 | 2020-03-31 | 2021-03-31 | lg solar | lg335n1k-v5 | Solar Panels |  | 0.335 | 6 | 224 | 20 |  | Fixed | Roof
NJSRRE1544767335 | Solar Registration Program | Pennsville | 8070 | 16 | 5.7 | Residential | Yes | Behind the Meter |  |  | None | Vision Solar LLC | AC Electric | PTO Waiver Request - Incomplete | 2020-03-26 | 2020-03-31 | 2021-03-31 | lg solar | lg335n1k-v5 | Solar Panels |  | 0.335 | 5 | 314 | 20 |  | Fixed | Roof
NJSRRE1544767533 | Solar Registration Program | blackwood | 8012 | 14 | 7.71 | Residential | Yes | Behind the Meter |  |  | None | Vision Solar LLC | PSE&G | PTO Waiver Request - Incomplete | 2020-03-26 | 2020-03-31 | 2021-03-31 | lg solar | lg335n1k-v5 | Solar Panels |  | 0.335 | 15 | 238 | 30 |  | Fixed | Roof
NJSRRE1544767533 | Solar Registration Program | blackwood | 8012 | 14 | 7.71 | Residential | Yes | Behind the Meter |  |  | None | Vision Solar LLC | PSE&G | PTO Waiver Request - Incomplete | 2020-03-26 | 2020-03-31 | 2021-03-31 | lg solar | lg335n1k-v5 | Solar Panels |  | 0.335 | 8 | 58 | 30 |  | Fixed | Roof
NJSRRE1544770183 | Solar Registration Program | McKee City | 8234 | 19 | 6.03 | Residential | Yes | Behind the Meter |  |  | None | Vision Solar LLC | AC Electric | PTO Waiver Request - Incomplete | 2020-03-27 | 2020-04-02 | 2021-04-02 | lg | lg335n1k-v5 | Solar Panels |  | 0.335 | 18 | 111 | 20 |  | Fixed | Roof
NJSRRE1544772830 | Solar Registration Program | Sewell | 8080 | 15 | 4.65 | Residential | No | Behind the Meter |  |  | None | Bright Planet Solar | AC Electric | PTO Waiver Granted | 2020-03-29 | 2020-04-02 | 2021-04-02 | LONGI | LR6-60HPB-310M | Solar Panels |  | 0.31 | 15 | 191 | 27 |  | Fixed | Roof
NJSRRE1544773347 | Solar Registration Program | somers point | 8244 | 19 | 4.02 | Residential | Yes | Behind the Meter |  |  | None | Vision Solar LLC | AC Electric | PTO Waiver Request - Incomplete | 2020-03-30 | 2020-04-09 | 2021-04-09 | LG SOLAR | LG335N1K-V5 | Solar Panels |  | 0.335 | 12 | 206 | 43 |  | Fixed | Roof
NJSRRE1544775249 | Solar Registration Program | north bergen | 7047 | 8 | 7.71 | Residential | Yes | Behind the Meter |  |  | None | Vision Solar LLC | PSE&G | PTO Waiver Request - Incomplete | 2020-03-31 | 2020-04-09 | 2021-04-09 | lg solar | lg335n1k-v5 | Solar Panels |  | 0.335 | 2 | 18 | 212 |  | Fixed | Roof
NJSRRE1544775249 | Solar Registration Program | north bergen | 7047 | 8 | 7.71 | Residential | Yes | Behind the Meter |  |  | None | Vision Solar LLC | PSE&G | PTO Waiver Request - Incomplete | 2020-03-31 | 2020-04-09 | 2021-04-09 | lg solar | lg335n1k-v5 | Solar Panels |  | 0.335 | 1 | 18 | 122 |  | Fixed | Roof
NJSRRE1544775249 | Solar Registration Program | north bergen | 7047 | 8 | 7.71 | Residential | Yes | Behind the Meter |  |  | None | Vision Solar LLC | PSE&G | PTO Waiver Request - Incomplete | 2020-03-31 | 2020-04-09 | 2021-04-09 | lg solar | lg335n1k-v5 | Solar Panels |  | 0.335 | 17 | 18 | 32 |  | Fixed | Roof
NJSRRE1544775249 | Solar Registration Program | north bergen | 7047 | 8 | 7.71 | Residential | Yes | Behind the Meter |  |  | None | Vision Solar LLC | PSE&G | PTO Waiver Request - Incomplete | 2020-03-31 | 2020-04-09 | 2021-04-09 | lg solar | lg335n1k-v5 | Solar Panels |  | 0.335 | 3 | 18 | 302 |  | Fixed | Roof
NJSRRE1544775319 | Solar Registration Program | Plainfield city | 7060 | 10 | 4.02 | Residential | Yes | Behind the Meter |  |  | None | Vision Solar LLC | PSE&G | PTO Waiver Request - Incomplete | 2020-03-31 | 2020-04-09 | 2021-04-09 | lg solar | lg335n1k-v5 | Solar Panels |  | 0.335 | 6 | 47 | 221 |  | Fixed | Roof
NJSRRE1544775319 | Solar Registration Program | Plainfield city | 7060 | 10 | 4.02 | Residential | Yes | Behind the Meter |  |  | None | Vision Solar LLC | PSE&G | PTO Waiver Request - Incomplete | 2020-03-31 | 2020-04-09 | 2021-04-09 | lg solar | lg335n1k-v5 | Solar Panels |  | 0.335 | 3 | 44 | 221 |  | Fixed | Roof
NJSRRE1544775319 | Solar Registration Program | Plainfield city | 7060 | 10 | 4.02 | Residential | Yes | Behind the Meter |  |  | None | Vision Solar LLC | PSE&G | PTO Waiver Request - Incomplete | 2020-03-31 | 2020-04-09 | 2021-04-09 | lg solar | lg335n1k-v5 | Solar Panels |  | 0.335 | 3 | 44 | 41 |  | Fixed | Roof
NJSRRE1544777657 | Solar Registration Program | swedesboro | 8085 | 15 | 10.39 | Residential | Yes | Behind the Meter |  |  | None | Vision Solar LLC | AC Electric | PTO Waiver Request - Incomplete | 2020-04-01 | 2020-04-09 | 2021-04-09 | lg solar | lg335n1k-v5 | Solar Panels |  | 0.335 | 31 | 111 | 35 |  | Fixed | Roof
NJSRRE1544779190 | Solar Registration Program | clayton | 8312 | 15 | 9.38 | Residential | Yes | Behind the Meter |  |  | None | Vision Solar LLC | AC Electric | PTO Waiver Request - Incomplete | 2020-04-01 | 2020-04-09 | 2021-04-09 | lg solar | lg335n1k-v5 | Solar Panels |  | 0.335 | 9 | 184 | 18 |  | Fixed | Roof
NJSRRE1544779190 | Solar Registration Program | clayton | 8312 | 15 | 9.38 | Residential | Yes | Behind the Meter |  |  | None | Vision Solar LLC | AC Electric | PTO Waiver Request - Incomplete | 2020-04-01 | 2020-04-09 | 2021-04-09 | lg solar | lg335n1k-v5 | Solar Panels |  | 0.335 | 1 | 294 | 18 |  | Fixed | Roof
NJSRRE1544779190 | Solar Registration Program | clayton | 8312 | 15 | 9.38 | Residential | Yes | Behind the Meter |  |  | None | Vision Solar LLC | AC Electric | PTO Waiver Request - Incomplete | 2020-04-01 | 2020-04-09 | 2021-04-09 | lg solar | lg335n1k-v5 | Solar Panels |  | 0.335 | 1 | 94 | 18 |  | Fixed | Roof
NJSRRE1544736365 | Solar Registration Program | Roselle | 7203 | 10 | 14.07 | Residential | Yes | Behind the Meter |  |  | None | Vision Solar LLC | PSE&G | PTO Waiver Request - Incomplete | 2020-03-20 | 2020-03-25 | 2021-03-25 | enphase | iq7-60-2-us | Inverters | 0.25 |  | 42 |  |  | 0.96 |  | Other | behind panels
NJSRRE1544736460 | Solar Registration Program | Asbury | 8802 | 4 | 9.38 | Residential | Yes | Behind the Meter |  |  | None | Vision Solar LLC | JCP&L | PTO Waiver Request - Incomplete | 2020-03-20 | 2020-03-25 | 2021-03-25 | enphase | iq7-60-2-us | Inverters | 0.25 |  | 28 |  |  | 0.96 |  | Outside | behind panels
NJSRRE1544754550 | Solar Registration Program | Paulsboro | 8066 | 15 | 8.68 | Residential | No | Behind the Meter |  |  | None | Bright Planet Solar | AC Electric | PTO Waiver Granted | 2020-03-23 | 2020-03-26 | 2021-03-26 | SOLAR EDGE | SE7600H-USRGM | Inverters | 7600 |  | 1 |  |  | 0.98 |  | Outdoor | OUTSIDE
NJSRRE1544759217 | Solar Registration Program | whiting | 8759 | 18 | 12.4 | Residential | Yes | Behind the Meter |  |  | None | Vision Solar LLC | JCP&L | PTO Waiver Request - Incomplete | 2020-03-25 | 2020-03-26 | 2021-03-26 | enphase | iq7-60-2-us | Inverters | 0.24 |  | 37 |  |  | 0.96 |  | Other | behind panels
NJSRRE1544766622 | Solar Registration Program | runnemede | 8078 | 14 | 10.72 | Residential | Yes | Behind the Meter |  |  | None | Vision Solar LLC | PSE&G | PTO Waiver Request - Incomplete | 2020-03-26 | 2020-03-31 | 2021-03-31 | enphase | iq7-6-2-us | Inverters | 0.96 |  | 32 |  |  | 0.1 |  | Other | behind panels
NJSRRE1544767335 | Solar Registration Program | Pennsville | 8070 | 16 | 5.7 | Residential | Yes | Behind the Meter |  |  | None | Vision Solar LLC | AC Electric | PTO Waiver Request - Incomplete | 2020-03-26 | 2020-03-31 | 2021-03-31 | enphase | iq7-60-2-us | Inverters | 0.96 |  | 17 |  |  | 0.1 |  | Other | behind panels
NJSRRE1544767533 | Solar Registration Program | blackwood | 8012 | 14 | 7.71 | Residential | Yes | Behind the Meter |  |  | None | Vision Solar LLC | PSE&G | PTO Waiver Request - Incomplete | 2020-03-26 | 2020-03-31 | 2021-03-31 | enphase | iq7-60-2-us | Inverters | 0.25 |  | 23 |  |  | 0.96 |  | Other | behind panels
NJSRRE1544770183 | Solar Registration Program | McKee City | 8234 | 19 | 6.03 | Residential | Yes | Behind the Meter |  |  | None | Vision Solar LLC | AC Electric | PTO Waiver Request - Incomplete | 2020-03-27 | 2020-04-02 | 2021-04-02 | enphase | iq7-60-2-us | Inverters | 0.25 |  | 18 |  |  | 0.96 |  | Other | behind panels
NJSRRE1544772830 | Solar Registration Program | Sewell | 8080 | 15 | 4.65 | Residential | No | Behind the Meter |  |  | None | Bright Planet Solar | AC Electric | PTO Waiver Granted | 2020-03-29 | 2020-04-02 | 2021-04-02 | Solar Edge | SE3800H-USRGM | Inverters | 3800 |  | 1 |  |  | 0.98 |  | Outdoor | Next to meter
NJSRRE1544773347 | Solar Registration Program | somers point | 8244 | 19 | 4.02 | Residential | Yes | Behind the Meter |  |  | None | Vision Solar LLC | AC Electric | PTO Waiver Request - Incomplete | 2020-03-30 | 2020-04-09 | 2021-04-09 | ENPHASE | IQ7-60-2-US | Inverters | 0.25 |  | 12 |  |  | 0.96 |  | Other | BEHIND PANELS
NJSRRE1544775249 | Solar Registration Program | north bergen | 7047 | 8 | 7.71 | Residential | Yes | Behind the Meter |  |  | None | Vision Solar LLC | PSE&G | PTO Waiver Request - Incomplete | 2020-03-31 | 2020-04-09 | 2021-04-09 | enphase | iq7-60-2-us | Inverters | 0.25 |  | 23 |  |  | 0.96 |  | Other | behind panels
NJSRRE1544775319 | Solar Registration Program | Plainfield city | 7060 | 10 | 4.02 | Residential | Yes | Behind the Meter |  |  | None | Vision Solar LLC | PSE&G | PTO Waiver Request - Incomplete | 2020-03-31 | 2020-04-09 | 2021-04-09 | enphase | iq7-60-2-us | Inverters | 0.25 |  | 12 |  |  | 0.96 |  | Outside | behind panels
NJSRRE1544777657 | Solar Registration Program | swedesboro | 8085 | 15 | 10.39 | Residential | Yes | Behind the Meter |  |  | None | Vision Solar LLC | AC Electric | PTO Waiver Request - Incomplete | 2020-04-01 | 2020-04-09 | 2021-04-09 | enphase | iq7-60-2-us | Inverters | 0.25 |  | 31 |  |  | 0.96 |  | Other | behind panels
NJSRRE1544779190 | Solar Registration Program | clayton | 8312 | 15 | 9.38 | Residential | Yes | Behind the Meter |  |  | None | Vision Solar LLC | AC Electric | PTO Waiver Request - Incomplete | 2020-04-01 | 2020-04-09 | 2021-04-09 | lg solar | lg335n1k-v5 | Solar Panels |  | 0.335 | 17 | 4 | 18 |  | Fixed | Roof
NJSRRE1544779615 | Solar Registration Program | Mullica Hill | 8062 | 15 | 9.92 | Residential | No | Behind the Meter |  |  | None | Advanced Renewable Solutions | AC Electric | PTO Waiver Granted | 2020-04-01 | 2020-04-09 | 2021-04-09 | TRINA SOLAR | TSM320DD06M.05 | Solar Panels |  | 0.32 | 31 | 227 | 20 |  | Fixed | Roof
NJSRRE1544796121 | Solar Registration Program | rahway | 7065 | 10 | 11.06 | Residential | Yes | Behind the Meter |  |  | None | Vision Solar LLC | PSE&G | PTO Waiver Request - Incomplete | 2020-04-03 | 2020-04-09 | 2021-04-09 | lg solar | lg335n1k-v5 | Solar Panels |  | 0.335 | 16 | 101 | 27 |  | Fixed | Roof
NJSRRE1544796121 | Solar Registration Program | rahway | 7065 | 10 | 11.06 | Residential | Yes | Behind the Meter |  |  | None | Vision Solar LLC | PSE&G | PTO Waiver Request - Incomplete | 2020-04-03 | 2020-04-09 | 2021-04-09 | lg solar | lg335n1k-v5 | Solar Panels |  | 0.335 | 14 | 101 | 33 |  | Fixed | Roof
NJSRRE1544796121 | Solar Registration Program | rahway | 7065 | 10 | 11.06 | Residential | Yes | Behind the Meter |  |  | None | Vision Solar LLC | PSE&G | PTO Waiver Request - Incomplete | 2020-04-03 | 2020-04-09 | 2021-04-09 | lg solar | lg335n1k-v5 | Solar Panels |  | 0.335 | 3 | 101 | 35 |  | Fixed | Roof
NJSRRE1544796153 | Solar Registration Program | collings lake | 8094 | 15 | 6.37 | Residential | Yes | Behind the Meter |  |  | None | Vision Solar LLC | AC Electric | PTO Waiver Request - Incomplete | 2020-04-03 | 2020-04-13 | 2021-04-13 | lg solar | lg335n1k0v4 | Solar Panels |  | 0.335 | 19 | 222 | 20 |  | Fixed | Roof
NJSRRE1544796440 | Solar Registration Program | fishing creek | 8204 | 21 | 8.71 | Residential | Yes | Behind the Meter |  |  | None | Vision Solar LLC | AC Electric | PTO Waiver Request - Incomplete | 2020-04-03 | 2020-04-09 | 2021-04-09 | lg solar | lg335n1k-v5 | Solar Panels |  | 0.335 | 12 | 213 | 20 |  | Fixed | Roof
NJSRRE1544796440 | Solar Registration Program | fishing creek | 8204 | 21 | 8.71 | Residential | Yes | Behind the Meter |  |  | None | Vision Solar LLC | AC Electric | PTO Waiver Request - Incomplete | 2020-04-03 | 2020-04-09 | 2021-04-09 | lg solar | lg335n1k-v5 | Solar Panels |  | 0.335 | 14 | 214 | 20 |  | Fixed | Roof
NJSRRE1544796713 | Solar Registration Program | old bridge | 8857 | 11 | 8.38 | Residential | Yes | Behind the Meter |  |  | None | Vision Solar LLC | JCP&L | PTO Waiver Request - Incomplete | 2020-04-03 | 2020-04-09 | 2021-04-09 | lg solar | lg335n1k-v5 | Solar Panels |  | 0.335 | 21 | 176 | 27 |  | Fixed | Roof
NJSRRE1544796713 | Solar Registration Program | old bridge | 8857 | 11 | 8.38 | Residential | Yes | Behind the Meter |  |  | None | Vision Solar LLC | JCP&L | PTO Waiver Request - Incomplete | 2020-04-03 | 2020-04-09 | 2021-04-09 | lgsolar | lg335n1k-v5 | Solar Panels |  | 0.335 | 4 | 176 | 10 |  | Fixed | Roof
NJSRRE1544797761 | Solar Registration Program | hackensack | 7601 | 7 | 5.36 | Residential | Yes | Behind the Meter |  |  | None | Vision Solar LLC | PSE&G | PTO Waiver Request - Incomplete | 2020-04-04 | 2020-04-09 | 2021-04-09 | lgsolar | lg335n1k-v5 | Solar Panels |  | 0.335 | 1 | 279 | 44 |  | Fixed | Roof
NJSRRE1544797761 | Solar Registration Program | hackensack | 7601 | 7 | 5.36 | Residential | Yes | Behind the Meter |  |  | None | Vision Solar LLC | PSE&G | PTO Waiver Request - Incomplete | 2020-04-04 | 2020-04-09 | 2021-04-09 | lgsolar | lg335n1k-v5 | Solar Panels |  | 0.335 | 1 | 99 | 44 |  | Fixed | Roof
NJSRRE1544797761 | Solar Registration Program | hackensack | 7601 | 7 | 5.36 | Residential | Yes | Behind the Meter |  |  | None | Vision Solar LLC | PSE&G | PTO Waiver Request - Incomplete | 2020-04-04 | 2020-04-09 | 2021-04-09 | lg solar | lg335n1k-v5 | Solar Panels |  | 0.335 | 14 | 189 | 41 |  | Fixed | Roof
NJSRRE1544797762 | Solar Registration Program | medford twp | 8055 | 13 | 32.5 | Residential | Yes | Behind the Meter |  |  | None | Vision Solar LLC | AC Electric | PTO Waiver Request - Incomplete | 2020-04-04 | 2020-04-09 | 2021-04-09 | lg solar | lg335n1k-v5 | Solar Panels |  | 0.335 | 24 | 238 | 25 |  | Fixed | Roof
NJSRRE1544797762 | Solar Registration Program | medford twp | 8055 | 13 | 32.5 | Residential | Yes | Behind the Meter |  |  | None | Vision Solar LLC | AC Electric | PTO Waiver Request - Incomplete | 2020-04-04 | 2020-04-09 | 2021-04-09 | lg sola | lg335n1k-v5 | Solar Panels |  | 0.335 | 21 | 58 | 25 |  | Fixed | Roof
NJSRRE1544797762 | Solar Registration Program | medford twp | 8055 | 13 | 32.5 | Residential | Yes | Behind the Meter |  |  | None | Vision Solar LLC | AC Electric | PTO Waiver Request - Incomplete | 2020-04-04 | 2020-04-09 | 2021-04-09 | lgsolar | lg335n1k-v5 | Solar Panels |  | 0.335 | 23 | 238 | 24 |  | Fixed | Roof
NJSRRE1544797762 | Solar Registration Program | medford twp | 8055 | 13 | 32.5 | Residential | Yes | Behind the Meter |  |  | None | Vision Solar LLC | AC Electric | PTO Waiver Request - Incomplete | 2020-04-04 | 2020-04-09 | 2021-04-09 | lgsolar | lg335nk-v5 | Solar Panels |  | 0.335 | 9 | 58 | 25 |  | Fixed | Roof
NJSRRE1544797762 | Solar Registration Program | medford twp | 8055 | 13 | 32.5 | Residential | Yes | Behind the Meter |  |  | None | Vision Solar LLC | AC Electric | PTO Waiver Request - Incomplete | 2020-04-04 | 2020-04-09 | 2021-04-09 | lgsolar | lg335n1k-v5 | Solar Panels |  | 0.335 | 20 | 58 | 10 |  | Fixed | Roof
NJSRRE1544800256 | Solar Registration Program | asbury | 8801 | 4 | 4.02 | Residential | Yes | Behind the Meter |  |  | None | Vision Solar LLC | JCP&L | PTO Waiver Request - Incomplete | 2020-04-06 | 2020-04-09 | 2021-04-09 | lg solar | lg335n1k-v5 | Solar Panels |  | 0.335 | 12 | 164 | 30 |  | Fixed | Roof
NJSRRE1544802544 | Solar Registration Program | Raritan Boro | 8869 | 5 | 13.33 | Residential | Yes | Behind the Meter |  |  | None | 1st Light Energy | PSE&G | PTO Waiver Request - Incomplete | 2020-04-06 | 2020-04-10 | 2021-04-10 | Longi | LR6-60HPB-310M | Solar Panels |  | 0.31 | 37 | 268 | 30 |  | Fixed | Roof
NJSRRE1544802544 | Solar Registration Program | Raritan Boro | 8869 | 5 | 13.33 | Residential | Yes | Behind the Meter |  |  | None | 1st Light Energy | PSE&G | PTO Waiver Request - Incomplete | 2020-04-06 | 2020-04-10 | 2021-04-10 | Longi | LR6-60HPB-310M | Solar Panels |  | 0.31 | 6 | 88 | 34 |  | Fixed | Roof
NJSRRE1544805902 | Solar Registration Program | Laurel Springs | 8021 | 14 | 13.94 | Residential | No | Behind the Meter |  |  | None | NJ Solar Power, LLC | PSE&G | PTO Waiver Request - Incomplete | 2020-04-07 | 2020-04-13 | 2021-04-13 | Panasonic | VBHN340SA17 | Solar Panels |  | 0.34 | 5 | 70 | 18 |  | Fixed | Roof
NJSRRE1544805902 | Solar Registration Program | Laurel Springs | 8021 | 14 | 13.94 | Residential | No | Behind the Meter |  |  | None | NJ Solar Power, LLC | PSE&G | PTO Waiver Request - Incomplete | 2020-04-07 | 2020-04-13 | 2021-04-13 | Panasonic | VBHN340SA17 | Solar Panels |  | 0.34 | 16 | 250 | 18 |  | Fixed | Roof
NJSRRE1544805902 | Solar Registration Program | Laurel Springs | 8021 | 14 | 13.94 | Residential | No | Behind the Meter |  |  | None | NJ Solar Power, LLC | PSE&G | PTO Waiver Request - Incomplete | 2020-04-07 | 2020-04-13 | 2021-04-13 | Panasonic | VBHN340SA17 | Solar Panels |  | 0.34 | 9 | 250 | 14 |  | Fixed | Roof
NJSRRE1544805902 | Solar Registration Program | Laurel Springs | 8021 | 14 | 13.94 | Residential | No | Behind the Meter |  |  | None | NJ Solar Power, LLC | PSE&G | PTO Waiver Request - Incomplete | 2020-04-07 | 2020-04-13 | 2021-04-13 | Panasonic | VBHN340SA17 | Solar Panels |  | 0.34 | 8 | 250 | 14 |  | Fixed | Roof
NJSRRE1544805902 | Solar Registration Program | Laurel Springs | 8021 | 14 | 13.94 | Residential | No | Behind the Meter |  |  | None | NJ Solar Power, LLC | PSE&G | PTO Waiver Request - Incomplete | 2020-04-07 | 2020-04-13 | 2021-04-13 | Panasonic | VBHN340SA17 | Solar Panels |  | 0.34 | 3 | 160 | 18 |  | Fixed | Roof
NJSRRE1544779190 | Solar Registration Program | clayton | 8312 | 15 | 9.38 | Residential | Yes | Behind the Meter |  |  | None | Vision Solar LLC | AC Electric | PTO Waiver Request - Incomplete | 2020-04-01 | 2020-04-09 | 2021-04-09 | enphase | iq7-60-2-us | Inverters | 0.25 |  | 28 |  |  | 0.96 |  | Other | behind panels
NJSRRE1544779615 | Solar Registration Program | Mullica Hill | 8062 | 15 | 9.92 | Residential | No | Behind the Meter |  |  | None | Advanced Renewable Solutions | AC Electric | PTO Waiver Granted | 2020-04-01 | 2020-04-09 | 2021-04-09 | ENPHASE | IQ7=60-2-US | Inverters | 7440 |  | 31 |  |  | 0.976 |  | Outdoor | Mounted to Underside of each Solar Module
NJSRRE1544796121 | Solar Registration Program | rahway | 7065 | 10 | 11.06 | Residential | Yes | Behind the Meter |  |  | None | Vision Solar LLC | PSE&G | PTO Waiver Request - Incomplete | 2020-04-03 | 2020-04-09 | 2021-04-09 | enphase | iq7-60-2-us | Inverters | 0.25 |  | 33 |  |  | 0.96 |  | Other | behind panels
NJSRRE1544796153 | Solar Registration Program | collings lake | 8094 | 15 | 6.37 | Residential | Yes | Behind the Meter |  |  | None | Vision Solar LLC | AC Electric | PTO Waiver Request - Incomplete | 2020-04-03 | 2020-04-13 | 2021-04-13 | enphase | iq7-60-2-us | Inverters | 0.25 |  | 19 |  |  | 0.96 |  | Other | behind panels
NJSRRE1544796440 | Solar Registration Program | fishing creek | 8204 | 21 | 8.71 | Residential | Yes | Behind the Meter |  |  | None | Vision Solar LLC | AC Electric | PTO Waiver Request - Incomplete | 2020-04-03 | 2020-04-09 | 2021-04-09 | enpahse | iq7-60-2-us | Inverters | 0.25 |  | 26 |  |  | 0.96 |  | Other | behind panels
NJSRRE1544796713 | Solar Registration Program | old bridge | 8857 | 11 | 8.38 | Residential | Yes | Behind the Meter |  |  | None | Vision Solar LLC | JCP&L | PTO Waiver Request - Incomplete | 2020-04-03 | 2020-04-09 | 2021-04-09 | enphase | iq7-60-2-us | Inverters | 0.25 |  | 25 |  |  | 0.96 |  | Other | behind panels
NJSRRE1544797761 | Solar Registration Program | hackensack | 7601 | 7 | 5.36 | Residential | Yes | Behind the Meter |  |  | None | Vision Solar LLC | PSE&G | PTO Waiver Request - Incomplete | 2020-04-04 | 2020-04-09 | 2021-04-09 | enphase | iq7-60-2-us | Inverters | 0.25 |  | 16 |  |  | 0.96 |  | Other | behind panels
NJSRRE1544797762 | Solar Registration Program | medford twp | 8055 | 13 | 32.5 | Residential | Yes | Behind the Meter |  |  | None | Vision Solar LLC | AC Electric | PTO Waiver Request - Incomplete | 2020-04-04 | 2020-04-09 | 2021-04-09 | enphase | iq7-60-2-us | Inverters | 0.25 |  | 97 |  |  | 0.96 |  | Other | behind panels
NJSRRE1544800256 | Solar Registration Program | asbury | 8801 | 4 | 4.02 | Residential | Yes | Behind the Meter |  |  | None | Vision Solar LLC | JCP&L | PTO Waiver Request - Incomplete | 2020-04-06 | 2020-04-09 | 2021-04-09 | enphase | iq7-60-2-us | Inverters | 0.24 |  | 12 |  |  | 0.96 |  | Other | behind panels
NJSRRE1544802544 | Solar Registration Program | Raritan Boro | 8869 | 5 | 13.33 | Residential | Yes | Behind the Meter |  |  | None | 1st Light Energy | PSE&G | PTO Waiver Request - Incomplete | 2020-04-06 | 2020-04-10 | 2021-04-10 | SMA | SB 7.7-1SP-US-41 | Inverters | 7700 |  | 1 |  |  | 0.98 |  | Outdoor | Next TO Meter
NJSRRE1544802544 | Solar Registration Program | Raritan Boro | 8869 | 5 | 13.33 | Residential | Yes | Behind the Meter |  |  | None | 1st Light Energy | PSE&G | PTO Waiver Request - Incomplete | 2020-04-06 | 2020-04-10 | 2021-04-10 | SMA | SB 3.0-1SP-US-41 | Inverters | 3000 |  | 1 |  |  | 0.98 |  | Outdoor | Next to meter
NJSRRE1544805902 | Solar Registration Program | Laurel Springs | 8021 | 14 | 13.94 | Residential | No | Behind the Meter |  |  | None | NJ Solar Power, LLC | PSE&G | PTO Waiver Request - Incomplete | 2020-04-07 | 2020-04-13 | 2021-04-13 | Solaredge | SE11400H-US | Inverters | 11400 |  | 1 |  |  | 0.99 |  | Indoor | garage
NJSRRE1544818002 | Solar Registration Program | Edison | 8820 | 11 | 8.38 | Residential | No | Behind the Meter |  |  | None | Morgan Associates and Consulting LLC | PSE&G | PTO Waiver Request - Incomplete | 2020-04-09 | 2020-04-16 | 2021-04-16 | Enphase | IQ7 | Inverters | 0.24 |  | 25 |  |  | 0.99 |  | Outdoor | roof
NJSRRE1544818002 | Solar Registration Program | Edison | 8820 | 11 | 8.38 | Residential | No | Behind the Meter |  |  | None | Morgan Associates and Consulting LLC | PSE&G | PTO Waiver Request - Incomplete | 2020-04-09 | 2020-04-16 | 2021-04-16 | LG | LG 335 | Solar Panels |  | 0.335 | 25 | 263 | 40 |  | Fixed | Roof
NJSRRE1544818064 | Solar Registration Program | villas | 8251 | 21 | 4.69 | Residential | Yes | Behind the Meter |  |  | None | Vision Solar LLC | AC Electric | PTO Waiver Request - Incomplete | 2020-04-09 | 2020-04-16 | 2021-04-16 | lg | lg335n1k-v5 | Solar Panels |  | 0.335 | 6 | 216 | 19 |  | Fixed | Roof
NJSRRE1544818064 | Solar Registration Program | villas | 8251 | 21 | 4.69 | Residential | Yes | Behind the Meter |  |  | None | Vision Solar LLC | AC Electric | PTO Waiver Request - Incomplete | 2020-04-09 | 2020-04-16 | 2021-04-16 | lgsolar | lg335n1k-v5 | Solar Panels |  | 0.335 | 4 | 216 | 15 |  | Fixed | Roof
NJSRRE1544818064 | Solar Registration Program | villas | 8251 | 21 | 4.69 | Residential | Yes | Behind the Meter |  |  | None | Vision Solar LLC | AC Electric | PTO Waiver Request - Incomplete | 2020-04-09 | 2020-04-16 | 2021-04-16 | lgsolar | lg335n1k-v5 | Solar Panels |  | 0.335 | 4 | 126 | 30 |  | Fixed | Roof
NJSRRE1544836447 | Solar Registration Program | palmyra | 8065 | 13 | 7.71 | Residential | Yes | Behind the Meter |  |  | None | Vision Solar LLC | PSE&G | PTO Waiver Request - Incomplete | 2020-04-13 | 2020-04-20 | 2021-04-20 | lgsolar | lg335n1k-v5 | Solar Panels |  | 0.335 | 6 | 290 | 43 |  | Fixed | Roof
NJSRRE1544836447 | Solar Registration Program | palmyra | 8065 | 13 | 7.71 | Residential | Yes | Behind the Meter |  |  | None | Vision Solar LLC | PSE&G | PTO Waiver Request - Incomplete | 2020-04-13 | 2020-04-20 | 2021-04-20 | lgsolar | lg335n1k-v5 | Solar Panels |  | 0.335 | 4 | 290 | 15 |  | Fixed | Roof
NJSRRE1544836447 | Solar Registration Program | palmyra | 8065 | 13 | 7.71 | Residential | Yes | Behind the Meter |  |  | None | Vision Solar LLC | PSE&G | PTO Waiver Request - Incomplete | 2020-04-13 | 2020-04-20 | 2021-04-20 | lgsolar | lg335n1k-v5 | Solar Panels |  | 0.335 | 4 | 110 | 11 |  | Fixed | Roof
NJSRRE1544836447 | Solar Registration Program | palmyra | 8065 | 13 | 7.71 | Residential | Yes | Behind the Meter |  |  | None | Vision Solar LLC | PSE&G | PTO Waiver Request - Incomplete | 2020-04-13 | 2020-04-20 | 2021-04-20 | lg solar | lg335n1k-v5 | Solar Panels |  | 0.335 | 6 | 110 | 43 |  | Fixed | Roof
NJSRRE1544836447 | Solar Registration Program | palmyra | 8065 | 13 | 7.71 | Residential | Yes | Behind the Meter |  |  | None | Vision Solar LLC | PSE&G | PTO Waiver Request - Incomplete | 2020-04-13 | 2020-04-20 | 2021-04-20 | lgsolar | lg335n1k-v5 | Solar Panels |  | 0.335 | 3 | 110 | 15 |  | Fixed | Roof
NJSRRE1544836503 | Solar Registration Program | toms river | 8753 | 18 | 12.73 | Residential | Yes | Behind the Meter |  |  | None | Vision Solar LLC | JCP&L | PTO Waiver Request - Incomplete | 2020-04-13 | 2020-04-20 | 2021-04-20 | lhsolar | lg335n2k-v5 | Solar Panels |  | 0.335 | 38 | 133 | 20 |  | Fixed | Roof
NJSRRE1544836549 | Solar Registration Program | Mansfield TWP | 8022 | 13 | 8.37 | Residential | No | Behind the Meter |  |  | None | Morgan Associates and Consulting LLC | PSE&G | PTO Waiver Request - Incomplete | 2020-04-13 | 2020-04-21 | 2021-04-21 | Axitec | 310 | Solar Panels |  | 0.31 | 27 | 239 | 27 |  | Fixed | Roof
NJSRRE1544836730 | Solar Registration Program | camden | 8104 | 14 | 4.36 | Residential | Yes | Behind the Meter |  |  | None | Vision Solar LLC | PSE&G | PTO Waiver Request - Incomplete | 2020-04-13 | 2020-04-21 | 2021-04-21 | lg solar | lg335n2k-v5 | Solar Panels |  | 0.335 | 4 | 332 | 38 |  | Fixed | Roof
NJSRRE1544836730 | Solar Registration Program | camden | 8104 | 14 | 4.36 | Residential | Yes | Behind the Meter |  |  | None | Vision Solar LLC | PSE&G | PTO Waiver Request - Incomplete | 2020-04-13 | 2020-04-21 | 2021-04-21 | lg solar | lg335n2k-v5 | Solar Panels |  | 0.335 | 9 | 152 | 38 |  | Fixed | Roof
NJSRRE1544845610 | Solar Registration Program | turnersville | 8012 | 14 | 10.39 | Residential | Yes | Behind the Meter |  |  | None | Vision Solar LLC | AC Electric | PTO Waiver Request - Incomplete | 2020-04-15 | 2020-04-23 | 2021-04-23 | lg solar | lg335n2k-v5 | Solar Panels |  | 0.335 | 28 | 217 | 19 |  | Fixed | Roof
NJSRRE1544845610 | Solar Registration Program | turnersville | 8012 | 14 | 10.39 | Residential | Yes | Behind the Meter |  |  | None | Vision Solar LLC | AC Electric | PTO Waiver Request - Incomplete | 2020-04-15 | 2020-04-23 | 2021-04-23 | lg solar | lg335n1k-v5 | Solar Panels |  | 0.335 | 3 | 217 | 19 |  | Fixed | Roof
NJSRRE1544846379 | Solar Registration Program | gloucester twp | 8012 | 14 | 8.71 | Residential | Yes | Behind the Meter |  |  | None | Vision Solar LLC | PSE&G | PTO Waiver Request - Incomplete | 2020-04-15 | 2020-04-22 | 2021-04-22 | lg solar | lg335n1k-v5 | Solar Panels |  | 0.335 | 26 | 247 | 20 |  | Fixed | Roof
NJSRRE1544892772 | Solar Registration Program | Mt Holly | 8060 | 13 | 12.4 | Residential | Yes | Behind the Meter |  |  | None | Vision Solar LLC | PSE&G | PTO Waiver Request - Incomplete | 2020-04-24 | 2020-04-29 | 2021-04-29 | lg solar | lg335n1k-v5 | Solar Panels |  | 0.335 | 11 | 318 | 10 |  | Fixed | Roof
NJSRRE1544892772 | Solar Registration Program | Mt Holly | 8060 | 13 | 12.4 | Residential | Yes | Behind the Meter |  |  | None | Vision Solar LLC | PSE&G | PTO Waiver Request - Incomplete | 2020-04-24 | 2020-04-29 | 2021-04-29 | lgsolar | lg335n1k-v5 | Solar Panels |  | 0.335 | 18 | 143 | 12 |  | Fixed | Roof
NJSRRE1544892772 | Solar Registration Program | Mt Holly | 8060 | 13 | 12.4 | Residential | Yes | Behind the Meter |  |  | None | Vision Solar LLC | PSE&G | PTO Waiver Request - Incomplete | 2020-04-24 | 2020-04-29 | 2021-04-29 | lgsolar | lg335n1k-v5 | Solar Panels |  | 0.335 | 4 | 143 | 27 |  | Fixed | Roof
NJSRRE1544892772 | Solar Registration Program | Mt Holly | 8060 | 13 | 12.4 | Residential | Yes | Behind the Meter |  |  | None | Vision Solar LLC | PSE&G | PTO Waiver Request - Incomplete | 2020-04-24 | 2020-04-29 | 2021-04-29 | lgsolar | lg335n1k-v5 | Solar Panels |  | 0.335 | 4 | 313 | 27 |  | Fixed | Roof
NJSRRE1545340162 | Solar Registration Program | Rutherford | 7073 | 7 | 5809.86 | Commercial | Yes | Grid Supply | t |  | None | CI Renewable Construction, LLC. | PSE&G | Accepted | 2020-07-24 | 2020-07-31 | 2022-07-31 | Lonqi | LR4-72HBD-435M | Solar Panels |  | 0.435 | 13356 | 180 | 15 |  | Fixed | Ground
NJSRRE1545340303 | Solar Registration Program | Lyndhurst | 7071 | 7 | 11269.98 | Commercial | Yes | Grid Supply | t |  | None | CI Renewable Construction, LLC. | PSE&G | Accepted | 2020-07-24 | 2020-07-31 | 2022-07-31 | Longi | LR4-72HBD-435M | Solar Panels |  | 0.435 | 25908 | 180 | 15 |  | Fixed | Ground
NJSRRE1545342400 | Solar Registration Program | Lyndhurst/North Arlington | 7071 | 7 | 8659.98 | Commercial | Yes | Grid Supply | t |  | None | CI Renewable Construction, LLC. | PSE&G | Accepted | 2020-07-24 | 2020-07-31 | 2022-07-31 | Longi | LR4-72HBD-435M | Solar Panels |  | 0.435 | 19908 | 180 | 15 |  | Fixed | Ground | Outdoor
NJSRRE1544836447 | Solar Registration Program | palmyra | 8065 | 13 | 7.71 | Residential | Yes | Behind the Meter |  |  | None | Vision Solar LLC | PSE&G | PTO Waiver Request - Incomplete | 2020-04-13 | 2020-04-20 | 2021-04-20 | enphase | iq7-60-2-us | Inverters | 0.24 |  | 23 |  |  | 0.96 |  | Other | behind panels
NJSRRE1544836503 | Solar Registration Program | toms river | 8753 | 18 | 12.73 | Residential | Yes | Behind the Meter |  |  | None | Vision Solar LLC | JCP&L | PTO Waiver Request - Incomplete | 2020-04-13 | 2020-04-20 | 2021-04-20 | enphase | iq7-60-2-us | Inverters | 0.24 |  | 38 |  |  | 0.96 |  | Other | behind panels
NJSRRE1544836549 | Solar Registration Program | Mansfield TWP | 8022 | 13 | 8.37 | Residential | No | Behind the Meter |  |  | None | Morgan Associates and Consulting LLC | PSE&G | PTO Waiver Request - Incomplete | 2020-04-13 | 2020-04-21 | 2021-04-21 | Enphase | IQ7 | Inverters | 0.24 |  | 27 |  |  | 0.99 |  | Outdoor | roof
NJSRRE1544836730 | Solar Registration Program | camden | 8104 | 14 | 4.36 | Residential | Yes | Behind the Meter |  |  | None | Vision Solar LLC | PSE&G | PTO Waiver Request - Incomplete | 2020-04-13 | 2020-04-21 | 2021-04-21 | enphase | iq7-60-2-us | Inverters | 0.24 |  | 13 |  |  | 0.96 |  | Other | behind panels
NJSRRE1544845610 | Solar Registration Program | turnersville | 8012 | 14 | 10.39 | Residential | Yes | Behind the Meter |  |  | None | Vision Solar LLC | AC Electric | PTO Waiver Request - Incomplete | 2020-04-15 | 2020-04-23 | 2021-04-23 | enphase | iq7-60-2-us | Inverters | 0.24 |  | 31 |  |  | 0.96 |  | Other | behind panels
NJSRRE1544846379 | Solar Registration Program | gloucester twp | 8012 | 14 | 8.71 | Residential | Yes | Behind the Meter |  |  | None | Vision Solar LLC | PSE&G | PTO Waiver Request - Incomplete | 2020-04-15 | 2020-04-22 | 2021-04-22 | enphase | iq7-60-2-us | Inverters | 0.24 |  | 26 |  |  | 0.96 |  | Other | behind panels
NJSRRE1544892772 | Solar Registration Program | Mt Holly | 8060 | 13 | 12.4 | Residential | Yes | Behind the Meter |  |  | None | Vision Solar LLC | PSE&G | PTO Waiver Request - Incomplete | 2020-04-24 | 2020-04-29 | 2021-04-29 | enphase | iq7-60-2-us | Inverters | 0.24 |  | 37 |  |  | 0.96 |  | Other | behind panels
NJSRRE1545340162 | Solar Registration Program | Rutherford | 7073 | 7 | 5809.86 | Commercial | Yes | Grid Supply | t |  | None | CI Renewable Construction, LLC. | PSE&G | Accepted | 2020-07-24 | 2020-07-31 | 2022-07-31 | Solectria Yaskawa | XGI 1500-166/166 | Inverters | 166000 |  | 25 |  |  | 0.99 |  | Outdoor | Rack Mounted
NJSRRE1545340303 | Solar Registration Program | Lyndhurst | 7071 | 7 | 11269.98 | Commercial | Yes | Grid Supply | t |  | None | CI Renewable Construction, LLC. | PSE&G | Accepted | 2020-07-24 | 2020-07-31 | 2022-07-31 | Solectria Yaskawa | XGI 1500-166/166 | Inverters | 166000 |  | 50 |  |  | 0.99 |  | Outdoor | Rack Mounted
NJSRRE1545342400 | Solar Registration Program | Lyndhurst/North Arlington | 7071 | 7 | 8659.98 | Commercial | Yes | Grid Supply | t |  | None | CI Renewable Construction, LLC. | PSE&G | Accepted | 2020-07-24 | 2020-07-31 | 2022-07-31 | Solectria Yaskawa | XGI 1500-166/166 | Inverters | 166000 |  | 38 |  |  | 0.99 |  | Outdoor | Rack Mounted
NJSRRE1544598225 | Solar Registration Program | Hainesport | 8036 | 13 | 15.53 | Residential | Yes | Behind the Meter |  |  | None | Sunrun Installation Services, Inc. | PSE&G | PTO Waiver Request - Incomplete | 2020-03-04 | 2020-03-09 | 2021-03-09 | LG Chem | RESU 10H SEG | Electric Storage Battery |  |  | 1 |  |  |  | Lithium Ion |  | outside
NJSRRE1544613397 | Solar Registration Program | Whippany | 7981 | 3 | 3.72 | Residential | No | Behind the Meter |  |  | None | 1st Light Energy Inc | JCP&L | PTO Waiver Granted | 2020-03-06 | 2020-03-11 | 2021-03-11 | LOCUS | LGATE 120-3Gx | Meters |  |  | 1 |  |  |  | Yes | Outdoor
NJSRRE1544699048 | Solar Registration Program | Hamilton Twp | 8610 | 12 | 9.92 | Residential | No | Behind the Meter |  |  | None | Bright Planet Solar | PSE&G | PTO Waiver Granted | 2020-03-16 | 2020-03-19 | 2021-03-19 | SolarEdge | SE7600H-USRGM | Meters |  |  | 1 |  |  |  | Yes | Outdoor
NJSRRE1544754550 | Solar Registration Program | Paulsboro | 8066 | 15 | 8.68 | Residential | No | Behind the Meter |  |  | None | Bright Planet Solar | AC Electric | PTO Waiver Granted | 2020-03-23 | 2020-03-26 | 2021-03-26 | SolarEdge | SE7600H-USRGM | Meters |  |  | 1 |  |  |  | Yes | Outdoor
NJSRRE1544772830 | Solar Registration Program | Sewell | 8080 | 15 | 4.65 | Residential | No | Behind the Meter |  |  | None | Bright Planet Solar | AC Electric | PTO Waiver Granted | 2020-03-29 | 2020-04-02 | 2021-04-02 | SolarEdge | SE3800H-USRGM | Meters |  |  | 1 |  |  |  | Yes | Outdoor
NJSRRE1544818002 | Solar Registration Program | Edison | 8820 | 11 | 8.38 | Residential | No | Behind the Meter |  |  | None | Morgan Associates and Consulting LLC | PSE&G | PTO Waiver Request - Incomplete | 2020-04-09 | 2020-04-16 | 2021-04-16 | Hialeam | cl200 | Meters |  |  | 1 |  |  |  | Yes | Indoor
NJSRRE1545340303 | Solar Registration Program | Lyndhurst | 7071 | 7 | 11269.98 | Commercial | Yes | Grid Supply | t |  | None | CI Renewable Construction, LLC. | PSE&G | Accepted | 2020-07-24 | 2020-07-31 | 2022-07-31 | Schweitzer Engineering Laboratories | SE L-735 | Meters |  |  | 1 |  |  |  | Yes | Outdoor
NJSRRE1545342400 | Solar Registration Program | Lyndhurst/North Arlington | 7071 | 7 | 8659.98 | Commercial | Yes | Grid Supply | t |  | None | CI Renewable Construction, LLC. | PSE&G | Accepted | 2020-07-24 | 2020-07-31 | 2022-07-31 | Schweitzer Engineering Laboratories | SE L-735 | Meters |  |  | 1 |  |  |  | Yes | Outdoor
NJSRRE1545340162 | Solar Registration Program | Rutherford | 7073 | 7 | 5809.86 | Commercial | Yes | Grid Supply | t |  | None | CI Renewable Construction, LLC. | PSE&G | Accepted | 2020-07-24 | 2020-07-31 | 2022-07-31 | Schweitzer Engineering Laboratories | SE L-735 | Meters |  |  | 1 |  |  |  | Yes | Outdoor