NJSTRE1545560718 |  | Transition Incentive Program | FRANKLIN TWP SOM | 8823 | 5 | 13.42 | Residential | No | Behind the Meter | Net-metered residential rooftop and canopy |  | None | Sunrun Installation Services, Inc. | PSE&G | Accepted | 2020-09-08 | 2020-09-10 | 2021-10-30 | Delta Electronics | M6-TL-US | Inverters | 6000 |  | 1 |  |  | 0.96 |  | Outdoor | Next To Meter
NJSTRE1545560739 |  | Transition Incentive Program | GARWOOD | 7027 | 10 | 10.4 | Residential | Yes | Behind the Meter | Net-metered residential rooftop and canopy |  | None | Suntuity Solar LLC | PSE&G | Accepted | 2020-09-08 | 2020-09-10 | 2021-10-30 | Enphase Energy | IQ7-60-2-US | Inverters | 240 |  | 33 |  |  | 0.97 |  | Outdoor | Behind the PV Modules
NJSTRE1545560741 |  | Transition Incentive Program | HILLSBOROUGH | 8844 | 5 | 7.56 | Residential | No | Behind the Meter | Net-metered residential rooftop and canopy |  | None | Suntuity Solar LLC | PSE&G | Accepted | 2020-09-09 | 2020-09-10 | 2021-10-30 | Enphase Energy | IQ7-60-2-US | Inverters | 240 |  | 24 |  |  | 0.97 |  | Outdoor | Behind the PV Modules
NJSTRE1545560746 |  | Transition Incentive Program | MOUNT LAUREL | 8054 | 13 | 9.14 | Residential | No | Behind the Meter | Net-metered residential rooftop and canopy |  | None | Suntuity Solar LLC | PSE&G | Accepted | 2020-09-08 | 2020-09-10 | 2021-10-30 | Enphase Energy | IQ7-60-2-US | Inverters | 240 |  | 29 |  |  | 0.97 |  | Outdoor | Behind the PV Modules
NJSTRE1545560787 |  | Transition Incentive Program | Beverly | 8010 | 13 | 4.36 | Residential | No | Behind the Meter | Net-metered residential rooftop and canopy |  | None | Vision Solar LLC | PSE&G | Accepted | 2020-09-08 | 2020-09-10 | 2021-10-30 | ENPHASE | IQ7-60-2-US | Inverters | 0.24 |  | 13 |  |  | 0.96 |  | Other | BEHIND EACH PANEL
NJSTRE1545560953 |  | Transition Incentive Program | Washington TWP MER | 8691 | 12 | 14.28 | Residential | Yes | Behind the Meter | Net-metered residential rooftop and canopy |  | None | Tesla Energy Operations Inc. | PSE&G | Accepted | 2020-09-08 | 2020-09-11 | 2021-10-30 | SolarEdge Technologies | SE11400H-US [240V] | Inverters | 11400 |  | 1 |  |  | 0.99 |  | Outside | Outside
NJSTRE1545547594 |  | Transition Incentive Program | BOONTON | 7005 | 3 | 14.3 | Residential | Yes | Behind the Meter | Net-metered residential rooftop and canopy |  | None | Vivint Solar Developer, LLC | JCP&L | Accepted | 2020-09-11 | 2020-09-11 | 2021-10-30 | Solar Edge | SE3800H-US | Inverters | 3800 |  | 1 |  |  | 0.992 |  | Outdoor | Near the Utility Meter
NJSTRE1545547707 |  | Transition Incentive Program | Laurel Springs | 8021 | 14 | 7.93 | Residential | No | Behind the Meter | Net-metered residential rooftop and canopy |  | None | Sunrun, Inc. | AC Electric | Accepted | 2020-09-03 | 2020-09-08 | 2021-10-30 | Enphase Energy | IQ7-60-x-US (240V) | Inverters | 240 |  | 26 |  |  | 0.96 |  | Outdoor | Rooftop
NJSTRE1545547721 |  | Transition Incentive Program | South Brunswick | 8852 | 11 | 16.64 | Residential | No | Behind the Meter | Net-metered residential rooftop and canopy |  | None | Ampericon | PSE&G | Accepted | 2020-09-03 | 2020-09-08 | 2021-10-30 | EnPhase | IQ7 | Inverters | 240 |  | 52 |  |  | 0.965 |  | Other | Roof
NJSTRE1545547803 |  | Transition Incentive Program | Cape May | 8204 | 21 | 28.16 | Residential | No | Behind the Meter | Net-metered residential rooftop and canopy |  | None | RCL Enterprises Inc. | AC Electric | Accepted | 2020-09-03 | 2020-09-08 | 2021-10-30 | Enphase | IQ7 | Inverters | 240 |  | 88 |  |  | 0.96 |  | Outdoor | under panels
NJSTRE1545547847 |  | Transition Incentive Program | VINELAND | 8360 | 20 | 6.46 | Residential | Yes | Behind the Meter | Net-metered residential rooftop and canopy |  | None | Trinity Solar | Vineland Muni Electric | Accepted | 2020-09-03 | 2020-09-09 | 2021-10-30 | Solar Edge | SE5000H-US000BNC4 | Inverters | 5000 |  | 1 |  |  | 0.97 |  | Outdoor | side of home
NJSTRE1545549762 |  | Transition Incentive Program | HELMETTA | 8828 | 11 | 12.68 | Residential | Yes | Behind the Meter | Net-metered residential rooftop and canopy |  | None | Vivint Solar Developer, LLC | JCP&L | Accepted | 2020-09-11 | 2020-09-14 | 2021-10-30 | Solar Edge | SE7600H-US | Inverters | 7600 |  | 1 |  |  | 0.992 |  | Outdoor | Near the Utility Meter
NJSTRE1545549762 |  | Transition Incentive Program | HELMETTA | 8828 | 11 | 12.68 | Residential | Yes | Behind the Meter | Net-metered residential rooftop and canopy |  | None | Vivint Solar Developer, LLC | JCP&L | Accepted | 2020-09-11 | 2020-09-14 | 2021-10-30 | Solar Edge | SE3800H-US | Inverters | 3800 |  | 1 |  |  | 0.992 |  | Outdoor | Near the Utility Meter
NJSTRE1545549840 |  | Transition Incentive Program | Hackettstown | 7840 | 2 | 5.19 | Residential | Yes | Behind the Meter | Net-metered residential rooftop and canopy |  | None | Sunrun Installation Services, Inc. | JCP&L | Accepted | 2020-09-03 | 2020-09-09 | 2021-10-30 | Enphase Energy | IQ7-60-x-US (240V) | Inverters | 240 |  | 17 |  |  | 0.96 |  | Outdoor | Rooftop
NJSTRE1545550002 |  | Transition Incentive Program | Bridgewater TWP | 8807 | 5 | 10.54 | Residential | No | Behind the Meter | Net-metered residential rooftop and canopy |  | None | Tesla Energy Operations Inc. | PSE&G | Accepted | 2020-09-04 | 2020-09-10 | 2021-10-30 | SolarEdge Technologies | SE10000H-US [240V] | Inverters | 10000 |  | 1 |  |  | 0.99 |  | Outside | Outside
NJSTRE1545553332 |  | Transition Incentive Program | Howell | 7731 | 17 | 9.6 | Residential | No | Behind the Meter | Net-metered residential rooftop and canopy |  | None | Posigen NJ LLC | JCP&L | Accepted | 2020-09-04 | 2020-09-09 | 2021-10-30 | SolarEdge | SE10000H-US | Inverters | 10000 |  | 1 |  |  | 0.99 |  | Outside | within ten feet of meter
NJSTRE1545553413 |  | Transition Incentive Program | BROWN MILLS | 8015 | 13 | 8.16 | Residential | Yes | Behind the Meter | Net-metered residential rooftop and canopy |  | None | Trinity Solar | JCP&L | Accepted | 2020-09-04 | 2020-09-09 | 2021-10-30 | Solar Edge | SE7600H-US000BNC4 | Inverters | 7600 |  | 1 |  |  | 0.97 |  | Outdoor | side of home
NJSTRE1545553473 |  | Transition Incentive Program | Barnegat | 8005 | 18 | 12.16 | Residential | Yes | Behind the Meter | Net-metered residential rooftop and canopy |  | None | Trinity Solar | JCP&L | Accepted | 2020-09-04 | 2020-09-09 | 2021-10-30 | Solar Edge | SE3000H-US | Inverters | 3000 |  | 1 |  |  | 0.97 |  | Outside | side of home
NJSTRE1545553476 |  | Transition Incentive Program | Trenton | 8690 | 12 | 16.1 | Residential | Yes | Behind the Meter | Net-metered residential rooftop and canopy |  | None | Pro Custom Solar dba Momentum Solar | PSE&G | Accepted | 2020-09-04 | 2020-09-09 | 2021-10-30 | Enphase | IQ7Plus-72-2-US | Inverters | 290 |  | 46 |  |  | 0.97 |  | Outdoor | Roof
NJSTRE1545553529 |  | Transition Incentive Program | Erial | 8081 | 14 | 10.24 | Residential | No | Behind the Meter | Net-metered residential rooftop and canopy |  | None | Orbit Energy & Power, LLC | AC Electric | Accepted | 2020-09-04 | 2020-09-09 | 2021-10-30 | HANWHA QCELLS | QPEAK 320W | Inverters | 0.32 |  | 32 |  |  | 0.99 |  | Other | BEHIND PANELS
NJSTRE1545553540 |  | Transition Incentive Program | Flanders | 7836 | 3 | 6.83 | Residential | Yes | Behind the Meter | Net-metered residential rooftop and canopy |  | None | Vivint Solar Developer, LLC | JCP&L | Accepted | 2020-09-12 | 2020-09-14 | 2021-10-30 | Solar Edge | SE7600H-US | Inverters | 7600 |  | 1 |  |  | 0.992 |  | Outdoor | Near the Utility Meter
NJSTRE1545553542 |  | Transition Incentive Program | Oxford | 7863 | 2 | 9.8 | Residential | Yes | Behind the Meter | Net-metered residential rooftop and canopy |  | None | Pro Custom Solar dba Momentum Solar | JCP&L | Accepted | 2020-09-04 | 2020-09-09 | 2021-10-30 | Enphase | IQ7Plus-72-2-US | Inverters | 290 |  | 28 |  |  | 0.97 |  | Outdoor | Roof
NJSTRE1545553548 |  | Transition Incentive Program | West Creek | 8092 | 18 | 12.58 | Residential | No | Behind the Meter | Net-metered residential rooftop and canopy |  | None | EMT Renewables | AC Electric | Accepted | 2020-09-04 | 2020-09-09 | 2021-10-30 | Enphase | IQ7+-60-2-US | Inverters | 290 |  | 36 |  |  | 0.97 |  | Outside | under panels
NJSTRE1545553722 |  | Transition Incentive Program | blackwood | 8012 | 14 | 6.4 | Residential | No | Behind the Meter | Net-metered residential rooftop and canopy |  | None | Orbit Energy & Power, LLC | AC Electric | Accepted | 2020-09-04 | 2020-09-10 | 2021-10-30 | iq7-60-2-us | 20 | Inverters | 0.24 |  | 20 |  |  | 0.99 |  | Other | behind panels
NJSTRE1545553798 |  | Transition Incentive Program | STAFFORD TOWNSHIP | 8050 | 18 | 4.55 | Residential | Yes | Behind the Meter | Net-metered residential rooftop and canopy |  | None | Vivint Solar Developer, LLC | AC Electric | Accepted | 2020-09-12 | 2020-09-14 | 2021-10-30 | Solar Edge | SE3800H-US | Inverters | 3800 |  | 1 |  |  | 0.992 |  | Outdoor | Near the Utility Meter
NJSTRE1545383128 | NJSRRE1542515180 | Transition Incentive Program | NEWARK | 7015 | 6 | 8.88 | Residential | No | Behind the Meter | Behind the Meter |  | None | Infinity Solar Systems | PSE&G | Eligible for TI Program | 2019-10-08 | 2019-10-10 | 2021-10-30 | LG | LG-370-Q1C-V5 | Solar Panels |  | 0.37 | 24 | 205 | 0 |  | Fixed | Roof
NJSTRE1545383129 | NJSRRE1542579396 | Transition Incentive Program | Paulsboro | 8066 | 15 | 11.66 | Residential | Yes | Behind the Meter | Behind the Meter |  | None | Pro Custom Solar dba Momentum Solar | AC Electric | Eligible for TI Program | 2019-10-23 | 2019-10-25 | 2021-10-30 | Hanwha | Q.Peak DUO BLK-G5 315 | Solar Panels |  | 0.315 | 9 | 186 | 44 |  | Fixed | Roof
NJSTRE1545383132 | NJSRRE1542448123 | Transition Incentive Program | LONG BRANCH | 7740 | 17 | 9.14 | Residential | Yes | Behind the Meter | Net-metered residential rooftop and canopy |  | None | Vivint Solar Developer, LLC | JCP&L | Accepted | 2019-09-27 | 2019-10-01 | 2021-10-30 | Hanwha | Q.PEAK DUO BLK-G5 315w | Solar Panels |  | 0.315 | 10 | 236 | 20 |  | Fixed | Roof
NJSTRE1545383136 | NJSRRE1543008497 | Transition Incentive Program | Sicklerville | 8081 | 14 | 20.48 | Residential | Yes | Behind the Meter | Net-metered residential rooftop and canopy |  | None | Vivint Solar Developer, LLC | AC Electric | Accepted | 2019-11-05 | 2019-11-07 | 2021-10-30 | HANWHA SOLAR | Q.PEAK BLK-G5 315 | Solar Panels |  | 0.315 | 3 | 12 | 36 |  | Fixed | Roof
NJSTRE1545383142 | NJSRRE1543056626 | Transition Incentive Program | LODI | 7644 | 7 | 6.62 | Residential | Yes | Behind the Meter | Net-metered residential rooftop and canopy |  | None | Vivint Solar Developer, LLC | PSE&G | Accepted | 2019-11-07 | 2019-11-12 | 2021-10-30 | HANWHA SOLAR | Q.PEAK BLK-G5 315 | Solar Panels |  | 0.315 | 21 | 162 | 34 |  | Fixed | Roof
NJSTRE1545383152 | NJSRRE1542478676 | Transition Incentive Program | Dunellen | 8812 | 11 | 7.92 | Residential | No | Behind the Meter | Behind the Meter |  | None | Sunrun Installation Services, Inc. | PSE&G | Eligible for TI Program | 2019-10-01 | 2019-10-03 | 2021-10-30 | LG Electronics | LG330N1C-A5 | Solar Panels |  | 0.33 | 5 | 16 | 23 |  | Fixed | Roof
NJSTRE1545383156 | NJSRRE1543066049 | Transition Incentive Program | ELMWOOD PARK | 7407 | 7 | 4.41 | Residential | Yes | Behind the Meter | Net-metered residential rooftop and canopy |  | None | Vivint Solar Developer, LLC | PSE&G | Accepted | 2019-11-11 | 2019-12-19 | 2021-10-30 | Hanwha Solar | Q.PEAK BLK-G5 315 | Solar Panels |  | 0.315 | 8 | 72 | 37 |  | Fixed | Roof
NJSTRE1545553473 |  | Transition Incentive Program | Barnegat | 8005 | 18 | 12.16 | Residential | Yes | Behind the Meter | Net-metered residential rooftop and canopy |  | None | Trinity Solar | JCP&L | Accepted | 2020-09-04 | 2020-09-09 | 2021-10-30 | Solar Edge | SE7600H-US | Inverters | 7600 |  | 1 |  |  | 0.97 |  | Outside | side of home
NJSTRE1545553501 |  | Transition Incentive Program | Toms River | 8577 |  | 24.75 | Residential | No | Behind the Meter | Net-metered residential rooftop and canopy |  | None | Powerlutions | JCP&L | Accepted | 2020-09-04 | 2020-09-09 | 2021-10-30 | SolarEdge | SE10000H-US | Inverters | 20 |  | 2 |  |  | 0.99 |  | Outdoor | Near Meter
NJSTRE1545553526 |  | Transition Incentive Program | MORRISTOWN | 7960 | 3 | 8.78 | Residential | Yes | Behind the Meter | Net-metered residential rooftop and canopy |  | None | Vivint Solar Developer, LLC | JCP&L | Accepted | 2020-09-12 | 2020-09-14 | 2021-10-30 | Solar Edge | SE7600H-US | Inverters | 7600 |  | 1 |  |  | 0.992 |  | Outdoor | Near the Utility Meter
NJSTRE1545553706 |  | Transition Incentive Program | SUCCASUNNA | 7876 | 3 | 6.83 | Residential | Yes | Behind the Meter | Net-metered residential rooftop and canopy |  | None | Vivint Solar Developer, LLC | JCP&L | Accepted | 2020-09-12 | 2020-09-14 | 2021-10-30 | Solar Edge | SE7600H-US | Inverters | 7600 |  | 1 |  |  | 0.992 |  | Outdoor | Near the Utility Meter
NJSTRE1545553791 |  | Transition Incentive Program | North Brunswick Township | 8902 | 11 | 8.54 | Residential | No | Behind the Meter | Net-metered residential rooftop and canopy |  | None | Sunrun Installation Services, Inc. | PSE&G | Accepted | 2020-09-04 | 2020-09-10 | 2021-10-30 | Enphase Energy | IQ7-60-x-US (240V) | Inverters | 240 |  | 28 |  |  | 0.96 |  | Outdoor | Rooftop
NJSTRE1545553805 |  | Transition Incentive Program | BAYVILLE | 8721 | 18 | 2.93 | Residential | Yes | Behind the Meter | Net-metered residential rooftop and canopy |  | None | Vivint Solar Developer, LLC | JCP&L | Accepted | 2020-09-12 | 2020-09-14 | 2021-10-30 | Solar Edge | SE3800H-US | Inverters | 3800 |  | 1 |  |  | 0.992 |  | Outdoor | Near the Utility Meter
NJSTRE1545559697 |  | Transition Incentive Program | Lakewood | 8701 | 18 | 9.92 | Residential | Yes | Behind the Meter | Net-metered residential rooftop and canopy |  | None | Green Revoluton Solar | JCP&L | Accepted | 2020-09-08 | 2020-09-10 | 2021-10-30 | sma | SB7.7-US-41 7.7 kW, 240 V AC | Inverters | 7700 |  | 1 |  |  | 0.97 |  | Outdoor | near the meter
NJSTRE1545560665 |  | Transition Incentive Program | Deptford Township | 8096 | 15 | 7.32 | Residential | Yes | Behind the Meter | Net-metered residential rooftop and canopy |  | None | Sunrun Installation Services, Inc. | PSE&G | Accepted | 2020-09-08 | 2020-09-10 | 2021-10-30 | Enphase Energy | IQ7-60-x-US (240V) | Inverters | 240 |  | 24 |  |  | 0.96 |  | Outdoor | Rooftop
NJSTRE1545383167 | NJSRRE1542580016 | Transition Incentive Program | ENGLEWOOD | 7631 | 7 | 9.14 | Residential | Yes | Behind the Meter | Net-metered residential rooftop and canopy |  | None | Vivint Solar Developer, LLC | PSE&G | Accepted | 2019-10-23 | 2019-10-28 | 2021-10-30 | Hanwha | Q.PEAK BLK-G5 315 | Solar Panels |  | 0.315 | 4 | 308 | 34 |  | Fixed | Roof
NJSTRE1545383167 | NJSRRE1542580016 | Transition Incentive Program | ENGLEWOOD | 7631 | 7 | 9.14 | Residential | Yes | Behind the Meter | Net-metered residential rooftop and canopy |  | None | Vivint Solar Developer, LLC | PSE&G | Accepted | 2019-10-23 | 2019-10-28 | 2021-10-30 | Hanwha | Q.PEAK BLK-G5 315 | Solar Panels |  | 0.315 | 10 | 128 | 43 |  | Fixed | Roof
NJSTRE1545383169 | NJSRRE1542461400 | Transition Incentive Program | Teaneck | 7666 | 7 | 6.38 | Residential | No | Behind the Meter | Behind the Meter |  | None | Sunrun Installation Services, Inc. | PSE&G | Eligible for TI Program | 2019-09-30 | 2019-10-02 | 2021-10-30 | REC Solar | REC290TP2 BLK | Solar Panels |  | 0.29 | 6 | 202 | 37 |  | Fixed | Roof
NJSTRE1545383169 | NJSRRE1542461400 | Transition Incentive Program | Teaneck | 7666 | 7 | 6.38 | Residential | No | Behind the Meter | Behind the Meter |  | None | Sunrun Installation Services, Inc. | PSE&G | Eligible for TI Program | 2019-09-30 | 2019-10-02 | 2021-10-30 | REC Solar | REC290TP2 BLK | Solar Panels |  | 0.29 | 6 | 111 | 18 |  | Fixed | Roof
NJSTRE1545383177 | NJSRRE1543065299 | Transition Incentive Program | Willingboro | 8046 | 13 | 9.32 | Residential | Yes | Behind the Meter | Behind the Meter |  | None | Pro Custom Solar dba Momentum Solar | PSE&G | Eligible for TI Program | 2019-11-11 | 2019-11-13 | 2021-10-30 | LG Electronics | LG 345N1C-V5 | Solar Panels |  | 0.345 | 12 | 66 | 18 |  | Fixed | Roof
NJSTRE1545560768 |  | Transition Incentive Program | SICKLERVILLE | 8081 | 14 | 12.29 | Residential | Yes | Behind the Meter | Net-metered residential rooftop and canopy |  | None | Suntuity Solar LLC | AC Electric | Accepted | 2020-09-08 | 2020-09-10 | 2021-10-30 | Enphase Energy | IQ7-60-2-US | Inverters | 240 |  | 39 |  |  | 0.97 |  | Outdoor | Behind the PV Modules
NJSTRE1545560778 |  | Transition Incentive Program | PINE HILL | 8021 | 14 | 4.41 | Residential | Yes | Behind the Meter | Net-metered residential rooftop and canopy |  | None | Suntuity Solar LLC | AC Electric | Accepted | 2020-09-08 | 2020-09-10 | 2021-10-30 | Enphase Energy | IQ7-60-2-US | Inverters | 240 |  | 14 |  |  | 0.97 |  | Outdoor | Behind the PV Modules
NJSTRE1545560794 |  | Transition Incentive Program | EDISON | 8837 | 11 | 12.92 | Residential | Yes | Behind the Meter | Net-metered residential rooftop and canopy |  | None | Suntuity Solar LLC | PSE&G | Accepted | 2020-09-08 | 2020-09-10 | 2021-10-30 | Enphase Energy | IQ7-60-2-US | Inverters | 240 |  | 41 |  |  | 0.97 |  | Outdoor | Behind the PV Modules
NJSTRE1545561036 |  | Transition Incentive Program | Williamstown | 8094 | 15 | 6.72 | Residential | No | Behind the Meter | Net-metered residential rooftop and canopy |  | None | EMT Renewables | AC Electric | Accepted | 2020-09-08 | 2020-09-10 | 2021-10-30 | Enphase | IQ7-60-2-US | Inverters | 240 |  | 21 |  |  | 0.97 |  | Outside | under panels
NJSTRE1545561057 |  | Transition Incentive Program | ROCHELLE PARK | 7662 | 7 | 8.5 | Residential | Yes | Behind the Meter | Net-metered residential rooftop and canopy |  | None | Infinity Solar Systems | PSE&G | Accepted | 2020-09-08 | 2020-09-10 | 2021-10-30 | ENPHASE | IQ7PLUS-72-X-US | Inverters | 290 |  | 25 |  |  | 0.97 |  | Outside | MICROINVERTERS
NJSTRE1545561113 |  | Transition Incentive Program | Trenton | 8610 | 12 | 2.04 | Residential | Yes | Behind the Meter | Net-metered residential rooftop and canopy |  | None | Trinity Solar | PSE&G | Accepted | 2020-09-08 | 2020-09-10 | 2021-10-30 | Enphase | IQ7PLUS-72-2-US | Inverters | 290 |  | 6 |  |  | 0.97 |  | Outside | outside
NJSTRE1545561109 |  | Transition Incentive Program | Leonardo | 7737 | 17 | 8.04 | Residential | No | Behind the Meter | Net-metered residential rooftop and canopy |  | None | Vision Solar LLC | JCP&L | Accepted | 2020-09-08 | 2020-09-10 | 2021-10-30 | ENPHASE | IQ7-60-2-US | Inverters | 0.24 |  | 24 |  |  | 0.96 |  | Other | BEHIND EACH PANEL
NJSTRE1545561335 |  | Transition Incentive Program | Bayville | 8721 | 18 | 9.18 | Residential | Yes | Behind the Meter | Net-metered residential rooftop and canopy |  | None | Trinity Solar | JCP&L | Accepted | 2020-09-08 | 2020-09-10 | 2021-10-30 | Solar Edge | SE7600 | Inverters | 7600 |  | 1 |  |  | 0.97 |  | Outside | side of home
NJSTRE1545564279 |  | Transition Incentive Program | Delran Twp | 8075 | 13 | 8.04 | Residential | No | Behind the Meter | Net-metered residential rooftop and canopy |  | None | Green Power Energy | PSE&G | Accepted | 2020-09-09 | 2020-09-11 | 2021-10-30 | Solar Edge | SE7600H-US | Inverters | 7600 |  | 1 |  |  | 0.97 |  | Outside | next to meter
NJSTRE1545564280 |  | Transition Incentive Program | Millville | 8332 | 20 | 167.86 | Commercial | Yes | Behind the Meter | Net-metered non-residential rooftop and canopy |  | None | South Jersey industries | AC Electric | Accepted | 2020-09-08 | 2020-09-23 | 2021-10-30 | SolarEdge | SE30KUS | Inverters | 30000 |  | 5 |  |  | 0.975 |  | Outdoor | Roof
NJSTRE1545564323 |  | Transition Incentive Program | Pleasantville | 8232 | 19 | 4.42 | Residential | Yes | Behind the Meter | Net-metered residential rooftop and canopy |  | None | Castle Energy, LLC | AC Electric | Accepted | 2020-09-08 | 2020-09-10 | 2021-10-30 | Enphase Energy | IQ7-60-2-US | Inverters | 240 |  | 13 |  |  | 0.967 |  | Outdoor | on the rooftop under each solar panel
NJSTRE1545383114 | NJSRRE1542883200 | Transition Incentive Program | Matawan | 7747 | 17 | 16.35 | Residential | Yes | Behind the Meter | Behind the Meter |  | None | GenRenew, LLC | JCP&L | Eligible for TI Program | 2019-11-01 | 2019-11-05 | 2021-10-30 | sunpower | SPR-E20-327-E-AC | Solar Panels |  | 0.327 | 21 | 53 | 22 |  | Fixed | Roof
NJSTRE1545383123 | NJSRRE1543417730 | Transition Incentive Program | Lawrence Township | 8648 | 12 | 6.3 | Residential | Yes | Behind the Meter | Behind the Meter |  | None | Pro Custom Solar dba Momentum Solar | PSE&G | Eligible for TI Program | 2019-11-18 | 2019-11-20 | 2021-10-30 | Hanwha | Q.Peak DUO BLK-G5 315 | Solar Panels |  | 0.315 | 8 | 53 | 10 |  | Fixed | Roof
NJSTRE1545561022 |  | Transition Incentive Program | Merchantville | 8109 | 14 | 6.83 | Residential | Yes | Behind the Meter | Net-metered residential rooftop and canopy |  | None | SunnyMac LLC | PSE&G | Accepted | 2020-09-08 | 2020-09-10 | 2021-10-30 | Solaredge | SE5000H-US | Inverters | 5000 |  | 1 |  |  | 0.99 |  | Outdoor | Next to meter
NJSTRE1545383159 | NJSRRE1542507853 | Transition Incentive Program | PASSAIC | 7055 | 6 | 9.45 | Residential | Yes | Behind the Meter | Behind the Meter |  | None | Pro Custom Solar dba Momentum Solar | PSE&G | Eligible for TI Program | 2019-10-04 | 2019-10-09 | 2021-10-30 | HANWHA | Q.PEAK DUO BLK-G5 315 | Solar Panels |  | 0.315 | 4 | 161 | 27 |  | Fixed | Roof
NJSTRE1545383166 | NJSRRE1543353838 | Transition Incentive Program | Sicklerville | 8081 | 14 | 4.25 | Residential | No | Behind the Meter | Net-metered residential rooftop and canopy |  | None | SunPower Corporation, Systems | AC Electric | Accepted |  | 2019-11-19 | 2021-10-30 | SUNPOWER | SPR-E20-327-E-AC | Solar Panels |  | 0.327 | 6 | 49 | 45 |  | Fixed | Roof
NJSTRE1545383171 | NJSRRE1542528397 | Transition Incentive Program | Wayne | 7470 | 6 | 10.01 | Residential | Yes | Behind the Meter | Behind the Meter |  | None | Pro Custom Solar dba Momentum Solar | PSE&G | Eligible for TI Program | 2019-10-11 | 2019-10-15 | 2021-10-30 | LG Electronics | LG 345N1C-V5 | Solar Panels |  | 0.345 | 18 | 264 | 32 |  | Fixed | Roof
NJSTRE1545383171 | NJSRRE1542528397 | Transition Incentive Program | Wayne | 7470 | 6 | 10.01 | Residential | Yes | Behind the Meter | Behind the Meter |  | None | Pro Custom Solar dba Momentum Solar | PSE&G | Eligible for TI Program | 2019-10-11 | 2019-10-15 | 2021-10-30 | LG Electronics | LG 345N1C-V5 | Solar Panels |  | 0.345 | 8 | 84 | 18 |  | Fixed | Roof
NJSTRE1545383176 | NJSRRE1542575692 | Transition Incentive Program | Westfield Town | 7090 | 10 | 13.2 | Residential | No | Behind the Meter | Behind the Meter |  | None | Sunrun Installation Services, Inc. | PSE&G | Eligible for TI Program | 2019-10-22 | 2019-10-24 | 2021-10-30 | LG Electronics | LG330N1C-A5 | Solar Panels |  | 0.33 | 16 | 128 | 37 |  | Fixed | Roof
NJSTRE1545383176 | NJSRRE1542575692 | Transition Incentive Program | Westfield Town | 7090 | 10 | 13.2 | Residential | No | Behind the Meter | Behind the Meter |  | None | Sunrun Installation Services, Inc. | PSE&G | Eligible for TI Program | 2019-10-22 | 2019-10-24 | 2021-10-30 | LG Electronics | LG330N1C-A5 | Solar Panels |  | 0.33 | 3 | 36 | 40 |  | Fixed | Roof
NJSTRE1545383181 | NJSRRE1543016100 | Transition Incentive Program | Brick Township | 8723 | 18 | 6.6 | Residential | No | Behind the Meter | Behind the Meter |  | None | Sunrun Installation Services, Inc. | JCP&L | Eligible for TI Program | 2019-11-05 | 2019-11-07 | 2021-10-30 | LG Electronics | LG330N1C-A5 | Solar Panels |  | 0.33 | 20 | 242 | 27 |  | Fixed | Roof
NJSTRE1545383188 | NJSRRE1542543727 | Transition Incentive Program | Manahawkin | 8050 | 18 | 5.04 | Residential | Yes | Behind the Meter | Behind the Meter |  | None | Trinity Solar | AC Electric | Eligible for TI Program | 2019-10-15 | 2019-10-17 | 2021-10-30 | HANWHA | Q.PEAK DUO BLK-G5 315 | Solar Panels |  | 0.315 | 7 | 156 | 23 |  | Fixed | Roof
NJSTRE1545383194 | NJSRRE1542684752 | Transition Incentive Program | Williamstown | 8094 | 15 | 28.16 | Residential | No | Behind the Meter | Net-metered residential rooftop and canopy |  | None | Castle Energy, LLC | AC Electric | Accepted | 2019-10-28 | 2019-10-30 | 2021-10-30 | Hanwha Q-Cells | Q.Peak DUO-G5 320 | Solar Panels |  | 0.32 | 30 | 158 | 30 |  | Fixed | Roof
NJSTRE1545383198 | NJSRRE1542429177 | Transition Incentive Program | Livingston | 7039 | 9 | 8.03 | Residential | Yes | Behind the Meter | Behind the Meter |  | None | Sunrun Installation Services, Inc. | PSE&G | Eligible for TI Program | 2019-09-23 | 2019-09-25 | 2021-10-30 | LG Electronics | LG365Q1C-V5 | Solar Panels |  | 0.365 | 6 | 294 | 18 |  | Fixed | Roof
NJSTRE1545383198 | NJSRRE1542429177 | Transition Incentive Program | Livingston | 7039 | 9 | 8.03 | Residential | Yes | Behind the Meter | Behind the Meter |  | None | Sunrun Installation Services, Inc. | PSE&G | Eligible for TI Program | 2019-09-23 | 2019-09-25 | 2021-10-30 | LG Electronics | LG365Q1C-V5 | Solar Panels |  | 0.365 | 7 | 294 | 14 |  | Fixed | Roof
NJSTRE1545553535 |  | Transition Incentive Program | Irvington | 7111 | 9 | 3.5 | Residential | Yes | Behind the Meter | Net-metered residential rooftop and canopy |  | None | Pro Custom Solar dba Momentum Solar | PSE&G | Accepted | 2020-09-04 | 2020-09-09 | 2021-10-30 | Enphase | IQ7Plus-72-2-US | Inverters | 290 |  | 10 |  |  | 0.97 |  | Outdoor | Roof
NJSTRE1545553531 |  | Transition Incentive Program | RAHWAY CITY | 7065 | 10 | 8.24 | Residential | Yes | Behind the Meter | Net-metered residential rooftop and canopy |  | None | Sunrun Installation Services, Inc. | PSE&G | Accepted | 2020-09-04 | 2020-09-09 | 2021-10-30 | Delta Electronics | M8-TL-US | Inverters | 8000 |  | 1 |  |  | 0.96 |  | Outdoor | Next To Meter
NJSTRE1545553593 |  | Transition Incentive Program | CARTERET | 7008 | 11 | 8.78 | Residential | Yes | Behind the Meter | Net-metered residential rooftop and canopy |  | None | Vivint Solar Developer, LLC | PSE&G | Accepted | 2020-09-12 | 2020-09-14 | 2021-10-30 | Solar Edge | SE7600H-US | Inverters | 7600 |  | 1 |  |  | 0.992 |  | Outdoor | Near the Utility Meter
NJSTRE1545553589 |  | Transition Incentive Program | Freehold | 7731 | 17 | 13.01 | Residential | No | Behind the Meter | Net-metered residential rooftop and canopy |  | None | Simply Solar, LLC | JCP&L | Accepted | 2020-09-04 | 2020-09-21 | 2021-10-30 | SMA | SB 5.0-1SP-US-40 | Inverters | 5 |  | 2 |  |  | 0.98 |  | Outdoor | NEXT TO METER
NJSTRE1545553941 |  | Transition Incentive Program | ROCKAWAY | 7866 | 3 | 8.54 | Residential | Yes | Behind the Meter | Net-metered residential rooftop and canopy |  | None | Sunrun Installation Services, Inc. | JCP&L | Accepted | 2020-09-04 | 2020-09-16 | 2021-10-30 | Enphase Energy | IQ7-60-x-US (240V) | Inverters | 240 |  | 28 |  |  | 0.96 |  | Outdoor | Rooftop
NJSTRE1545559642 |  | Transition Incentive Program | SICKLERVILLE | 8081 | 14 | 4.1 | Residential | Yes | Behind the Meter | Net-metered residential rooftop and canopy |  | None | Suntuity Solar LLC | AC Electric | Accepted | 2020-09-07 | 2020-09-10 | 2021-10-30 | Enphase Energy | IQ7-60-2-US | Inverters | 240 |  | 13 |  |  | 0.97 |  | Outdoor | Behind the PV Modules
NJSTRE1545560808 |  | Transition Incentive Program | WILDWOOD | 8260 | 21 | 6.3 | Residential | Yes | Behind the Meter | Net-metered residential rooftop and canopy |  | None | Suntuity Solar LLC | AC Electric | Accepted | 2020-09-09 | 2020-09-10 | 2021-10-30 | Enphase Energy | IQ7-60-2-US | Inverters | 240 |  | 20 |  |  | 0.97 |  | Outdoor | Behind the PV Modules
NJSTRE1545560942 |  | Transition Incentive Program | Galloway | 8205 | 19 | 11.7 | Residential | Yes | Behind the Meter | Net-metered residential rooftop and canopy |  | None | Whitman Construction, LLC | AC Electric | Accepted | 2020-09-08 | 2020-09-10 | 2021-10-30 | ENPHASE ENERGY | IQ7-60-2-US | Inverters | 240 |  | 36 |  |  | 0.975 |  | Outdoor | microinverters located under modules
NJSTRE1545561013 |  | Transition Incentive Program | Neptune | 7753 | 17 | 3.35 | Residential | No | Behind the Meter | Net-metered residential rooftop and canopy |  | None | Vision Solar LLC | JCP&L | Accepted | 2020-09-08 | 2020-09-10 | 2021-10-30 | ENPHASE | IQ7-60-2-US | Inverters | 0.24 |  | 10 |  |  | 0.96 |  | Other | BEHIND EACH PANEL
NJSTRE1545561100 |  | Transition Incentive Program | Belmawr | 8031 | 14 | 6.7 | Residential | Yes | Behind the Meter | Net-metered residential rooftop and canopy |  | None | Trinity Solar | PSE&G | Accepted | 2020-09-08 | 2020-09-10 | 2021-10-30 | Solar Edge | SE5000 | Inverters | 5000 |  | 1 |  |  | 0.97 |  | Outside | side of home
NJSTRE1545561138 |  | Transition Incentive Program | Bound Brook | 8805 | 5 | 6.46 | Residential | Yes | Behind the Meter | Net-metered residential rooftop and canopy |  | None | Trinity Solar | PSE&G | Accepted | 2020-09-08 | 2020-09-10 | 2021-10-30 | Solar Edge | SE5000 | Inverters | 5000 |  | 1 |  |  | 0.97 |  | Outside | side of home
NJSTRE1545561154 |  | Transition Incentive Program | Chesterfield | 8515 | 13 | 9.72 | Residential | No | Behind the Meter | Net-metered residential rooftop and canopy |  | None | Vision Solar LLC | PSE&G | Accepted | 2020-09-08 | 2020-09-10 | 2021-10-30 | ENPHASE | IQ7-60-2-US | Inverters | 0.24 |  | 29 |  |  | 0.96 |  | Other | behind each panel
NJSTRE1545561230 |  | Transition Incentive Program | Westville | 8093 | 15 | 4.42 | Residential | No | Behind the Meter | Net-metered residential rooftop and canopy |  | None | Trinity Solar | PSE&G | Accepted | 2020-09-08 | 2020-09-10 | 2021-10-30 | Solar Edge | SE3800 | Inverters | 3800 |  | 1 |  |  | 0.97 |  | Outside | side of home
NJSTRE1545560989 |  | Transition Incentive Program | Sicklerville | 8081 | 14 | 3.9 | Residential | Yes | Behind the Meter | Net-metered residential rooftop and canopy |  | None | SunnyMac LLC | AC Electric | Accepted | 2020-09-08 | 2020-09-10 | 2021-10-30 | Solaredge | SE3800H-US | Inverters | 3800 |  | 1 |  |  | 0.99 |  | Outdoor | Next to Meter
NJSTRE1545561032 |  | Transition Incentive Program | Monroe Township | 8831 | 11 | 6.5 | Residential | No | Behind the Meter | Net-metered residential rooftop and canopy |  | None | NJ Solar Power, LLC | JCP&L | Accepted | 2020-09-08 | 2020-09-10 | 2021-10-30 | solaredge | SE6000H-US | Inverters | 6000 |  | 1 |  |  | 0.99 |  | Outdoor | garage
NJSTRE1545561075 |  | Transition Incentive Program | Vineland | 8360 | 20 | 6.46 | Residential | Yes | Behind the Meter | Net-metered residential rooftop and canopy |  | None | Trinity Solar | Vineland Muni Electric | Accepted | 2020-09-08 | 2020-09-10 | 2021-10-30 | Solar Edge | SE5000 | Inverters | 5000 |  | 1 |  |  | 0.97 |  | Outside | side of home
NJSTRE1545561123 |  | Transition Incentive Program | Kearny | 7032 | 8 | 8.4 | Residential | Yes | Behind the Meter | Net-metered residential rooftop and canopy |  | None | Pro Custom Solar dba Momentum Solar | PSE&G | Accepted | 2020-09-08 | 2020-09-10 | 2021-10-30 | Enphase | IQ7Plus-72-2-US | Inverters | 290 |  | 24 |  |  | 0.97 |  | Outdoor | Roof
NJSTRE1545561180 |  | Transition Incentive Program | Point Pleasant | 8742 | 18 | 6.46 | Residential | Yes | Behind the Meter | Net-metered residential rooftop and canopy |  | None | Trinity Solar | JCP&L | Accepted | 2020-09-08 | 2020-09-10 | 2021-10-30 | Solar Edge | SE5000 | Inverters | 5000 |  | 1 |  |  | 0.97 |  | Outside | side of home
NJSTRE1545561235 |  | Transition Incentive Program | Randolph | 7869 | 3 | 21.78 | Residential | Yes | Behind the Meter | Net-metered residential rooftop and canopy |  | None | Sunrun Installation Services, Inc. | JCP&L | Accepted | 2020-09-08 | 2020-09-10 | 2021-10-30 | Enphase Energy | IQ7-60-x-US (240V) | Inverters | 240 |  | 66 |  |  | 0.96 |  | Outdoor | Rooftop
NJSTRE1545561305 |  | Transition Incentive Program | Trenton | 8618 | 12 | 8.78 | Residential | No | Behind the Meter | Net-metered residential rooftop and canopy |  | None | SunnyMac LLC | PSE&G | Accepted | 2020-09-08 | 2020-09-10 | 2021-10-30 | Solaredge | SE7600H-US | Inverters | 7600 |  | 1 |  |  | 0.99 |  | Outdoor | Next to Meter
NJSTRE1545564347 |  | Transition Incentive Program | Pleasantville | 8232 | 19 | 77 | Commercial | Yes | Behind the Meter | Net-metered non-residential rooftop and canopy |  | None | South Jersey Industries | AC Electric | Accepted | 2020-09-08 | 2020-09-23 | 2021-10-30 | SolarEdge | SE10000H-US | Inverters | 10000 |  | 5 |  |  | 0.975 |  | Outdoor | Roof
NJSTRE1545564378 |  | Transition Incentive Program | Englewood Cliffs Boro | 7631 | 7 | 8.16 | Residential | No | Behind the Meter | Net-metered residential rooftop and canopy |  | None | Tesla Energy Operations Inc. | PSE&G | Accepted | 2020-09-08 | 2020-09-11 | 2021-10-30 | SolarEdge Technologies | SE7600H-US [240V] | Inverters | 7600 |  | 1 |  |  | 0.99 |  | Outside | Outside
NJSTRE1545383130 | NJSRRE1543046406 | Transition Incentive Program | Mantua | 8051 | 15 | 8.19 | Residential | Yes | Behind the Meter | Net-metered residential rooftop and canopy |  | None | Trinity Solar | AC Electric | Final As-Built Received | 2019-11-07 | 2019-11-11 | 2021-10-30 | HANWHA | Q.PEAK DUO BLK-G5 315 | Solar Panels |  | 0.315 | 14 | 197 | 18 |  | Fixed | Roof
NJSTRE1545383131 | NJSRRE1542519343 | Transition Incentive Program | Browns Mills | 8015 | 13 | 15.87 | Residential | Yes | Behind the Meter | Behind the Meter |  | None | Pro Custom Solar dba Momentum Solar | JCP&L | Eligible for TI Program | 2019-10-09 | 2019-10-11 | 2021-10-30 | LG ELECTRONICS | LG 345N1C-V5 | Solar Panels |  | 0.345 | 15 | 257 | 15 |  | Fixed | Roof
NJSTRE1545383135 | NJSRRE1542576089 | Transition Incentive Program | Bayville | 8721 | 18 | 8.99 | Residential | Yes | Behind the Meter | Behind the Meter |  | None | Sunrun Installation Services, Inc. | JCP&L | Eligible for TI Program | 2019-10-22 | 2019-10-24 | 2021-10-30 | REC Solar | REC290TP2 BLK | Solar Panels |  | 0.29 | 26 | 151 | 14 |  | Fixed | Roof
NJSTRE1545383140 | NJSRRE1542512368 | Transition Incentive Program | Brick Township | 8724 | 18 | 10.08 | Residential | Yes | Behind the Meter | Behind the Meter |  | None | Trinity Solar | JCP&L | Eligible for TI Program | 2019-10-07 | 2019-10-09 | 2021-10-30 | Hanwha | Q.PEAK DUO BLK-G5 315 | Solar Panels |  | 0.315 | 5 | 7 | 23 |  | Fixed | Roof
NJSTRE1545383163 | NJSRRE1542498338 | Transition Incentive Program | Lodi | 7644 | 7 | 13.11 | Residential | Yes | Behind the Meter | Behind the Meter |  | None | Pro Custom Solar dba Momentum Solar | PSE&G | Eligible for TI Program | 2019-10-02 | 2019-10-04 | 2021-10-30 | LG ELECTRONICS | LG 345N1C-V5 | Solar Panels |  | 0.345 | 17 | 308 | 46 |  | Fixed | Roof
NJSTRE1545383173 | NJSRRE1542625120 | Transition Incentive Program | Atlantic City | 8401 | 19 | 6.9 | Residential | Yes | Behind the Meter | Behind the Meter |  | None | Pro Custom Solar dba Momentum Solar | AC Electric | Eligible for TI Program | 2019-10-25 | 2019-10-29 | 2021-10-30 | LG Electronics | LG 345N1C-V5 | Solar Panels |  | 0.345 | 20 | 62 | 3 |  | Fixed | Roof
NJSTRE1545383178 | NJSRRE1542431682 | Transition Incentive Program | EGG HBR TWP | 8234 | 19 | 11.97 | Residential | Yes | Behind the Meter | Net-metered residential rooftop and canopy |  | None | Vivint Solar Developer, LLC | AC Electric | Accepted | 2019-09-24 | 2019-09-26 | 2021-10-30 | Hanwha Solar | Q.PEAK BLK-G5 315 | Solar Panels |  | 0.315 | 18 | 321 | 39 |  | Fixed | Roof
NJSTRE1545383179 | NJSRRE1542448530 | Transition Incentive Program | Jersey City | 7305 | 8 | 10.71 | Residential | Yes | Behind the Meter | Behind the Meter |  | None | Pro Custom Solar dba Momentum Solar | PSE&G | Eligible for TI Program | 2019-09-27 | 2019-10-01 | 2021-10-30 | HANWHA | Q.PEAK DUO BLK-G5 315 | Solar Panels |  | 0.315 | 15 | 130 | 22 |  | Fixed | Roof
NJSTRE1545383186 | NJSRRE1542562099 | Transition Incentive Program | Sicklerville | 8081 | 14 | 5.36 | Residential | Yes | Behind the Meter | Behind the Meter |  | None | Trinity Solar | AC Electric | Eligible for TI Program | 2019-10-21 | 2019-10-23 | 2021-10-30 | Hanwha | Q.PEAK DUO BLK-G5 315 | Solar Panels |  | 0.315 | 11 | 219 | 27 |  | Fixed | Roof
NJSTRE1545383186 | NJSRRE1542562099 | Transition Incentive Program | Sicklerville | 8081 | 14 | 5.36 | Residential | Yes | Behind the Meter | Behind the Meter |  | None | Trinity Solar | AC Electric | Eligible for TI Program | 2019-10-21 | 2019-10-23 | 2021-10-30 | Hanwha | Q.PEAK DUO BLK-G5 315 | Solar Panels |  | 0.315 | 6 | 219 | 27 |  | Fixed | Roof
NJSTRE1545383190 | NJSRRE1543315553 | Transition Incentive Program | Perth Amboy City | 8861 | 11 | 5.8 | Residential | Yes | Behind the Meter | Behind the Meter |  | None | Sunrun Installation Services, Inc. | PSE&G | Eligible for TI Program | 2019-11-14 | 2019-11-19 | 2021-10-30 | REC Solar | REC290TP2 BLK | Solar Panels |  | 0.29 | 13 | 202 | 37 |  | Fixed | Roof
NJSTRE1545383191 | NJSRRE1542429012 | Transition Incentive Program | Paulsboro | 8066 | 15 | 8.04 | Residential | Yes | Behind the Meter | Behind the Meter |  | None | Pro Custom Solar dba Momentum Solar | AC Electric | Eligible for TI Program | 2019-09-23 | 2019-09-25 | 2021-10-30 | LG ELECTRONICS | LG 335N1C-V5 | Solar Panels |  | 0.335 | 15 | 252 | 40 |  | Fixed | Roof
NJSTRE1545383196 | NJSRRE1542514963 | Transition Incentive Program | Bayville | 8721 | 18 | 14.07 | Residential | Yes | Behind the Meter | Behind the Meter |  | None | Pro Custom Solar dba Momentum Solar | JCP&L | Eligible for TI Program | 2019-10-08 | 2019-10-10 | 2021-10-30 | LG ELECTRONICS | LG 335N1C-V5 | Solar Panels |  | 0.335 | 10 | 172 | 27 |  | Fixed | Roof
NJSTRE1545383196 | NJSRRE1542514963 | Transition Incentive Program | Bayville | 8721 | 18 | 14.07 | Residential | Yes | Behind the Meter | Behind the Meter |  | None | Pro Custom Solar dba Momentum Solar | JCP&L | Eligible for TI Program | 2019-10-08 | 2019-10-10 | 2021-10-30 | LG ELECTRONICS | LG 335N1C-V5 | Solar Panels |  | 0.335 | 32 | 262 | 26 |  | Fixed | Roof
NJSTRE1545383201 | NJSRRE1543418108 | Transition Incentive Program | Green Brook | 8812 | 11 | 23.63 | Residential | Yes | Behind the Meter | Behind the Meter |  | None | Pro Custom Solar dba Momentum Solar | PSE&G | Eligible for TI Program | 2019-11-18 | 2019-11-21 | 2021-10-30 | Hanwha | Q.Peak DUO BLK-G5 315 | Solar Panels |  | 0.315 | 26 | 256 | 33 |  | Fixed | Roof
NJSTRE1545559631 |  | Transition Incentive Program | RUNNEMEDE | 8078 | 14 | 12.29 | Residential | Yes | Behind the Meter | Net-metered residential rooftop and canopy |  | None | Suntuity Solar LLC | PSE&G | Accepted | 2020-09-07 | 2020-09-10 | 2021-10-30 | Enphase Energy | IQ7-60-2-US | Inverters | 240 |  | 39 |  |  | 0.97 |  | Outdoor | Behind the PV Modules
NJSTRE1545564434 |  | Transition Incentive Program | Plainsboro Township | 8536 | 11 | 12.28 | Residential | No | Behind the Meter | Net-metered residential rooftop and canopy |  | None | Tesla Energy Operations Inc. | PSE&G | Accepted | 2020-09-08 | 2020-09-11 | 2021-10-30 | Delta | M4-TL-US [240V] | Inverters | 3840 |  | 1 |  |  | 0.975 |  | Indoor | Indoor
NJSTRE1545564434 |  | Transition Incentive Program | Plainsboro Township | 8536 | 11 | 12.28 | Residential | No | Behind the Meter | Net-metered residential rooftop and canopy |  | None | Tesla Energy Operations Inc. | PSE&G | Accepted | 2020-09-08 | 2020-09-11 | 2021-10-30 | Delta | M8-TL-US [240V] | Inverters | 7680 |  | 1 |  |  | 0.975 |  | Indoor | Indoor
NJSTRE1545564441 |  | Transition Incentive Program | Mantua | 8051 | 15 | 9.6 | Residential | No | Behind the Meter | Net-metered residential rooftop and canopy |  | None | Sun Up Zero Down | AC Electric | Accepted | 2020-09-08 | 2020-09-11 | 2021-10-30 | Solaredge | SE7600H-US | Inverters | 7600 |  | 1 |  |  | 0.976 |  | Outside | next to utility panel
NJSTRE1545383152 | NJSRRE1542478676 | Transition Incentive Program | Dunellen | 8812 | 11 | 7.92 | Residential | No | Behind the Meter | Behind the Meter |  | None | Sunrun Installation Services, Inc. | PSE&G | Eligible for TI Program | 2019-10-01 | 2019-10-03 | 2021-10-30 | LG Electronics | LG330N1C-A5 | Solar Panels |  | 0.33 | 11 | 196 | 40 |  | Fixed | Roof
NJSTRE1545383152 | NJSRRE1542478676 | Transition Incentive Program | Dunellen | 8812 | 11 | 7.92 | Residential | No | Behind the Meter | Behind the Meter |  | None | Sunrun Installation Services, Inc. | PSE&G | Eligible for TI Program | 2019-10-01 | 2019-10-03 | 2021-10-30 | LG Electronics | LG330N1C-A5 | Solar Panels |  | 0.33 | 8 | 196 | 23 |  | Fixed | Roof
NJSTRE1545383157 | NJSRRE1543057939 | Transition Incentive Program | Bayville | 8721 | 18 | 15.6 | Residential | No | Behind the Meter | Behind the Meter |  | None | Maier Solar Engineering dba Solar Me | JCP&L | Eligible for TI Program | 2019-11-08 | 2019-11-12 | 2021-10-30 | Canadian | CS1H-325MS | Solar Panels |  | 0.325 | 25 | 81 | 15 |  | Fixed | Roof
NJSTRE1545383157 | NJSRRE1543057939 | Transition Incentive Program | Bayville | 8721 | 18 | 15.6 | Residential | No | Behind the Meter | Behind the Meter |  | None | Maier Solar Engineering dba Solar Me | JCP&L | Eligible for TI Program | 2019-11-08 | 2019-11-12 | 2021-10-30 | Canadian | CS1H-325MS | Solar Panels |  | 0.325 | 17 | 261 | 15 |  | Fixed | Roof
NJSTRE1545383163 | NJSRRE1542498338 | Transition Incentive Program | Lodi | 7644 | 7 | 13.11 | Residential | Yes | Behind the Meter | Behind the Meter |  | None | Pro Custom Solar dba Momentum Solar | PSE&G | Eligible for TI Program | 2019-10-02 | 2019-10-04 | 2021-10-30 | LG ELECTRONICS | LG 345N1C-V5 | Solar Panels |  | 0.345 | 21 | 128 | 46 |  | Fixed | Roof
NJSTRE1545383168 | NJSRRE1542505478 | Transition Incentive Program | Sicklerville | 8081 | 14 | 3.24 | Residential | Yes | Behind the Meter | Net-metered residential rooftop and canopy |  | None | SunnyMac LLC | AC Electric | Accepted |  | 2019-10-08 | 2021-10-30 | SunPower | SPR-X22-360 | Solar Panels |  | 0.36 | 9 | 133 | 18 |  | Fixed | Roof
NJSTRE1545383178 | NJSRRE1542431682 | Transition Incentive Program | EGG HBR TWP | 8234 | 19 | 11.97 | Residential | Yes | Behind the Meter | Net-metered residential rooftop and canopy |  | None | Vivint Solar Developer, LLC | AC Electric | Accepted | 2019-09-24 | 2019-09-26 | 2021-10-30 | Hanwha Solar | Q.PEAK BLK-G5 315 | Solar Panels |  | 0.315 | 12 | 321 | 39 |  | Fixed | Roof
NJSTRE1545383179 | NJSRRE1542448530 | Transition Incentive Program | Jersey City | 7305 | 8 | 10.71 | Residential | Yes | Behind the Meter | Behind the Meter |  | None | Pro Custom Solar dba Momentum Solar | PSE&G | Eligible for TI Program | 2019-09-27 | 2019-10-01 | 2021-10-30 | HANWHA | Q.PEAK DUO BLK-G5 315 | Solar Panels |  | 0.315 | 19 | 310 | 22 |  | Fixed | Roof
NJSTRE1545383185 | NJSRRE1542521471 | Transition Incentive Program | Prospect Park | 7508 | 6 | 4.93 | Residential | Yes | Behind the Meter | Behind the Meter |  | None | Sunrun Installation Services, Inc. | PSE&G | Eligible for TI Program | 2019-10-09 | 2019-10-11 | 2021-10-30 | REC Solar | REC290TP2 BLK | Solar Panels |  | 0.29 | 9 | 136 | 14 |  | Fixed | Roof
NJSTRE1545383185 | NJSRRE1542521471 | Transition Incentive Program | Prospect Park | 7508 | 6 | 4.93 | Residential | Yes | Behind the Meter | Behind the Meter |  | None | Sunrun Installation Services, Inc. | PSE&G | Eligible for TI Program | 2019-10-09 | 2019-10-11 | 2021-10-30 | REC Solar | REC290TP2 BLK | Solar Panels |  | 0.29 | 8 | 317 | 14 |  | Fixed | Roof
NJSTRE1545383202 | NJSRRE1542579298 | Transition Incentive Program | North Plainfield | 7060 | 10 | 15.53 | Residential | Yes | Behind the Meter | Behind the Meter |  | None | Pro Custom Solar dba Momentum Solar | PSE&G | Eligible for TI Program | 2019-10-23 | 2019-10-25 | 2021-10-30 | LG Electronics | LG 345N1C-V5 | Solar Panels |  | 0.345 | 8 | 308 | 15 |  | Fixed | Roof
NJSTRE1545383203 | NJSRRE1542850575 | Transition Incentive Program | Morganville | 7751 | 17 | 14.18 | Residential | Yes | Behind the Meter | Behind the Meter |  | None | Pro Custom Solar dba Momentum Solar | JCP&L | Eligible for TI Program | 2019-10-31 | 2019-11-04 | 2021-10-30 | HANWHA | Q.PEAK DUO BLK-G5 315 | Solar Panels |  | 0.315 | 30 | 172 | 22 |  | Fixed | Roof
NJSTRE1545383207 | NJSRRE1542431394 | Transition Incentive Program | Newfield | 8344 | 15 | 10.73 | Residential | No | Behind the Meter | Behind the Meter |  | None | Sunrun Installation Services, Inc. | AC Electric | Eligible for TI Program | 2019-09-24 | 2019-09-26 | 2021-10-30 | REC Solar | REC290TP2 BLK | Solar Panels |  | 0.29 | 18 | 246 | 18 |  | Fixed | Roof
NJSTRE1545383208 | NJSRRE1543417304 | Transition Incentive Program | Union | 7083 | 10 | 11.97 | Residential | Yes | Behind the Meter | Behind the Meter |  | None | Pro Custom Solar dba Momentum Solar | PSE&G | Eligible for TI Program | 2019-11-18 | 2019-11-20 | 2021-10-30 | HANWHA | Q.PEAK DUO BLK-G5 315 | Solar Panels |  | 0.315 | 8 | 127 | 14 |  | Fixed | Roof
NJSTRE1545383214 | NJSRRE1542843771 | Transition Incentive Program | Whippany | 7981 | 3 | 11.02 | Residential | Yes | Behind the Meter | Behind the Meter |  | None | Sunrun Installation Services, Inc. | JCP&L | Eligible for TI Program | 2019-10-31 | 2019-11-04 | 2021-10-30 | REC Solar | REC290TP2 BLK | Solar Panels |  | 0.29 | 28 | 168 | 18 |  | Fixed | Roof
NJSTRE1545383219 | NJSRRE1542428794 | Transition Incentive Program | Salem | 8079 | 16 | 9.45 | Residential | Yes | Behind the Meter | Behind the Meter |  | None | Pro Custom Solar dba Momentum Solar | AC Electric | Eligible for TI Program | 2019-09-23 | 2019-09-25 | 2021-10-30 | HANWHA | Q.PEAK DUO BLK-G5 315 | Solar Panels |  | 0.315 | 4 | 198 | 7 |  | Fixed | Roof
NJSTRE1545383219 | NJSRRE1542428794 | Transition Incentive Program | Salem | 8079 | 16 | 9.45 | Residential | Yes | Behind the Meter | Behind the Meter |  | None | Pro Custom Solar dba Momentum Solar | AC Electric | Eligible for TI Program | 2019-09-23 | 2019-09-25 | 2021-10-30 | HANWHA | Q.PEAK DUO BLK-G5 315 | Solar Panels |  | 0.315 | 9 | 198 | 5 |  | Fixed | Roof
NJSTRE1545561050 |  | Transition Incentive Program | Vineland | 8361 | 20 | 6.7 | Residential | No | Behind the Meter | Net-metered residential rooftop and canopy |  | None | Vision Solar LLC | Vineland Muni Electric | Accepted | 2020-09-08 | 2020-09-10 | 2021-10-30 | ENPHASE | IQ7-60-2-US | Inverters | 0.24 |  | 20 |  |  | 0.96 |  | Other | BEHIND EACH PANEL
NJSTRE1545561205 |  | Transition Incentive Program | Burlington | 8016 | 13 | 11.38 | Residential | Yes | Behind the Meter | Net-metered residential rooftop and canopy |  | None | SunnyMac LLC | PSE&G | Accepted | 2020-09-08 | 2020-09-10 | 2021-10-30 | SolarEdge | SE10000H-US | Inverters | 10000 |  | 1 |  |  | 0.99 |  | Outdoor | Next to Meter
NJSTRE1545561222 |  | Transition Incentive Program | Bayville | 8721 | 18 | 17 | Residential | No | Behind the Meter | Net-metered residential rooftop and canopy |  | None | NJ Solar Power, LLC | JCP&L | Accepted | 2020-09-08 | 2020-09-10 | 2021-10-30 | solaredge | SE7600H-US | Inverters | 7600 |  | 2 |  |  | 0.99 |  | Outdoor | garage
NJSTRE1545564307 |  | Transition Incentive Program | Elizabeth | 7208 | 10 | 7.35 | Residential | Yes | Behind the Meter | Net-metered residential rooftop and canopy |  | None | Pro Custom Solar dba Momentum Solar | PSE&G | Accepted | 2020-09-08 | 2020-09-10 | 2021-10-30 | Enphase | IQ7Plus-72-2-US | Inverters | 290 |  | 21 |  |  | 0.97 |  | Outdoor | Roof
NJSTRE1545564404 |  | Transition Incentive Program | WEST CALDWELL | 7006 | 9 | 5.85 | Residential | Yes | Behind the Meter | Net-metered residential rooftop and canopy |  | None | Vivint Solar Developer, LLC | PSE&G | Accepted | 2020-09-14 | 2020-09-14 | 2021-10-30 | Solar Edge | SE7600H-US | Inverters | 7600 |  | 1 |  |  | 0.992 |  | Outdoor | Near the Utility Meter
NJSTRE1545567539 |  | Transition Incentive Program | SICKLERVILLE | 8081 | 14 | 8.51 | Residential | No | Behind the Meter | Net-metered residential rooftop and canopy |  | None | Suntuity Solar LLC | AC Electric | Accepted | 2020-09-09 | 2020-09-11 | 2021-10-30 | Enphase Energy | IQ7-60-2-US | Inverters | 240 |  | 27 |  |  | 0.97 |  | Outdoor | Behind the PV Modules
NJSTRE1545383131 | NJSRRE1542519343 | Transition Incentive Program | Browns Mills | 8015 | 13 | 15.87 | Residential | Yes | Behind the Meter | Behind the Meter |  | None | Pro Custom Solar dba Momentum Solar | JCP&L | Eligible for TI Program | 2019-10-09 | 2019-10-11 | 2021-10-30 | LG ELECTRONICS | LG 345N1C-V5 | Solar Panels |  | 0.345 | 7 | 167 | 20 |  | Fixed | Roof
NJSTRE1545383133 | NJSRRE1542910049 | Transition Incentive Program | West Windsor | 8550 | 12 | 9.24 | Residential | No | Behind the Meter | Behind the Meter |  | None | NJ Solar Power, LLC | PSE&G | Eligible for TI Program | 2019-11-04 | 2019-11-06 | 2021-10-30 | Panasonic | VBHN330SA17 | Solar Panels |  | 0.33 | 8 | 253 | 30 |  | Fixed | Roof
NJSTRE1545383134 | NJSRRE1543348346 | Transition Incentive Program | Roselle | 7203 | 10 | 5.2 | Residential | No | Behind the Meter | Net-metered residential rooftop and canopy |  | None | SunPower Corporation, Systems | PSE&G | Accepted |  | 2019-11-19 | 2021-10-30 | SUNPOWER | SPR-A400-G-AC | Solar Panels |  | 0.4 | 3 | 81 | 31 |  | Fixed | Roof
NJSTRE1545383144 | NJSRRE1542510356 | Transition Incentive Program | BERGENFIELD | 7621 | 7 | 2.84 | Residential | Yes | Behind the Meter | Net-metered residential rooftop and canopy |  | None | Vivint Solar Developer, LLC | PSE&G | Accepted | 2019-10-05 | 2019-10-09 | 2021-10-30 | Hanwha Solar | Q.PEAK BLK-G5 315 | Solar Panels |  | 0.315 | 9 | 177 | 40 |  | Fixed | Roof
NJSTRE1545383145 | NJSRRE1542455107 | Transition Incentive Program | Hackettstown | 7840 | 2 | 11.02 | Residential | Yes | Behind the Meter | Behind the Meter |  | None | Sunrun Installation Services, Inc. | JCP&L | Eligible for TI Program | 2019-09-27 | 2019-10-01 | 2021-10-30 | REC Solar | REC290TP2 BLK | Solar Panels |  | 0.29 | 32 | 253 | 18 |  | Fixed | Roof
NJSTRE1545383151 | NJSRRE1542425700 | Transition Incentive Program | Hammonton | 8037 | 19 | 5.8 | Residential | Yes | Behind the Meter | Behind the Meter |  | None | Sunrun Installation Services, Inc. | AC Electric | Eligible for TI Program | 2019-09-20 | 2019-09-24 | 2021-10-30 | REC Solar | REC290TP2 BLK | Solar Panels |  | 0.29 | 14 | 184 | 23 |  | Fixed | Roof
NJSTRE1545383153 | NJSRRE1542553752 | Transition Incentive Program | Mount Olive | 7836 | 3 | 11.2 | Residential | Yes | Behind the Meter | Net-metered residential rooftop and canopy |  | None | SunPower Capital LLC | JCP&L | Accepted | 2019-10-17 | 2019-10-21 | 2021-10-30 | sunpower | e20-327-e-ac | Solar Panels |  | 0.32 | 10 | 274 | 21 |  | Fixed | Roof
NJSTRE1545383153 | NJSRRE1542553752 | Transition Incentive Program | Mount Olive | 7836 | 3 | 11.2 | Residential | Yes | Behind the Meter | Net-metered residential rooftop and canopy |  | None | SunPower Capital LLC | JCP&L | Accepted | 2019-10-17 | 2019-10-21 | 2021-10-30 | sunpower | e20-327-e-ac | Solar Panels |  | 0.32 | 10 | 184 | 28 |  | Fixed | Roof
NJSTRE1545383164 | NJSRRE1543285192 | Transition Incentive Program | Indian Mills | 8088 | 13 | 5.58 | Residential | No | Behind the Meter | Behind the Meter |  | None | Powell Energy and Solar | AC Electric | Eligible for TI Program | 2019-11-14 | 2019-11-19 | 2021-10-30 | Axitec | AC310M/60S | Solar Panels |  | 0.31 | 18 | 180 | 25 |  | Fixed | Ground
NJSTRE1545383165 | NJSRRE1543046345 | Transition Incentive Program | SHAMONG | 8088 | 13 | 8.19 | Residential | Yes | Behind the Meter | Net-metered residential rooftop and canopy |  | None | Vivint Solar Developer, LLC | AC Electric | Accepted | 2019-11-07 | 2019-11-11 | 2021-10-30 | Hanwha | Q.PEAK BLK-G5 315 | Solar Panels |  | 0.315 | 26 | 195 | 44 |  | Fixed | Roof
NJSTRE1545383184 | NJSRRE1543421218 | Transition Incentive Program | Willingboro | 8046 | 13 | 9.92 | Residential | No | Behind the Meter | Behind the Meter |  | None | Orbit Energy & Power, LLC | PSE&G | Eligible for TI Program | 2019-11-19 | 2019-11-25 | 2021-10-30 | TRINA SOLAR | TSM-DD05A.08(II) 310W | Solar Panels |  | 0.31 | 8 | 106 | 18 |  | Fixed | Roof
NJSTRE1545383187 | NJSRRE1543319116 | Transition Incentive Program | Jackson Township | 8527 | 18 | 14.18 | Residential | No | Behind the Meter | Behind the Meter |  | None | Pro Custom Solar dba Momentum Solar | JCP&L | Eligible for TI Program | 2019-11-15 | 2019-11-19 | 2021-10-30 | HANWHA | Q.PEAK DUO BLK-G5 315 | Solar Panels |  | 0.315 | 29 | 101 | 15 |  | Fixed | Roof
NJSTRE1545553326 |  | Transition Incentive Program | Swedesboro | 8085 | 15 | 7.14 | Residential | Yes | Behind the Meter | Net-metered residential rooftop and canopy |  | None | Trinity Solar | AC Electric | Accepted | 2020-09-04 | 2020-09-09 | 2021-10-30 | Solar Edge | SE6000 | Inverters | 6000 |  | 1 |  |  | 0.97 |  | Outside | side of home
NJSTRE1545553472 |  | Transition Incentive Program | Tinton Falls | 7724 | 17 | 8.16 | Residential | No | Behind the Meter | Net-metered residential rooftop and canopy |  | None | Tesla Energy Operations Inc. | JCP&L | Accepted | 2020-09-04 | 2020-09-09 | 2021-10-30 | SolarEdge Technologies | SE7600H-US [240V] | Inverters | 7600 |  | 1 |  |  | 0.99 |  | Indoor | Inside
NJSTRE1545553528 |  | Transition Incentive Program | Hasbrouck Heights | 7604 | 7 | 5.05 | Residential | Yes | Behind the Meter | Net-metered residential rooftop and canopy |  | None | Trinity Solar | PSE&G | Accepted | 2020-09-04 | 2020-09-09 | 2021-10-30 | Solar Edge | SE3800 | Inverters | 3800 |  | 1 |  |  | 0.97 |  | Outside | side of home
NJSTRE1545553558 |  | Transition Incentive Program | FLANDERS | 7836 | 3 | 9.43 | Residential | Yes | Behind the Meter | Net-metered residential rooftop and canopy |  | None | Vivint Solar Developer, LLC | JCP&L | Accepted | 2020-09-12 | 2020-09-14 | 2021-10-30 | Solar Edge | SE7600H-US | Inverters | 7600 |  | 1 |  |  | 0.992 |  | Outdoor | Near the Utility Meter
NJSTRE1545553572 |  | Transition Incentive Program | Surf City | 8008 | 18 | 9.92 | Residential | Yes | Behind the Meter | Net-metered residential rooftop and canopy |  | None | All Season Solar | AC Electric | Accepted | 2020-09-09 | 2020-09-09 | 2021-10-30 | Enphase | IQ7 | Inverters | 240 |  | 31 |  |  | 0.97 |  | Outdoor | under module
NJSTRE1545559638 |  | Transition Incentive Program | Williamstown | 8094 | 15 | 5.36 | Residential | No | Behind the Meter | Net-metered residential rooftop and canopy |  | None | Suntuity Solar LLC | AC Electric | Accepted | 2020-09-07 | 2020-09-10 | 2021-10-30 | Enphase Energy | IQ7-60-2-US | Inverters | 240 |  | 17 |  |  | 0.97 |  | Outdoor | Behind the PV Modules
NJSTRE1545559672 |  | Transition Incentive Program | Robbinsville | 8691 | 12 | 12.24 | Residential | No | Behind the Meter | Net-metered residential rooftop and canopy |  | None | Tesla Energy Operations Inc. | JCP&L | Accepted | 2020-09-07 | 2020-09-10 | 2021-10-30 | SolarEdge Technologies | SE11400H-US [240V] | Inverters | 11400 |  | 1 |  |  | 0.99 |  | Outside | Outside
NJSTRE1545560743 |  | Transition Incentive Program | LITTLE FALLS | 7424 | 6 | 5.99 | Residential | Yes | Behind the Meter | Net-metered residential rooftop and canopy |  | None | Suntuity Solar LLC | PSE&G | Accepted | 2020-09-09 | 2020-09-10 | 2021-10-30 | Enphase Energy | IQ7-60-2-US | Inverters | 240 |  | 19 |  |  | 0.97 |  | Outdoor | Behind the PV Modules
NJSTRE1545560907 |  | Transition Incentive Program | ┬áWillingboro | 8046 | 13 | 16.02 | Residential | Yes | Behind the Meter | Net-metered residential rooftop and canopy |  | None | Seabright Solar | PSE&G | Accepted | 2020-09-08 | 2020-09-10 | 2021-10-30 | Enphase | IQ7XS-96-ACM-US | Inverters | 315 |  | 49 |  |  | 0.99 |  | Outside | Roof
NJSTRE1545561134 |  | Transition Incentive Program | Margate City | 8402 | 19 | 2.72 | Residential | No | Behind the Meter | Net-metered residential rooftop and canopy |  | None | CE Team Inc. | AC Electric | Accepted | 2020-09-09 | 2020-09-10 | 2021-10-30 | Enphase | IQ7 | Inverters | 240 |  | 8 |  |  | 0.97 |  | Outdoor | under panels
NJSTRE1545561194 |  | Transition Incentive Program | Hillsborough TWP | 8844 | 5 | 6.46 | Residential | No | Behind the Meter | Net-metered residential rooftop and canopy |  | None | Tesla Energy Operations Inc. | PSE&G | Accepted | 2020-09-08 | 2020-09-10 | 2021-10-30 | SolarEdge Technologies | SE7600H-US [240V] | Inverters | 7600 |  | 1 |  |  | 0.99 |  | Outside | Outside
NJSTRE1545561211 |  | Transition Incentive Program | Trenton | 8690 | 12 | 7.7 | Residential | Yes | Behind the Meter | Net-metered residential rooftop and canopy |  | None | Pro Custom Solar dba Momentum Solar | PSE&G | Accepted | 2020-09-08 | 2020-09-10 | 2021-10-30 | Enphase | IQ7Plus-72-2-US | Inverters | 290 |  | 22 |  |  | 0.97 |  | Outdoor | Roof
NJSTRE1545561213 |  | Transition Incentive Program | Tuckerton | 8087 | 18 | 3.06 | Residential | Yes | Behind the Meter | Net-metered residential rooftop and canopy |  | None | Trinity Solar | AC Electric | Accepted | 2020-09-08 | 2020-09-10 | 2021-10-30 | Enphase | IQ7PLUS-72-2-US | Inverters | 290 |  | 9 |  |  | 0.97 |  | Outside | side of home
NJSTRE1545383146 | NJSRRE1542562005 | Transition Incentive Program | Scotch Plains | 7076 | 10 | 10.71 | Residential | Yes | Behind the Meter | Behind the Meter |  | None | Pro Custom Solar dba Momentum Solar | PSE&G | Eligible for TI Program | 2019-10-21 | 2019-10-23 | 2021-10-30 | Hanwha | Q.Peak DUO BLK-G5 315 | Solar Panels |  | 0.315 | 14 | 283 | 12 |  | Fixed | Roof
NJSTRE1545383146 | NJSRRE1542562005 | Transition Incentive Program | Scotch Plains | 7076 | 10 | 10.71 | Residential | Yes | Behind the Meter | Behind the Meter |  | None | Pro Custom Solar dba Momentum Solar | PSE&G | Eligible for TI Program | 2019-10-21 | 2019-10-23 | 2021-10-30 | Hanwha | Q.Peak DUO BLK-G5 315 | Solar Panels |  | 0.315 | 7 | 104 | 15 |  | Fixed | Roof
NJSTRE1545383150 | NJSRRE1543042500 | Transition Incentive Program | Pennsauken | 8110 | 14 | 7.25 | Residential | Yes | Behind the Meter | Net-metered residential rooftop and canopy |  | None | Vivint Solar Developer, LLC | PSE&G | Accepted | 2019-11-06 | 2019-11-11 | 2021-10-30 | Hanwha Solar | Q.PEAK BLK-G5 315 | Solar Panels |  | 0.315 | 4 | 289 | 28 |  | Fixed | Roof
NJSTRE1545383154 | NJSRRE1542559393 | Transition Incentive Program | MORRISTOWN | 7960 | 3 | 3.15 | Residential | Yes | Behind the Meter | Net-metered residential rooftop and canopy |  | None | Vivint Solar Developer, LLC | JCP&L | Accepted | 2019-10-18 | 2019-10-22 | 2021-10-30 | Hanwha Solar | Q.PEAK BLK-G5 315 | Solar Panels |  | 0.315 | 3 | 226 | 45 |  | Fixed | Roof
NJSTRE1545383159 | NJSRRE1542507853 | Transition Incentive Program | PASSAIC | 7055 | 6 | 9.45 | Residential | Yes | Behind the Meter | Behind the Meter |  | None | Pro Custom Solar dba Momentum Solar | PSE&G | Eligible for TI Program | 2019-10-04 | 2019-10-09 | 2021-10-30 | HANWHA | Q.PEAK DUO BLK-G5 315 | Solar Panels |  | 0.315 | 12 | 251 | 38 |  | Fixed | Roof
NJSTRE1545383166 | NJSRRE1543353838 | Transition Incentive Program | Sicklerville | 8081 | 14 | 4.25 | Residential | No | Behind the Meter | Net-metered residential rooftop and canopy |  | None | SunPower Corporation, Systems | AC Electric | Accepted |  | 2019-11-19 | 2021-10-30 | SUNPOWER | SPR-E20-327-E-AC | Solar Panels |  | 0.327 | 2 | 319 | 30 |  | Fixed | Roof
NJSTRE1545383171 | NJSRRE1542528397 | Transition Incentive Program | Wayne | 7470 | 6 | 10.01 | Residential | Yes | Behind the Meter | Behind the Meter |  | None | Pro Custom Solar dba Momentum Solar | PSE&G | Eligible for TI Program | 2019-10-11 | 2019-10-15 | 2021-10-30 | LG Electronics | LG 345N1C-V5 | Solar Panels |  | 0.345 | 3 | 84 | 29 |  | Fixed | Roof
NJSTRE1545383176 | NJSRRE1542575692 | Transition Incentive Program | Westfield Town | 7090 | 10 | 13.2 | Residential | No | Behind the Meter | Behind the Meter |  | None | Sunrun Installation Services, Inc. | PSE&G | Eligible for TI Program | 2019-10-22 | 2019-10-24 | 2021-10-30 | LG Electronics | LG330N1C-A5 | Solar Panels |  | 0.33 | 6 | 308 | 37 |  | Fixed | Roof
NJSTRE1545383176 | NJSRRE1542575692 | Transition Incentive Program | Westfield Town | 7090 | 10 | 13.2 | Residential | No | Behind the Meter | Behind the Meter |  | None | Sunrun Installation Services, Inc. | PSE&G | Eligible for TI Program | 2019-10-22 | 2019-10-24 | 2021-10-30 | LG Electronics | LG330N1C-A5 | Solar Panels |  | 0.33 | 15 | 217 | 40 |  | Fixed | Roof
NJSTRE1545383182 | NJSRRE1542832711 | Transition Incentive Program | PORT NORRIS | 8349 | 20 | 7.56 | Residential | Yes | Behind the Meter | Behind the Meter |  | None | Pro Custom Solar dba Momentum Solar | AC Electric | Eligible for TI Program | 2019-10-30 | 2019-11-01 | 2021-10-30 | HANWHA | Q.PEAK DUO BLK-G5 315 | Solar Panels |  | 0.315 | 24 | 260 | 17 |  | Fixed | Roof
NJSTRE1545383188 | NJSRRE1542543727 | Transition Incentive Program | Manahawkin | 8050 | 18 | 5.04 | Residential | Yes | Behind the Meter | Behind the Meter |  | None | Trinity Solar | AC Electric | Eligible for TI Program | 2019-10-15 | 2019-10-17 | 2021-10-30 | HANWHA | Q.PEAK DUO BLK-G5 315 | Solar Panels |  | 0.315 | 9 | 336 | 23 |  | Fixed | Roof
NJSTRE1545383193 | NJSRRE1542505614 | Transition Incentive Program | Little Ferry | 7643 | 7 | 6.93 | Residential | Yes | Behind the Meter | Behind the Meter |  | None | Pro Custom Solar dba Momentum Solar | PSE&G | Eligible for TI Program | 2019-10-04 | 2019-10-08 | 2021-10-30 | HANWHA | Q.PEAK DUO BLK-G5 315 | Solar Panels |  | 0.315 | 22 | 247 | 23 |  | Fixed | Roof
NJSTRE1545383191 | NJSRRE1542429012 | Transition Incentive Program | Paulsboro | 8066 | 15 | 8.04 | Residential | Yes | Behind the Meter | Behind the Meter |  | None | Pro Custom Solar dba Momentum Solar | AC Electric | Eligible for TI Program | 2019-09-23 | 2019-09-25 | 2021-10-30 | LG ELECTRONICS | LG 335N1C-V5 | Solar Panels |  | 0.335 | 9 | 72 | 41 |  | Fixed | Roof
NJSTRE1545383195 | NJSRRE1542573259 | Transition Incentive Program | Flemington | 8822 | 4 | 7.25 | Residential | Yes | Behind the Meter | Behind the Meter |  | None | Sunrun Installation Services, Inc. | JCP&L | Eligible for TI Program | 2019-10-21 | 2019-10-23 | 2021-10-30 | REC Solar | REC290TP2 BLK | Solar Panels |  | 0.29 | 2 | 82 | 37 |  | Fixed | Roof
NJSTRE1545383200 | NJSRRE1542509303 | Transition Incentive Program | Ventnor City | 8406 | 19 | 11.1 | Residential | No | Behind the Meter | Net-metered residential rooftop and canopy |  | None | Bright Planet Solar | AC Electric | Accepted |  | 2019-10-09 | 2021-10-30 | Hanwha Q-Cells | Q.PEAK BLK-G4.1 300W | Solar Panels |  | 0.3 | 3 | 60 | 18 |  | Fixed | Roof
NJSTRE1545383201 | NJSRRE1543418108 | Transition Incentive Program | Green Brook | 8812 | 11 | 23.63 | Residential | Yes | Behind the Meter | Behind the Meter |  | None | Pro Custom Solar dba Momentum Solar | PSE&G | Eligible for TI Program | 2019-11-18 | 2019-11-21 | 2021-10-30 | Hanwha | Q.Peak DUO BLK-G5 315 | Solar Panels |  | 0.315 | 16 | 166 | 30 |  | Fixed | Roof
NJSTRE1545383205 | NJSRRE1542685440 | Transition Incentive Program | Englewood | 7631 | 7 | 7.88 | Residential | Yes | Behind the Meter | Net-metered residential rooftop and canopy |  | None | Vivint Solar Developer, LLC | PSE&G | Accepted | 2019-10-28 | 2019-10-31 | 2021-10-30 | Hanwha Solar | Q.PEAK BLK-G5 315 | Solar Panels |  | 0.315 | 11 | 307 | 34 |  | Fixed | Roof
NJSTRE1545383205 | NJSRRE1542685440 | Transition Incentive Program | Englewood | 7631 | 7 | 7.88 | Residential | Yes | Behind the Meter | Net-metered residential rooftop and canopy |  | None | Vivint Solar Developer, LLC | PSE&G | Accepted | 2019-10-28 | 2019-10-31 | 2021-10-30 | Hanwha Solar | Q.PEAK BLK-G5 315 | Solar Panels |  | 0.315 | 14 | 127 | 34 |  | Fixed | Roof
NJSTRE1545383211 | NJSRRE1542500903 | Transition Incentive Program | FAIR LAWN | 7410 | 7 | 4.73 | Residential | Yes | Behind the Meter | Net-metered residential rooftop and canopy |  | None | Vivint Solar Developer, LLC | PSE&G | Accepted | 2019-10-03 | 2019-10-08 | 2021-10-30 | Hanwha | Q.PEAK DUO BLK-G5 315w | Solar Panels |  | 0.315 | 15 | 160 | 26 |  | Fixed | Roof
NJSTRE1545383216 | NJSRRE1542540330 | Transition Incentive Program | Mays Landing | 8330 | 19 | 19.84 | Residential | No | Behind the Meter | Behind the Meter |  | None | Orbit Energy & Power, LLC | AC Electric | Eligible for TI Program | 2019-10-14 | 2019-10-16 | 2021-10-30 | axitec | axitec 310 | Solar Panels |  | 0.31 | 28 | 79 | 20 |  | Fixed | Roof
NJSTRE1545383221 | NJSRRE1542505572 | Transition Incentive Program | Burlington | 8016 | 13 | 9.77 | Residential | Yes | Behind the Meter | Behind the Meter |  | None | Pro Custom Solar dba Momentum Solar | PSE&G | Eligible for TI Program | 2019-10-04 | 2019-10-08 | 2021-10-30 | HANWHA | Q.PEAK DUO BLK-G5 315 | Solar Panels |  | 0.315 | 11 | 51 | 25 |  | Fixed | Roof
NJSTRE1545383221 | NJSRRE1542505572 | Transition Incentive Program | Burlington | 8016 | 13 | 9.77 | Residential | Yes | Behind the Meter | Behind the Meter |  | None | Pro Custom Solar dba Momentum Solar | PSE&G | Eligible for TI Program | 2019-10-04 | 2019-10-08 | 2021-10-30 | HANWHA | Q.PEAK DUO BLK-G5 315 | Solar Panels |  | 0.315 | 5 | 231 | 25 |  | Fixed | Roof
NJSTRE1545383225 | NJSRRE1542505462 | Transition Incentive Program | Iselin | 8830 | 11 | 13.8 | Residential | Yes | Behind the Meter | Behind the Meter |  | None | Pro Custom Solar dba Momentum Solar | PSE&G | Eligible for TI Program | 2019-10-04 | 2019-10-08 | 2021-10-30 | LG ELECTRONICS | LG 345N1C-V5 | Solar Panels |  | 0.345 | 14 | 326 | 15 |  | Fixed | Roof
NJSTRE1545383225 | NJSRRE1542505462 | Transition Incentive Program | Iselin | 8830 | 11 | 13.8 | Residential | Yes | Behind the Meter | Behind the Meter |  | None | Pro Custom Solar dba Momentum Solar | PSE&G | Eligible for TI Program | 2019-10-04 | 2019-10-08 | 2021-10-30 | LG ELECTRONICS | LG 345N1C-V5 | Solar Panels |  | 0.345 | 12 | 146 | 16 |  | Fixed | Roof
NJSTRE1545567772 |  | Transition Incentive Program | Mount Laurel | 8054 | 13 | 10.4 | Residential | Yes | Behind the Meter | Net-metered residential rooftop and canopy |  | None | SunnyMac LLC | PSE&G | Accepted | 2020-09-09 | 2020-09-11 | 2021-10-30 | Solaredge | SE7600H-US | Inverters | 7600 |  | 1 |  |  | 0.99 |  | Outdoor | Next to meter
NJSTRE1545567805 |  | Transition Incentive Program | Mt. Royal | 8061 | 15 | 13.33 | Residential | No | Behind the Meter | Net-metered residential rooftop and canopy |  | None | Impact Solar LLC | AC Electric | Accepted | 2020-09-09 | 2020-09-11 | 2021-10-30 | solaredge | SE11400H-US | Inverters | 11400 |  | 1 |  |  | 0.96 |  | Indoor | garage
NJSTRE1545567846 |  | Transition Incentive Program | Red Bank | 7701 | 17 | 9.52 | Residential | Yes | Behind the Meter | Net-metered residential rooftop and canopy |  | None | Trinity Solar | JCP&L | Accepted | 2020-09-09 | 2020-09-11 | 2021-10-30 | Solar Edge | SE7600 | Inverters | 7600 |  | 1 |  |  | 0.97 |  | Outside | side of home
NJSTRE1545569050 |  | Transition Incentive Program | Bridgewater Township | 8807 | 5 | 5.61 | Residential | No | Behind the Meter | Net-metered residential rooftop and canopy |  | None | Green Power Energy | PSE&G | Accepted | 2020-09-09 | 2020-09-11 | 2021-10-30 | Enphase Energy | IQ7PLUS-72-2-US | Inverters | 290 |  | 17 |  |  | 0.975 |  | Outside | Next to meter
NJSTRE1545569076 |  | Transition Incentive Program | Jackson | 8527 | 18 | 8.71 | Residential | Yes | Behind the Meter | Net-metered residential rooftop and canopy |  | None | Trinity Solar | JCP&L | Accepted | 2020-09-09 | 2020-09-11 | 2021-10-30 | SOLAR EDGE | SE7600H-US | Inverters | 7600 |  | 1 |  |  | 0.97 |  | Outside | SIDE OF HOME
NJSTRE1545569155 |  | Transition Incentive Program | Manahawkin | 8050 | 18 | 10.39 | Residential | No | Behind the Meter | Net-metered residential rooftop and canopy |  | None | Green Powwr Energy | AC Electric | Accepted | 2020-09-09 | 2020-09-14 | 2021-10-30 | Enphase Energy | IQ7PLUS-72-2-US | Inverters | 290 |  | 31 |  |  | 0.975 |  | Outside | next to meter
NJSTRE1545569131 |  | Transition Incentive Program | Egg Harbor Township | 8234 | 19 | 9.6 | Residential | Yes | Behind the Meter | Net-metered residential rooftop and canopy |  | None | RCL Enterprises Inc. | AC Electric | Accepted | 2020-09-09 | 2020-09-11 | 2021-10-30 | Enphase | IQ7 | Inverters | 240 |  | 30 |  |  | 0.96 |  | Outdoor | under panels
NJSTRE1545569162 |  | Transition Incentive Program | SEWELL | 8080 | 15 | 10.2 | Residential | Yes | Behind the Meter | Net-metered residential rooftop and canopy |  | None | Trinity Solar | AC Electric | Accepted | 2020-09-09 | 2020-09-14 | 2021-10-30 | Solar Edge | SE7600H-US000BNC4 | Inverters | 7600 |  | 1 |  |  | 0.97 |  | Outdoor | side of home
NJSTRE1545569224 |  | Transition Incentive Program | River Edge | 7661 | 7 | 9.18 | Residential | No | Behind the Meter | Net-metered residential rooftop and canopy |  | None | Maier Solar Engineering dba Solar Me | PSE&G | Accepted | 2020-09-09 | 2020-09-15 | 2021-10-30 | Enphase | IQ7+ | Inverters | 290 |  | 27 |  |  | 0.96 |  | Outdoor | Next to meter
NJSTRE1545569254 |  | Transition Incentive Program | Fair lawn | 7410 | 7 | 6.03 | Residential | Yes | Behind the Meter | Net-metered residential rooftop and canopy |  | PSEG | Vision Solar LLC | PSE&G | Accepted | 2020-09-09 | 2020-09-14 | 2021-10-30 | ENPHASE | IQ7-60-2-US | Inverters | 0.24 |  | 18 |  |  | 0.96 |  | Other | BEHIND EACH PANEL
NJSTRE1545570064 |  | Transition Incentive Program | Elmwood Park | 7407 | 7 | 8.75 | Residential | No | Behind the Meter | Net-metered residential rooftop and canopy |  | None | Pro Custom Solar dba Momentum Solar | PSE&G | Accepted | 2020-09-09 | 2020-09-14 | 2021-10-30 | Enphase | IQ7PLUS-72-2-US | Inverters | 290 |  | 25 |  |  | 0.97 |  | Outdoor | Roof
NJSTRE1545570290 |  | Transition Incentive Program | Boonton | 7005 | 3 | 5.95 | Residential | Yes | Behind the Meter | Net-metered residential rooftop and canopy |  | None | Pro Custom Solar dba Momentum Solar | JCP&L | Accepted | 2020-09-09 | 2020-09-14 | 2021-10-30 | Enphase | IQ7Plus-72-2-US | Inverters | 290 |  | 17 |  |  | 0.97 |  | Outdoor | Roof
NJSTRE1545572811 |  | Transition Incentive Program | Somerset | 8873 | 5 | 5.94 | Residential | Yes | Behind the Meter | Net-metered residential rooftop and canopy |  | None | Sunrun Installation Services, Inc. | PSE&G | Accepted | 2020-09-09 | 2020-09-14 | 2021-10-30 | Enphase Energy | IQ7-60-x-US (240V) | Inverters | 240 |  | 18 |  |  | 0.96 |  | Outdoor | Rooftop
NJSTRE1545383178 | NJSRRE1542431682 | Transition Incentive Program | EGG HBR TWP | 8234 | 19 | 11.97 | Residential | Yes | Behind the Meter | Net-metered residential rooftop and canopy |  | None | Vivint Solar Developer, LLC | AC Electric | Accepted | 2019-09-24 | 2019-09-26 | 2021-10-30 | Hanwha Solar | Q.PEAK DUO BLK-G5 315 | Solar Panels |  | 0.315 | 8 | 321 | 39 |  | Fixed | Roof
NJSTRE1545383180 | NJSRRE1543416866 | Transition Incentive Program | cemden | 8103 | 14 | 19.64 | Commercial | No | Behind the Meter | Behind the Meter |  | None | tj technology | PSE&G | Eligible for TI Program | 2019-12-21 | 2019-12-23 | 2021-10-30 | jinko solar | Eagle HC 72M | Solar Panels |  | 0.385 | 51 | 200 | 30 |  | Fixed | Parking Lot
NJSTRE1545383189 | NJSRRE1542553067 | Transition Incentive Program | Cherry Hill | 8034 | 14 | 9.75 | Residential | No | Behind the Meter | Behind the Meter |  | None | Sunny Corp | PSE&G | Eligible for TI Program | 2019-10-17 | 2019-10-21 | 2021-10-30 | PANASONIC | VBHN325KA03 | Solar Panels |  | 0.325 | 17 | 355 | 30 |  | Fixed | Roof
NJSTRE1545383192 | NJSRRE1543060894 | Transition Incentive Program | UNION BEACH | 7735 | 17 | 7.25 | Residential | Yes | Behind the Meter | Net-metered residential rooftop and canopy |  | None | Vivint Solar Developer, LLC | JCP&L | Accepted | 2019-11-08 | 2019-11-13 | 2021-10-30 | Hanwha | Q.PEAK BLK-G5 315 | Solar Panels |  | 0.315 | 10 | 197 | 12 |  | Fixed | Roof
NJSTRE1545383192 | NJSRRE1543060894 | Transition Incentive Program | UNION BEACH | 7735 | 17 | 7.25 | Residential | Yes | Behind the Meter | Net-metered residential rooftop and canopy |  | None | Vivint Solar Developer, LLC | JCP&L | Accepted | 2019-11-08 | 2019-11-13 | 2021-10-30 | Hanwha | Q.PEAK BLK-G5 315 | Solar Panels |  | 0.315 | 4 | 107 | 18 |  | Fixed | Roof
NJSTRE1545383200 | NJSRRE1542509303 | Transition Incentive Program | Ventnor City | 8406 | 19 | 11.1 | Residential | No | Behind the Meter | Net-metered residential rooftop and canopy |  | None | Bright Planet Solar | AC Electric | Accepted |  | 2019-10-09 | 2021-10-30 | Hanwha Q-Cells | Q.PEAK BLK-G4.1 300W | Solar Panels |  | 0.3 | 19 | 150 | 18 |  | Fixed | Roof
NJSTRE1545383202 | NJSRRE1542579298 | Transition Incentive Program | North Plainfield | 7060 | 10 | 15.53 | Residential | Yes | Behind the Meter | Behind the Meter |  | None | Pro Custom Solar dba Momentum Solar | PSE&G | Eligible for TI Program | 2019-10-23 | 2019-10-25 | 2021-10-30 | LG Electronics | LG 345N1C-V5 | Solar Panels |  | 0.345 | 9 | 218 | 16 |  | Fixed | Roof
NJSTRE1545383209 | NJSRRE1542765548 | Transition Incentive Program | Mckee City | 8234 | 19 | 7.04 | Residential | Yes | Behind the Meter | Behind the Meter |  | None | Skyline Solar, LLC | AC Electric | Eligible for TI Program | 2019-10-30 | 2019-11-01 | 2021-10-30 | Hanwha Q-Cells | Q.PEAK DUO-G5 320 | Solar Panels |  | 0.32 | 22 | 291111 | 30 |  | Fixed | Roof
NJSTRE1545383212 | NJSRRE1542679432 | Transition Incentive Program | North Bergen | 7047 | 8 | 6.3 | Residential | Yes | Behind the Meter | Net-metered residential rooftop and canopy |  | None | Suntuity Solar LLC | PSE&G | Accepted | 2019-10-26 | 2019-10-29 | 2021-10-30 | Yingli Green Energy | YL315D-30b | Solar Panels |  | 0.315 | 20 | 211 | 5 |  | Fixed | Roof
NJSTRE1545383213 | NJSRRE1542518886 | Transition Incentive Program | Mount Laurel | 8054 | 13 | 9.45 | Residential | Yes | Behind the Meter | Net-metered residential rooftop and canopy |  | None | Suntuity Solar LLC | PSE&G | Accepted | 2019-10-09 | 2019-10-11 | 2021-10-30 | Yingli Green Energy | YL315D-30b | Solar Panels |  | 0.315 | 30 | 324 | 24 |  | Fixed | Roof
NJSTRE1545383220 | NJSRRE1542851375 | Transition Incentive Program | Carteret | 7008 | 11 | 9.77 | Residential | Yes | Behind the Meter | Behind the Meter |  | None | Pro Custom Solar dba Momentum Solar | PSE&G | Eligible for TI Program | 2019-10-31 | 2019-11-04 | 2021-10-30 | HANWHA | Q.PEAK DUO BLK-G5 315 | Solar Panels |  | 0.315 | 8 | 259 | 10 |  | Fixed | Roof
NJSTRE1545383220 | NJSRRE1542851375 | Transition Incentive Program | Carteret | 7008 | 11 | 9.77 | Residential | Yes | Behind the Meter | Behind the Meter |  | None | Pro Custom Solar dba Momentum Solar | PSE&G | Eligible for TI Program | 2019-10-31 | 2019-11-04 | 2021-10-30 | HANWHA | Q.PEAK DUO BLK-G5 315 | Solar Panels |  | 0.315 | 5 | 78 | 19 |  | Fixed | Roof
NJSTRE1545563774 |  | Transition Incentive Program | Garfield | 7026 | 7 | 7 | Residential | Yes | Behind the Meter | Net-metered residential rooftop and canopy |  | None | Pro Custom Solar dba Momentum Solar | PSE&G | Accepted | 2020-09-08 | 2020-09-10 | 2021-10-30 | Enphase | IQ7Plus-72-2-US | Inverters | 290 |  | 20 |  |  | 0.97 |  | Outdoor | Roof
NJSTRE1545564306 |  | Transition Incentive Program | Morris plains | 7950 | 3 | 5.36 | Residential | Yes | Behind the Meter | Net-metered residential rooftop and canopy |  | None | Vision Solar LLC | JCP&L | Accepted | 2020-09-08 | 2020-09-11 | 2021-10-30 | ENPHASE | IQ7-60-2-US | Inverters | 0.24 |  | 16 |  |  | 0.96 |  | Other | BEHIND EACH PANEL
NJSTRE1545564444 |  | Transition Incentive Program | South Brunswick TWP | 8540 | 12 | 15.64 | Residential | Yes | Behind the Meter | Net-metered residential rooftop and canopy |  | None | Tesla Energy Operations Inc. | PSE&G | Accepted | 2020-09-08 | 2020-09-11 | 2021-10-30 | SolarEdge Technologies | SE7600H-US [240V] | Inverters | 7600 |  | 2 |  |  | 0.99 |  | Indoor | Inside
NJSTRE1545567734 |  | Transition Incentive Program | Montgomery | 8504 | 5 | 8.16 | Residential | Yes | Behind the Meter | Net-metered residential rooftop and canopy |  | None | Tesla Energy Operations Inc. | PSE&G | Accepted | 2020-09-09 | 2020-09-11 | 2021-10-30 | SolarEdge Technologies | SE7600H-US [240V] | Inverters | 7600 |  | 1 |  |  | 0.99 |  | Outside | Outside
NJSTRE1545567804 |  | Transition Incentive Program | Gibbstown | 8027 | 15 | 10.54 | Residential | Yes | Behind the Meter | Net-metered residential rooftop and canopy |  | None | Trinity Solar | AC Electric | Accepted | 2020-09-09 | 2020-09-11 | 2021-10-30 | Solar Edge | SE10000 | Inverters | 10000 |  | 1 |  |  | 0.97 |  | Outside | side of home
NJSTRE1545567820 |  | Transition Incentive Program | Mount Ephraim | 8059 | 14 | 8.84 | Residential | Yes | Behind the Meter | Net-metered residential rooftop and canopy |  | None | Trinity Solar | PSE&G | Accepted | 2020-09-09 | 2020-09-11 | 2021-10-30 | Solar Edge | SE7600 | Inverters | 7600 |  | 1 |  |  | 0.97 |  | Outside | side of home
NJSTRE1545569240 |  | Transition Incentive Program | Monroeville | 8343 | 16 | 12.8 | Residential | Yes | Behind the Meter | Net-metered residential rooftop and canopy |  | None | RCL Enterprises Inc. | AC Electric | Accepted | 2020-09-09 | 2020-09-14 | 2021-10-30 | Enphase | IQ7 | Inverters | 240 |  | 40 |  |  | 0.96 |  | Outdoor | under panels
NJSTRE1545569270 |  | Transition Incentive Program | Egg Harbor City | 8215 | 19 | 17.52 | Residential | No | Behind the Meter | Net-metered residential rooftop and canopy |  | None | Castle Energy, LLC | AC Electric | Accepted | 2020-09-09 | 2020-09-14 | 2021-10-30 | Enphase Energy | IQ7PLUS-72-2-US | Inverters | 290 |  | 48 |  |  | 0.967 |  | Outdoor | on the rooftop under each solar panel
NJSTRE1545572892 |  | Transition Incentive Program | Bergenfield | 7621 | 7 | 8.05 | Residential | Yes | Behind the Meter | Net-metered residential rooftop and canopy |  | None | Pro Custom Solar dba Momentum Solar | PSE&G | Accepted | 2020-09-09 | 2020-09-14 | 2021-10-30 | Enphase | IQ7Plus-72-2-US | Inverters | 290 |  | 23 |  |  | 0.97 |  | Outdoor | Roof
NJSTRE1545572921 |  | Transition Incentive Program | Kresson | 8053 | 13 | 12.51 | Residential | No | Behind the Meter | Net-metered residential rooftop and canopy |  | None | Tesla Energy Operations Inc. | AC Electric | Accepted | 2020-09-09 | 2020-09-14 | 2021-10-30 | Delta Electronics | M4-TL-US [240V] | Inverters | 3840 |  | 1 |  |  | 0.975 |  | Outside | Outside
NJSTRE1545572970 |  | Transition Incentive Program | Shamong | 8088 | 13 | 8.8 | Residential | No | Behind the Meter | Net-metered residential rooftop and canopy |  | None | R U Bright LLC | AC Electric | Accepted | 2020-09-09 | 2020-09-14 | 2021-10-30 | Enphase | IQ7Plus | Inverters | 290 |  | 22 |  |  | 0.97 |  | Outdoor | Under modules
NJSTRE1545383172 | NJSRRE1542910140 | Transition Incentive Program | Montgomery | 8502 | 5 | 3.96 | Residential | No | Behind the Meter | Behind the Meter |  | None | Sunrun Installation Services, Inc. | PSE&G | Eligible for TI Program | 2019-11-04 | 2019-11-06 | 2021-10-30 | LG Electronics | LG330N1C-A5 | Solar Panels |  | 0.33 | 12 | 200 | 30 |  | Fixed | Roof
NJSTRE1545383175 | NJSRRE1542441491 | Transition Incentive Program | Camden | 8104 | 14 | 4.58 | Residential | Yes | Behind the Meter | Behind the Meter |  | None | Ad Energy | PSE&G | Eligible for TI Program | 2019-09-25 | 2019-09-27 | 2021-10-30 | Sunpower | SPR-E20-327-E-AC | Solar Panels |  | 0.327 | 14 | 180 | 0 |  | Fixed | Roof
NJSTRE1545383230 | NJSRRE1543315580 | Transition Incentive Program | Medford | 8055 | 13 | 17.11 | Residential | Yes | Behind the Meter | Behind the Meter |  | None | Sunrun Installation Services, Inc. | PSE&G | Eligible for TI Program | 2019-11-14 | 2019-11-19 | 2021-10-30 | REC Solar | REC290TP2 BLK | Solar Panels |  | 0.29 | 29 | 21 | 29 |  | Fixed | Roof
NJSTRE1545383235 | NJSRRE1543028130 | Transition Incentive Program | Clifton City | 7013 | 6 | 9.86 | Residential | Yes | Behind the Meter | Behind the Meter |  | None | Sunrun Installation Services, Inc. | PSE&G | Eligible for TI Program | 2019-11-05 | 2019-11-07 | 2021-10-30 | REC Solar | REC290TP2 BLK | Solar Panels |  | 0.29 | 21 | 42 | 27 |  | Fixed | Roof
NJSTRE1545383236 | NJSRRE1542679435 | Transition Incentive Program | Edison | 8817 | 11 | 8.51 | Residential | Yes | Behind the Meter | Net-metered residential rooftop and canopy |  | None | Suntuity Solar LLC | PSE&G | Accepted | 2019-10-26 | 2019-10-29 | 2021-10-30 | Yingli Green Energy | YL315D-30b | Solar Panels |  | 0.315 | 27 | 118 | 25 |  | Fixed | Roof
NJSTRE1545383241 | NJSRRE1543315337 | Transition Incentive Program | Long Valley | 7853 | 3 | 8.41 | Residential | Yes | Behind the Meter | Behind the Meter |  | None | Sunrun Installation Services, Inc. | JCP&L | Eligible for TI Program | 2019-11-14 | 2019-11-19 | 2021-10-30 | REC Solar | REC290TP2 BLK | Solar Panels |  | 0.29 | 20 | 125 | 34 |  | Fixed | Roof
NJSTRE1545383246 | NJSRRE1542576144 | Transition Incentive Program | PRINCETON TWP | 8540 | 12 | 8.19 | Residential | No | Behind the Meter | Behind the Meter |  | None | Tesla Energy Operations | PSE&G | Eligible for TI Program | 2019-10-22 | 2019-10-24 | 2021-10-30 | Hanwha Q-Cells # | Q.Peak DUO BLK-G5/SC315 | Solar Panels |  | 0.315 | 9 | 239 | 34 |  | Fixed | Roof | OUTSIDE
NJSTRE1545383246 | NJSRRE1542576144 | Transition Incentive Program | PRINCETON TWP | 8540 | 12 | 8.19 | Residential | No | Behind the Meter | Behind the Meter |  | None | Tesla Energy Operations | PSE&G | Eligible for TI Program | 2019-10-22 | 2019-10-24 | 2021-10-30 | Hanwha Q-Cells | Q.Peak DUO BLK-G5/SC315 | Solar Panels |  | 0.315 | 10 | 239 | 34 |  | Fixed | Roof | outside
NJSTRE1545383252 | NJSRRE1542498616 | Transition Incentive Program | Mount Laurel | 8054 | 13 | 13.55 | Residential | Yes | Behind the Meter | Net-metered residential rooftop and canopy |  | None | Vivint Solar Developer, LLC | PSE&G | Accepted | 2019-10-03 | 2019-10-04 | 2021-10-30 | Hanwha Solar | Q.PEAK BLK-G5 315 | Solar Panels |  | 0.315 | 18 | 158 | 23 |  | Fixed | Roof
NJSTRE1545383252 | NJSRRE1542498616 | Transition Incentive Program | Mount Laurel | 8054 | 13 | 13.55 | Residential | Yes | Behind the Meter | Net-metered residential rooftop and canopy |  | None | Vivint Solar Developer, LLC | PSE&G | Accepted | 2019-10-03 | 2019-10-04 | 2021-10-30 | Hanwha Solar | Q.PEAK BLK-G5 315 | Solar Panels |  | 0.315 | 18 | 158 | 22 |  | Fixed | Roof
NJSTRE1545383258 | NJSRRE1542444932 | Transition Incentive Program | Elmwood Park | 7407 | 7 | 12.47 | Residential | Yes | Behind the Meter | Behind the Meter |  | None | Sunrun Installation Services, Inc. | PSE&G | Eligible for TI Program | 2019-09-26 | 2019-09-30 | 2021-10-30 | REC Solar | REC290TP2 BLK | Solar Panels |  | 0.29 | 22 | 340 | 34 |  | Fixed | Roof
NJSTRE1545383258 | NJSRRE1542444932 | Transition Incentive Program | Elmwood Park | 7407 | 7 | 12.47 | Residential | Yes | Behind the Meter | Behind the Meter |  | None | Sunrun Installation Services, Inc. | PSE&G | Eligible for TI Program | 2019-09-26 | 2019-09-30 | 2021-10-30 | REC Solar | REC290TP2 BLK | Solar Panels |  | 0.29 | 21 | 160 | 34 |  | Fixed | Roof
NJSTRE1545383262 | NJSRRE1542684969 | Transition Incentive Program | Jersey City | 7305 | 8 | 3.3 | Residential | No | Behind the Meter | Behind the Meter |  | PSEG | EMT Renewables | PSE&G | Eligible for TI Program | 2019-10-28 | 2019-10-30 | 2021-10-30 | Trina | TSM-300-BLK | Solar Panels |  | 0.3 | 11 | 122 | 40 |  | Fixed | Roof
NJSTRE1545383273 | NJSRRE1542812889 | Transition Incentive Program | Manalapan | 7726 | 17 | 7.25 | Residential | Yes | Behind the Meter | Behind the Meter |  | None | Sunrun Installation Services, Inc. | JCP&L | Eligible for TI Program | 2019-10-30 | 2019-11-01 | 2021-10-30 | REC Solar | REC290TP2 BLK | Solar Panels |  | 0.29 | 25 | 134 | 45 |  | Fixed | Roof
NJSTRE1545560736 |  | Transition Incentive Program | CEDAR BROOK | 8018 | 14 | 8.19 | Residential | Yes | Behind the Meter | Net-metered residential rooftop and canopy |  | None | Suntuity Solar LLC | AC Electric | Accepted | 2020-09-08 | 2020-09-10 | 2021-10-30 | Enphase Energy | IQ7-60-2-US | Inverters | 240 |  | 26 |  |  | 0.97 |  | Outdoor | Behind the PV Modules
NJSTRE1545560744 |  | Transition Incentive Program | Sewell | 8080 | 15 | 11.16 | Residential | No | Behind the Meter | Net-metered residential rooftop and canopy |  | None | Suntuity Solar LLC | AC Electric | Accepted | 2020-09-08 | 2020-09-10 | 2021-10-30 | Enphase Energy | IQ7-60-2-US | Inverters | 240 |  | 31 |  |  | 0.97 |  | Outdoor | Behind the PV Modules
NJSTRE1545560762 |  | Transition Incentive Program | Rahway | 7065 | 10 | 13.5 | Non Profit | No | Behind the Meter | Net-metered non-residential rooftop and canopy |  | None | CE Team Inc. | PSE&G | Final As-Built Received | 2020-09-08 | 2020-09-11 | 2021-10-30 | Solaredge | SE11400H | Inverters | 11400 |  | 1 |  |  | 0.992 |  | Other | south facing wall
NJSTRE1545561173 |  | Transition Incentive Program | Barnegat | 8005 | 18 | 8.5 | Residential | Yes | Behind the Meter | Net-metered residential rooftop and canopy |  | None | Trinity Solar | JCP&L | Accepted | 2020-09-08 | 2020-09-10 | 2021-10-30 | Solar Edge | SE7600 | Inverters | 7600 |  | 1 |  |  | 0.97 |  | Outside | side of home
NJSTRE1545561244 |  | Transition Incentive Program | Trenton | 8610 | 12 | 5.25 | Residential | Yes | Behind the Meter | Net-metered residential rooftop and canopy |  | None | Pro Custom Solar dba Momentum Solar | PSE&G | Accepted | 2020-09-08 | 2020-09-10 | 2021-10-30 | Enphase | IQ7Plus-72-2-US | Inverters | 290 |  | 15 |  |  | 0.97 |  | Outdoor | Roof
NJSTRE1545564278 |  | Transition Incentive Program | Vineland | 8360 | 20 | 4.91 | Residential | Yes | Behind the Meter | Net-metered residential rooftop and canopy |  | None | Castle Energy, LLC | Vineland Muni Electric | Accepted | 2020-09-08 | 2020-09-10 | 2021-10-30 | SunPower | SPR-E20-327-E-AC | Inverters | 315 |  | 15 |  |  | 0.967 |  | Outdoor | on the rooftop under each solar panel
NJSTRE1545564366 |  | Transition Incentive Program | Lakewood | 8701 | 18 | 11.9 | Residential | No | Behind the Meter | Net-metered residential rooftop and canopy |  | None | Skyline Solar | JCP&L | Accepted | 2020-09-08 | 2020-09-10 | 2021-10-30 | Solaredge | SE10000H-US RGM | Inverters | 10000 |  | 1 |  |  | 0.99 |  | Outdoor | Outside
NJSTRE1545564368 |  | Transition Incentive Program | Lodi | 7644 | 7 | 8.13 | Residential | Yes | Behind the Meter | Net-metered residential rooftop and canopy |  | None | Vivint Solar Developer, LLC | PSE&G | Accepted | 2020-09-14 | 2020-09-14 | 2021-10-30 | Solar Edge | SE7600H-US | Inverters | 7600 |  | 1 |  |  | 0.992 |  | Outdoor | Near the Utility Meter
NJSTRE1545564443 |  | Transition Incentive Program | PATERSON | 7514 | 6 | 9.75 | Residential | Yes | Behind the Meter | Net-metered residential rooftop and canopy |  | None | Vivint Solar Developer, LLC | PSE&G | Accepted | 2020-09-23 | 2020-09-23 | 2021-10-30 | Solar Edge | SE7600H-US | Inverters | 7600 |  | 1 |  |  | 0.992 |  | Outdoor | Near the Utility Meter
NJSTRE1545567532 |  | Transition Incentive Program | NORTH WILDWOOD | 8260 | 21 | 7.88 | Residential | Yes | Behind the Meter | Net-metered residential rooftop and canopy |  | None | Suntuity Solar LLC | AC Electric | Accepted | 2020-09-09 | 2020-09-11 | 2021-10-30 | Enphase Energy | IQ7-60-2-US | Inverters | 240 |  | 25 |  |  | 0.97 |  | Outdoor | Behind the PV Modules
NJSTRE1545567536 |  | Transition Incentive Program | MOUNT LAUREL | 8054 | 13 | 11.34 | Residential | No | Behind the Meter | Net-metered residential rooftop and canopy |  | None | Suntuity Solar LLC | PSE&G | Accepted | 2020-09-09 | 2020-09-11 | 2021-10-30 | Enphase Energy | IQ7-60-2-US | Inverters | 240 |  | 36 |  |  | 0.97 |  | Outdoor | Behind the PV Modules
NJSTRE1545567588 |  | Transition Incentive Program | Franklin | 7416 | 1 | 10.4 | Residential | No | Behind the Meter | Net-metered residential rooftop and canopy |  | None | Whitman Construction, LLC | JCP&L | Accepted | 2020-09-14 | 2020-09-29 | 2021-10-30 | enphase energy | IQ7-60-2-US | Inverters | 240 |  | 32 |  |  | 0.975 |  | Outdoor | MICROINVERTERS LOCATED UNDER MODULES
NJSTRE1545383222 | NJSRRE1542832935 | Transition Incentive Program | Piscataway | 8854 | 11 | 6.56 | Residential | No | Behind the Meter | Behind the Meter |  | None | Pro Custom Solar dba Momentum Solar | PSE&G | Eligible for TI Program | 2019-10-30 | 2019-11-01 | 2021-10-30 | LG ELECTRONICS | LG 345N1C-V5 | Solar Panels |  | 0.345 | 2 | 239 | 37 |  | Fixed | Roof
NJSTRE1545383223 | NJSRRE1542527831 | Transition Incentive Program | East Brunswick | 8816 | 11 | 4.14 | Residential | Yes | Behind the Meter | Behind the Meter |  | None | Pro Custom Solar dba Momentum Solar | PSE&G | Eligible for TI Program | 2019-10-11 | 2019-10-15 | 2021-10-30 | LG Electronics | LG 345N1C-V5 | Solar Panels |  | 0.345 | 9 | 262 | 17 |  | Fixed | Roof
NJSTRE1545383227 | NJSRRE1542553683 | Transition Incentive Program | East Orange | 7017 | 9 | 6.93 | Residential | No | Behind the Meter | Behind the Meter |  | None | Trinity Solar | PSE&G | Eligible for TI Program | 2019-10-17 | 2019-10-21 | 2021-10-30 | HANWHA | Q.PEAK DUO BLK-G5 315 | Solar Panels |  | 0.315 | 2 | 214 | 30 |  | Fixed | Roof
NJSTRE1545383227 | NJSRRE1542553683 | Transition Incentive Program | East Orange | 7017 | 9 | 6.93 | Residential | No | Behind the Meter | Behind the Meter |  | None | Trinity Solar | PSE&G | Eligible for TI Program | 2019-10-17 | 2019-10-21 | 2021-10-30 | HANWHA | Q.PEAK DUO BLK-G5 315 | Solar Panels |  | 0.315 | 7 | 124 | 11 |  | Fixed | Roof
NJSTRE1545383232 | NJSRRE1542685667 | Transition Incentive Program | Toms River | 8753 | 18 | 20.3 | Residential | Yes | Behind the Meter | Behind the Meter |  | None | Sunrun Installation Services, Inc. | JCP&L | Eligible for TI Program | 2019-10-28 | 2019-10-31 | 2021-10-30 | REC Solar | REC290TP2 BLK | Solar Panels |  | 0.29 | 6 | 284 | 23 |  | Fixed | Roof
NJSTRE1545383232 | NJSRRE1542685667 | Transition Incentive Program | Toms River | 8753 | 18 | 20.3 | Residential | Yes | Behind the Meter | Behind the Meter |  | None | Sunrun Installation Services, Inc. | JCP&L | Eligible for TI Program | 2019-10-28 | 2019-10-31 | 2021-10-30 | REC Solar | REC290TP2 BLK | Solar Panels |  | 0.29 | 20 | 15 | 23 |  | Fixed | Roof
NJSTRE1545383238 | NJSRRE1542429041 | Transition Incentive Program | Whiting | 8759 | 18 | 15.37 | Residential | Yes | Behind the Meter | Behind the Meter |  | None | Sunrun Installation Services, Inc. | JCP&L | Eligible for TI Program | 2019-09-23 | 2019-09-25 | 2021-10-30 | REC Solar | REC290TP2 BLK | Solar Panels |  | 0.29 | 11 | 142 | 45 |  | Fixed | Roof
NJSTRE1545383238 | NJSRRE1542429041 | Transition Incentive Program | Whiting | 8759 | 18 | 15.37 | Residential | Yes | Behind the Meter | Behind the Meter |  | None | Sunrun Installation Services, Inc. | JCP&L | Eligible for TI Program | 2019-09-23 | 2019-09-25 | 2021-10-30 | REC Solar | REC290TP2 BLK | Solar Panels |  | 0.29 | 15 | 231 | 34 |  | Fixed | Roof
NJSTRE1545383244 | NJSRRE1542463997 | Transition Incentive Program | Bergenfield | 7621 | 7 | 6.3 | Residential | Yes | Behind the Meter | Net-metered residential rooftop and canopy |  | None | Vivint Solar Developer, LLC | PSE&G | Accepted | 2019-10-01 | 2019-10-02 | 2021-10-30 | Hanwha | Q.PEAK BLK-G5 315w | Solar Panels |  | 0.315 | 4 | 178 | 23 |  | Fixed | Roof
NJSTRE1545383248 | NJSRRE1542554454 | Transition Incentive Program | Parsippany | 7054 | 3 | 6.67 | Residential | Yes | Behind the Meter | Behind the Meter |  | None | Sunrun Installation Services, Inc. | JCP&L | Eligible for TI Program | 2019-10-17 | 2019-10-21 | 2021-10-30 | REC Solar | REC290TP2 BLK | Solar Panels |  | 0.29 | 23 | 6 | 20 |  | Fixed | Roof
NJSTRE1545383249 | NJSRRE1542528443 | Transition Incentive Program | NORTHFIELD | 8225 | 19 | 2.52 | Residential | Yes | Behind the Meter | Net-metered residential rooftop and canopy |  | None | Vivint Solar Developer, LLC | AC Electric | Accepted | 2019-10-11 | 2019-10-15 | 2021-10-30 | HANWHA SOLAR | Q.PEAK BLK-G5 315 | Solar Panels |  | 0.315 | 6 | 354 | 19 |  | Fixed | Roof
NJSTRE1545383254 | NJSRRE1542684939 | Transition Incentive Program | Elizabeth | 7202 | 10 | 8.97 | Residential | Yes | Behind the Meter | Behind the Meter |  | None | Pro Custom Solar dba Momentum Solar | PSE&G | Eligible for TI Program | 2019-10-28 | 2019-10-30 | 2021-10-30 | LG ELECTRONICS | LG 345N1C-V5 | Solar Panels |  | 0.345 | 2 | 95 | 3 |  | Fixed | Roof
NJSTRE1545383260 | NJSRRE1542548364 | Transition Incentive Program | Middlesex | 8846 | 11 | 9.92 | Residential | No | Behind the Meter | Behind the Meter |  | None | Power Home Remodeling Group | PSE&G | Eligible for TI Program | 2019-10-16 | 2019-10-18 | 2021-10-30 | Mission | Mission 310w MSE310SQ8T | Solar Panels |  | 0.31 | 14 | 160 | 17 |  | Fixed | Roof
NJSTRE1545383194 | NJSRRE1542684752 | Transition Incentive Program | Williamstown | 8094 | 15 | 28.16 | Residential | No | Behind the Meter | Net-metered residential rooftop and canopy |  | None | Castle Energy, LLC | AC Electric | Accepted | 2019-10-28 | 2019-10-30 | 2021-10-30 | Hanwha Q-Cells | Q.Peak DUO-G5 320 | Solar Panels |  | 0.32 | 28 | 338 | 30 |  | Fixed | Roof
NJSTRE1545383195 | NJSRRE1542573259 | Transition Incentive Program | Flemington | 8822 | 4 | 7.25 | Residential | Yes | Behind the Meter | Behind the Meter |  | None | Sunrun Installation Services, Inc. | JCP&L | Eligible for TI Program | 2019-10-21 | 2019-10-23 | 2021-10-30 | REC Solar | REC290TP2 BLK | Solar Panels |  | 0.29 | 23 | 172 | 37 |  | Fixed | Roof
NJSTRE1545383197 | NJSRRE1542431420 | Transition Incentive Program | Plainfield | 7060 | 10 | 5.04 | Residential | Yes | Behind the Meter | Net-metered residential rooftop and canopy |  | None | Vivint Solar Developer, LLC | PSE&G | Accepted | 2019-09-24 | 2019-09-26 | 2021-10-30 | HANWHA SOLAR | Q.PEAK BLK-G5 315 | Solar Panels |  | 0.315 | 5 | 221 | 21 |  | Fixed | Roof
NJSTRE1545383203 | NJSRRE1542850575 | Transition Incentive Program | Morganville | 7751 | 17 | 14.18 | Residential | Yes | Behind the Meter | Behind the Meter |  | None | Pro Custom Solar dba Momentum Solar | JCP&L | Eligible for TI Program | 2019-10-31 | 2019-11-04 | 2021-10-30 | HANWHA | Q.PEAK DUO BLK-G5 315 | Solar Panels |  | 0.315 | 15 | 172 | 25 |  | Fixed | Roof
NJSTRE1545383218 | NJSRRE1542515677 | Transition Incentive Program | Dover | 7801 | 3 | 9.32 | Residential | Yes | Behind the Meter | Behind the Meter |  | None | Pro Custom Solar dba Momentum Solar | JCP&L | Eligible for TI Program | 2019-10-08 | 2019-10-11 | 2021-10-30 | LG ELECTRONICS | LG 345N1C-V5 | Solar Panels |  | 0.345 | 13 | 316 | 42 |  | Fixed | Roof
NJSTRE1545564353 |  | Transition Incentive Program | Parsippany | 7054 | 3 | 15.28 | Residential | Yes | Behind the Meter | Net-metered residential rooftop and canopy |  | None | Vivint Solar Developer, LLC | JCP&L | Accepted | 2020-09-12 | 2020-09-14 | 2021-10-30 | Solar Edge | SE7600H-US | Inverters | 7600 |  | 1 |  |  | 0.992 |  | Outdoor | Near the Utility Meter
NJSTRE1545564387 |  | Transition Incentive Program | MANAHAWKIN | 8050 | 18 | 9.75 | Residential | Yes | Behind the Meter | Net-metered residential rooftop and canopy |  | None | Vivint Solar Developer, LLC | AC Electric | Accepted | 2020-09-14 | 2020-09-14 | 2021-10-30 | Solar Edge | SE7600H-US | Inverters | 7600 |  | 1 |  |  | 0.992 |  | Outdoor | Near the Utility Meter
NJSTRE1545564406 |  | Transition Incentive Program | Waterford | 8089 | 14 | 84.7 | Commercial | Yes | Behind the Meter | Net-metered non-residential rooftop and canopy |  | None | South Jersey Industries | AC Electric | Accepted | 2020-09-08 | 2020-09-23 | 2021-10-30 | Solaredge | SE14.4KUS | Inverters | 14400 |  | 5 |  |  | 0.975 |  | Outdoor | Roof
NJSTRE1545564419 |  | Transition Incentive Program | Glassboro | 8037 | 19 | 93.17 | Commercial | Yes | Behind the Meter | Net-metered non-residential rooftop and canopy |  | None | South Jersey industries | AC Electric | Accepted | 2020-09-08 | 2020-09-23 | 2021-10-30 | Solaredge | SE30KUS | Inverters | 30000 |  | 3 |  |  | 0.975 |  | Outdoor | Roof
NJSTRE1545564554 |  | Transition Incentive Program | Paramus | 7652 | 7 | 16.32 | Residential | Yes | Behind the Meter | Net-metered residential rooftop and canopy |  | None | Tesla Energy Operations Inc. | PSE&G | Accepted | 2020-09-08 | 2020-09-11 | 2021-10-30 | SolarEdge Technologies | SE7600H-US [240V] | Inverters | 7600 |  | 2 |  |  | 0.99 |  | Indoor | Inside
NJSTRE1545567535 |  | Transition Incentive Program | CAPE MAY COURT HOUSE | 8210 | 21 | 9.14 | Residential | Yes | Behind the Meter | Net-metered residential rooftop and canopy |  | None | Suntuity Solar LLC | AC Electric | Accepted | 2020-09-10 | 2020-09-11 | 2021-10-30 | Enphase Energy | IQ7-60-2-US | Inverters | 240 |  | 29 |  |  | 0.97 |  | Outdoor | Behind the PV Modules
NJSTRE1545567844 |  | Transition Incentive Program | Long Valley | 7853 | 3 | 14.52 | Residential | No | Behind the Meter | Net-metered residential rooftop and canopy |  | None | Green Power Energy | JCP&L | Accepted | 2020-09-09 | 2020-09-11 | 2021-10-30 | Enphase Energy | IQ7PLUS-72-2-US | Inverters | 290 |  | 44 |  |  | 0.975 |  | Outside | 0.97
NJSTRE1545383194 | NJSRRE1542684752 | Transition Incentive Program | Williamstown | 8094 | 15 | 28.16 | Residential | No | Behind the Meter | Net-metered residential rooftop and canopy |  | None | Castle Energy, LLC | AC Electric | Accepted | 2019-10-28 | 2019-10-30 | 2021-10-30 | Hanwha Q-Cells | Q.Peak DUO-G5 320 | Solar Panels |  | 0.32 | 15 | 158 | 30 |  | Fixed | Roof
NJSTRE1545383198 | NJSRRE1542429177 | Transition Incentive Program | Livingston | 7039 | 9 | 8.03 | Residential | Yes | Behind the Meter | Behind the Meter |  | None | Sunrun Installation Services, Inc. | PSE&G | Eligible for TI Program | 2019-09-23 | 2019-09-25 | 2021-10-30 | LG Electronics | LG365Q1C-V5 | Solar Panels |  | 0.365 | 3 | 114 | 27 |  | Fixed | Roof
NJSTRE1545383198 | NJSRRE1542429177 | Transition Incentive Program | Livingston | 7039 | 9 | 8.03 | Residential | Yes | Behind the Meter | Behind the Meter |  | None | Sunrun Installation Services, Inc. | PSE&G | Eligible for TI Program | 2019-09-23 | 2019-09-25 | 2021-10-30 | LG Electronics | LG365Q1C-V5 | Solar Panels |  | 0.365 | 6 | 294 | 23 |  | Fixed | Roof
NJSTRE1545383202 | NJSRRE1542579298 | Transition Incentive Program | North Plainfield | 7060 | 10 | 15.53 | Residential | Yes | Behind the Meter | Behind the Meter |  | None | Pro Custom Solar dba Momentum Solar | PSE&G | Eligible for TI Program | 2019-10-23 | 2019-10-25 | 2021-10-30 | LG Electronics | LG 345N1C-V5 | Solar Panels |  | 0.345 | 20 | 38 | 14 |  | Fixed | Roof
NJSTRE1545383207 | NJSRRE1542431394 | Transition Incentive Program | Newfield | 8344 | 15 | 10.73 | Residential | No | Behind the Meter | Behind the Meter |  | None | Sunrun Installation Services, Inc. | AC Electric | Eligible for TI Program | 2019-09-24 | 2019-09-26 | 2021-10-30 | REC Solar | REC290TP2 BLK | Solar Panels |  | 0.29 | 19 | 66 | 18 |  | Fixed | Roof
NJSTRE1545383208 | NJSRRE1543417304 | Transition Incentive Program | Union | 7083 | 10 | 11.97 | Residential | Yes | Behind the Meter | Behind the Meter |  | None | Pro Custom Solar dba Momentum Solar | PSE&G | Eligible for TI Program | 2019-11-18 | 2019-11-20 | 2021-10-30 | HANWHA | Q.PEAK DUO BLK-G5 315 | Solar Panels |  | 0.315 | 16 | 125 | 36 |  | Fixed | Roof
NJSTRE1545383214 | NJSRRE1542843771 | Transition Incentive Program | Whippany | 7981 | 3 | 11.02 | Residential | Yes | Behind the Meter | Behind the Meter |  | None | Sunrun Installation Services, Inc. | JCP&L | Eligible for TI Program | 2019-10-31 | 2019-11-04 | 2021-10-30 | REC Solar | REC290TP2 BLK | Solar Panels |  | 0.29 | 10 | 348 | 18 |  | Fixed | Roof
NJSTRE1545383219 | NJSRRE1542428794 | Transition Incentive Program | Salem | 8079 | 16 | 9.45 | Residential | Yes | Behind the Meter | Behind the Meter |  | None | Pro Custom Solar dba Momentum Solar | AC Electric | Eligible for TI Program | 2019-09-23 | 2019-09-25 | 2021-10-30 | HANWHA | Q.PEAK DUO BLK-G5 315 | Solar Panels |  | 0.315 | 9 | 108 | 8 |  | Fixed | Roof
NJSTRE1545383223 | NJSRRE1542527831 | Transition Incentive Program | East Brunswick | 8816 | 11 | 4.14 | Residential | Yes | Behind the Meter | Behind the Meter |  | None | Pro Custom Solar dba Momentum Solar | PSE&G | Eligible for TI Program | 2019-10-11 | 2019-10-15 | 2021-10-30 | LG Electronics | LG 345N1C-V5 | Solar Panels |  | 0.345 | 3 | 262 | 17 |  | Fixed | Roof
NJSTRE1545383227 | NJSRRE1542553683 | Transition Incentive Program | East Orange | 7017 | 9 | 6.93 | Residential | No | Behind the Meter | Behind the Meter |  | None | Trinity Solar | PSE&G | Eligible for TI Program | 2019-10-17 | 2019-10-21 | 2021-10-30 | HANWHA | Q.PEAK DUO BLK-G5 315 | Solar Panels |  | 0.315 | 10 | 214 | 47 |  | Fixed | Roof
NJSTRE1545383227 | NJSRRE1542553683 | Transition Incentive Program | East Orange | 7017 | 9 | 6.93 | Residential | No | Behind the Meter | Behind the Meter |  | None | Trinity Solar | PSE&G | Eligible for TI Program | 2019-10-17 | 2019-10-21 | 2021-10-30 | HANWHA | Q.PEAK DUO BLK-G5 315 | Solar Panels |  | 0.315 | 3 | 214 | 9 |  | Fixed | Roof
NJSTRE1545383228 | NJSRRE1542581381 | Transition Incentive Program | Englewood | 7631 | 7 | 6.56 | Residential | Yes | Behind the Meter | Behind the Meter |  | None | Pro Custom Solar dba Momentum Solar | PSE&G | Eligible for TI Program | 2019-10-24 | 2019-10-28 | 2021-10-30 | LG Electronics | LG 345N1C-V5 | Solar Panels |  | 0.345 | 19 | 205 | 23 |  | Fixed | Roof
NJSTRE1545383177 | NJSRRE1543065299 | Transition Incentive Program | Willingboro | 8046 | 13 | 9.32 | Residential | Yes | Behind the Meter | Behind the Meter |  | None | Pro Custom Solar dba Momentum Solar | PSE&G | Eligible for TI Program | 2019-11-11 | 2019-11-13 | 2021-10-30 | LG Electronics | LG 345N1C-V5 | Solar Panels |  | 0.345 | 15 | 246 | 19 |  | Fixed | Roof
NJSTRE1545383184 | NJSRRE1543421218 | Transition Incentive Program | Willingboro | 8046 | 13 | 9.92 | Residential | No | Behind the Meter | Behind the Meter |  | None | Orbit Energy & Power, LLC | PSE&G | Eligible for TI Program | 2019-11-19 | 2019-11-25 | 2021-10-30 | TRINA SOLAR | TSM-DD05A.08(II) 310W | Solar Panels |  | 0.31 | 24 | 106 | 27 |  | Fixed | Roof
NJSTRE1545383190 | NJSRRE1543315553 | Transition Incentive Program | Perth Amboy City | 8861 | 11 | 5.8 | Residential | Yes | Behind the Meter | Behind the Meter |  | None | Sunrun Installation Services, Inc. | PSE&G | Eligible for TI Program | 2019-11-14 | 2019-11-19 | 2021-10-30 | REC Solar | REC290TP2 BLK | Solar Panels |  | 0.29 | 7 | 22 | 37 |  | Fixed | Roof
NJSTRE1545383192 | NJSRRE1543060894 | Transition Incentive Program | UNION BEACH | 7735 | 17 | 7.25 | Residential | Yes | Behind the Meter | Net-metered residential rooftop and canopy |  | None | Vivint Solar Developer, LLC | JCP&L | Accepted | 2019-11-08 | 2019-11-13 | 2021-10-30 | Hanwha | Q.PEAK BLK-G5 315 | Solar Panels |  | 0.315 | 9 | 17 | 12 |  | Fixed | Roof
NJSTRE1545383194 | NJSRRE1542684752 | Transition Incentive Program | Williamstown | 8094 | 15 | 28.16 | Residential | No | Behind the Meter | Net-metered residential rooftop and canopy |  | None | Castle Energy, LLC | AC Electric | Accepted | 2019-10-28 | 2019-10-30 | 2021-10-30 | Hanwha Q-Cells | Q.Peak DUO-G5 320 | Solar Panels |  | 0.32 | 15 | 338 | 30 |  | Fixed | Roof
NJSTRE1545383201 | NJSRRE1543418108 | Transition Incentive Program | Green Brook | 8812 | 11 | 23.63 | Residential | Yes | Behind the Meter | Behind the Meter |  | None | Pro Custom Solar dba Momentum Solar | PSE&G | Eligible for TI Program | 2019-11-18 | 2019-11-21 | 2021-10-30 | Hanwha | Q.Peak DUO BLK-G5 315 | Solar Panels |  | 0.315 | 10 | 346 | 30 |  | Fixed | Roof
NJSTRE1545383204 | NJSRRE1543065487 | Transition Incentive Program | Williamstown | 8094 | 15 | 9.14 | Residential | No | Behind the Meter | Behind the Meter |  | None | Trinity Solar | AC Electric | Eligible for TI Program | 2019-11-11 | 2019-11-13 | 2021-10-30 | HANWHA | Q.PEAK DUO BLK-G5 315 | Solar Panels |  | 0.315 | 23 | 290 | 18 |  | Fixed | Roof
NJSTRE1545383208 | NJSRRE1543417304 | Transition Incentive Program | Union | 7083 | 10 | 11.97 | Residential | Yes | Behind the Meter | Behind the Meter |  | None | Pro Custom Solar dba Momentum Solar | PSE&G | Eligible for TI Program | 2019-11-18 | 2019-11-20 | 2021-10-30 | HANWHA | Q.PEAK DUO BLK-G5 315 | Solar Panels |  | 0.315 | 14 | 305 | 33 |  | Fixed | Roof
NJSTRE1545383215 | NJSRRE1542907586 | Transition Incentive Program | North Brunswick | 8902 | 11 | 5.89 | Residential | No | Behind the Meter | Behind the Meter |  | None | Fusion Solar Energy LLC | PSE&G | Eligible for TI Program | 2019-11-04 | 2019-11-06 | 2021-10-30 | SUNPOWER | SUNPOWER TYPE D | Solar Panels |  | 0.327 | 18 | NORTH | 37 |  | Fixed | Roof
NJSTRE1545383218 | NJSRRE1542515677 | Transition Incentive Program | Dover | 7801 | 3 | 9.32 | Residential | Yes | Behind the Meter | Behind the Meter |  | None | Pro Custom Solar dba Momentum Solar | JCP&L | Eligible for TI Program | 2019-10-08 | 2019-10-11 | 2021-10-30 | LG ELECTRONICS | LG 345N1C-V5 | Solar Panels |  | 0.345 | 14 | 136 | 39 |  | Fixed | Roof
NJSTRE1545383220 | NJSRRE1542851375 | Transition Incentive Program | Carteret | 7008 | 11 | 9.77 | Residential | Yes | Behind the Meter | Behind the Meter |  | None | Pro Custom Solar dba Momentum Solar | PSE&G | Eligible for TI Program | 2019-10-31 | 2019-11-04 | 2021-10-30 | HANWHA | Q.PEAK DUO BLK-G5 315 | Solar Panels |  | 0.315 | 8 | 259 | 35 |  | Fixed | Roof
NJSTRE1545383229 | NJSRRE1542528168 | Transition Incentive Program | Union | 7083 | 10 | 4.8 | Residential | Yes | Behind the Meter | Net-metered residential rooftop and canopy |  | None | Powerlutions | PSE&G | Accepted |  | 2019-10-15 | 2021-10-30 | Axitec | AC-320MH/120S | Solar Panels |  | 0.32 | 15 | 122 | 35 |  | Fixed | Roof
NJSTRE1545383231 | NJSRRE1542548338 | Transition Incentive Program | Southampton Township | 8088 | 13 | 11.12 | Residential | No | Behind the Meter | Net-metered residential rooftop and canopy |  | None | SunPower Capital LLC | PSE&G | Accepted | 2019-10-31 | 2019-11-07 | 2021-10-30 | sunpower | e20-327-e-ac | Solar Panels |  | 0.327 | 25 | 236 | 21 |  | Fixed | Roof
NJSTRE1545383221 | NJSRRE1542505572 | Transition Incentive Program | Burlington | 8016 | 13 | 9.77 | Residential | Yes | Behind the Meter | Behind the Meter |  | None | Pro Custom Solar dba Momentum Solar | PSE&G | Eligible for TI Program | 2019-10-04 | 2019-10-08 | 2021-10-30 | HANWHA | Q.PEAK DUO BLK-G5 315 | Solar Panels |  | 0.315 | 8 | 231 | 25 |  | Fixed | Roof
NJSTRE1545383222 | NJSRRE1542832935 | Transition Incentive Program | Piscataway | 8854 | 11 | 6.56 | Residential | No | Behind the Meter | Behind the Meter |  | None | Pro Custom Solar dba Momentum Solar | PSE&G | Eligible for TI Program | 2019-10-30 | 2019-11-01 | 2021-10-30 | LG ELECTRONICS | LG 345N1C-V5 | Solar Panels |  | 0.345 | 17 | 149 | 36 |  | Fixed | Roof
NJSTRE1545560718 |  | Transition Incentive Program | FRANKLIN TWP SOM | 8823 | 5 | 13.42 | Residential | No | Behind the Meter | Net-metered residential rooftop and canopy |  | None | Sunrun Installation Services, Inc. | PSE&G | Accepted | 2020-09-08 | 2020-09-10 | 2021-10-30 | Delta Electronics | M5-TL-US | Inverters | 5000 |  | 1 |  |  | 0.96 |  | Outdoor | Next To Meter
NJSTRE1545560742 |  | Transition Incentive Program | VINELAND | 8360 | 20 | 7.88 | Residential | Yes | Behind the Meter | Net-metered residential rooftop and canopy |  | None | Suntuity Solar LLC | Vineland Muni Electric | Accepted | 2020-09-08 | 2020-09-10 | 2021-10-30 | Enphase Energy | IQ7-60-2-US | Inverters | 240 |  | 25 |  |  | 0.97 |  | Outdoor | Behind the PV Modules
NJSTRE1545560961 |  | Transition Incentive Program | Penns Grove | 8069 | 16 | 7.8 | Residential | Yes | Behind the Meter | Net-metered residential rooftop and canopy |  | None | SunnyMac LLC | AC Electric | Accepted | 2020-09-08 | 2020-09-10 | 2021-10-30 | Solaredge | SE6000H-US | Inverters | 6000 |  | 1 |  |  | 0.99 |  | Outdoor | Next to Meter
NJSTRE1545560928 |  | Transition Incentive Program | Raritan | 8869 | 5 | 5.44 | Residential | Yes | Behind the Meter | Net-metered residential rooftop and canopy |  | None | e2/ECTA | PSE&G | Accepted | 2020-09-08 | 2020-09-10 | 2021-10-30 | SolarEdge | SE5000H-US | Inverters | 21000 |  | 1 |  |  | 0.97 |  | Outdoor | back of garage
NJSTRE1545560987 |  | Transition Incentive Program | Lakewood | 8701 | 18 | 12.8 | Residential | No | Behind the Meter | Net-metered residential rooftop and canopy |  | None | Green Revoluton Solar | JCP&L | Accepted | 2020-09-10 | 2020-09-18 | 2021-10-30 | SMA | SB5.0-1 SP-US-41 | Inverters | 5000 |  | 2 |  |  | 0.97 |  | Outdoor | near the meter
NJSTRE1545561051 |  | Transition Incentive Program | Keasbey | 8832 | 11 | 7.7 | Residential | Yes | Behind the Meter | Net-metered residential rooftop and canopy |  | None | Pro Custom Solar dba Momentum Solar | PSE&G | Accepted | 2020-09-08 | 2020-09-10 | 2021-10-30 | Enphase | IQ7Plus-72-2-US | Inverters | 290 |  | 22 |  |  | 0.97 |  | Outdoor | Roof
NJSTRE1545561103 |  | Transition Incentive Program | Union | 7083 | 10 | 8.16 | Residential | No | Behind the Meter | Net-metered residential rooftop and canopy |  | None | Pro Custom Solar dba Momentum Solar | PSE&G | Accepted | 2020-09-08 | 2020-09-10 | 2021-10-30 | Enphase Energy | IQ7-60-2-US | Inverters | 240 |  | 24 |  |  | 0.97 |  | Outdoor | Roof
NJSTRE1545561176 |  | Transition Incentive Program | Trenton | 8610 | 12 | 10.15 | Residential | Yes | Behind the Meter | Net-metered residential rooftop and canopy |  | None | Pro Custom Solar dba Momentum Solar | PSE&G | Accepted | 2020-09-08 | 2020-09-10 | 2021-10-30 | Enphase | IQ7Plus-72-2-US | Inverters | 290 |  | 29 |  |  | 0.97 |  | Outdoor | Roof
NJSTRE1545564311 |  | Transition Incentive Program | Hillsborough TWP | 8844 | 5 | 9.18 | Residential | Yes | Behind the Meter | Net-metered residential rooftop and canopy |  | None | Tesla Energy Operations Inc. | PSE&G | Accepted | 2020-09-08 | 2020-09-11 | 2021-10-30 | SolarEdge Technologies | SE7600H-US [240V] | Inverters | 7600 |  | 1 |  |  | 0.99 |  | Outside | Outside
NJSTRE1545564393 |  | Transition Incentive Program | Leesburg | 8327 | 20 | 7.82 | Residential | No | Behind the Meter | Net-metered residential rooftop and canopy |  | None | Castle Energy, LLC | AC Electric | Accepted | 2020-09-08 | 2020-09-11 | 2021-10-30 | Enphase Energy | IQ7-60-2-US | Inverters | 240 |  | 23 |  |  | 0.967 |  | Outdoor | on the rooftop under each solar panel
NJSTRE1545567908 |  | Transition Incentive Program | Roselle Park | 7204 | 10 | 7.04 | Residential | Yes | Behind the Meter | Net-metered residential rooftop and canopy |  | None | Posigen NJ LLC | PSE&G | Accepted | 2020-09-09 | 2020-09-14 | 2021-10-30 | SolarEdge | SE7600H-US | Inverters | 7600 |  | 1 |  |  | 0.99 |  | Outside | within ten feet of meter
NJSTRE1545495577 |  | Transition Incentive Program | Cherry Hill | 8002 | 14 | 5.44 | Residential | Yes | Behind the Meter | Net-metered residential rooftop and canopy |  | None | Trinity Solar | PSE&G | Accepted | 2020-08-21 | 2020-08-26 | 2021-10-30 | Solar Edge | SE5000H-US | Inverters | 5000 |  | 1 |  |  | 0.97 |  | Outside | side of home
NJSTRE1545495587 |  | Transition Incentive Program | Columbus | 8022 | 13 | 12.24 | Residential | No | Behind the Meter | Net-metered residential rooftop and canopy |  | None | Trinity Solar | PSE&G | Accepted | 2020-08-21 | 2020-08-26 | 2021-10-30 | Solar Edge | SE10000 | Inverters | 10000 |  | 1 |  |  | 0.97 |  | Outside | side of home
NJSTRE1545495609 |  | Transition Incentive Program | Piscataway | 8854 | 11 | 7.2 | Residential | No | Behind the Meter | Net-metered residential rooftop and canopy |  | None | Public Service Solar | PSE&G | Final As-Built Received | 2020-08-21 | 2020-08-26 | 2021-10-30 | Enpase | IQ7+ | Inverters | 0.29 |  | 20 |  |  | 0.96 |  | Outside | Under panels
NJSTRE1545495612 |  | Transition Incentive Program | Manahawkin | 8050 | 18 | 6.8 | Residential | Yes | Behind the Meter | Net-metered residential rooftop and canopy |  | None | Trinity Solar | AC Electric | Accepted | 2020-08-21 | 2020-08-26 | 2021-10-30 | Solar Edge | SE6000 | Inverters | 6000 |  | 1 |  |  | 0.97 |  | Outside | side of home
NJSTRE1545495632 |  | Transition Incentive Program | Linden | 7036 | 10 | 3.85 | Residential | Yes | Behind the Meter | Net-metered residential rooftop and canopy |  | None | Pro Custom Solar dba Momentum Solar | PSE&G | Accepted | 2020-08-21 | 2020-08-26 | 2021-10-30 | Enphase | IQ7PLUS-72-2-US | Inverters | 290 |  | 11 |  |  | 0.97 |  | Outdoor | Roof
NJSTRE1545496675 |  | Transition Incentive Program | Berlin | 8009 | 14 | 12.75 | Residential | Yes | Behind the Meter | Net-metered residential rooftop and canopy |  | None | Castle Energy, LLC | AC Electric | Accepted | 2020-08-21 | 2020-08-26 | 2021-10-30 | SunPower | SPR-E20-327-E-AC | Inverters | 320 |  | 39 |  |  | 0.975 |  | Outdoor | on the rooftop under each solar panel
NJSTRE1545499234 |  | Transition Incentive Program | Little Egg Harbor | 8087 | 18 | 2.04 | Residential | No | Behind the Meter | Net-metered residential rooftop and canopy |  | None | Trinity Solar | AC Electric | Accepted | 2020-08-24 | 2020-08-26 | 2021-10-30 | Enphase | IQ7PLUS-72-2-US | Inverters | 290 |  | 6 |  |  | 0.96 |  | Outside | Under panels
NJSTRE1545382647 | NJSRRE1542421711 | Transition Incentive Program | BAYVILLE | 8721 | 18 | 2.52 | Residential | Yes | Behind the Meter | Net-metered residential rooftop and canopy |  | None | Vivint Solar Developer, LLC | JCP&L | Accepted | 2019-09-19 | 2019-09-23 | 2021-10-30 | HANWHA SOLAR | Q.PEAK BLK-G5 315 | Solar Panels |  | 0.315 | 3 | 273 | 26 |  | Fixed | Roof
NJSTRE1545382650 | NJSRRE1542248362 | Transition Incentive Program | SICKLERVILLE | 8081 | 14 | 9.14 | Residential | Yes | Behind the Meter | Net-metered residential rooftop and canopy |  | None | Vivint Solar Developer, LLC | AC Electric | Accepted | 2019-09-05 | 2019-09-09 | 2021-10-30 | Hanwha Solar | Q.PEAK BLK-G5 315 | Solar Panels |  | 0.315 | 10 | 219 | 28 |  | Fixed | Roof
NJSTRE1545382656 | NJSRRE1542416705 | Transition Incentive Program | Willingboro | 8046 | 13 | 18.09 | Residential | Yes | Behind the Meter | Behind the Meter |  | None | Pro Custom Solar dba Momentum Solar | PSE&G | Eligible for TI Program | 2019-09-18 | 2019-09-20 | 2021-10-30 | LG ELECTRONICS | LG 335N1C-V5 | Solar Panels |  | 0.335 | 17 | 151 | 25 |  | Fixed | Roof
NJSTRE1545382663 | NJSRRE1542397139 | Transition Incentive Program | Gloucester City | 8030 | 14 | 117.66 | Commercial | Yes | Behind the Meter | Net-metered non-residential rooftop and canopy |  | None | Ampericon | PSE&G | Accepted | 2019-09-13 | 2019-09-17 | 2021-10-30 | Silfab | SLA-M-370 | Solar Panels |  | 0.37 | 318 | 150 | 10 |  | Fixed | Roof
NJSTRE1545382672 | NJSRRE1542372670 | Transition Incentive Program | Toms River | 8753 | 18 | 20.3 | Residential | Yes | Behind the Meter | Behind the Meter |  | None | Sunrun Installation Services, Inc. | JCP&L | Eligible for TI Program | 2019-09-09 | 2019-09-11 | 2021-10-30 | REC Solar | REC290TP2 BLK | Solar Panels |  | 0.29 | 42 | 348 | 34 |  | Fixed | Roof
NJSTRE1545382683 | NJSRRE1541885877 | Transition Incentive Program | Englishtown | 7726 | 17 | 13.63 | Residential | No | Behind the Meter | Behind the Meter |  | None | Sunrun Installation Services, Inc. | JCP&L | Eligible for TI Program | 2019-08-26 | 2019-08-29 | 2021-10-30 | REC Solar | REC290TP2 BLK | Solar Panels |  | 0.29 | 11 | 132 | 24 |  | Fixed | Roof
NJSTRE1545567811 |  | Transition Incentive Program | Robbinsville | 8691 | 12 | 12.24 | Residential | No | Behind the Meter | Net-metered residential rooftop and canopy |  | None | Tesla Energy Operations Inc. | JCP&L | Accepted | 2020-09-09 | 2020-09-14 | 2021-10-30 | SolarEdge Technologies | SE10000H-US [240V] | Inverters | 10000 |  | 1 |  |  | 0.99 |  | Outside | Outside
NJSTRE1545567902 |  | Transition Incentive Program | Howell Township | 7731 | 17 | 8.84 | Residential | No | Behind the Meter | Net-metered residential rooftop and canopy |  | None | Trinity Solar | JCP&L | Accepted | 2020-09-09 | 2020-09-14 | 2021-10-30 | Solar Edge | SE7600 | Inverters | 7600 |  | 1 |  |  | 0.97 |  | Outside | side of home
NJSTRE1545569025 |  | Transition Incentive Program | Monroe Township | 8831 | 11 | 6.8 | Residential | No | Behind the Meter | Net-metered residential rooftop and canopy |  | None | Tesla Energy Operations Inc. | JCP&L | Accepted | 2020-09-09 | 2020-09-14 | 2021-10-30 | SolarEdge Technologies | SE7600H-US [240V] | Inverters | 7600 |  | 1 |  |  | 0.99 |  | Outside | Outside
NJSTRE1545569112 |  | Transition Incentive Program | Pleasantville | 8232 | 19 | 4.76 | Residential | No | Behind the Meter | Net-metered residential rooftop and canopy |  | None | Castle Energy, LLC | AC Electric | Accepted | 2020-09-09 | 2020-09-14 | 2021-10-30 | Enphase Energy | IQ7-60-2-US | Inverters | 240 |  | 14 |  |  | 0.967 |  | Outdoor | on the rooftop under each solar panel
NJSTRE1545569194 |  | Transition Incentive Program | Vineland | 8360 | 20 | 6.7 | Residential | Yes | Behind the Meter | Net-metered residential rooftop and canopy |  | None | Vision Solar LLC | Vineland Muni Electric | Accepted | 2020-09-09 | 2020-09-14 | 2021-10-30 | ENPHASE | IQ7-60-2-US | Inverters | 0.24 |  | 20 |  |  | 0.96 |  | Other | BEHIND EACH PANEL
NJSTRE1545569202 |  | Transition Incentive Program | Hammonton | 8037 | 19 | 10.88 | Residential | Yes | Behind the Meter | Net-metered residential rooftop and canopy |  | None | Castle Energy, LLC | AC Electric | Accepted | 2020-09-09 | 2020-09-14 | 2021-10-30 | Enphase Energy | IQ7-60-2-US | Inverters | 240 |  | 32 |  |  | 0.967 |  | Outdoor | on the rooftop under each solar panel
NJSTRE1545383201 | NJSRRE1543418108 | Transition Incentive Program | Green Brook | 8812 | 11 | 23.63 | Residential | Yes | Behind the Meter | Behind the Meter |  | None | Pro Custom Solar dba Momentum Solar | PSE&G | Eligible for TI Program | 2019-11-18 | 2019-11-21 | 2021-10-30 | Hanwha | Q.Peak DUO BLK-G5 315 | Solar Panels |  | 0.315 | 23 | 76 | 33 |  | Fixed | Roof
NJSTRE1545383204 | NJSRRE1543065487 | Transition Incentive Program | Williamstown | 8094 | 15 | 9.14 | Residential | No | Behind the Meter | Behind the Meter |  | None | Trinity Solar | AC Electric | Eligible for TI Program | 2019-11-11 | 2019-11-13 | 2021-10-30 | HANWHA | Q.PEAK DUO BLK-G5 315 | Solar Panels |  | 0.315 | 6 | 110 | 18 |  | Fixed | Roof
NJSTRE1545383210 | NJSRRE1543046397 | Transition Incentive Program | Mansfield TWP | 8022 | 13 | 9.81 | Residential | No | Behind the Meter | Net-metered residential ground mount |  | None | SunPower Capital LLC | PSE&G | Accepted | 2019-11-26 | 2019-11-26 | 2021-10-30 | sunpower | e20-327-e-ac | Solar Panels |  | 0.327 | 30 | 180 | 30 |  | Fixed | Ground
NJSTRE1545383221 | NJSRRE1542505572 | Transition Incentive Program | Burlington | 8016 | 13 | 9.77 | Residential | Yes | Behind the Meter | Behind the Meter |  | None | Pro Custom Solar dba Momentum Solar | PSE&G | Eligible for TI Program | 2019-10-04 | 2019-10-08 | 2021-10-30 | HANWHA | Q.PEAK DUO BLK-G5 315 | Solar Panels |  | 0.315 | 4 | 51 | 40 |  | Fixed | Roof
NJSTRE1545383221 | NJSRRE1542505572 | Transition Incentive Program | Burlington | 8016 | 13 | 9.77 | Residential | Yes | Behind the Meter | Behind the Meter |  | None | Pro Custom Solar dba Momentum Solar | PSE&G | Eligible for TI Program | 2019-10-04 | 2019-10-08 | 2021-10-30 | HANWHA | Q.PEAK DUO BLK-G5 315 | Solar Panels |  | 0.315 | 3 | 231 | 25 |  | Fixed | Roof
NJSTRE1545383225 | NJSRRE1542505462 | Transition Incentive Program | Iselin | 8830 | 11 | 13.8 | Residential | Yes | Behind the Meter | Behind the Meter |  | None | Pro Custom Solar dba Momentum Solar | PSE&G | Eligible for TI Program | 2019-10-04 | 2019-10-08 | 2021-10-30 | LG ELECTRONICS | LG 345N1C-V5 | Solar Panels |  | 0.345 | 10 | 237 | 16 |  | Fixed | Roof
NJSTRE1545383274 | NJSRRE1542584407 | Transition Incentive Program | Millville | 8332 | 20 | 5.36 | Residential | Yes | Behind the Meter | Behind the Meter |  | None | Trinity Solar | Vineland Muni Electric | Eligible for TI Program | 2019-10-25 | 2019-10-28 | 2021-10-30 | Hanwha | Q.PEAK DUO BLK-G5 315 | Solar Panels |  | 0.315 | 10 | 93 | 23 |  | Fixed | Roof
NJSTRE1545383279 | NJSRRE1542461007 | Transition Incentive Program | Lake Hiawatha | 7034 | 3 | 3.19 | Residential | No | Behind the Meter | Behind the Meter |  | None | Sunrun Installation Services, Inc. | JCP&L | Eligible for TI Program | 2019-09-30 | 2019-10-02 | 2021-10-30 | REC Solar | REC290TP2 BLK | Solar Panels |  | 0.29 | 3 | 183 | 18 |  | Fixed | Roof
NJSTRE1545383285 | NJSRRE1542907704 | Transition Incentive Program | Union City | 7087 | 8 | 3.15 | Residential | Yes | Behind the Meter | Behind the Meter |  | None | Trinity Solar | PSE&G | Eligible for TI Program | 2019-11-04 | 2019-11-06 | 2021-10-30 | HANWHA | Q.PEAK DUO BLK-G5 315 | Solar Panels |  | 0.315 | 10 | 118 | 45 |  | Fixed | Roof
NJSTRE1545567606 |  | Transition Incentive Program | Willingboro | 8046 | 13 | 8.64 | Residential | No | Behind the Meter | Net-metered residential rooftop and canopy |  | None | SunnyMac LLC | PSE&G | Accepted | 2020-09-09 | 2020-09-11 | 2021-10-30 | Solaredge | SE7600H-US | Inverters | 7600 |  | 1 |  |  | 0.99 |  | Outdoor | Next to Meter
NJSTRE1545567855 |  | Transition Incentive Program | Monroeville | 8343 | 16 | 14.4 | Residential | No | Behind the Meter | Net-metered residential rooftop and canopy |  | None | RCL Enterprises Inc. | AC Electric | Accepted | 2020-09-09 | 2020-09-11 | 2021-10-30 | Enphase | IQ7 | Inverters | 240 |  | 45 |  |  | 0.96 |  | Outdoor | under panels
NJSTRE1545569056 |  | Transition Incentive Program | Manahawkin | 8050 | 18 | 7.8 | Residential | No | Behind the Meter | Net-metered residential rooftop and canopy |  | None | Impact Solar LLC | AC Electric | Accepted | 2020-09-09 | 2020-09-11 | 2021-10-30 | solaredge | SE7600H-US | Inverters | 7600 |  | 1 |  |  | 0.96 |  | Indoor | garage
NJSTRE1545569101 |  | Transition Incentive Program | Keyport | 7735 | 17 | 7.04 | Residential | Yes | Behind the Meter | Net-metered residential rooftop and canopy |  | None | Posigen NJ LLC | JCP&L | Accepted | 2020-09-09 | 2020-09-11 | 2021-10-30 | SolarEdge | SE7600H-US | Inverters | 7600 |  | 1 |  |  | 0.99 |  | Outside | within ten feet of meter
NJSTRE1545569196 |  | Transition Incentive Program | TRENTON | 8629 | 12 | 4.76 | Residential | Yes | Behind the Meter | Net-metered residential rooftop and canopy |  | None | Trinity Solar | PSE&G | Accepted | 2020-09-09 | 2020-09-14 | 2021-10-30 | Solar Edge | SE3800H-US000BNC4 | Inverters | 3800 |  | 1 |  |  | 0.97 |  | Outdoor | side of home
NJSTRE1545572877 |  | Transition Incentive Program | Passaic | 7055 | 6 | 4.55 | Residential | Yes | Behind the Meter | Net-metered residential rooftop and canopy |  | None | Pro Custom Solar dba Momentum Solar | PSE&G | Accepted | 2020-09-09 | 2020-09-14 | 2021-10-30 | Enphase | IQ7Plus-72-2-US | Inverters | 290 |  | 13 |  |  | 0.97 |  | Outdoor | Roof
NJSTRE1545574526 |  | Transition Incentive Program | Newark | 7112 | 9 | 6.03 | Residential | Yes | Behind the Meter | Net-metered residential rooftop and canopy |  | None | Vision Solar LLC | PSE&G | Accepted | 2020-09-10 | 2020-09-14 | 2021-10-30 | ENPHASE | IQ7-60-2-US | Inverters | 0.24 |  | 1 |  |  | 0.96 |  | Other | BEHIND EACH PANEL
NJSTRE1545574537 |  | Transition Incentive Program | Williamstown | 8094 | 15 | 5.44 | Residential | No | Behind the Meter | Net-metered residential rooftop and canopy |  | None | Trinity Solar | AC Electric | Accepted | 2020-09-10 | 2020-09-22 | 2021-10-30 | Solar Edge | SE5000 | Inverters | 5000 |  | 1 |  |  | 0.97 |  | Outside | side of home
NJSTRE1545574543 |  | Transition Incentive Program | Paterson | 7501 | 6 | 5.44 | Residential | Yes | Behind the Meter | Net-metered residential rooftop and canopy |  | None | Trinity Solar | PSE&G | Accepted | 2020-09-10 | 2020-09-14 | 2021-10-30 | SOLAR EDGE | SE5000H-US | Inverters | 5000 |  | 1 |  |  | 0.97 |  | Outside | SIDE OF HOME
NJSTRE1545574536 |  | Transition Incentive Program | Glen Gardner | 8825 | 4 | 7.26 | Residential | No | Behind the Meter | Net-metered residential rooftop and canopy |  | None | Green Power energy | JCP&L | Accepted | 2020-09-10 | 2020-09-14 | 2021-10-30 | Enphase Energy | IQ7PLUS-72-2-US | Inverters | 290 |  | 22 |  |  | 0.975 |  | Outside | next to meter
NJSTRE1545383225 | NJSRRE1542505462 | Transition Incentive Program | Iselin | 8830 | 11 | 13.8 | Residential | Yes | Behind the Meter | Behind the Meter |  | None | Pro Custom Solar dba Momentum Solar | PSE&G | Eligible for TI Program | 2019-10-04 | 2019-10-08 | 2021-10-30 | LG ELECTRONICS | LG 345N1C-V5 | Solar Panels |  | 0.345 | 4 | 236 | 15 |  | Fixed | Roof
NJSTRE1545383230 | NJSRRE1543315580 | Transition Incentive Program | Medford | 8055 | 13 | 17.11 | Residential | Yes | Behind the Meter | Behind the Meter |  | None | Sunrun Installation Services, Inc. | PSE&G | Eligible for TI Program | 2019-11-14 | 2019-11-19 | 2021-10-30 | REC Solar | REC290TP2 BLK | Solar Panels |  | 0.29 | 30 | 201 | 29 |  | Fixed | Roof
NJSTRE1545383235 | NJSRRE1543028130 | Transition Incentive Program | Clifton City | 7013 | 6 | 9.86 | Residential | Yes | Behind the Meter | Behind the Meter |  | None | Sunrun Installation Services, Inc. | PSE&G | Eligible for TI Program | 2019-11-05 | 2019-11-07 | 2021-10-30 | REC Solar | REC290TP2 BLK | Solar Panels |  | 0.29 | 8 | 221 | 14 |  | Fixed | Roof
NJSTRE1545383235 | NJSRRE1543028130 | Transition Incentive Program | Clifton City | 7013 | 6 | 9.86 | Residential | Yes | Behind the Meter | Behind the Meter |  | None | Sunrun Installation Services, Inc. | PSE&G | Eligible for TI Program | 2019-11-05 | 2019-11-07 | 2021-10-30 | REC Solar | REC290TP2 BLK | Solar Panels |  | 0.29 | 5 | 222 | 27 |  | Fixed | Roof
NJSTRE1545383246 | NJSRRE1542576144 | Transition Incentive Program | PRINCETON TWP | 8540 | 12 | 8.19 | Residential | No | Behind the Meter | Behind the Meter |  | None | Tesla Energy Operations | PSE&G | Eligible for TI Program | 2019-10-22 | 2019-10-24 | 2021-10-30 | Hanwha Q-Cells | Q.Peak DUO BLK-G5/SC315 | Solar Panels |  | 0.315 | 7 | 149 | 45 |  | Fixed | Roof | OUTSIDE
NJSTRE1545383252 | NJSRRE1542498616 | Transition Incentive Program | Mount Laurel | 8054 | 13 | 13.55 | Residential | Yes | Behind the Meter | Net-metered residential rooftop and canopy |  | None | Vivint Solar Developer, LLC | PSE&G | Accepted | 2019-10-03 | 2019-10-04 | 2021-10-30 | Hanwha Solar | Q.PEAK BLK-G5 315 | Solar Panels |  | 0.315 | 7 | 158 | 20 |  | Fixed | Roof
NJSTRE1545383257 | NJSRRE1543067625 | Transition Incentive Program | Union | 7083 | 10 | 7.04 | Residential | Yes | Behind the Meter | Behind the Meter |  | None | Skyline Solar, LLC | PSE&G | Eligible for TI Program | 2019-11-12 | 2019-11-14 | 2021-10-30 | Hanwha Q-Cells | Q.PEAK DUO-G5 320 | Solar Panels |  | 0.32 | 22 | 81 | 27 |  | Fixed | Roof
NJSTRE1545383263 | NJSRRE1542850554 | Transition Incentive Program | Franklin Lakes | 7417 | 7 | 20.46 | Residential | No | Behind the Meter | Behind the Meter |  | None | Sunrun Installation Services, Inc. | Orange Rockland Electric | Eligible for TI Program | 2019-10-31 | 2019-11-04 | 2021-10-30 | LG Electronics | LG330N1C-A5 | Solar Panels |  | 0.33 | 23 | 139 | 27 |  | Fixed | Roof
NJSTRE1545383263 | NJSRRE1542850554 | Transition Incentive Program | Franklin Lakes | 7417 | 7 | 20.46 | Residential | No | Behind the Meter | Behind the Meter |  | None | Sunrun Installation Services, Inc. | Orange Rockland Electric | Eligible for TI Program | 2019-10-31 | 2019-11-04 | 2021-10-30 | LG Electronics | LG330N1C-A5 | Solar Panels |  | 0.33 | 39 | 139 | 27 |  | Fixed | Roof
NJSTRE1545383267 | NJSRRE1542443691 | Transition Incentive Program | Paterson | 7502 | 6 | 8.28 | Residential | Yes | Behind the Meter | Behind the Meter |  | None | Pro Custom Solar dba Momentum Solar | PSE&G | Eligible for TI Program | 2019-09-26 | 2019-09-30 | 2021-10-30 | LG ELECTRONICS | LG 345N1C-V5 | Solar Panels |  | 0.345 | 13 | 318 | 44 |  | Fixed | Roof
NJSTRE1545383268 | NJSRRE1542884237 | Transition Incentive Program | MILLVILLE | 8332 | 20 | 5.99 | Residential | Yes | Behind the Meter | Net-metered residential rooftop and canopy |  | None | Vivint Solar Developer, LLC | AC Electric | Accepted | 2019-11-01 | 2019-11-05 | 2021-10-30 | HANWHA SOLAR | Q.PEAK BLK-G5 315 | Solar Panels |  | 0.315 | 19 | 329 | 39 |  | Fixed | Roof
NJSTRE1545383274 | NJSRRE1542584407 | Transition Incentive Program | Millville | 8332 | 20 | 5.36 | Residential | Yes | Behind the Meter | Behind the Meter |  | None | Trinity Solar | Vineland Muni Electric | Eligible for TI Program | 2019-10-25 | 2019-10-28 | 2021-10-30 | Hanwha | Q.PEAK DUO BLK-G5 315 | Solar Panels |  | 0.315 | 4 | 93 | 12 |  | Fixed | Roof
NJSTRE1545382685 | NJSRRE1542370190 | Transition Incentive Program | Piscataway | 8854 | 11 | 13.86 | Residential | Yes | Behind the Meter | Net-metered residential rooftop and canopy |  | None | Suntuity Solar LLC | PSE&G | Accepted | 2019-09-09 | 2019-09-11 | 2021-10-30 | Yingli Green Energy | YL315D-30b | Solar Panels |  | 0.315 | 5 | 150 | 43 |  | Fixed | Roof
NJSTRE1545382687 | NJSRRE1541894818 | Transition Incentive Program | Newton | 7860 | 1 | 24.1 | Residential | Yes | Behind the Meter | Behind the Meter |  | None | 1st Light Energy Inc | JCP&L | Eligible for TI Program | 2019-08-28 | 2019-09-03 | 2021-10-30 | Trina | TSM-305DD05A.05 | Solar Panels |  | 0.305 | 35 | 132 | 27 |  | Fixed | Roof
NJSTRE1545382691 | NJSRRE1542390883 | Transition Incentive Program | Roosevelt | 8555 | 17 | 14.64 | Residential | No | Behind the Meter | Behind the Meter |  | None | 1st Light Energy Inc | JCP&L | Eligible for TI Program | 2019-09-11 | 2019-09-16 | 2021-10-30 | Trina | TSM-305DD05A.05 | Solar Panels |  | 0.305 | 14 | 108 | 14 |  | Fixed | Roof
NJSTRE1545382692 | NJSRRE1541884000 | Transition Incentive Program | Evesham twp | 8053 | 13 | 18.53 | Residential | No | Behind the Meter | Behind the Meter |  | None | Sunny Corp | PSE&G | Eligible for TI Program | 2019-09-03 | 2019-09-03 | 2021-10-30 | Panasonic | VBHN325KA03 | Solar Panels |  | 0.325 | 4 | 251 | 23 |  | Fixed | Roof
NJSTRE1545382702 | NJSRRE1541880876 | Transition Incentive Program | Keansburg | 7734 | 17 | 3.78 | Residential | Yes | Behind the Meter | Net-metered residential rooftop and canopy |  | None | Vivint Solar Developer, LLC | JCP&L | Accepted | 2019-08-23 | 2019-08-27 | 2021-10-30 | HANWHA SOLAR | Q.PEAK BLK-G5 | Solar Panels |  | 0.315 | 5 | 78 | 30 |  | Fixed | Roof
NJSTRE1545382705 | NJSRRE1542395251 | Transition Incentive Program | Lakewood | 8701 | 18 | 22.5 | Residential | Yes | Behind the Meter | Net-metered residential rooftop and canopy |  | None | Powerlutions | JCP&L | Accepted |  | 2019-09-17 | 2021-10-30 | Trina | TSM-300 DD05A | Solar Panels |  | 0.3 | 42 | 117 | 35 |  | Fixed | Roof
NJSTRE1545382706 | NJSRRE1541883944 | Transition Incentive Program | Millstone | 8535 | 17 | 14.74 | Residential | Yes | Behind the Meter | Behind the Meter |  | None | Pro Custom Solar dba Momentum Solar | JCP&L | Eligible for TI Program | 2019-08-26 | 2019-08-28 | 2021-10-30 | LG ELECTRONICS | LG 335N1C-A5 | Solar Panels |  | 0.335 | 44 | 180 | 20 |  | Fixed | Roof
NJSTRE1545382709 | NJSRRE1541861877 | Transition Incentive Program | Hope | 7844 | 2 | 11.22 | Residential | No | Behind the Meter | Behind the Meter |  | None | Green Power Energy | JCP&L | Eligible for TI Program | 2019-08-20 | 2019-08-23 | 2021-10-30 | Panasonic | VBHN330SA17 | Solar Panels |  | 0.33 | 16 | 124 | 23 |  | Fixed | Roof
NJSTRE1545382714 | NJSRRE1541881084 | Transition Incentive Program | PENNSAUKEN | 8110 | 14 | 9.45 | Residential | Yes | Behind the Meter | Net-metered residential rooftop and canopy |  | None | Vivint Solar Developer, LLC | PSE&G | Accepted | 2019-09-05 | 2019-09-05 | 2021-10-30 | Hanwha Solar | Q.PEAK BLK-G5 315 | Solar Panels |  | 0.315 | 10 | 147 | 20 |  | Fixed | Roof
NJSTRE1545382716 | NJSRRE1542421572 | Transition Incentive Program | Edison | 8817 | 11 | 10.71 | Residential | No | Behind the Meter | Net-metered residential rooftop and canopy |  | None | Suntuity Solar LLC | PSE&G | Accepted | 2019-09-19 | 2019-09-23 | 2021-10-30 | Yingli Green Energy | YL315D-30b | Solar Panels |  | 0.315 | 28 | 54 | 16 |  | Fixed | Roof
NJSTRE1545382723 | NJSRRE1541864889 | Transition Incentive Program | Atco | 8004 | 14 | 6.7 | Residential | Yes | Behind the Meter | Behind the Meter |  | None | Pro Custom Solar dba Momentum Solar | AC Electric | Eligible for TI Program | 2019-08-21 | 2019-08-26 | 2021-10-30 | LG ELECTRONICS | LG 335N1C-V5 | Solar Panels |  | 0.335 | 4 | 42 | 27 |  | Fixed | Roof
NJSTRE1545382733 | NJSRRE1542394223 | Transition Incentive Program | Toms River | 8753 | 18 | 5.8 | Residential | No | Behind the Meter | Behind the Meter |  | None | Sunrun Installation Services, Inc. | JCP&L | Eligible for TI Program | 2019-09-12 | 2019-09-16 | 2021-10-30 | REC Solar | REC290TP2 BLK | Solar Panels |  | 0.29 | 13 | 93 | 23 |  | Fixed | Roof
NJSTRE1545567892 |  | Transition Incentive Program | Merchantville | 8109 | 14 | 6.5 | Residential | Yes | Behind the Meter | Net-metered residential rooftop and canopy |  | None | SunnyMac LLC | PSE&G | Accepted | 2020-09-09 | 2020-09-11 | 2021-10-30 | Solaredge | SE5000H-US | Inverters | 5000 |  | 1 |  |  | 0.99 |  | Outside | Next to Meter
NJSTRE1545569092 |  | Transition Incentive Program | Audubon | 8106 | 14 | 7.48 | Residential | Yes | Behind the Meter | Net-metered residential rooftop and canopy |  | None | Trinity Solar | PSE&G | Accepted | 2020-09-09 | 2020-09-14 | 2021-10-30 | SOLAR EDGE | SE6000H-US | Inverters | 6000 |  | 1 |  |  | 0.97 |  | Outside | 0.97
NJSTRE1545569097 |  | Transition Incentive Program | Brick | 8723 | 18 | 6.41 | Residential | Yes | Behind the Meter | Net-metered residential rooftop and canopy |  | None | Sunrun Installation Services, Inc. | JCP&L | Accepted | 2020-09-09 | 2020-09-14 | 2021-10-30 | Enphase Energy | IQ7-60-x-US (240V) | Inverters | 240 |  | 21 |  |  | 0.96 |  | Outdoor | Rooftop
NJSTRE1545569128 |  | Transition Incentive Program | Pedricktown | 8067 | 16 | 6.12 | Residential | Yes | Behind the Meter | Net-metered residential rooftop and canopy |  | None | Trinity Solar | AC Electric | Accepted | 2020-09-09 | 2020-09-11 | 2021-10-30 | SOLAR EDGE | SE5000H-US | Inverters | 5000 |  | 1 |  |  | 0.97 |  | Outside | SIDE OF HOME
NJSTRE1545572809 |  | Transition Incentive Program | Brooklawn | 8030 | 14 | 6.03 | Residential | Yes | Behind the Meter | Net-metered residential rooftop and canopy |  | None | Vision Solar LLC | PSE&G | Accepted | 2020-09-09 | 2020-09-15 | 2021-10-30 | ENPHASE | IQ7-60-2-US | Inverters | 0.24 |  | 18 |  |  | 0.96 |  | Other | BEHIND EACH PANEL
NJSTRE1545572838 |  | Transition Incentive Program | Mt. Laurel | 8054 | 13 | 7.82 | Residential | No | Behind the Meter | Net-metered residential rooftop and canopy |  | None | Impact Solar LLC | PSE&G | Accepted | 2020-09-09 | 2020-09-14 | 2021-10-30 | solaredge | SE7600H-US | Inverters | 7600 |  | 1 |  |  | 0.96 |  | Outdoor | north side
NJSTRE1545574426 |  | Transition Incentive Program | SOMERDALE | 8083 | 14 | 14.81 | Residential | No | Behind the Meter | Net-metered residential rooftop and canopy |  | None | Suntuity Solar LLC | PSE&G | Accepted | 2020-09-10 | 2020-09-14 | 2021-10-30 | Enphase Energy | IQ7-60-2-US | Inverters | 240 |  | 47 |  |  | 0.97 |  | Outdoor | Behind the PV Modules
NJSTRE1545574428 |  | Transition Incentive Program | MOUNT ROYAL | 8061 | 15 | 5.99 | Residential | No | Behind the Meter | Net-metered residential rooftop and canopy |  | None | Suntuity Solar LLC | AC Electric | Accepted | 2020-09-10 | 2020-09-14 | 2021-10-30 | Enphase Energy | IQ7-60-2-US | Inverters | 240 |  | 19 |  |  | 0.97 |  | Outdoor | Behind the PV Modules
NJSTRE1545574454 |  | Transition Incentive Program | Centerton | 8318 | 16 | 5.7 | Residential | No | Behind the Meter | Net-metered residential rooftop and canopy |  | None | Vision Solar LLC | AC Electric | Accepted | 2020-09-10 | 2020-09-14 | 2021-10-30 | ENPHASE | IQ7-60-2-US | Inverters | 0.24 |  | 17 |  |  | 0.96 |  | Other | BEHIND EACH PANEL
NJSTRE1545574528 |  | Transition Incentive Program | Wildwood | 8260 | 21 | 4.42 | Residential | Yes | Behind the Meter | Net-metered residential rooftop and canopy |  | None | Trinity Solar | AC Electric | Accepted | 2020-09-10 | 2020-09-14 | 2021-10-30 | Solar Edge | SE3800 | Inverters | 3800 |  | 1 |  |  | 0.97 |  | Outside | side of home
NJSTRE1545574554 |  | Transition Incentive Program | Moonachie | 7074 | 7 | 7.14 | Residential | Yes | Behind the Meter | Net-metered residential rooftop and canopy |  | None | Trinity Solar | PSE&G | Accepted | 2020-09-10 | 2020-09-14 | 2021-10-30 | Solar Edge | SE6000 | Inverters | 6000 |  | 1 |  |  | 0.97 |  | Outside | side of home
NJSTRE1545574576 |  | Transition Incentive Program | WILLIAMSTOWN | 8094 | 15 | 7.15 | Residential | Yes | Behind the Meter | Net-metered residential rooftop and canopy |  | None | Vivint Solar Developer, LLC | AC Electric | Accepted | 2020-09-14 | 2020-09-30 | 2021-10-30 | Solar Edge | SE7600H-US | Inverters | 7600 |  | 1 |  |  | 0.992 |  | Outdoor | Near the Utility Meter
NJSTRE1545383219 | NJSRRE1542428794 | Transition Incentive Program | Salem | 8079 | 16 | 9.45 | Residential | Yes | Behind the Meter | Behind the Meter |  | None | Pro Custom Solar dba Momentum Solar | AC Electric | Eligible for TI Program | 2019-09-23 | 2019-09-25 | 2021-10-30 | HANWHA | Q.PEAK DUO BLK-G5 315 | Solar Panels |  | 0.315 | 8 | 198 | 36 |  | Fixed | Roof
NJSTRE1545569211 |  | Transition Incentive Program | Toms River | 8753 | 18 | 4.69 | Residential | Yes | Behind the Meter | Net-metered residential rooftop and canopy |  | None | Vision Solar LLC | JCP&L | Accepted | 2020-09-09 | 2020-09-14 | 2021-10-30 | ENPHASE | IQ7-60-2-US | Inverters | 0.24 |  | 14 |  |  | 0.96 |  | Other | BEHIND EACH PANEL
NJSTRE1545571221 |  | Transition Incentive Program | Williamstown | 8094 | 15 | 5.36 | Residential | No | Behind the Meter | Net-metered residential rooftop and canopy |  | ACE | Vision Solar LLC | AC Electric | Accepted | 2020-09-09 | 2020-09-14 | 2021-10-30 | ENPHASE | IQ7-60-2-US | Inverters | 0.24 |  | 16 |  |  | 0.96 |  | Other | BEHIND EAHC PANEL
NJSTRE1545571248 |  | Transition Incentive Program | Waterford | 8089 | 14 | 11.38 | Residential | No | Behind the Meter | Net-metered residential rooftop and canopy |  | None | SunnyMac LLC | AC Electric | Accepted | 2020-09-09 | 2020-09-14 | 2021-10-30 | Solaredge | SE10000H-US | Inverters | 10000 |  | 1 |  |  | 0.99 |  | Outdoor | Next to Meter
NJSTRE1545574447 |  | Transition Incentive Program | Villas | 8251 | 21 | 5.28 | Residential | Yes | Behind the Meter | Net-metered residential rooftop and canopy |  | None | Posigen NJ LLC | AC Electric | Accepted | 2020-09-10 | 2020-09-14 | 2021-10-30 | SolarEdge | SE6000H-US | Inverters | 6000 |  | 1 |  |  | 0.99 |  | Outside | within ten feet of meter
NJSTRE1545574463 |  | Transition Incentive Program | Audubon | 8106 | 14 | 7.19 | Residential | Yes | Behind the Meter | Net-metered residential rooftop and canopy |  | None | Vision Solar LLC | PSE&G | Accepted | 2020-09-10 | 2020-09-14 | 2021-10-30 | SUNPOWER | SPR-E20-327-E-AC | Inverters | 0.24 |  | 22 |  |  | 0.96 |  | Other | BEHIND EACH PANEL
NJSTRE1545574509 |  | Transition Incentive Program | Wenonah | 8090 | 15 | 7.48 | Residential | Yes | Behind the Meter | Net-metered residential rooftop and canopy |  | None | Trinity Solar | PSE&G | Accepted | 2020-09-10 | 2020-09-14 | 2021-10-30 | Solar Edge | SE6000 | Inverters | 6000 |  | 1 |  |  | 0.97 |  | Outside | side of home
NJSTRE1545574568 |  | Transition Incentive Program | Toms River | 8755 | 18 | 9.86 | Residential | Yes | Behind the Meter | Net-metered residential rooftop and canopy |  | None | Trinity Solar | JCP&L | Accepted | 2020-09-10 | 2020-09-14 | 2021-10-30 | SOLAR EDGE | SE7600H-US | Inverters | 7600 |  | 1 |  |  | 0.97 |  | Outside | SIDE OF HOME
NJSTRE1545574587 |  | Transition Incentive Program | Plainfield | 7060 | 10 | 9.18 | Residential | Yes | Behind the Meter | Net-metered residential rooftop and canopy |  | None | Trinity Solar | PSE&G | Accepted | 2020-09-10 | 2020-09-14 | 2021-10-30 | Solar Edge | SE7600 | Inverters | 7600 |  | 1 |  |  | 0.97 |  | Outside | side of home
NJSTRE1545383231 | NJSRRE1542548338 | Transition Incentive Program | Southampton Township | 8088 | 13 | 11.12 | Residential | No | Behind the Meter | Net-metered residential rooftop and canopy |  | None | SunPower Capital LLC | PSE&G | Accepted | 2019-10-31 | 2019-11-07 | 2021-10-30 | sunpower | e20-327-e-ac | Solar Panels |  | 0.327 | 9 | 56 | 21 |  | Fixed | Roof
NJSTRE1545383239 | NJSRRE1542813099 | Transition Incentive Program | Roselle | 7203 | 10 | 5.04 | Residential | Yes | Behind the Meter | Behind the Meter |  | None | Pro Custom Solar dba Momentum Solar | PSE&G | Eligible for TI Program | 2019-10-30 | 2019-11-01 | 2021-10-30 | Hanwha | Q.Peak DUO BLK-G5 315 | Solar Panels |  | 0.315 | 4 | 169 | 1 |  | Fixed | Roof
NJSTRE1545383239 | NJSRRE1542813099 | Transition Incentive Program | Roselle | 7203 | 10 | 5.04 | Residential | Yes | Behind the Meter | Behind the Meter |  | None | Pro Custom Solar dba Momentum Solar | PSE&G | Eligible for TI Program | 2019-10-30 | 2019-11-01 | 2021-10-30 | Hanwha | Q.Peak DUO BLK-G5 315 | Solar Panels |  | 0.315 | 6 | 81 | 37 |  | Fixed | Roof
NJSTRE1545383241 | NJSRRE1543315337 | Transition Incentive Program | Long Valley | 7853 | 3 | 8.41 | Residential | Yes | Behind the Meter | Behind the Meter |  | None | Sunrun Installation Services, Inc. | JCP&L | Eligible for TI Program | 2019-11-14 | 2019-11-19 | 2021-10-30 | REC Solar | REC290TP2 BLK | Solar Panels |  | 0.29 | 9 | 305 | 34 |  | Fixed | Roof
NJSTRE1545383242 | NJSRRE1542909633 | Transition Incentive Program | Millville | 8332 | 20 | 12.4 | Residential | Yes | Behind the Meter | Behind the Meter |  | None | Orbit Energy & Power, LLC | AC Electric | Eligible for TI Program | 2019-11-04 | 2019-11-06 | 2021-10-30 | trina | tsm 310 | Solar Panels |  | 0.31 | 40 | 177 | 28 |  | Fixed | Roof
NJSTRE1545383243 | NJSRRE1542581360 | Transition Incentive Program | Glassboro | 8028 | 15 | 10.01 | Residential | Yes | Behind the Meter | Behind the Meter |  | None | Pro Custom Solar dba Momentum Solar | AC Electric | Eligible for TI Program | 2019-10-24 | 2019-10-28 | 2021-10-30 | LG Electronics | LG 345N1C-V5 | Solar Panels |  | 0.345 | 21 | 330 | 8 |  | Fixed | Roof
NJSTRE1545383250 | NJSRRE1542515537 | Transition Incentive Program | Haledon | 7508 | 6 | 6.41 | Residential | Yes | Behind the Meter | Behind the Meter |  | None | Whitman Construction, LLC | PSE&G | Eligible for TI Program | 2019-10-15 | 2019-10-15 | 2021-10-30 | Trina Solar | TSM-305DD05A | Solar Panels |  | 0.305 | 18 | 230 | 32 |  | Fixed | Roof
NJSTRE1545383253 | NJSRRE1542579410 | Transition Incentive Program | Maple Shade TWP | 8052 | 13 | 5.7 | Residential | No | Behind the Meter | Net-metered residential rooftop and canopy |  | None | Solar States LLC | PSE&G | Accepted |  | 2019-10-25 | 2021-10-30 | LG | LG335N1C-V% | Solar Panels |  | 0.335 | 17 | 128 | 17 |  | Fixed | Roof
NJSTRE1545383261 | NJSRRE1542438575 | Transition Incentive Program | Haledon | 7508 | 6 | 4.83 | Residential | Yes | Behind the Meter | Behind the Meter |  | None | Pro Custom Solar dba Momentum Solar | PSE&G | Eligible for TI Program | 2019-09-25 | 2019-09-27 | 2021-10-30 | LG ELECTRONICS | LG 345N1C-V5 | Solar Panels |  | 0.345 | 4 | 96 | 22 |  | Fixed | Roof
NJSTRE1545383264 | NJSRRE1542684397 | Transition Incentive Program | Lake Hiawatha | 7034 | 3 | 8.28 | Residential | Yes | Behind the Meter | Behind the Meter |  | None | Pro Custom Solar dba Momentum Solar | JCP&L | Eligible for TI Program | 2019-10-28 | 2019-10-30 | 2021-10-30 | LG Electronics | LG 345N1C-V5 | Solar Panels |  | 0.345 | 6 | 358 | 24 |  | Fixed | Roof
NJSTRE1545383265 | NJSRRE1542883172 | Transition Incentive Program | Middlesex | 8846 | 11 | 10.4 | Residential | Yes | Behind the Meter | Behind the Meter |  | None | Pro Custom Solar dba Momentum Solar | PSE&G | Eligible for TI Program | 2019-11-01 | 2019-11-05 | 2021-10-30 | HANWHA | Q.PEAK DUO BLK-G5 315 | Solar Panels |  | 0.315 | 16 | 174 | 43 |  | Fixed | Roof
NJSTRE1545383272 | NJSRRE1542883218 | Transition Incentive Program | Blackwood | 8012 | 14 | 13.86 | Residential | Yes | Behind the Meter | Behind the Meter |  | None | Pro Custom Solar dba Momentum Solar | AC Electric | Eligible for TI Program | 2019-11-01 | 2019-11-05 | 2021-10-30 | HANWHA | Q.PEAK DUO BLK-G5 315 | Solar Panels |  | 0.315 | 16 | 204 | 10 |  | Fixed | Roof
NJSTRE1545383275 | NJSRRE1542538839 | Transition Incentive Program | Edison | 8837 | 11 | 14.49 | Residential | Yes | Behind the Meter | Net-metered residential rooftop and canopy |  | None | Suntuity Solar LLC | PSE&G | Accepted | 2019-10-12 | 2019-10-16 | 2021-10-30 | Longi | LR6-60HPB-315M | Solar Panels |  | 0.315 | 4 | 193 | 21 |  | Fixed | Roof
NJSTRE1545383283 | NJSRRE1543418151 | Transition Incentive Program | Ventnor City | 8406 | 19 | 3.77 | Residential | Yes | Behind the Meter | Behind the Meter |  | None | Sunrun Installation Services, Inc. | AC Electric | Eligible for TI Program | 2019-11-18 | 2019-11-21 | 2021-10-30 | REC Solar | REC290TP2 BLK | Solar Panels |  | 0.29 | 13 | 148 | 34 |  | Fixed | Roof
NJSTRE1545383286 | NJSRRE1542505543 | Transition Incentive Program | Medford Twp | 8055 | 13 | 8.18 | Residential | Yes | Behind the Meter | Net-metered residential rooftop and canopy |  | None | SunnyMac LLC | PSE&G | Accepted |  | 2019-10-08 | 2021-10-30 | SunPower | SPR-E20-327 | Solar Panels |  | 0.327 | 11 | 208 | 27 |  | Fixed | Roof
NJSTRE1545383286 | NJSRRE1542505543 | Transition Incentive Program | Medford Twp | 8055 | 13 | 8.18 | Residential | Yes | Behind the Meter | Net-metered residential rooftop and canopy |  | None | SunnyMac LLC | PSE&G | Accepted |  | 2019-10-08 | 2021-10-30 | SunPower | SPR-E20-327 | Solar Panels |  | 0.327 | 4 | 28 | 27 |  | Fixed | Roof
NJSTRE1545383297 | NJSRRE1542544383 | Transition Incentive Program | Cliffwood Beach | 7735 | 17 | 8.12 | Residential | Yes | Behind the Meter | Behind the Meter |  | None | Sunrun Installation Services, Inc. | JCP&L | Eligible for TI Program | 2019-10-15 | 2019-10-17 | 2021-10-30 | REC Solar | REC290TP2 BLK | Solar Panels |  | 0.29 | 7 | 128 | 19 |  | Fixed | Roof
NJSTRE1545383306 | NJSRRE1543056130 | Transition Incentive Program | Clifton | 7012 | 6 | 8.82 | Residential | Yes | Behind the Meter | Net-metered residential rooftop and canopy |  | None | Vivint Solar Developer, LLC | PSE&G | Accepted | 2019-11-07 | 2019-11-25 | 2021-10-30 | Hanwha | Q.PEAK BLK-G5 315 | Solar Panels |  | 0.315 | 5 | 131 | 34 |  | Fixed | Roof
NJSTRE1545383224 | NJSRRE1543022505 | Transition Incentive Program | Plainfield | 7063 | 10 | 2.52 | Residential | Yes | Behind the Meter | Net-metered residential rooftop and canopy |  | None | Vivint Solar Developer, LLC | PSE&G | Accepted | 2019-11-05 | 2019-11-08 | 2021-10-30 | Hanwha | Q.PEAK BLK-G5 315 | Solar Panels |  | 0.315 | 4 | 137 | 29 |  | Fixed | Roof
NJSTRE1545383226 | NJSRRE1542556222 | Transition Incentive Program | MONTCLAIR | 7043 | 9 | 7.44 | Residential | No | Behind the Meter | Net-metered residential rooftop and canopy |  | None | Apex Solar Power | PSE&G | Accepted |  | 2019-10-21 | 2021-10-30 | SILFAB | SLA310M | Solar Panels |  | 0.31 | 24 | 290 | 30 |  | Fixed | Roof
NJSTRE1545383233 | NJSRRE1542497296 | Transition Incentive Program | BELFORD | 7718 | 17 | 7.8 | Residential | Yes | Behind the Meter | Net-metered residential rooftop and canopy |  | None | Vivint Solar Developer, LLC | JCP&L | Accepted | 2019-10-02 | 2019-10-04 | 2021-10-30 | Trina Solar | TSM-260PD05.08 | Solar Panels |  | 0.26 | 18 | 118 | 22 |  | Fixed | Roof
NJSTRE1545383237 | NJSRRE1542967034 | Transition Incentive Program | Hammonton | 8037 | 19 | 10.08 | Residential | Yes | Behind the Meter | Behind the Meter |  | None | Trinity Solar | AC Electric | Eligible for TI Program | 2019-11-05 | 2019-11-07 | 2021-10-30 | Hanwha 315 | Q.PEAK DUO BLK-G5 315 | Solar Panels |  | 0.315 | 8 | 127 | 23 |  | Fixed | Roof
NJSTRE1545383244 | NJSRRE1542463997 | Transition Incentive Program | Bergenfield | 7621 | 7 | 6.3 | Residential | Yes | Behind the Meter | Net-metered residential rooftop and canopy |  | None | Vivint Solar Developer, LLC | PSE&G | Accepted | 2019-10-01 | 2019-10-02 | 2021-10-30 | Hanwha | Q.PEAK BLK-G5 315w | Solar Panels |  | 0.315 | 6 | 88 | 23 |  | Fixed | Roof
NJSTRE1545383245 | NJSRRE1542443604 | Transition Incentive Program | Pennington | 8534 | 12 | 18.9 | Residential | Yes | Behind the Meter | Net-metered residential rooftop and canopy |  | None | Vivint Solar Developer, LLC | PSE&G | Accepted | 2019-09-26 | 2019-09-30 | 2021-10-30 | Hanwha | Q.PEAK DUO BLK-G5 315w | Solar Panels |  | 0.315 | 60 | 157 | 33 |  | Fixed | Roof
NJSTRE1545383256 | NJSRRE1542548498 | Transition Incentive Program | Newark | 7106 | 9 | 7.56 | Residential | Yes | Behind the Meter | Net-metered residential rooftop and canopy |  | None | Vivint Solar Developer, LLC | PSE&G | Accepted | 2019-10-16 | 2019-10-18 | 2021-10-30 | Hanwha | Q.PEAK BLK-G5 315 | Solar Panels |  | 0.315 | 7 | 281 | 24 |  | Fixed | Roof
NJSTRE1545383259 | NJSRRE1542486849 | Transition Incentive Program | Montgomery | 8502 | 5 | 9.43 | Residential | No | Behind the Meter | Behind the Meter |  | None | Maier Solar Engineering dba Solar Me | PSE&G | Eligible for TI Program | 2019-10-02 | 2019-10-04 | 2021-10-30 | Panasonic | VBHN325KA03 | Solar Panels |  | 0.325 | 29 | 151 | 35 |  | Fixed | Roof
NJSTRE1545383267 | NJSRRE1542443691 | Transition Incentive Program | Paterson | 7502 | 6 | 8.28 | Residential | Yes | Behind the Meter | Behind the Meter |  | None | Pro Custom Solar dba Momentum Solar | PSE&G | Eligible for TI Program | 2019-09-26 | 2019-09-30 | 2021-10-30 | LG ELECTRONICS | LG 345N1C-V5 | Solar Panels |  | 0.345 | 11 | 138 | 44 |  | Fixed | Roof
NJSTRE1545383269 | NJSRRE1542543706 | Transition Incentive Program | Edison | 8817 | 11 | 4.73 | Residential | Yes | Behind the Meter | Net-metered residential rooftop and canopy |  | None | Suntuity Solar LLC | PSE&G | Accepted | 2019-10-15 | 2019-10-17 | 2021-10-30 | Yingli Green Energy | YL315D-30b | Solar Panels |  | 0.315 | 15 | 226 | 22 |  | Fixed | Roof
NJSTRE1545383277 | NJSRRE1542575989 | Transition Incentive Program | Logan Township | 8014 | 15 | 15.19 | Residential | Yes | Behind the Meter | Behind the Meter |  | None | Orbit Energy & Power, LLC | AC Electric | Eligible for TI Program | 2019-10-22 | 2019-10-24 | 2021-10-30 | trina | tsm 310 | Solar Panels |  | 0.31 | 9 | 265 | 20 |  | Fixed | Roof
NJSTRE1545383278 | NJSRRE1542527780 | Transition Incentive Program | Woodbridge Township | 7067 | 10 | 12.92 | Residential | No | Behind the Meter | Net-metered residential rooftop and canopy |  | None | Suntuity Solar LLC | PSE&G | Accepted | 2019-10-11 | 2019-10-15 | 2021-10-30 | Yingli Green Energy | YL315D-30b | Solar Panels |  | 0.315 | 35 | 96 | 27 |  | Fixed | Roof
NJSTRE1545499397 |  | Transition Incentive Program | Mullica Hill | 8062 | 15 | 12.24 | Residential | No | Behind the Meter | Net-metered residential rooftop and canopy |  | None | Trinity Solar | AC Electric | Accepted | 2020-08-24 | 2020-08-26 | 2021-10-30 | Solar edge | SE10000H-US | Inverters | 10000 |  | 1 |  |  | 0.97 |  | Outside | side of home
NJSTRE1545499376 |  | Transition Incentive Program | MANSFIELD TWP. | 8022 | 13 | 6.27 | Residential | No | Behind the Meter | Net-metered residential rooftop and canopy |  | None | Amped On Solar LLC | PSE&G | Accepted | 2020-08-24 | 2020-08-26 | 2021-10-30 | ENPHASE | IQX7 | Inverters | 0.315 |  | 19 |  |  | 0.975 |  | Outdoor | ON RACKING
NJSTRE1545499415 |  | Transition Incentive Program | Caldwell | 7006 | 9 | 8.45 | Residential | Yes | Behind the Meter | Net-metered residential rooftop and canopy |  | None | Vivint Solar Developer, LLC | PSE&G | Accepted | 2020-08-25 | 2020-08-26 | 2021-10-30 | SOLAREDGE | SE7600H-US | Inverters | 7600 |  | 1 |  |  | 0.992 |  | Outdoor | Near the Utility Meter
NJSTRE1545499523 |  | Transition Incentive Program | IRVINGTON | 7111 | 9 | 6.5 | Residential | Yes | Behind the Meter | Net-metered residential rooftop and canopy |  | None | Vivint Solar Developer, LLC | PSE&G | Accepted | 2020-08-25 | 2020-08-26 | 2021-10-30 | SOLAREDGE | SE7600H-US | Inverters | 7600 |  | 1 |  |  | 0.992 |  | Outdoor | Near the Utility Meter
NJSTRE1545499596 |  | Transition Incentive Program | PENNSAUKEN | 8109 | 14 | 3.58 | Residential | Yes | Behind the Meter | Net-metered residential rooftop and canopy |  | None | Vivint Solar Developer, LLC | PSE&G | Accepted | 2020-08-25 | 2020-08-26 | 2021-10-30 | SOLAREDGE | SE3800H-US | Inverters | 3800 |  | 1 |  |  | 0.992 |  | Outdoor | Near the Utility Meter
NJSTRE1545500114 |  | Transition Incentive Program | Lindenwold | 8021 | 14 | 6.3 | Residential | Yes | Behind the Meter | Net-metered residential rooftop and canopy |  | None | Pro Custom Solar dba Momentum Solar | AC Electric | Accepted | 2020-08-24 | 2020-08-27 | 2021-10-30 | Enphase | IQ7PLUS-72-2-US | Inverters | 290 |  | 18 |  |  | 0.97 |  | Outdoor | Roof
NJSTRE1545500198 |  | Transition Incentive Program | Paterson | 7514 | 6 | 5.33 | Residential | No | Behind the Meter | Net-metered residential rooftop and canopy |  | None | Seabright Solar | PSE&G | Accepted | 2020-08-24 | 2020-08-27 | 2021-10-30 | Sunpower | SPR-A-410-G-AC | Inverters | 0.32 |  | 13 |  |  | 0.99 |  | Outdoor | Roof
NJSTRE1545500349 |  | Transition Incentive Program | Kearny | 7032 | 8 | 7.38 | Residential | No | Behind the Meter | Net-metered residential rooftop and canopy |  | None | SunPower Corporation, Systems | PSE&G | Accepted | 2020-08-25 | 2020-09-08 | 2021-10-30 | SunPower | SPR-A410-G-AC | Inverters | 349 |  | 18 |  |  | 0.97 |  | Other | under each panel
NJSTRE1545501814 |  | Transition Incentive Program | SAYREVILLE | 8872 | 11 | 9.45 | Residential | No | Behind the Meter | Net-metered residential rooftop and canopy |  | None | Suntuity Solar LLC | JCP&L | Final As-Built Received | 2020-08-25 | 2020-08-27 | 2021-10-30 | Enphase Energy | IQ7-60-2-US | Inverters | 240 |  | 30 |  |  | 0.97 |  | Outdoor | Behind the PV Modules
NJSTRE1545501989 |  | Transition Incentive Program | Vineland | 8360 | 20 | 21.08 | Residential | No | Behind the Meter | Net-metered residential rooftop and canopy |  | None | Impact Solar LLC | AC Electric | Accepted | 2020-08-25 | 2020-08-27 | 2021-10-30 | SolarEdge | SE7600H-US | Inverters | 7600 |  | 1 |  |  | 0.96 |  | Indoor | garage
NJSTRE1545502188 |  | Transition Incentive Program | Manchester | 8759 | 18 | 11.9 | Residential | Yes | Behind the Meter | Net-metered residential rooftop and canopy |  | None | Trinity Solar | JCP&L | Accepted | 2020-08-25 | 2020-08-27 | 2021-10-30 | Solar Edge | SE10000H-US | Inverters | 10000 |  | 1 |  |  | 0.97 |  | Indoor | garage
NJSTRE1545502306 |  | Transition Incentive Program | Somerset | 8873 | 5 | 12.25 | Residential | Yes | Behind the Meter | Net-metered residential rooftop and canopy |  | None | Pro Custom Solar dba Momentum Solar | PSE&G | Accepted | 2020-08-25 | 2020-08-27 | 2021-10-30 | Enphase | IQ7Plus-72-2-US | Inverters | 290 |  | 35 |  |  | 0.97 |  | Outdoor | Roof
NJSTRE1545502584 |  | Transition Incentive Program | Woodbury | 8096 | 15 | 4.08 | Residential | Yes | Behind the Meter | Net-metered residential rooftop and canopy |  | None | Tesla Energy Operations Inc. | PSE&G | Accepted | 2020-08-25 | 2020-08-27 | 2021-10-30 | SolarEdge Technologies | SE3800H-US [240V] | Inverters | 3800 |  | 1 |  |  | 0.99 |  | Outdoor | Outdoor
NJSTRE1545383232 | NJSRRE1542685667 | Transition Incentive Program | Toms River | 8753 | 18 | 20.3 | Residential | Yes | Behind the Meter | Behind the Meter |  | None | Sunrun Installation Services, Inc. | JCP&L | Eligible for TI Program | 2019-10-28 | 2019-10-31 | 2021-10-30 | REC Solar | REC290TP2 BLK | Solar Panels |  | 0.29 | 34 | 195 | 23 |  | Fixed | Roof
NJSTRE1545383232 | NJSRRE1542685667 | Transition Incentive Program | Toms River | 8753 | 18 | 20.3 | Residential | Yes | Behind the Meter | Behind the Meter |  | None | Sunrun Installation Services, Inc. | JCP&L | Eligible for TI Program | 2019-10-28 | 2019-10-31 | 2021-10-30 | REC Solar | REC290TP2 BLK | Solar Panels |  | 0.29 | 10 | 104 | 23 |  | Fixed | Roof
NJSTRE1545383238 | NJSRRE1542429041 | Transition Incentive Program | Whiting | 8759 | 18 | 15.37 | Residential | Yes | Behind the Meter | Behind the Meter |  | None | Sunrun Installation Services, Inc. | JCP&L | Eligible for TI Program | 2019-09-23 | 2019-09-25 | 2021-10-30 | REC Solar | REC290TP2 BLK | Solar Panels |  | 0.29 | 18 | 231 | 34 |  | Fixed | Roof
NJSTRE1545383244 | NJSRRE1542463997 | Transition Incentive Program | Bergenfield | 7621 | 7 | 6.3 | Residential | Yes | Behind the Meter | Net-metered residential rooftop and canopy |  | None | Vivint Solar Developer, LLC | PSE&G | Accepted | 2019-10-01 | 2019-10-02 | 2021-10-30 | Hanwha | Q.PEAK BLK-G5 315w | Solar Panels |  | 0.315 | 10 | 268 | 23 |  | Fixed | Roof
NJSTRE1545383249 | NJSRRE1542528443 | Transition Incentive Program | NORTHFIELD | 8225 | 19 | 2.52 | Residential | Yes | Behind the Meter | Net-metered residential rooftop and canopy |  | None | Vivint Solar Developer, LLC | AC Electric | Accepted | 2019-10-11 | 2019-10-15 | 2021-10-30 | HANWHA SOLAR | Q.PEAK BLK-G5 315 | Solar Panels |  | 0.315 | 2 | 354 | 19 |  | Fixed | Roof
NJSTRE1545383254 | NJSRRE1542684939 | Transition Incentive Program | Elizabeth | 7202 | 10 | 8.97 | Residential | Yes | Behind the Meter | Behind the Meter |  | None | Pro Custom Solar dba Momentum Solar | PSE&G | Eligible for TI Program | 2019-10-28 | 2019-10-30 | 2021-10-30 | LG ELECTRONICS | LG 345N1C-V5 | Solar Panels |  | 0.345 | 12 | 95 | 35 |  | Fixed | Roof
NJSTRE1545383255 | NJSRRE1542431349 | Transition Incentive Program | West Orange | 7052 | 9 | 4.41 | Residential | Yes | Behind the Meter | Behind the Meter |  | None | Pro Custom Solar dba Momentum Solar | PSE&G | Eligible for TI Program | 2019-09-24 | 2019-09-26 | 2021-10-30 | HANWHA | Q.PEAK DUO BLK-G5 315 | Solar Panels |  | 0.315 | 14 | 105 | 42 |  | Fixed | Roof
NJSTRE1545383260 | NJSRRE1542548364 | Transition Incentive Program | Middlesex | 8846 | 11 | 9.92 | Residential | No | Behind the Meter | Behind the Meter |  | None | Power Home Remodeling Group | PSE&G | Eligible for TI Program | 2019-10-16 | 2019-10-18 | 2021-10-30 | Mission | Mission 310w MSE310SQ8T | Solar Panels |  | 0.31 | 12 | 160 | 31 |  | Fixed | Roof
NJSTRE1545383261 | NJSRRE1542438575 | Transition Incentive Program | Haledon | 7508 | 6 | 4.83 | Residential | Yes | Behind the Meter | Behind the Meter |  | None | Pro Custom Solar dba Momentum Solar | PSE&G | Eligible for TI Program | 2019-09-25 | 2019-09-27 | 2021-10-30 | LG ELECTRONICS | LG 345N1C-V5 | Solar Panels |  | 0.345 | 7 | 276 | 21 |  | Fixed | Roof
NJSTRE1545383265 | NJSRRE1542883172 | Transition Incentive Program | Middlesex | 8846 | 11 | 10.4 | Residential | Yes | Behind the Meter | Behind the Meter |  | None | Pro Custom Solar dba Momentum Solar | PSE&G | Eligible for TI Program | 2019-11-01 | 2019-11-05 | 2021-10-30 | HANWHA | Q.PEAK DUO BLK-G5 315 | Solar Panels |  | 0.315 | 17 | 354 | 41 |  | Fixed | Roof
NJSTRE1545383271 | NJSRRE1542511139 | Transition Incentive Program | Glen Rock | 7452 | 7 | 16.58 | Residential | No | Behind the Meter | Behind the Meter |  | None | Green Power Energy | PSE&G | Eligible for TI Program | 2019-10-07 | 2019-10-09 | 2021-10-30 | Hanwha | Q.PEAK DUO-G5 325 | Solar Panels |  | 0.325 | 22 | 256 | 27 |  | Fixed | Roof
NJSTRE1545383282 | NJSRRE1542792591 | Transition Incentive Program | Paterson | 7502 | 6 | 16.56 | Residential | Yes | Behind the Meter | Behind the Meter |  | None | Pro Custom Solar dba Momentum Solar | PSE&G | Eligible for TI Program | 2019-10-30 | 2019-11-01 | 2021-10-30 | LG Electronics | LG 345N1C-V5 | Solar Panels |  | 0.345 | 22 | 320 | 31 |  | Fixed | Roof
NJSTRE1545383237 | NJSRRE1542967034 | Transition Incentive Program | Hammonton | 8037 | 19 | 10.08 | Residential | Yes | Behind the Meter | Behind the Meter |  | None | Trinity Solar | AC Electric | Eligible for TI Program | 2019-11-05 | 2019-11-07 | 2021-10-30 | Hanwha 315 | Q.PEAK DUO BLK-G5 315 | Solar Panels |  | 0.315 | 24 | 127 | 23 |  | Fixed | Roof
NJSTRE1545383238 | NJSRRE1542429041 | Transition Incentive Program | Whiting | 8759 | 18 | 15.37 | Residential | Yes | Behind the Meter | Behind the Meter |  | None | Sunrun Installation Services, Inc. | JCP&L | Eligible for TI Program | 2019-09-23 | 2019-09-25 | 2021-10-30 | REC Solar | REC290TP2 BLK | Solar Panels |  | 0.29 | 9 | 51 | 34 |  | Fixed | Roof
NJSTRE1545383243 | NJSRRE1542581360 | Transition Incentive Program | Glassboro | 8028 | 15 | 10.01 | Residential | Yes | Behind the Meter | Behind the Meter |  | None | Pro Custom Solar dba Momentum Solar | AC Electric | Eligible for TI Program | 2019-10-24 | 2019-10-28 | 2021-10-30 | LG Electronics | LG 345N1C-V5 | Solar Panels |  | 0.345 | 8 | 150 | 26 |  | Fixed | Roof
NJSTRE1545383261 | NJSRRE1542438575 | Transition Incentive Program | Haledon | 7508 | 6 | 4.83 | Residential | Yes | Behind the Meter | Behind the Meter |  | None | Pro Custom Solar dba Momentum Solar | PSE&G | Eligible for TI Program | 2019-09-25 | 2019-09-27 | 2021-10-30 | LG ELECTRONICS | LG 345N1C-V5 | Solar Panels |  | 0.345 | 3 | 6 | 22 |  | Fixed | Roof
NJSTRE1545383264 | NJSRRE1542684397 | Transition Incentive Program | Lake Hiawatha | 7034 | 3 | 8.28 | Residential | Yes | Behind the Meter | Behind the Meter |  | None | Pro Custom Solar dba Momentum Solar | JCP&L | Eligible for TI Program | 2019-10-28 | 2019-10-30 | 2021-10-30 | LG Electronics | LG 345N1C-V5 | Solar Panels |  | 0.345 | 18 | 178 | 25 |  | Fixed | Roof
NJSTRE1545383272 | NJSRRE1542883218 | Transition Incentive Program | Blackwood | 8012 | 14 | 13.86 | Residential | Yes | Behind the Meter | Behind the Meter |  | None | Pro Custom Solar dba Momentum Solar | AC Electric | Eligible for TI Program | 2019-11-01 | 2019-11-05 | 2021-10-30 | HANWHA | Q.PEAK DUO BLK-G5 315 | Solar Panels |  | 0.315 | 14 | 24 | 24 |  | Fixed | Roof
NJSTRE1545383275 | NJSRRE1542538839 | Transition Incentive Program | Edison | 8837 | 11 | 14.49 | Residential | Yes | Behind the Meter | Net-metered residential rooftop and canopy |  | None | Suntuity Solar LLC | PSE&G | Accepted | 2019-10-12 | 2019-10-16 | 2021-10-30 | Longi | LR6-60HPB-315M | Solar Panels |  | 0.315 | 17 | 14 | 36 |  | Fixed | Roof
NJSTRE1545383278 | NJSRRE1542527780 | Transition Incentive Program | Woodbridge Township | 7067 | 10 | 12.92 | Residential | No | Behind the Meter | Net-metered residential rooftop and canopy |  | None | Suntuity Solar LLC | PSE&G | Accepted | 2019-10-11 | 2019-10-15 | 2021-10-30 | Yingli Green Energy | YL315D-30b | Solar Panels |  | 0.315 | 6 | 186 | 27 |  | Fixed | Roof
NJSTRE1545383284 | NJSRRE1542553962 | Transition Incentive Program | Eatontown | 7724 | 17 | 4.73 | Residential | Yes | Behind the Meter | Behind the Meter |  | None | Pro Custom Solar dba Momentum Solar | JCP&L | Eligible for TI Program | 2019-10-17 | 2019-10-21 | 2021-10-30 | HANWHA | Q.PEAK DUO BLK-G5 315 | Solar Panels |  | 0.315 | 15 | 234 | 15 |  | Fixed | Roof
NJSTRE1545383286 | NJSRRE1542505543 | Transition Incentive Program | Medford Twp | 8055 | 13 | 8.18 | Residential | Yes | Behind the Meter | Net-metered residential rooftop and canopy |  | None | SunnyMac LLC | PSE&G | Accepted |  | 2019-10-08 | 2021-10-30 | SunPower | SPR-E20-327 | Solar Panels |  | 0.327 | 8 | 28 | 14 |  | Fixed | Roof
NJSTRE1545383288 | NJSRRE1542553764 | Transition Incentive Program | Linden | 7036 | 10 | 5.87 | Residential | Yes | Behind the Meter | Behind the Meter |  | None | Pro Custom Solar dba Momentum Solar | PSE&G | Eligible for TI Program | 2019-10-17 | 2019-10-21 | 2021-10-30 | LG ELECTRONICS | LG 345N1C-V5 | Solar Panels |  | 0.345 | 4 | 217 | 57 |  | Fixed | Roof
NJSTRE1545383292 | NJSRRE1542578819 | Transition Incentive Program | MANASQUAN | 8736 | 17 | 11.66 | Residential | Yes | Behind the Meter | Net-metered residential rooftop and canopy |  | None | Vivint Solar Developer, LLC | JCP&L | Accepted | 2019-10-23 | 2019-10-25 | 2021-10-30 | Hanwha | Q.PEAK BLK-G5 315 | Solar Panels |  | 0.315 | 33 | 23 | 34 |  | Fixed | Roof
NJSTRE1545383260 | NJSRRE1542548364 | Transition Incentive Program | Middlesex | 8846 | 11 | 9.92 | Residential | No | Behind the Meter | Behind the Meter |  | None | Power Home Remodeling Group | PSE&G | Eligible for TI Program | 2019-10-16 | 2019-10-18 | 2021-10-30 | Mission | Mission 310w MSE310SQ8T | Solar Panels |  | 0.31 | 6 | 160 | 24 |  | Fixed | Roof
NJSTRE1545383271 | NJSRRE1542511139 | Transition Incentive Program | Glen Rock | 7452 | 7 | 16.58 | Residential | No | Behind the Meter | Behind the Meter |  | None | Green Power Energy | PSE&G | Eligible for TI Program | 2019-10-07 | 2019-10-09 | 2021-10-30 | Hanwha | Q.PEAK DUO-G5 325 | Solar Panels |  | 0.325 | 29 | 77 | 27 |  | Fixed | Roof
NJSTRE1545383272 | NJSRRE1542883218 | Transition Incentive Program | Blackwood | 8012 | 14 | 13.86 | Residential | Yes | Behind the Meter | Behind the Meter |  | None | Pro Custom Solar dba Momentum Solar | AC Electric | Eligible for TI Program | 2019-11-01 | 2019-11-05 | 2021-10-30 | HANWHA | Q.PEAK DUO BLK-G5 315 | Solar Panels |  | 0.315 | 14 | 206 | 24 |  | Fixed | Roof
NJSTRE1545383276 | NJSRRE1543315720 | Transition Incentive Program | Sayerville | 8872 | 11 | 11.78 | Residential | Yes | Behind the Meter | Net-metered residential rooftop and canopy |  | None | Solar Energy World | JCP&L | Accepted | 2019-11-14 | 2019-11-19 | 2021-10-30 | LONGi Green Energy Technology | LR6-60PE-310M | Solar Panels |  | 0.31 | 38 | 256 | 18 |  | Fixed | Roof
NJSTRE1545383277 | NJSRRE1542575989 | Transition Incentive Program | Logan Township | 8014 | 15 | 15.19 | Residential | Yes | Behind the Meter | Behind the Meter |  | None | Orbit Energy & Power, LLC | AC Electric | Eligible for TI Program | 2019-10-22 | 2019-10-24 | 2021-10-30 | trina | tsm 310 | Solar Panels |  | 0.31 | 40 | 85 | 20 |  | Fixed | Roof
NJSTRE1545383282 | NJSRRE1542792591 | Transition Incentive Program | Paterson | 7502 | 6 | 16.56 | Residential | Yes | Behind the Meter | Behind the Meter |  | None | Pro Custom Solar dba Momentum Solar | PSE&G | Eligible for TI Program | 2019-10-30 | 2019-11-01 | 2021-10-30 | LG Electronics | LG 345N1C-V5 | Solar Panels |  | 0.345 | 26 | 140 | 31 |  | Fixed | Roof
NJSTRE1545383287 | NJSRRE1542513422 | Transition Incentive Program | Woodbridge Township | 7064 | 11 | 9.57 | Residential | Yes | Behind the Meter | Behind the Meter |  | None | Sunrun Installation Services, Inc. | PSE&G | Eligible for TI Program | 2019-10-07 | 2019-10-10 | 2021-10-30 | REC Solar | REC290TP2 BLK | Solar Panels |  | 0.29 | 13 | 181 | 23 |  | Fixed | Roof
NJSTRE1545383287 | NJSRRE1542513422 | Transition Incentive Program | Woodbridge Township | 7064 | 11 | 9.57 | Residential | Yes | Behind the Meter | Behind the Meter |  | None | Sunrun Installation Services, Inc. | PSE&G | Eligible for TI Program | 2019-10-07 | 2019-10-10 | 2021-10-30 | REC Solar | REC290TP2 BLK | Solar Panels |  | 0.29 | 4 | 271 | 34 |  | Fixed | Roof
NJSTRE1545383293 | NJSRRE1542528174 | Transition Incentive Program | Bloomfield | 7003 | 9 | 5.04 | Residential | Yes | Behind the Meter | Behind the Meter |  | None | Pro Custom Solar dba Momentum Solar | PSE&G | Eligible for TI Program | 2019-10-11 | 2019-10-15 | 2021-10-30 | HANWHA | Q.PEAK DUO BLK-G5 315 | Solar Panels |  | 0.315 | 10 | 216 | 29 |  | Fixed | Roof
NJSTRE1545383298 | NJSRRE1542763056 | Transition Incentive Program | Sewell | 8080 | 15 | 10.08 | Residential | No | Behind the Meter | Net-metered residential rooftop and canopy |  | None | NJ Solar Power, LLC | AC Electric | Accepted | 2019-10-29 | 2019-10-31 | 2021-10-30 | Panasonic | VBHN325KA03 | Solar Panels |  | 0.325 | 16 | 173 | 34 |  | Fixed | Roof
NJSTRE1545383299 | NJSRRE1543019087 | Transition Incentive Program | Pleasantville | 8232 | 19 | 4.16 | Residential | No | Behind the Meter | Net-metered residential rooftop and canopy |  | None | Castle Energy, LLC | AC Electric | Accepted | 2019-11-05 | 2019-11-07 | 2021-10-30 | Hanwha Q-Cells | Q.Peak DUO-G5 320 | Solar Panels |  | 0.32 | 13 | 115 | 19 |  | Fixed | Roof
NJSTRE1545383305 | NJSRRE1542850373 | Transition Incentive Program | Linden | 7036 | 10 | 6.62 | Residential | Yes | Behind the Meter | Net-metered residential rooftop and canopy |  | None | Vivint Solar Developer, LLC | PSE&G | Accepted | 2019-10-31 | 2019-11-04 | 2021-10-30 | HANWHA SOLAR | Q.PEAK BLK-G5 315 | Solar Panels |  | 0.315 | 6 | 223 | 7 |  | Fixed | Roof
NJSTRE1545574596 |  | Transition Incentive Program | Tuckerton | 8087 | 18 | 9.75 | Residential | No | Behind the Meter | Net-metered residential rooftop and canopy |  | None | Sun Up Zero Down | AC Electric | Accepted | 2020-09-15 | 2020-09-15 | 2021-10-30 | Solaredge | SE7600H-US | Inverters | 7600 |  | 1 |  |  | 0.98 |  | Outside | next to utility meter
NJSTRE1545574691 |  | Transition Incentive Program | Stewartsville | 8886 | 2 | 7.82 | Residential | Yes | Behind the Meter | Net-metered residential rooftop and canopy |  | None | Trinity Solar | JCP&L | Accepted | 2020-09-10 | 2020-09-14 | 2021-10-30 | SOLAR EDGE | SE6000H-US | Inverters | 6000 |  | 1 |  |  | 0.97 |  | Outside | SIDE OF HOME
NJSTRE1545574701 |  | Transition Incentive Program | PHILLIPSBURG | 8865 | 2 | 3.9 | Residential | Yes | Behind the Meter | Net-metered residential rooftop and canopy |  | None | Vivint Solar Developer, LLC | JCP&L | Accepted | 2020-09-15 | 2020-09-15 | 2021-10-30 | Solar Edge | SE3800H-US | Inverters | 3800 |  | 1 |  |  | 0.992 |  | Outdoor | Near the Utility Meter
NJSTRE1545574715 |  | Transition Incentive Program | Teaneck | 7666 | 7 | 4.42 | Residential | Yes | Behind the Meter | Net-metered residential rooftop and canopy |  | None | Trinity Solar | PSE&G | Accepted | 2020-09-10 | 2020-09-14 | 2021-10-30 | SOLAR EDGE | SE3800H-US | Inverters | 3800 |  | 1 |  |  | 0.97 |  | Outside | SIDE OF HOME
NJSTRE1545574720 |  | Transition Incentive Program | Freehold | 7728 | 17 | 6.8 | Residential | No | Behind the Meter | Net-metered residential rooftop and canopy |  | None | Trinity Solar | JCP&L | Accepted | 2020-09-10 | 2020-09-14 | 2021-10-30 | Solar Edge | SE6000 | Inverters | 6000 |  | 1 |  |  | 0.97 |  | Outside | side of home
NJSTRE1545574755 |  | Transition Incentive Program | LINDEN | 7036 | 10 | 7.48 | Residential | Yes | Behind the Meter | Net-metered residential rooftop and canopy |  | None | Vivint Solar Developer, LLC | PSE&G | Accepted | 2020-09-15 | 2020-09-16 | 2021-10-30 | Solar Edge | SE7600H-US | Inverters | 7600 |  | 1 |  |  | 0.992 |  | Outdoor | Near the Utility Meter
NJSTRE1545574803 |  | Transition Incentive Program | EATONTOWN | 7724 | 17 | 12.35 | Residential | Yes | Behind the Meter | Net-metered residential rooftop and canopy |  | None | Vivint Solar Developer, LLC | JCP&L | Accepted | 2020-09-15 | 2020-09-15 | 2021-10-30 | Solar Edge | SE3800H-US | Inverters | 3800 |  | 1 |  |  | 0.992 |  | Outdoor | Near the Utility Meter
NJSTRE1545574804 |  | Transition Incentive Program | Trenton | 8620 | 12 | 7.48 | Residential | Yes | Behind the Meter | Net-metered residential rooftop and canopy |  | None | Trinity Solar | PSE&G | Accepted | 2020-09-10 | 2020-09-14 | 2021-10-30 | Solar Edge | SE6000H-US | Inverters | 6000 |  | 1 |  |  | 0.97 |  | Outside | side of home
NJSTRE1545574834 |  | Transition Incentive Program | Westville | 8093 | 15 | 7.14 | Residential | Yes | Behind the Meter | Net-metered residential rooftop and canopy |  | None | Trinity Solar | PSE&G | Accepted | 2020-09-10 | 2020-09-15 | 2021-10-30 | Solar Edge | SE6000 | Inverters | 6000 |  | 1 |  |  | 0.97 |  | Outside | side of home
NJSTRE1545574871 |  | Transition Incentive Program | Ridgewood | 7450 | 7 | 3.63 | Residential | Yes | Behind the Meter | Net-metered residential rooftop and canopy |  | None | Sunrun Installation Services, Inc. | PSE&G | Accepted | 2020-09-10 | 2020-09-15 | 2021-10-30 | Enphase Energy | IQ7-60-x-US (240V) | Inverters | 240 |  | 11 |  |  | 0.96 |  | Outdoor | Rooftop
NJSTRE1545383291 | NJSRRE1542462122 | Transition Incentive Program | Rockaway | 7866 | 3 | 3.78 | Residential | Yes | Behind the Meter | Net-metered residential rooftop and canopy |  | None | Vivint Solar Developer, LLC | JCP&L | Accepted | 2019-10-01 | 2019-10-02 | 2021-10-30 | Hanwha Solar | Q.PEAK BLK-G5 315 | Solar Panels |  | 0.315 | 4 | 244 | 39 |  | Fixed | Roof
NJSTRE1545383296 | NJSRRE1543343646 | Transition Incentive Program | Parlin | 8859 | 11 | 6.4 | Residential | No | Behind the Meter | Net-metered residential rooftop and canopy |  | None | SunPower Corporation, Systems | JCP&L | Accepted |  | 2020-01-23 | 2021-10-30 | SUNPOWER | SPR-A400-G-AC | Solar Panels |  | 0.4 | 2 | 121 | 20 |  | Fixed | Roof
NJSTRE1545383307 | NJSRRE1542476215 | Transition Incentive Program | Linden | 7036 | 10 | 7.59 | Residential | Yes | Behind the Meter | Behind the Meter |  | None | Pro Custom Solar dba Momentum Solar | PSE&G | Eligible for TI Program | 2019-10-01 | 2019-10-03 | 2021-10-30 | LG ELECTRONICS | LG 345N1C-V5 | Solar Panels |  | 0.345 | 12 | 218 | 23 |  | Fixed | Roof
NJSTRE1545383298 | NJSRRE1542763056 | Transition Incentive Program | Sewell | 8080 | 15 | 10.08 | Residential | No | Behind the Meter | Net-metered residential rooftop and canopy |  | None | NJ Solar Power, LLC | AC Electric | Accepted | 2019-10-29 | 2019-10-31 | 2021-10-30 | Panasonic | VBHN325KA03 | Solar Panels |  | 0.325 | 15 | 173 | 34 |  | Fixed | Roof
NJSTRE1545383304 | NJSRRE1542425448 | Transition Incentive Program | South Amboy | 8879 | 11 | 3.15 | Residential | Yes | Behind the Meter | Behind the Meter |  | None | Trinity Solar | JCP&L | Eligible for TI Program | 2019-09-20 | 2019-09-24 | 2021-10-30 | Hanwha | Q.PEAK DUO BLK-G5 315 | Solar Panels |  | 0.315 | 6 | 134 | 18 |  | Fixed | Roof
NJSTRE1545383306 | NJSRRE1543056130 | Transition Incentive Program | Clifton | 7012 | 6 | 8.82 | Residential | Yes | Behind the Meter | Net-metered residential rooftop and canopy |  | None | Vivint Solar Developer, LLC | PSE&G | Accepted | 2019-11-07 | 2019-11-25 | 2021-10-30 | Hanwha | Q.PEAK BLK-G5 315 | Solar Panels |  | 0.315 | 13 | 311 | 34 |  | Fixed | Roof
NJSTRE1545383308 | NJSRRE1542425024 | Transition Incentive Program | Rockaway | 7866 | 3 | 13.86 | Residential | Yes | Behind the Meter | Net-metered residential rooftop and canopy |  | None | Vivint Solar Developer, LLC | JCP&L | Accepted | 2019-09-20 | 2019-09-24 | 2021-10-30 | HANWHA SOLAR | Q.PEAK BLK-G5 315 | Solar Panels |  | 0.315 | 11 | 88 | 23 |  | Fixed | Roof
NJSTRE1545383319 | NJSRRE1542434010 | Transition Incentive Program | Toms River | 8753 | 18 | 14.06 | Residential | Yes | Behind the Meter | Net-metered residential rooftop and canopy |  | None | SunPower Corporation, Systems | JCP&L | Accepted |  | 2019-09-27 | 2021-10-30 | SUNPOWER | SPR-E20-327-E-AC | Solar Panels |  | 0.327 | 11 | 82 | 20 |  | Fixed | Pole
NJSTRE1545383321 | NJSRRE1542428374 | Transition Incentive Program | Franklin Township | 8873 | 5 | 10.98 | Residential | Yes | Behind the Meter | Behind the Meter |  | None | Complete Solar | PSE&G | Eligible for TI Program | 2019-10-18 | 2019-10-18 | 2021-10-30 | Longi Solar | Longi Solar-LR6-60PB-305M | Solar Panels |  | 0.305 | 36 | 128.02 | 18.43 |  | Fixed | Roof
NJSTRE1545383323 | NJSRRE1543060860 | Transition Incentive Program | Belvidere | 7823 | 2 | 18.27 | Residential | Yes | Behind the Meter | Behind the Meter |  | None | Pro Custom Solar dba Momentum Solar | JCP&L | Eligible for TI Program | 2019-11-08 | 2019-11-13 | 2021-10-30 | Hanwha | Q.Peak DUO BLK-G5 315 | Solar Panels |  | 0.315 | 8 | 302 | 22 |  | Fixed | Roof
NJSTRE1545383325 | NJSRRE1542443703 | Transition Incentive Program | MILLVILLE | 8332 | 20 | 3.47 | Residential | Yes | Behind the Meter | Net-metered residential rooftop and canopy |  | None | Vivint Solar Developer, LLC | AC Electric | Accepted | 2019-09-26 | 2019-09-30 | 2021-10-30 | Hanwha | Q.PEAK BLK-G5 315 | Solar Panels |  | 0.315 | 6 | 86 | 40 |  | Fixed | Roof
NJSTRE1545383332 | NJSRRE1542422817 | Transition Incentive Program | Jersey City | 7306 | 8 | 5.7 | Residential | Yes | Behind the Meter | Behind the Meter |  | None | Pro Custom Solar dba Momentum Solar | PSE&G | Eligible for TI Program | 2019-09-19 | 2019-09-23 | 2021-10-30 | LG ELECTRONICS | LG 335N1C-V5 | Solar Panels |  | 0.335 | 17 | 111 | 3 |  | Fixed | Roof
NJSTRE1545383334 | NJSRRE1542515851 | Transition Incentive Program | Milford | 8848 | 4 | 19.72 | Residential | Yes | Behind the Meter | Behind the Meter |  | None | Sunrun Installation Services, Inc. | JCP&L | Eligible for TI Program | 2019-10-08 | 2019-10-11 | 2021-10-30 | REC Solar | REC290TP2 BLK | Solar Panels |  | 0.29 | 17 | 158 | 27 |  | Fixed | Roof
NJSTRE1545383337 | NJSRRE1543065263 | Transition Incentive Program | Egg Harbor Township | 8234 | 19 | 13.32 | Residential | No | Behind the Meter | Behind the Meter |  | None | Green Power Energy | AC Electric | Eligible for TI Program | 2019-11-11 | 2019-11-13 | 2021-10-30 | S-ENERGY | SN360M-10 | Solar Panels |  | 0.36 | 4 | 157 | 30 |  | Fixed | Roof
NJSTRE1545574522 |  | Transition Incentive Program | Paterson | 7501 | 6 | 10.2 | Residential | Yes | Behind the Meter | Net-metered residential rooftop and canopy |  | None | Trinity Solar | PSE&G | Accepted | 2020-09-10 | 2020-09-14 | 2021-10-30 | SOLAR EDGE | SE7600H-US | Inverters | 7600 |  | 1 |  |  | 0.97 |  | Outside | SIDE OF HOME
NJSTRE1545574564 |  | Transition Incentive Program | Hamilton | 8619 | 12 | 3.69 | Residential | Yes | Behind the Meter | Net-metered residential rooftop and canopy |  | None | Vision Solar LLC | PSE&G | Accepted | 2020-09-10 | 2020-09-14 | 2021-10-30 | ENPHASE | IQ7-60-2-US | Inverters | 0.24 |  | 11 |  |  | 0.96 |  | Other | BEHINID EACH PANEL
NJSTRE1545383305 | NJSRRE1542850373 | Transition Incentive Program | Linden | 7036 | 10 | 6.62 | Residential | Yes | Behind the Meter | Net-metered residential rooftop and canopy |  | None | Vivint Solar Developer, LLC | PSE&G | Accepted | 2019-10-31 | 2019-11-04 | 2021-10-30 | HANWHA SOLAR | Q.PEAK BLK-G5 315 | Solar Panels |  | 0.315 | 2 | 133 | 29 |  | Fixed | Roof
NJSTRE1545383310 | NJSRRE1543233534 | Transition Incentive Program | ATLANTIC HIGHLANDS | 7716 | 17 | 4.41 | Residential | Yes | Behind the Meter | Net-metered residential rooftop and canopy |  | None | Vivint Solar Developer, LLC | JCP&L | Accepted | 2019-11-14 | 2019-11-18 | 2021-10-30 | HANWHA SOLAR | Q.PEAK BLK-G5 315 | Solar Panels |  | 0.315 | 2 | 198 | 15 |  | Fixed | Roof
NJSTRE1545383315 | NJSRRE1542851471 | Transition Incentive Program | Hackettstown | 7840 | 2 | 13.05 | Residential | Yes | Behind the Meter | Behind the Meter |  | None | Sunrun Installation Services, Inc. | JCP&L | Eligible for TI Program | 2019-10-31 | 2019-11-05 | 2021-10-30 | REC Solar | REC290TP2 BLK | Solar Panels |  | 0.29 | 8 | 209 | 27 |  | Fixed | Roof
NJSTRE1545383315 | NJSRRE1542851471 | Transition Incentive Program | Hackettstown | 7840 | 2 | 13.05 | Residential | Yes | Behind the Meter | Behind the Meter |  | None | Sunrun Installation Services, Inc. | JCP&L | Eligible for TI Program | 2019-10-31 | 2019-11-05 | 2021-10-30 | REC Solar | REC290TP2 BLK | Solar Panels |  | 0.29 | 18 | 119 | 27 |  | Fixed | Roof
NJSTRE1545383320 | NJSRRE1542883158 | Transition Incentive Program | Pennsauken Township | 8109 | 14 | 6.84 | Residential | Yes | Behind the Meter | Net-metered residential rooftop and canopy |  | None | SunPower Corporation, Systems | PSE&G | Accepted |  | 2019-11-05 | 2021-10-30 | SUNPOWER | SPR-X22-360-D-AC | Solar Panels |  | 0.36 | 4 | 144 | 45 |  | Fixed | Roof
NJSTRE1545383320 | NJSRRE1542883158 | Transition Incentive Program | Pennsauken Township | 8109 | 14 | 6.84 | Residential | Yes | Behind the Meter | Net-metered residential rooftop and canopy |  | None | SunPower Corporation, Systems | PSE&G | Accepted |  | 2019-11-05 | 2021-10-30 | SUNPOWER | SPR-X22-360-D-AC | Solar Panels |  | 0.36 | 2 | 324 | 18 |  | Fixed | Roof
NJSTRE1545383324 | NJSRRE1542909545 | Transition Incentive Program | Dennisville | 8210 | 21 | 13.95 | Residential | No | Behind the Meter | Behind the Meter |  | None | All Season Solar | AC Electric | Eligible for TI Program | 2019-11-04 | 2019-11-06 | 2021-10-30 | Trina | TSM DD05H.05II 310W | Solar Panels |  | 0.31 | 27 | 166 | 22 |  | Fixed | Roof
NJSTRE1545383330 | NJSRRE1542425021 | Transition Incentive Program | Sicklerville | 8081 | 14 | 9.45 | Residential | No | Behind the Meter | Behind the Meter |  | None | Trinity Solar | AC Electric | Eligible for TI Program | 2019-09-20 | 2019-09-24 | 2021-10-30 | HANWHA | Q.PEAK DUO BLK-G5 315 | Solar Panels |  | 0.315 | 13 | 52 | 23 |  | Fixed | Roof
NJSTRE1545383341 | NJSRRE1542557006 | Transition Incentive Program | VINELAND | 8360 | 20 | 3.47 | Residential | Yes | Behind the Meter | Behind the Meter |  | None | Trinity Solar | Vineland Muni Electric | Eligible for TI Program | 2019-10-18 | 2019-10-22 | 2021-10-30 | Hanwha | Q.PEAK DUO BLK-G5 315 | Solar Panels |  | 0.315 | 4 | 274 | 18 |  | Fixed | Roof
NJSTRE1545383341 | NJSRRE1542557006 | Transition Incentive Program | VINELAND | 8360 | 20 | 3.47 | Residential | Yes | Behind the Meter | Behind the Meter |  | None | Trinity Solar | Vineland Muni Electric | Eligible for TI Program | 2019-10-18 | 2019-10-22 | 2021-10-30 | Hanwha | Q.PEAK DUO BLK-G5 315 | Solar Panels |  | 0.315 | 4 | 94 | 18 |  | Fixed | Roof
NJSTRE1545383347 | NJSRRE1542444944 | Transition Incentive Program | Williamstown | 8094 | 15 | 6.67 | Residential | Yes | Behind the Meter | Behind the Meter |  | None | Sunrun Installation Services, Inc. | AC Electric | Eligible for TI Program | 2019-09-26 | 2019-09-30 | 2021-10-30 | REC Solar | REC290TP2 BLK | Solar Panels |  | 0.29 | 9 | 135 | 34 |  | Fixed | Roof
NJSTRE1545383348 | NJSRRE1542581454 | Transition Incentive Program | Florence Township | 8518 | 13 | 6.21 | Residential | Yes | Behind the Meter | Behind the Meter |  | None | Pro Custom Solar dba Momentum Solar | PSE&G | Eligible for TI Program | 2019-10-24 | 2019-10-28 | 2021-10-30 | LG Electronics | LG 345N1C-V5 | Solar Panels |  | 0.345 | 12 | 137 | 2 |  | Fixed | Roof
NJSTRE1545383287 | NJSRRE1542513422 | Transition Incentive Program | Woodbridge Township | 7064 | 11 | 9.57 | Residential | Yes | Behind the Meter | Behind the Meter |  | None | Sunrun Installation Services, Inc. | PSE&G | Eligible for TI Program | 2019-10-07 | 2019-10-10 | 2021-10-30 | REC Solar | REC290TP2 BLK | Solar Panels |  | 0.29 | 16 | 91 | 34 |  | Fixed | Roof
NJSTRE1545383288 | NJSRRE1542553764 | Transition Incentive Program | Linden | 7036 | 10 | 5.87 | Residential | Yes | Behind the Meter | Behind the Meter |  | None | Pro Custom Solar dba Momentum Solar | PSE&G | Eligible for TI Program | 2019-10-17 | 2019-10-21 | 2021-10-30 | LG ELECTRONICS | LG 345N1C-V5 | Solar Panels |  | 0.345 | 13 | 127 | 53 |  | Fixed | Roof
NJSTRE1545383293 | NJSRRE1542528174 | Transition Incentive Program | Bloomfield | 7003 | 9 | 5.04 | Residential | Yes | Behind the Meter | Behind the Meter |  | None | Pro Custom Solar dba Momentum Solar | PSE&G | Eligible for TI Program | 2019-10-11 | 2019-10-15 | 2021-10-30 | HANWHA | Q.PEAK DUO BLK-G5 315 | Solar Panels |  | 0.315 | 6 | 36 | 29 |  | Fixed | Roof
NJSTRE1545383294 | NJSRRE1542443444 | Transition Incentive Program | Carneys Point | 8069 | 16 | 5.27 | Residential | Yes | Behind the Meter | Behind the Meter |  | None | Spectrum Energy, Inc. | AC Electric | Eligible for TI Program | 2019-09-26 | 2019-09-27 | 2021-10-30 | Trina | TSM-310-DD05A.05(II) | Solar Panels |  | 0.31 | 17 | 118 | 24 |  | Fixed | Roof
NJSTRE1545383300 | NJSRRE1542497207 | Transition Incentive Program | Villas | 8251 | 21 | 8.63 | Residential | Yes | Behind the Meter | Behind the Meter |  | None | Pro Custom Solar dba Momentum Solar | AC Electric | Eligible for TI Program | 2019-10-02 | 2019-10-04 | 2021-10-30 | LG ELECTRONICS | LG 345N1C-V5 | Solar Panels |  | 0.345 | 4 | 208 | 23 |  | Fixed | Roof
NJSTRE1545383305 | NJSRRE1542850373 | Transition Incentive Program | Linden | 7036 | 10 | 6.62 | Residential | Yes | Behind the Meter | Net-metered residential rooftop and canopy |  | None | Vivint Solar Developer, LLC | PSE&G | Accepted | 2019-10-31 | 2019-11-04 | 2021-10-30 | HANWHA SOLAR | Q.PEAK BLK-G5 315 | Solar Panels |  | 0.315 | 6 | 223 | 21 |  | Fixed | Roof
NJSTRE1545383305 | NJSRRE1542850373 | Transition Incentive Program | Linden | 7036 | 10 | 6.62 | Residential | Yes | Behind the Meter | Net-metered residential rooftop and canopy |  | None | Vivint Solar Developer, LLC | PSE&G | Accepted | 2019-10-31 | 2019-11-04 | 2021-10-30 | HANWHA SOLAR | Q.PEAK BLK-G5 315 | Solar Panels |  | 0.315 | 7 | 43 | 35 |  | Fixed | Roof
NJSTRE1545383308 | NJSRRE1542425024 | Transition Incentive Program | Rockaway | 7866 | 3 | 13.86 | Residential | Yes | Behind the Meter | Net-metered residential rooftop and canopy |  | None | Vivint Solar Developer, LLC | JCP&L | Accepted | 2019-09-20 | 2019-09-24 | 2021-10-30 | HANWHA SOLAR | Q.PEAK BLK-G5 315 | Solar Panels |  | 0.315 | 27 | 268 | 23 |  | Fixed | Roof
NJSTRE1545383310 | NJSRRE1543233534 | Transition Incentive Program | ATLANTIC HIGHLANDS | 7716 | 17 | 4.41 | Residential | Yes | Behind the Meter | Net-metered residential rooftop and canopy |  | None | Vivint Solar Developer, LLC | JCP&L | Accepted | 2019-11-14 | 2019-11-18 | 2021-10-30 | HANWHA SOLAR | Q.PEAK BLK-G5 315 | Solar Panels |  | 0.315 | 10 | 108 | 42 |  | Fixed | Roof
NJSTRE1545383315 | NJSRRE1542851471 | Transition Incentive Program | Hackettstown | 7840 | 2 | 13.05 | Residential | Yes | Behind the Meter | Behind the Meter |  | None | Sunrun Installation Services, Inc. | JCP&L | Eligible for TI Program | 2019-10-31 | 2019-11-05 | 2021-10-30 | REC Solar | REC290TP2 BLK | Solar Panels |  | 0.29 | 19 | 299 | 27 |  | Fixed | Roof
NJSTRE1545383320 | NJSRRE1542883158 | Transition Incentive Program | Pennsauken Township | 8109 | 14 | 6.84 | Residential | Yes | Behind the Meter | Net-metered residential rooftop and canopy |  | None | SunPower Corporation, Systems | PSE&G | Accepted |  | 2019-11-05 | 2021-10-30 | SUNPOWER | SPR-X22-360-D-AC | Solar Panels |  | 0.36 | 3 | 54 | 18 |  | Fixed | Roof
NJSTRE1545383320 | NJSRRE1542883158 | Transition Incentive Program | Pennsauken Township | 8109 | 14 | 6.84 | Residential | Yes | Behind the Meter | Net-metered residential rooftop and canopy |  | None | SunPower Corporation, Systems | PSE&G | Accepted |  | 2019-11-05 | 2021-10-30 | SUNPOWER | SPR-X22-360-D-AC | Solar Panels |  | 0.36 | 2 | 324 | 23 |  | Fixed | Roof
NJSTRE1545574659 |  | Transition Incentive Program | Bridgewater TWP | 8807 | 5 | 8.16 | Residential | No | Behind the Meter | Net-metered residential rooftop and canopy |  | None | Tesla Energy Operations Inc. | PSE&G | Accepted | 2020-09-10 | 2020-09-15 | 2021-10-30 | SolarEdge Technologies | SE7600H-US [240V] | Inverters | 7600 |  | 1 |  |  | 0.99 |  | Outside | Outside
NJSTRE1545574702 |  | Transition Incentive Program | Woodstown | 8098 | 16 | 12.8 | Residential | No | Behind the Meter | Net-metered residential rooftop and canopy |  | None | RCL Enterprises Inc. | AC Electric | Accepted | 2020-09-10 | 2020-09-14 | 2021-10-30 | enphase | iq7 | Inverters | 240 |  | 40 |  |  | 0.96 |  | Outdoor | under panels
NJSTRE1545574723 |  | Transition Incentive Program | Perth amboy | 8861 | 11 | 4.02 | Residential | No | Behind the Meter | Net-metered residential rooftop and canopy |  | None | Vision Solar LLC | PSE&G | Accepted | 2020-09-10 | 2020-09-14 | 2021-10-30 | ENPHASE | IQ7-60-2-US | Inverters | 0.24 |  | 12 |  |  | 0.96 |  | Other | BEHIND EACH PANEL
NJSTRE1545574754 |  | Transition Incentive Program | Penns Grove | 8069 | 16 | 9.52 | Residential | Yes | Behind the Meter | Net-metered residential rooftop and canopy |  | None | Trinity Solar | AC Electric | Accepted | 2020-09-10 | 2020-09-14 | 2021-10-30 | Solar Edge | SE7600H-US | Inverters | 7600 |  | 1 |  |  | 0.97 |  | Outside | side of home
NJSTRE1545574765 |  | Transition Incentive Program | North Bergen | 7047 | 8 | 2.76 | Residential | Yes | Behind the Meter | Net-metered residential rooftop and canopy |  | None | Sunrun, Inc. | PSE&G | Accepted | 2020-09-10 | 2020-09-14 | 2021-10-30 | Enphase Energy | IQ7PLUS-72-x-US (240V) | Inverters | 290 |  | 8 |  |  | 0.96 |  | Outdoor | Rooftop
NJSTRE1545574788 |  | Transition Incentive Program | Rochelle park | 7662 | 7 | 4.36 | Residential | Yes | Behind the Meter | Net-metered residential rooftop and canopy |  | None | Vision Solar LLC | PSE&G | Accepted | 2020-09-10 | 2020-09-15 | 2021-10-30 | ENPHASE | IQ7-60-2-US | Inverters | 0.24 |  | 13 |  |  | 0.96 |  | Other | BEHIND EACH PANEL
NJSTRE1545574902 |  | Transition Incentive Program | Linden | 7036 | 10 | 8.16 | Residential | Yes | Behind the Meter | Net-metered residential rooftop and canopy |  | None | Trinity Solar | PSE&G | Accepted | 2020-09-10 | 2020-09-15 | 2021-10-30 | SOLAR EDGE | SE7600H-US | Inverters | 7600 |  | 1 |  |  | 0.97 |  | Outdoor | SIDE OF HOME
NJSTRE1545575236 |  | Transition Incentive Program | Mantua | 8051 | 15 | 12.8 | Residential | Yes | Behind the Meter | Net-metered residential rooftop and canopy |  | None | RCL Enterprises Inc. | AC Electric | Accepted | 2020-09-10 | 2020-09-15 | 2021-10-30 | enphase | iq7 | Inverters | 240 |  | 40 |  |  | 0.96 |  | Outdoor | under panels
NJSTRE1545575259 |  | Transition Incentive Program | Maplewood | 7040 | 9 | 3.5 | Residential | Yes | Behind the Meter | Net-metered residential rooftop and canopy |  | None | Pro Custom Solar dba Momentum Solar | PSE&G | Accepted | 2020-09-10 | 2020-09-15 | 2021-10-30 | Enphase | IQ7Plus-72-2-US | Inverters | 290 |  | 10 |  |  | 0.97 |  | Outdoor | Roof
NJSTRE1545575321 |  | Transition Incentive Program | Somerset | 8873 | 5 | 4.55 | Residential | Yes | Behind the Meter | Net-metered residential rooftop and canopy |  | None | Pro Custom Solar dba Momentum Solar | PSE&G | Accepted | 2020-09-10 | 2020-09-15 | 2021-10-30 | Enphase | IQ7Plus-72-2-US | Inverters | 290 |  | 13 |  |  | 0.97 |  | Outdoor | Roof
NJSTRE1545577158 |  | Transition Incentive Program | Jersey City | 7304 | 8 | 5.99 | Residential | Yes | Behind the Meter | Net-metered residential rooftop and canopy |  | None | Suntuity Solar LLC | PSE&G | Accepted | 2020-09-11 | 2020-09-15 | 2021-10-30 | Enphase Energy | IQ7-60-2-US | Inverters | 240 |  | 19 |  |  | 0.97 |  | Outdoor | Behind the PV Modules
NJSTRE1545577161 |  | Transition Incentive Program | Gibbstown | 8027 | 15 | 7.56 | Residential | No | Behind the Meter | Net-metered residential rooftop and canopy |  | None | Suntuity Solar LLC | AC Electric | Accepted | 2020-09-11 | 2020-09-15 | 2021-10-30 | Enphase Energy | IQ7-60-2-US | Inverters | 240 |  | 24 |  |  | 0.97 |  | Outdoor | Behind the PV Modules
NJSTRE1545577163 |  | Transition Incentive Program | PARAMUS | 7652 | 7 | 8.19 | Residential | No | Behind the Meter | Net-metered residential rooftop and canopy |  | None | Suntuity Solar LLC | PSE&G | Accepted | 2020-09-11 | 2020-09-15 | 2021-10-30 | Enphase Energy | IQ7-60-2-US | Inverters | 240 |  | 26 |  |  | 0.97 |  | Outdoor | Behind the PV Modules
NJSTRE1545383274 | NJSRRE1542584407 | Transition Incentive Program | Millville | 8332 | 20 | 5.36 | Residential | Yes | Behind the Meter | Behind the Meter |  | None | Trinity Solar | Vineland Muni Electric | Eligible for TI Program | 2019-10-25 | 2019-10-28 | 2021-10-30 | Hanwha | Q.PEAK DUO BLK-G5 315 | Solar Panels |  | 0.315 | 3 | 273 | 23 |  | Fixed | Roof
NJSTRE1545383279 | NJSRRE1542461007 | Transition Incentive Program | Lake Hiawatha | 7034 | 3 | 3.19 | Residential | No | Behind the Meter | Behind the Meter |  | None | Sunrun Installation Services, Inc. | JCP&L | Eligible for TI Program | 2019-09-30 | 2019-10-02 | 2021-10-30 | REC Solar | REC290TP2 BLK | Solar Panels |  | 0.29 | 3 | 184 | 46 |  | Fixed | Roof
NJSTRE1545383279 | NJSRRE1542461007 | Transition Incentive Program | Lake Hiawatha | 7034 | 3 | 3.19 | Residential | No | Behind the Meter | Behind the Meter |  | None | Sunrun Installation Services, Inc. | JCP&L | Eligible for TI Program | 2019-09-30 | 2019-10-02 | 2021-10-30 | REC Solar | REC290TP2 BLK | Solar Panels |  | 0.29 | 5 | 94 | 18 |  | Fixed | Roof
NJSTRE1545383286 | NJSRRE1542505543 | Transition Incentive Program | Medford Twp | 8055 | 13 | 8.18 | Residential | Yes | Behind the Meter | Net-metered residential rooftop and canopy |  | None | SunnyMac LLC | PSE&G | Accepted |  | 2019-10-08 | 2021-10-30 | SunPower | SPR-E20-327 | Solar Panels |  | 0.327 | 2 | 118 | 29 |  | Fixed | Roof
NJSTRE1545383290 | NJSRRE1542714085 | Transition Incentive Program | NORTHFIELD | 8225 | 19 | 4.1 | Residential | Yes | Behind the Meter | Net-metered residential rooftop and canopy |  | None | Vivint Solar Developer, LLC | AC Electric | Accepted | 2019-10-29 | 2019-11-01 | 2021-10-30 | HANWHA SOLAR | Q.PEAK BLK-G5 315 | Solar Panels |  | 0.315 | 7 | 134 | 32 |  | Fixed | Roof
NJSTRE1545383290 | NJSRRE1542714085 | Transition Incentive Program | NORTHFIELD | 8225 | 19 | 4.1 | Residential | Yes | Behind the Meter | Net-metered residential rooftop and canopy |  | None | Vivint Solar Developer, LLC | AC Electric | Accepted | 2019-10-29 | 2019-11-01 | 2021-10-30 | HANWHA SOLAR | Q.PEAK BLK-G5 315 | Solar Panels |  | 0.315 | 6 | 314 | 32 |  | Fixed | Roof
NJSTRE1545383296 | NJSRRE1543343646 | Transition Incentive Program | Parlin | 8859 | 11 | 6.4 | Residential | No | Behind the Meter | Net-metered residential rooftop and canopy |  | None | SunPower Corporation, Systems | JCP&L | Accepted |  | 2020-01-23 | 2021-10-30 | SUNPOWER | SPR-A400-G-AC | Solar Panels |  | 0.4 | 14 | 301 | 20 |  | Fixed | Roof
NJSTRE1545383301 | NJSRRE1543416870 | Transition Incentive Program | cemden | 8103 | 14 | 36.96 | Commercial | No | Behind the Meter | Behind the Meter |  | None | tj technology | PSE&G | Eligible for TI Program | 2019-12-21 | 2019-12-23 | 2021-10-30 | jinko solar | Eagle HC 72M | Solar Panels |  | 0.385 | 96 | 253 | 30 |  | Fixed | Parking Lot
NJSTRE1545383306 | NJSRRE1543056130 | Transition Incentive Program | Clifton | 7012 | 6 | 8.82 | Residential | Yes | Behind the Meter | Net-metered residential rooftop and canopy |  | None | Vivint Solar Developer, LLC | PSE&G | Accepted | 2019-11-07 | 2019-11-25 | 2021-10-30 | Hanwha | Q.PEAK BLK-G5 315 | Solar Panels |  | 0.315 | 2 | 41 | 15 |  | Fixed | Roof
NJSTRE1545383306 | NJSRRE1543056130 | Transition Incentive Program | Clifton | 7012 | 6 | 8.82 | Residential | Yes | Behind the Meter | Net-metered residential rooftop and canopy |  | None | Vivint Solar Developer, LLC | PSE&G | Accepted | 2019-11-07 | 2019-11-25 | 2021-10-30 | Hanwha | Q.PEAK BLK-G5 315 | Solar Panels |  | 0.315 | 8 | 40 | 30 |  | Fixed | Roof
NJSTRE1545383312 | NJSRRE1542425692 | Transition Incentive Program | DELRAN | 8075 | 13 | 9.45 | Residential | Yes | Behind the Meter | Net-metered residential rooftop and canopy |  | None | Vivint Solar Developer, LLC | PSE&G | Accepted | 2019-09-21 | 2019-09-24 | 2021-10-30 | HANWHA SOLAR | Q.PEAK BLK-G5 315 | Solar Panels |  | 0.315 | 12 | 67 | 19 |  | Fixed | Roof
NJSTRE1545383317 | NJSRRE1542556287 | Transition Incentive Program | Mays Landing | 8330 | 19 | 5.67 | Residential | Yes | Behind the Meter | Net-metered residential rooftop and canopy |  | None | Vivint Solar Developer, LLC | AC Electric | Accepted | 2019-10-18 | 2019-10-22 | 2021-10-30 | Hanwha | Q.PEAK BLK-G5 315 | Solar Panels |  | 0.315 | 14 | 156 | 21 |  | Fixed | Roof
NJSTRE1545383322 | NJSRRE1542579700 | Transition Incentive Program | Mystic Islands | 8087 | 18 | 4.96 | Residential | Yes | Behind the Meter | Behind the Meter |  | None | Skyline Solar, LLC | AC Electric | Eligible for TI Program | 2019-10-23 | 2019-10-25 | 2021-10-30 | Silfab | SLA310M | Solar Panels |  | 0.31 | 16 | 173 | 20 |  | Fixed | Roof
NJSTRE1545383308 | NJSRRE1542425024 | Transition Incentive Program | Rockaway | 7866 | 3 | 13.86 | Residential | Yes | Behind the Meter | Net-metered residential rooftop and canopy |  | None | Vivint Solar Developer, LLC | JCP&L | Accepted | 2019-09-20 | 2019-09-24 | 2021-10-30 | HANWHA SOLAR | Q.PEAK BLK-G5 315 | Solar Panels |  | 0.315 | 6 | 88 | 23 |  | Fixed | Roof
NJSTRE1545383319 | NJSRRE1542434010 | Transition Incentive Program | Toms River | 8753 | 18 | 14.06 | Residential | Yes | Behind the Meter | Net-metered residential rooftop and canopy |  | None | SunPower Corporation, Systems | JCP&L | Accepted |  | 2019-09-27 | 2021-10-30 | SUNPOWER | SPR-E20-327-E-AC | Solar Panels |  | 0.327 | 20 | 172 | 20 |  | Fixed | Roof
NJSTRE1545383319 | NJSRRE1542434010 | Transition Incentive Program | Toms River | 8753 | 18 | 14.06 | Residential | Yes | Behind the Meter | Net-metered residential rooftop and canopy |  | None | SunPower Corporation, Systems | JCP&L | Accepted |  | 2019-09-27 | 2021-10-30 | SUNPOWER | SPR-E20-327-E-AC | Solar Panels |  | 0.327 | 12 | 262 | 20 |  | Fixed | Roof
NJSTRE1545383320 | NJSRRE1542883158 | Transition Incentive Program | Pennsauken Township | 8109 | 14 | 6.84 | Residential | Yes | Behind the Meter | Net-metered residential rooftop and canopy |  | None | SunPower Corporation, Systems | PSE&G | Accepted |  | 2019-11-05 | 2021-10-30 | SUNPOWER | SPR-X22-360-D-AC | Solar Panels |  | 0.36 | 4 | 144 | 23 |  | Fixed | Roof
NJSTRE1545383325 | NJSRRE1542443703 | Transition Incentive Program | MILLVILLE | 8332 | 20 | 3.47 | Residential | Yes | Behind the Meter | Net-metered residential rooftop and canopy |  | None | Vivint Solar Developer, LLC | AC Electric | Accepted | 2019-09-26 | 2019-09-30 | 2021-10-30 | Hanwha | Q.PEAK BLK-G5 315 | Solar Panels |  | 0.315 | 5 | 266 | 40 |  | Fixed | Roof
NJSTRE1545383326 | NJSRRE1542461197 | Transition Incentive Program | Sicklerville | 8081 | 14 | 7.59 | Residential | Yes | Behind the Meter | Behind the Meter |  | None | Pro Custom Solar dba Momentum Solar | AC Electric | Eligible for TI Program | 2019-09-30 | 2019-10-02 | 2021-10-30 | LG ELECTRONICS | LG 345N1C-V5 | Solar Panels |  | 0.345 | 12 | 248 | 22 |  | Fixed | Roof
NJSTRE1545383328 | NJSRRE1542461362 | Transition Incentive Program | JACKSON | 8527 | 18 | 6.93 | Residential | Yes | Behind the Meter | Net-metered residential rooftop and canopy |  | None | Vivint Solar Developer, LLC | JCP&L | Accepted | 2019-10-01 | 2019-10-02 | 2021-10-30 | Hanwha Solar | Q.PEAK DUO BLK-G5 315w | Solar Panels |  | 0.315 | 14 | 207 | 23 |  | Fixed | Roof
NJSTRE1545383329 | NJSRRE1542575646 | Transition Incentive Program | Paterson | 7522 | 6 | 4.1 | Residential | Yes | Behind the Meter | Behind the Meter |  | None | Trinity Solar | PSE&G | Eligible for TI Program | 2019-10-22 | 2019-10-24 | 2021-10-30 | Hanhwa | Q.PEAK DUO BLK-G5 315 | Solar Panels |  | 0.315 | 13 | 229 | 37 |  | Fixed | Roof
NJSTRE1545383337 | NJSRRE1543065263 | Transition Incentive Program | Egg Harbor Township | 8234 | 19 | 13.32 | Residential | No | Behind the Meter | Behind the Meter |  | None | Green Power Energy | AC Electric | Eligible for TI Program | 2019-11-11 | 2019-11-13 | 2021-10-30 | S-ENERGY | SN360M-10 | Solar Panels |  | 0.36 | 18 | 157 | 27 |  | Fixed | Roof
NJSTRE1545383339 | NJSRRE1543182113 | Transition Incentive Program | Paulsboro | 8066 | 15 | 8.06 | Residential | Yes | Behind the Meter | Net-metered residential rooftop and canopy |  | None | Bright Planet Solar | AC Electric | Accepted |  | 2019-11-18 | 2021-10-30 | LONGI | LR6-60PB-310M | Solar Panels |  | 0.31 | 9 | 71 | 40 |  | Fixed | Roof
NJSTRE1545383340 | NJSRRE1542444242 | Transition Incentive Program | Passaic | 7055 | 6 | 9.43 | Residential | No | Behind the Meter | Behind the Meter |  | None | Green Power Energy | PSE&G | Eligible for TI Program | 2019-09-26 | 2019-09-30 | 2021-10-30 | Panasonic | VBHN325KA03 | Solar Panels |  | 0.325 | 16 | 300 | 12 |  | Fixed | Roof
NJSTRE1545383352 | NJSRRE1542967130 | Transition Incentive Program | New Brunswick | 8901 | 11 | 16.91 | Residential | Yes | Behind the Meter | Behind the Meter |  | None | Pro Custom Solar dba Momentum Solar | PSE&G | Eligible for TI Program | 2019-11-05 | 2019-11-07 | 2021-10-30 | LG ELECTRONICS | LG 345N1C-V5 | Solar Panels |  | 0.345 | 28 | 308 | 45 |  | Fixed | Roof
NJSTRE1545383307 | NJSRRE1542476215 | Transition Incentive Program | Linden | 7036 | 10 | 7.59 | Residential | Yes | Behind the Meter | Behind the Meter |  | None | Pro Custom Solar dba Momentum Solar | PSE&G | Eligible for TI Program | 2019-10-01 | 2019-10-03 | 2021-10-30 | LG ELECTRONICS | LG 345N1C-V5 | Solar Panels |  | 0.345 | 10 | 38 | 24 |  | Fixed | Roof
NJSTRE1545383312 | NJSRRE1542425692 | Transition Incentive Program | DELRAN | 8075 | 13 | 9.45 | Residential | Yes | Behind the Meter | Net-metered residential rooftop and canopy |  | None | Vivint Solar Developer, LLC | PSE&G | Accepted | 2019-09-21 | 2019-09-24 | 2021-10-30 | HANWHA SOLAR | Q.PEAK BLK-G5 315 | Solar Panels |  | 0.315 | 3 | 247 | 19 |  | Fixed | Roof
NJSTRE1545383312 | NJSRRE1542425692 | Transition Incentive Program | DELRAN | 8075 | 13 | 9.45 | Residential | Yes | Behind the Meter | Net-metered residential rooftop and canopy |  | None | Vivint Solar Developer, LLC | PSE&G | Accepted | 2019-09-21 | 2019-09-24 | 2021-10-30 | HANWHA SOLAR | Q.PEAK BLK-G5 315 | Solar Panels |  | 0.315 | 6 | 157 | 19 |  | Fixed | Roof
NJSTRE1545383317 | NJSRRE1542556287 | Transition Incentive Program | Mays Landing | 8330 | 19 | 5.67 | Residential | Yes | Behind the Meter | Net-metered residential rooftop and canopy |  | None | Vivint Solar Developer, LLC | AC Electric | Accepted | 2019-10-18 | 2019-10-22 | 2021-10-30 | Hanwha | Q.PEAK BLK-G5 315 | Solar Panels |  | 0.315 | 4 | 246 | 15 |  | Fixed | Roof
NJSTRE1545383318 | NJSRRE1542907487 | Transition Incentive Program | Cherry Hill | 8002 | 14 | 14.18 | Residential | Yes | Behind the Meter | Net-metered residential rooftop and canopy |  | None | Suntuity Solar LLC | PSE&G | Accepted | 2019-11-04 | 2019-11-05 | 2021-10-30 | Yingli Green Energy | YL315D-30b | Solar Panels |  | 0.315 | 45 | 98 | 34 |  | Fixed | Roof
NJSTRE1545383323 | NJSRRE1543060860 | Transition Incentive Program | Belvidere | 7823 | 2 | 18.27 | Residential | Yes | Behind the Meter | Behind the Meter |  | None | Pro Custom Solar dba Momentum Solar | JCP&L | Eligible for TI Program | 2019-11-08 | 2019-11-13 | 2021-10-30 | Hanwha | Q.Peak DUO BLK-G5 315 | Solar Panels |  | 0.315 | 23 | 122 | 22 |  | Fixed | Roof
NJSTRE1545383323 | NJSRRE1543060860 | Transition Incentive Program | Belvidere | 7823 | 2 | 18.27 | Residential | Yes | Behind the Meter | Behind the Meter |  | None | Pro Custom Solar dba Momentum Solar | JCP&L | Eligible for TI Program | 2019-11-08 | 2019-11-13 | 2021-10-30 | Hanwha | Q.Peak DUO BLK-G5 315 | Solar Panels |  | 0.315 | 20 | 121 | 14 |  | Fixed | Roof
NJSTRE1545383327 | NJSRRE1543065630 | Transition Incentive Program | Wayne | 7470 | 6 | 10.01 | Residential | Yes | Behind the Meter | Behind the Meter |  | None | Pro Custom Solar dba Momentum Solar | JCP&L | Eligible for TI Program | 2019-11-11 | 2019-11-13 | 2021-10-30 | LG Electronics | LG 345N1C-V5 | Solar Panels |  | 0.345 | 16 | 174 | 20 |  | Fixed | Roof
NJSTRE1545383333 | NJSRRE1542501210 | Transition Incentive Program | Newark | 7106 | 9 | 9.76 | Residential | No | Behind the Meter | Behind the Meter |  | None | RENNERGY, LLC | PSE&G | Eligible for TI Program | 2019-10-21 | 2019-10-22 | 2021-10-30 | Trina Solar | TSM-305DD05A.05(ii) | Solar Panels |  | 0.305 | 32 | 197 | 10 |  | Fixed | Roof
NJSTRE1545383345 | NJSRRE1542839929 | Transition Incentive Program | Paterson | 7502 | 6 | 7.25 | Residential | Yes | Behind the Meter | Behind the Meter |  | None | Pro Custom Solar dba Momentum Solar | PSE&G | Eligible for TI Program | 2019-10-31 | 2019-11-04 | 2021-10-30 | HANWHA | Q.PEAK DUO BLK-G5 315 | Solar Panels |  | 0.315 | 16 | 141 | 40 |  | Fixed | Roof
NJSTRE1545383350 | NJSRRE1542553351 | Transition Incentive Program | Jackson Township | 8527 | 18 | 8.7 | Residential | No | Behind the Meter | Behind the Meter |  | None | Sunrun Installation Services, Inc. | JCP&L | Eligible for TI Program | 2019-10-17 | 2019-10-21 | 2021-10-30 | REC Solar | REC290TP2 BLK | Solar Panels |  | 0.29 | 30 | 201 | 23 |  | Fixed | Roof
NJSTRE1545383356 | NJSRRE1542684984 | Transition Incentive Program | West Tuckerton | 8087 | 18 | 6.67 | Residential | No | Behind the Meter | Behind the Meter |  | None | Sunrun Installation Services, Inc. | AC Electric | Eligible for TI Program | 2019-10-28 | 2019-10-30 | 2021-10-30 | REC Solar | REC290TP2 BLK | Solar Panels |  | 0.29 | 23 | 143 | 23 |  | Fixed | Roof
NJSTRE1545383289 | NJSRRE1542584325 | Transition Incentive Program | Bridgeton | 8302 | 20 | 8.4 | Residential | Yes | Behind the Meter | Net-metered residential rooftop and canopy |  | None | Bright Planet Solar | AC Electric | Accepted |  | 2019-10-28 | 2021-10-30 | HANWHA Q-CELLS | Q.PEAK G-4.1 300W | Solar Panels |  | 0.3 | 28 | 180 | 25 |  | Fixed | Roof
NJSTRE1545383292 | NJSRRE1542578819 | Transition Incentive Program | MANASQUAN | 8736 | 17 | 11.66 | Residential | Yes | Behind the Meter | Net-metered residential rooftop and canopy |  | None | Vivint Solar Developer, LLC | JCP&L | Accepted | 2019-10-23 | 2019-10-25 | 2021-10-30 | Hanwha | Q.PEAK BLK-G5 315 | Solar Panels |  | 0.315 | 4 | 293 | 20 |  | Fixed | Roof
NJSTRE1545383300 | NJSRRE1542497207 | Transition Incentive Program | Villas | 8251 | 21 | 8.63 | Residential | Yes | Behind the Meter | Behind the Meter |  | None | Pro Custom Solar dba Momentum Solar | AC Electric | Eligible for TI Program | 2019-10-02 | 2019-10-04 | 2021-10-30 | LG ELECTRONICS | LG 345N1C-V5 | Solar Panels |  | 0.345 | 4 | 28 | 12 |  | Fixed | Roof
NJSTRE1545383303 | NJSRRE1542568766 | Transition Incentive Program | Edison | 8820 | 11 | 7.25 | Residential | Yes | Behind the Meter | Behind the Meter |  | None | Sunrun Installation Services, Inc. | PSE&G | Eligible for TI Program | 2019-10-21 | 2019-10-23 | 2021-10-30 | REC Solar | REC290TP2 BLK | Solar Panels |  | 0.29 | 25 | 188 | 23 |  | Fixed | Roof
NJSTRE1545383304 | NJSRRE1542425448 | Transition Incentive Program | South Amboy | 8879 | 11 | 3.15 | Residential | Yes | Behind the Meter | Behind the Meter |  | None | Trinity Solar | JCP&L | Eligible for TI Program | 2019-09-20 | 2019-09-24 | 2021-10-30 | Hanhwa | Q.PEAK DUO BLK-G5 315 | Solar Panels |  | 0.315 | 4 | 314 | 18 |  | Fixed | Roof
NJSTRE1545383310 | NJSRRE1543233534 | Transition Incentive Program | ATLANTIC HIGHLANDS | 7716 | 17 | 4.41 | Residential | Yes | Behind the Meter | Net-metered residential rooftop and canopy |  | None | Vivint Solar Developer, LLC | JCP&L | Accepted | 2019-11-14 | 2019-11-18 | 2021-10-30 | HANWHA SOLAR | Q.PEAK BLK-G5 315 | Solar Panels |  | 0.315 | 2 | 198 | 42 |  | Fixed | Roof
NJSTRE1545383311 | NJSRRE1543067738 | Transition Incentive Program | Boonton | 7005 | 3 | 6.3 | Residential | Yes | Behind the Meter | Behind the Meter |  | None | Trinity Solar | JCP&L | Eligible for TI Program | 2019-11-12 | 2019-11-14 | 2021-10-30 | HANWHA | Q.PEAK DUO BLK-G5 315 | Solar Panels |  | 0.315 | 20 | 217 | 40 |  | Fixed | Roof
NJSTRE1545383313 | NJSRRE1542541482 | Transition Incentive Program | Voorhees Township | 8043 | 14 | 5.2 | Residential | No | Behind the Meter | Behind the Meter |  | None | Green Power Energy | PSE&G | Eligible for TI Program | 2019-10-14 | 2019-10-16 | 2021-10-30 | Panasonic | VBHN325KA03 | Solar Panels |  | 0.325 | 16 | 267 | 27 |  | Fixed | Roof
NJSTRE1545383323 | NJSRRE1543060860 | Transition Incentive Program | Belvidere | 7823 | 2 | 18.27 | Residential | Yes | Behind the Meter | Behind the Meter |  | None | Pro Custom Solar dba Momentum Solar | JCP&L | Eligible for TI Program | 2019-11-08 | 2019-11-13 | 2021-10-30 | Hanwha | Q.Peak DUO BLK-G5 315 | Solar Panels |  | 0.315 | 3 | 299 | 22 |  | Fixed | Roof
NJSTRE1545383331 | NJSRRE1542582557 | Transition Incentive Program | Paterson City | 7502 | 6 | 6.96 | Residential | Yes | Behind the Meter | Behind the Meter |  | None | Sunrun Installation Services, Inc. | PSE&G | Eligible for TI Program | 2019-10-24 | 2019-10-28 | 2021-10-30 | REC Solar | REC290TP2 BLK | Solar Panels |  | 0.29 | 6 | 49 | 23 |  | Fixed | Roof
NJSTRE1545383334 | NJSRRE1542515851 | Transition Incentive Program | Milford | 8848 | 4 | 19.72 | Residential | Yes | Behind the Meter | Behind the Meter |  | None | Sunrun Installation Services, Inc. | JCP&L | Eligible for TI Program | 2019-10-08 | 2019-10-11 | 2021-10-30 | REC Solar | REC290TP2 BLK | Solar Panels |  | 0.29 | 51 | 158 | 27 |  | Fixed | Roof
NJSTRE1545383335 | NJSRRE1543041649 | Transition Incentive Program | Perth Amboy | 8861 | 11 | 17.33 | Residential | Yes | Behind the Meter | Behind the Meter |  | None | Pro Custom Solar dba Momentum Solar | PSE&G | Eligible for TI Program | 2019-11-06 | 2019-11-11 | 2021-10-30 | HANWHA | Q.PEAK DUO BLK-G5 315 | Solar Panels |  | 0.315 | 20 | 85 | 30 |  | Fixed | Roof
NJSTRE1545383327 | NJSRRE1543065630 | Transition Incentive Program | Wayne | 7470 | 6 | 10.01 | Residential | Yes | Behind the Meter | Behind the Meter |  | None | Pro Custom Solar dba Momentum Solar | JCP&L | Eligible for TI Program | 2019-11-11 | 2019-11-13 | 2021-10-30 | LG Electronics | LG 345N1C-V5 | Solar Panels |  | 0.345 | 13 | 174 | 20 |  | Fixed | Roof
NJSTRE1545383338 | NJSRRE1542507780 | Transition Incentive Program | Willingboro | 8046 | 13 | 13.4 | Residential | Yes | Behind the Meter | Behind the Meter |  | None | Pro Custom Solar dba Momentum Solar | PSE&G | Eligible for TI Program | 2019-10-04 | 2019-10-09 | 2021-10-30 | LG ELECTRONICS | LG 335N1C-A5 | Solar Panels |  | 0.335 | 19 | 18 | 25 |  | Fixed | Roof
NJSTRE1545383338 | NJSRRE1542507780 | Transition Incentive Program | Willingboro | 8046 | 13 | 13.4 | Residential | Yes | Behind the Meter | Behind the Meter |  | None | Pro Custom Solar dba Momentum Solar | PSE&G | Eligible for TI Program | 2019-10-04 | 2019-10-09 | 2021-10-30 | LG ELECTRONICS | LG 335N1C-A5 | Solar Panels |  | 0.335 | 21 | 198 | 28 |  | Fixed | Roof
NJSTRE1545383344 | NJSRRE1542525156 | Transition Incentive Program | Swedesboro | 8085 | 15 | 17.99 | Residential | Yes | Behind the Meter | Net-metered residential ground mount |  | None | Vision Solar LLC | AC Electric | Accepted | 2019-10-11 | 2019-10-14 | 2021-10-30 | sunpower | e20-327-e-ac | Solar Panels |  | 0.327 | 55 | 180 | 30 |  | Fixed | Ground
NJSTRE1545383351 | NJSRRE1543069462 | Transition Incentive Program | Ewing Township | 8618 | 12 | 6.21 | Residential | No | Behind the Meter | Behind the Meter |  | None | Sunrun Installation Services, Inc. | PSE&G | Eligible for TI Program | 2019-11-12 | 2019-11-15 | 2021-10-30 | LG Electronics | LG365Q1C-V5 | Solar Panels |  | 0.365 | 10 | 87 | 27 |  | Fixed | Roof
NJSTRE1545383351 | NJSRRE1543069462 | Transition Incentive Program | Ewing Township | 8618 | 12 | 6.21 | Residential | No | Behind the Meter | Behind the Meter |  | None | Sunrun Installation Services, Inc. | PSE&G | Eligible for TI Program | 2019-11-12 | 2019-11-15 | 2021-10-30 | LG Electronics | LG365Q1C-V5 | Solar Panels |  | 0.365 | 7 | 357 | 27 |  | Fixed | Roof
NJSTRE1545569239 |  | Transition Incentive Program | Clifton | 7013 | 6 | 7.92 | Residential | No | Behind the Meter | Net-metered residential rooftop and canopy |  | None | SunnyMac LLC | PSE&G | Accepted | 2020-09-09 | 2020-09-14 | 2021-10-30 | Solaredge | SE6000H-US | Inverters | 6000 |  | 1 |  |  | 0.99 |  | Outdoor | Next to Meter
NJSTRE1545570235 |  | Transition Incentive Program | GREAT MEADOWS | 7838 | 2 | 2.01 | Residential | No | Behind the Meter | Net-metered residential ground mount |  | None | Vision Solar LLC | JCP&L | Accepted | 2020-09-09 | 2020-09-14 | 2021-10-30 | ENPHASE | IQ7-60-2-US | Inverters | 0.24 |  | 6 |  |  | 0.96 |  | Other | BEHIND EACH PANEL
NJSTRE1545572312 |  | Transition Incentive Program | Paterson | 7503 | 6 | 6.03 | Residential | Yes | Behind the Meter | Net-metered residential rooftop and canopy |  | None | Vision Solar LLC | PSE&G | Accepted | 2020-09-09 | 2020-09-14 | 2021-10-30 | ENPHASE | IQ7-60-2-US | Inverters | 0.24 |  | 18 |  |  | 0.96 |  | Other | BEHIND EACH PANEL
NJSTRE1545572834 |  | Transition Incentive Program | Somerville | 8876 | 5 | 12.24 | Residential | No | Behind the Meter | Net-metered residential rooftop and canopy |  | PSEG | Maier Solar Engineering dba Solar Me | PSE&G | Accepted | 2020-09-09 | 2020-09-14 | 2021-10-30 | Enphase | IQ7+ | Inverters | 290 |  | 36 |  |  | 0.96 |  | Outdoor | Next to meter
NJSTRE1545572840 |  | Transition Incentive Program | woodbury heights | 8097 | 15 | 11.84 | Residential | No | Behind the Meter | Net-metered residential rooftop and canopy |  | None | Orbit Energy & Power, LLC | PSE&G | Accepted | 2020-09-09 | 2020-09-14 | 2021-10-30 | enphase | iq7-60-2-us | Inverters | 240 |  | 37 |  |  | 0.99 |  | Other | behind panels
NJSTRE1545572846 |  | Transition Incentive Program | WILLINGBORO | 8046 | 13 | 13.12 | Residential | No | Behind the Meter | Net-metered residential rooftop and canopy |  | None | Orbit Energy & Power, LLC | PSE&G | Accepted | 2020-09-09 | 2020-09-14 | 2021-10-30 | ENPHASE ENERGY | IQ7-60-2-US | Inverters | 240 |  | 41 |  |  | 0.99 |  | Outdoor | UNDER EACH PANEL
NJSTRE1545574427 |  | Transition Incentive Program | BELLMAWR | 8031 | 14 | 8.51 | Residential | Yes | Behind the Meter | Net-metered residential rooftop and canopy |  | None | Suntuity Solar LLC | PSE&G | Accepted | 2020-09-10 | 2020-09-14 | 2021-10-30 | Enphase Energy | IQ7-60-2-US | Inverters | 240 |  | 27 |  |  | 0.97 |  | Outdoor | Behind the PV Modules
NJSTRE1545383324 | NJSRRE1542909545 | Transition Incentive Program | Dennisville | 8210 | 21 | 13.95 | Residential | No | Behind the Meter | Behind the Meter |  | None | All Season Solar | AC Electric | Eligible for TI Program | 2019-11-04 | 2019-11-06 | 2021-10-30 | Trina | TSM DD05H.05II 310W | Solar Panels |  | 0.31 | 18 | 166 | 22 |  | Fixed | Roof
NJSTRE1545383330 | NJSRRE1542425021 | Transition Incentive Program | Sicklerville | 8081 | 14 | 9.45 | Residential | No | Behind the Meter | Behind the Meter |  | None | Trinity Solar | AC Electric | Eligible for TI Program | 2019-09-20 | 2019-09-24 | 2021-10-30 | HANWHA | Q.PEAK DUO BLK-G5 315 | Solar Panels |  | 0.315 | 17 | 232 | 23 |  | Fixed | Roof
NJSTRE1545567538 |  | Transition Incentive Program | MARLTON | 8053 | 13 | 9.77 | Residential | Yes | Behind the Meter | Net-metered residential rooftop and canopy |  | None | Suntuity Solar LLC | PSE&G | Accepted | 2020-09-09 | 2020-09-11 | 2021-10-30 | Enphase Energy | IQ7-60-2-US | Inverters | 240 |  | 31 |  |  | 0.97 |  | Outdoor | Behind the PV Modules
NJSTRE1545567623 |  | Transition Incentive Program | Delran Twp | 8075 | 13 | 8.78 | Residential | No | Behind the Meter | Net-metered residential rooftop and canopy |  | None | SunnyMac LLC | PSE&G | Accepted | 2020-09-09 | 2020-09-14 | 2021-10-30 | Solaredge | SE7600H-US | Inverters | 7600 |  | 1 |  |  | 0.99 |  | Outdoor | Next to Meter
NJSTRE1545567880 |  | Transition Incentive Program | Piscataway | 8854 | 11 | 3.84 | Residential | Yes | Behind the Meter | Net-metered residential rooftop and canopy |  | None | Posigen NJ LLC | PSE&G | Accepted | 2020-09-09 | 2020-09-11 | 2021-10-30 | SolarEdge | SE3800H-US | Inverters | 3800 |  | 1 |  |  | 0.99 |  | Outside | within ten feet of meter
NJSTRE1545569096 |  | Transition Incentive Program | Beachwood | 8722 | 18 | 5.61 | Residential | No | Behind the Meter | Net-metered residential rooftop and canopy |  | None | Green Power Energy | JCP&L | Accepted | 2020-09-09 | 2020-09-14 | 2021-10-30 | Solar Edge | SE5000H-US | Inverters | 5000 |  | 1 |  |  | 0.97 |  | Outside | next to meter
NJSTRE1545569230 |  | Transition Incentive Program | Haddon Heights | 8035 | 14 | 3.02 | Residential | Yes | Behind the Meter | Net-metered residential rooftop and canopy |  | None | Vision Solar LLC | PSE&G | Accepted | 2020-09-09 | 2020-09-14 | 2021-10-30 | ENPHASE | IQ7-60-2-US | Inverters | 0.24 |  | 9 |  |  | 0.96 |  | Other | BEHIND EACH PANEL
NJSTRE1545570517 |  | Transition Incentive Program | West Paterson Boro | 7424 | 6 | 13.6 | Residential | Yes | Behind the Meter | Net-metered residential rooftop and canopy |  | None | Tesla Energy Operations Inc. | PSE&G | Accepted | 2020-09-09 | 2020-09-14 | 2021-10-30 | SolarEdge Technologies | SE11400H-US [240V] | Inverters | 11400 |  | 1 |  |  | 0.99 |  | Outside | Outside
NJSTRE1545572853 |  | Transition Incentive Program | KEARNY | 7032 | 8 | 7.93 | Residential | Yes | Behind the Meter | Net-metered residential rooftop and canopy |  | None | Sunrun Installation Services, Inc. | PSE&G | Accepted | 2020-09-09 | 2020-09-14 | 2021-10-30 | Enphase Energy | IQ7-60-x-US (240V) | Inverters | 240 |  | 9 |  |  | 0.96 |  | Outdoor | Rooftop
NJSTRE1545574460 |  | Transition Incentive Program | Willingb | 8046 | 13 | 7.26 | Residential | No | Behind the Meter | Net-metered residential rooftop and canopy |  | None | Posigen NJ LLC | PSE&G | Accepted | 2020-09-10 | 2020-09-14 | 2021-10-30 | SolarEdge | SE7600H-US | Inverters | 7600 |  | 1 |  |  | 0.99 |  | Outside | within ten feet of meter
NJSTRE1545574592 |  | Transition Incentive Program | New milford | 7646 | 7 | 6.7 | Residential | Yes | Behind the Meter | Net-metered residential rooftop and canopy |  | None | Vision Solar LLC | PSE&G | Accepted | 2020-09-10 | 2020-09-18 | 2021-10-30 | ENPHASE | IQ7-60-2-US | Inverters | 0.24 |  | 20 |  |  | 0.96 |  | Other | BEHIND EACH PANEL
NJSTRE1545574629 |  | Transition Incentive Program | Wharton | 7885 | 3 | 5.7 | Residential | Yes | Behind the Meter | Net-metered residential rooftop and canopy |  | None | Vision Solar LLC | JCP&L | Accepted | 2020-09-10 | 2020-09-14 | 2021-10-30 | ENPHASE | IQ7-60-2-US | Inverters | 0.24 |  | 17 |  |  | 0.96 |  | Other | BEHIND EACH PANEL
NJSTRE1545574673 |  | Transition Incentive Program | Rahway | 7065 | 10 | 11.1 | Residential | No | Behind the Meter | Net-metered residential rooftop and canopy |  | None | Whitman Construction, LLC | PSE&G | Accepted | 2020-09-10 | 2020-09-14 | 2021-10-30 | enphase energy | IQ7plus-72-2-us | Inverters | 0.295 |  | 30 |  |  | 0.975 |  | Other | microinverters located under modules
NJSTRE1545502645 |  | Transition Incentive Program | Vineland | 8360 | 20 | 6.8 | Residential | Yes | Behind the Meter | Net-metered residential rooftop and canopy |  | None | Castle Energy, LLC | Vineland Muni Electric | Accepted | 2020-08-25 | 2020-08-28 | 2021-10-30 | Enphase Energy | IQ7-60-2-US | Inverters | 240 |  | 20 |  |  | 0.967 |  | Outdoor | on the rooftop under each solar panel
NJSTRE1545502638 |  | Transition Incentive Program | Toms River | 8757 | 18 | 17 | Residential | Yes | Behind the Meter | Net-metered residential rooftop and canopy |  | None | Seabright Solar | JCP&L | Accepted | 2020-08-25 | 2020-08-28 | 2021-10-30 | Enphase | IQ7XS-96-ACM-US | Inverters | 0.32 |  | 52 |  |  | 0.99 |  | Outside | Roof
NJSTRE1545502702 |  | Transition Incentive Program | East Windsor | 8520 | 12 | 19.1 | Residential | No | Behind the Meter | Net-metered residential rooftop and canopy |  | None | Ad Energy | JCP&L | Accepted | 2020-08-25 | 2020-08-28 | 2021-10-30 | Enphase Energy | IQ7XS-96-ACM-US | Inverters | 315 |  | 57 |  |  | 0.97 |  | Outdoor | at each panel
NJSTRE1545506238 |  | Transition Incentive Program | SICKLERVILLE | 8081 | 14 | 5.99 | Residential | Yes | Behind the Meter | Net-metered residential rooftop and canopy |  | None | Suntuity Solar LLC | AC Electric | Accepted | 2020-08-26 | 2020-08-28 | 2021-10-30 | Enphase Energy | IQ7-60-2-US | Inverters | 240 |  | 19 |  |  | 0.97 |  | Outdoor | Behind the PV Modules
NJSTRE1545506385 |  | Transition Incentive Program | TOMS RIVER | 8757 | 18 | 4.88 | Residential | Yes | Behind the Meter | Net-metered residential rooftop and canopy |  | None | Vivint Solar Developer, LLC | JCP&L | Accepted | 2020-08-27 | 2020-08-28 | 2021-10-30 | SOLAREDGE | SE3800H-US | Inverters | 3800 |  | 1 |  |  | 0.992 |  | Outdoor | Near the Utility Meter
NJSTRE1545506407 |  | Transition Incentive Program | PAULSBORO | 8066 | 15 | 8.16 | Residential | Yes | Behind the Meter | Net-metered residential rooftop and canopy |  | None | Vision Solar LLC | AC Electric | Accepted | 2020-08-26 | 2020-08-31 | 2021-10-30 | ENPHASE | IQ7-60-2-US | Inverters | 0.24 |  | 24 |  |  | 0.96 |  | Other | BEHIND EACH PANEL
NJSTRE1545382735 | NJSRRE1542033443 | Transition Incentive Program | Somerset | 8873 | 5 | 11.06 | Residential | Yes | Behind the Meter | Behind the Meter |  | None | Pro Custom Solar dba Momentum Solar | PSE&G | Eligible for TI Program | 2019-09-03 | 2019-09-05 | 2021-10-30 | LG ELECTRONICS | LG 335N1C-V5 | Solar Panels |  | 0.335 | 9 | 223 | 26 |  | Fixed | Roof
NJSTRE1545382737 | NJSRRE1541888295 | Transition Incentive Program | Lake Hiawatha | 7034 | 3 | 6.37 | Residential | Yes | Behind the Meter | Behind the Meter |  | None | Pro Custom Solar dba Momentum Solar | JCP&L | Eligible for TI Program | 2019-08-27 | 2019-08-30 | 2021-10-30 | LG ELECTRONICS | LG 335N1C-A5 | Solar Panels |  | 0.335 | 4 | 206 | 22 |  | Fixed | Roof
NJSTRE1545382738 | NJSRRE1541884586 | Transition Incentive Program | BLOOMFIELD | 7003 | 9 | 7.56 | Residential | Yes | Behind the Meter | Net-metered residential rooftop and canopy |  | None | Vivint Solar Developer, LLC | PSE&G | Accepted | 2019-09-03 | 2019-09-04 | 2021-10-30 | Hanwha Solar | Q.PEAK DUO BLK-G5 315 | Solar Panels |  | 0.315 | 12 | 95 | 34 |  | Fixed | Roof
NJSTRE1545382739 | NJSRRE1542394360 | Transition Incentive Program | Roseland Boro | 8068 | 13 | 12.06 | Residential | No | Behind the Meter | Behind the Meter |  | None | 1st Light Energy Inc | PSE&G | Eligible for TI Program | 2019-09-12 | 2019-09-16 | 2021-10-30 | LG | LG335N1C-V5 | Solar Panels |  | 0.335 | 12 | 298 | 30 |  | Fixed | Roof
NJSTRE1545382741 | NJSRRE1542248385 | Transition Incentive Program | Clifton | 7012 | 6 | 18 | Commercial | No | Behind the Meter | Behind the Meter |  | None | KG Solar and Renewable Energy LLC | PSE&G | Eligible for TI Program | 2019-09-05 | 2019-09-09 | 2021-10-30 | Hyundai | HIS-S360RI | Solar Panels |  | 0.36 | 50 | 180 | 10 |  | Fixed | Roof
NJSTRE1545382743 | NJSRRE1541883755 | Transition Incentive Program | Pleasantville | 8232 | 19 | 5.36 | Residential | Yes | Behind the Meter | Net-metered residential rooftop and canopy |  | None | Vivint Solar Developer, LLC | AC Electric | Accepted | 2019-09-05 | 2019-09-09 | 2021-10-30 | Hanwha Solar | Q.PEAK BLK-G5 315 | Solar Panels |  | 0.315 | 2 | 25 | 21 |  | Fixed | Roof
NJSTRE1545382744 | NJSRRE1542172254 | Transition Incentive Program | North Arlington | 7031 | 7 | 5.8 | Residential | No | Behind the Meter | Behind the Meter |  | None | Sunrun Installation Services, Inc. | PSE&G | Eligible for TI Program | 2019-09-04 | 2019-09-06 | 2021-10-30 | REC Solar | REC290TP2 BLK | Solar Panels |  | 0.29 | 11 | 216 | 9 |  | Fixed | Roof
NJSTRE1545382749 | NJSRRE1542412707 | Transition Incentive Program | Verona | 7044 | 9 | 8.7 | Residential | Yes | Behind the Meter | Behind the Meter |  | None | Sunrun Installation Services, Inc. | PSE&G | Eligible for TI Program | 2019-09-17 | 2019-09-19 | 2021-10-30 | REC Solar | REC290TP2 BLK | Solar Panels |  | 0.29 | 5 | 24 | 18 |  | Fixed | Roof
NJSTRE1545382753 | NJSRRE1542394253 | Transition Incentive Program | Parsippany | 7054 | 3 | 12.29 | Residential | Yes | Behind the Meter | Net-metered residential rooftop and canopy |  | None | Vivint Solar Developer, LLC | JCP&L | Accepted | 2019-09-13 | 2019-09-16 | 2021-10-30 | Hanwha | Q.PEAK BLK-G5 315 | Solar Panels |  | 0.315 | 7 | 91 | 23 |  | Fixed | Parking Lot
NJSTRE1545382756 | NJSRRE1541883847 | Transition Incentive Program | Ocean View | 8230 | 21 | 20.4 | Residential | No | Behind the Meter | Net-metered residential rooftop and canopy |  | None | Bright Planet Solar | Vineland Muni Electric | Accepted |  | 2019-10-17 | 2021-10-30 | TRINA SOLAR | TSM-300DD05A.05(II) | Solar Panels |  | 0.3 | 68 | 180 | 25 |  | Fixed | Roof
NJSTRE1545382758 | NJSRRE1542335203 | Transition Incentive Program | Hillside | 7205 | 10 | 11.12 | Residential | Yes | Behind the Meter | Behind the Meter |  | None | Kamtech Solar Solutions | PSE&G | Eligible for TI Program | 2019-09-06 | 2019-09-10 | 2021-10-30 | Sunpower Corporation | E20-327-C-AC | Solar Panels |  | 0.327 | 34 | 189 | 25 |  | Fixed | Roof
NJSTRE1545382762 | NJSRRE1541888331 | Transition Incentive Program | East Orange | 7017 | 9 | 6.37 | Residential | Yes | Behind the Meter | Behind the Meter |  | None | Pro Custom Solar dba Momentum Solar | PSE&G | Eligible for TI Program | 2019-08-27 | 2019-08-30 | 2021-10-30 | LG ELECTRONICS | LG 335N1C-V5 | Solar Panels |  | 0.335 | 8 | 118 | 18 |  | Fixed | Roof
NJSTRE1545382764 | NJSRRE1541895477 | Transition Incentive Program | Whiting | 8759 | 18 | 12.47 | Residential | Yes | Behind the Meter | Behind the Meter |  | None | Sunrun Installation Services, Inc. | JCP&L | Eligible for TI Program | 2019-08-28 | 2019-09-03 | 2021-10-30 | REC Solar | REC290TP2 BLK | Solar Panels |  | 0.29 | 29 | 42 | 23 |  | Fixed | Roof
NJSTRE1545382766 | NJSRRE1542372703 | Transition Incentive Program | Newark | 7106 | 9 | 7.71 | Residential | Yes | Behind the Meter | Behind the Meter |  | None | Pro Custom Solar dba Momentum Solar | PSE&G | Eligible for TI Program | 2019-09-09 | 2019-09-11 | 2021-10-30 | LG ELECTRONICS | LG 335N1C-V5 | Solar Panels |  | 0.335 | 2 | 197 | 29 |  | Fixed | Roof
NJSTRE1545382772 | NJSRRE1542393365 | Transition Incentive Program | Roselle | 7203 | 10 | 10.39 | Residential | Yes | Behind the Meter | Behind the Meter |  | None | Pro Custom Solar dba Momentum Solar | PSE&G | Eligible for TI Program | 2019-09-12 | 2019-09-16 | 2021-10-30 | LG ELECTRONICS | LG 335N1C-V5 | Solar Panels |  | 0.335 | 8 | 129 | 42 |  | Fixed | Roof
NJSTRE1545382783 | NJSRRE1541871831 | Transition Incentive Program | Ewing | 8618 | 12 | 3.47 | Residential | Yes | Behind the Meter | Behind the Meter |  | None | Pro Custom Solar dba Momentum Solar | PSE&G | Eligible for TI Program | 2019-08-21 | 2019-08-26 | 2021-10-30 | HANWHA | Q.PEAK DUO BLK-G5 315 | Solar Panels |  | 0.315 | 11 | 166 | 35 |  | Fixed | Roof
NJSTRE1545382794 | NJSRRE1542248736 | Transition Incentive Program | DOVER | 7801 | 3 | 13.68 | Commercial | No | Behind the Meter | Behind the Meter |  | None | DC SOLAR INTEGRATORS | JCP&L | Eligible for TI Program | 2019-09-05 | 2019-09-10 | 2021-10-30 | AXITEC | AC-360M/156-72S | Solar Panels |  | 0.36 | 38 | 210 | 16 |  | Fixed | Roof
NJSTRE1545382797 | NJSRRE1542375473 | Transition Incentive Program | Elmwood Park | 7407 | 7 | 6.37 | Residential | Yes | Behind the Meter | Behind the Meter |  | None | Pro Custom Solar dba Momentum Solar | PSE&G | Eligible for TI Program | 2019-09-10 | 2019-09-12 | 2021-10-30 | LG ELECTRONICS | LG 335N1C-V5 | Solar Panels |  | 0.335 | 3 | 71 | 12 |  | Fixed | Roof
NJSTRE1545506453 |  | Transition Incentive Program | Old Bridge | 8857 | 11 | 8.4 | Residential | Yes | Behind the Meter | Net-metered residential rooftop and canopy |  | None | Pro Custom Solar dba Momentum Solar | JCP&L | Accepted | 2020-08-26 | 2020-08-28 | 2021-10-30 | Enphase | IQ7PLUS-72-2-US | Inverters | 290 |  | 24 |  |  | 0.97 |  | Outdoor | Roof
NJSTRE1545577195 |  | Transition Incentive Program | Elizabeth | 7206 | 10 | 9.6 | Residential | No | Behind the Meter | Net-metered residential rooftop and canopy |  | None | New Jersey Suntech | PSE&G | Accepted | 2020-09-11 | 2020-09-15 | 2021-10-30 | Solaredge | SE7600-US | Inverters | 7600 |  | 1 |  |  | 0.97 |  | Outside | Side of house
NJSTRE1545577221 |  | Transition Incentive Program | Elizabeth | 7201 | 10 | 9.6 | Residential | No | Behind the Meter | Net-metered residential rooftop and canopy |  | None | New Jersey Suntech | PSE&G | Accepted | 2020-09-11 | 2020-09-15 | 2021-10-30 | Solaredge | SE7600 | Inverters | 7600 |  | 1 |  |  | 0.97 |  | Outside | Side of house
NJSTRE1545577279 |  | Transition Incentive Program | Wenonah | 8090 | 15 | 6.51 | Residential | No | Behind the Meter | Net-metered residential rooftop and canopy |  | None | Paradise Solar and Electrical | PSE&G | Accepted | 2020-09-15 | 2020-09-16 | 2021-10-30 | Enphase | IQ7+ | Inverters | 0.29 |  | 21 |  |  | 0.97 |  | Other | Under Module
NJSTRE1545577329 |  | Transition Incentive Program | RIDGEWOOD | 7450 | 7 | 17.42 | Residential | No | Behind the Meter | Net-metered residential rooftop and canopy |  | None | Infinity Solar Systems | PSE&G | Accepted | 2020-09-11 | 2020-09-15 | 2021-10-30 | ENPHASE | IQ7-60-X-US | Inverters | 240 |  | 52 |  |  | 0.97 |  | Outside | MICROINVERTERS
NJSTRE1545383346 | NJSRRE1542512446 | Transition Incentive Program | Whitesboro | 8252 | 21 | 9.3 | Residential | Yes | Behind the Meter | Behind the Meter |  | None | Orbit Energy & Power, LLC | AC Electric | Eligible for TI Program | 2019-10-07 | 2019-10-09 | 2021-10-30 | trina | tsm310 | Solar Panels |  | 0.31 | 30 | 203 | 27 |  | Fixed | Roof
NJSTRE1545383352 | NJSRRE1542967130 | Transition Incentive Program | New Brunswick | 8901 | 11 | 16.91 | Residential | Yes | Behind the Meter | Behind the Meter |  | None | Pro Custom Solar dba Momentum Solar | PSE&G | Eligible for TI Program | 2019-11-05 | 2019-11-07 | 2021-10-30 | LG ELECTRONICS | LG 345N1C-V5 | Solar Panels |  | 0.345 | 21 | 128 | 40 |  | Fixed | Roof
NJSTRE1545383355 | NJSRRE1542478635 | Transition Incentive Program | East Brunswick | 8816 | 11 | 8.12 | Residential | Yes | Behind the Meter | Behind the Meter |  | None | Sunrun Installation Services, Inc. | JCP&L | Eligible for TI Program | 2019-10-01 | 2019-10-03 | 2021-10-30 | REC Solar | REC290TP2 BLK | Solar Panels |  | 0.29 | 7 | 89 | 23 |  | Fixed | Roof
NJSTRE1545383357 | NJSRRE1542445082 | Transition Incentive Program | rahway | 7065 | 10 | 8.24 | Residential | No | Behind the Meter | Behind the Meter |  | None | Whitman Construction, LLC | PSE&G | Eligible for TI Program | 2019-09-26 | 2019-09-30 | 2021-10-30 | Trina Solar | TSM-305DD05A | Solar Panels |  | 0.305 | 22 | 214 | 20 |  | Fixed | Roof
NJSTRE1545383360 | NJSRRE1542582228 | Transition Incentive Program | Teaneck | 7666 | 7 | 5.89 | Residential | No | Behind the Meter | Behind the Meter |  | None |  | PSE&G | Eligible for TI Program | 2019-10-24 | 2019-10-28 | 2021-10-30 | Silfab | SLA310M | Solar Panels |  | 0.31 | 8 | 258 | 18 |  | Fixed | Roof
NJSTRE1545383367 | NJSRRE1542521759 | Transition Incentive Program | Lafayette | 7848 | 1 | 20.7 | Residential | Yes | Behind the Meter | Behind the Meter |  | None | Pro Custom Solar dba Momentum Solar | JCP&L | Eligible for TI Program | 2019-10-09 | 2019-10-11 | 2021-10-30 | LG ELECTRONICS | LG 345N1C-V5 | Solar Panels |  | 0.345 | 8 | 134 | 30 |  | Fixed | Roof
NJSTRE1545383369 | NJSRRE1542519384 | Transition Incentive Program | Burlington City | 8016 | 13 | 5.12 | Residential | Yes | Behind the Meter | Behind the Meter |  | None | Skyline Solar, LLC | PSE&G | Eligible for TI Program | 2019-10-09 | 2019-10-11 | 2021-10-30 | Hanwha Q-Cells | Q.PEAK DUO-G5 320 | Solar Panels |  | 0.32 | 16 | 161 | 27 |  | Fixed | Roof
NJSTRE1545383373 | NJSRRE1542581591 | Transition Incentive Program | Wayne | 7470 | 6 | 7.71 | Residential | Yes | Behind the Meter | Behind the Meter |  | None | Pro Custom Solar dba Momentum Solar | PSE&G | Eligible for TI Program | 2019-10-24 | 2019-10-28 | 2021-10-30 | LG Electronics | LG 335N1C-A5 | Solar Panels |  | 0.335 | 4 | 77 | 16 |  | Fixed | Roof
NJSTRE1545383375 | NJSRRE1543191469 | Transition Incentive Program | Leonia | 7605 | 7 | 13.41 | Residential | Yes | Behind the Meter | Net-metered residential rooftop and canopy |  | None | SunPower Corporation, Systems | PSE&G | Accepted |  | 2019-11-18 | 2021-10-30 | SUNPOWER | SPR-E20-327-E-AC | Solar Panels |  | 0.327 | 20 | 25 | 40 |  | Fixed | Roof
NJSTRE1545574798 |  | Transition Incentive Program | Newark | 7106 | 9 | 5.49 | Residential | Yes | Behind the Meter | Net-metered residential rooftop and canopy |  | None | Sunrun Installation Services, Inc. | PSE&G | Accepted | 2020-09-10 | 2020-09-14 | 2021-10-30 | Enphase Energy | IQ7-60-x-US (240V) | Inverters | 240 |  | 18 |  |  | 0.96 |  | Outdoor | Rooftop
NJSTRE1545574831 |  | Transition Incentive Program | GARWOOD | 7027 | 10 | 2.6 | Residential | Yes | Behind the Meter | Net-metered residential rooftop and canopy |  | None | Vivint Solar Developer, LLC | PSE&G | Accepted | 2020-09-15 | 2020-09-15 | 2021-10-30 | Solar Edge | SE3800H-US | Inverters | 3800 |  | 1 |  |  | 0.992 |  | Outdoor | Near the Utility Meter
NJSTRE1545574843 |  | Transition Incentive Program | Galloway | 8205 | 19 | 14.28 | Residential | Yes | Behind the Meter | Net-metered residential rooftop and canopy |  | None | Castle Energy, LLC | AC Electric | Accepted | 2020-09-10 | 2020-09-17 | 2021-10-30 | Enphase Energy | IQ7-60-2-US | Inverters | 240 |  | 42 |  |  | 0.967 |  | Outdoor | on the rooftop under each solar panel
NJSTRE1545574869 |  | Transition Incentive Program | Paterson | 7524 | 6 | 8.16 | Residential | Yes | Behind the Meter | Net-metered residential rooftop and canopy |  | None | Trinity Solar | PSE&G | Accepted | 2020-09-10 | 2020-09-14 | 2021-10-30 | SOLAR EDGE | SE7600H-US | Inverters | 7600 |  | 1 |  |  | 0.97 |  | Outside | SIDE OF HOME
NJSTRE1545574877 |  | Transition Incentive Program | Egg Harbor Township | 8234 | 19 | 3.74 | Residential | Yes | Behind the Meter | Net-metered residential rooftop and canopy |  | None | Castle Energy, LLC | AC Electric | Accepted | 2020-09-10 | 2020-09-15 | 2021-10-30 | Enphase Energy | IQ7-60-2-US | Inverters | 240 |  | 11 |  |  | 0.967 |  | Outdoor | on the rooftop under each solar panel
NJSTRE1545574971 |  | Transition Incentive Program | Livingston | 7039 | 9 | 13.65 | Residential | Yes | Behind the Meter | Net-metered residential rooftop and canopy |  | None | Pro Custom Solar dba Momentum Solar | PSE&G | Accepted | 2020-09-10 | 2020-09-15 | 2021-10-30 | Enphase | IQ7Plus-72-2-US | Inverters | 290 |  | 39 |  |  | 0.97 |  | Outdoor | Roof
NJSTRE1545577511 |  | Transition Incentive Program | Spring Lake | 7762 | 17 | 10.5 | Residential | Yes | Behind the Meter | Net-metered residential rooftop and canopy |  | None | Pro Custom Solar dba Momentum Solar | JCP&L | Accepted | 2020-09-11 | 2020-09-15 | 2021-10-30 | Enphase | IQ7PLUS-72-2-US | Inverters | 290 |  | 30 |  |  | 0.97 |  | Outdoor | Roof
NJSTRE1545577703 |  | Transition Incentive Program | Robbinsville | 8691 | 12 | 7.14 | Residential | No | Behind the Meter | Net-metered residential rooftop and canopy |  | None | Tesla Energy Operations Inc. | JCP&L | Accepted | 2020-09-11 | 2020-09-15 | 2021-10-30 | SolarEdge Technologies | SE7600H-US [240V] | Inverters | 7600 |  | 1 |  |  | 0.99 |  | Outside | Outside
NJSTRE1545383336 | NJSRRE1542445735 | Transition Incentive Program | Woodbridge Twp | 7067 | 10 | 2.9 | Residential | Yes | Behind the Meter | Behind the Meter |  | None | Sunrun Installation Services, Inc. | PSE&G | Eligible for TI Program | 2019-09-26 | 2019-09-30 | 2021-10-30 | REC Solar | REC290TP2 BLK | Solar Panels |  | 0.29 | 10 | 176 | 18 |  | Fixed | Roof
NJSTRE1545383340 | NJSRRE1542444242 | Transition Incentive Program | Passaic | 7055 | 6 | 9.43 | Residential | No | Behind the Meter | Behind the Meter |  | None | Green Power Energy | PSE&G | Eligible for TI Program | 2019-09-26 | 2019-09-30 | 2021-10-30 | Panasonic | VBHN325KA03 | Solar Panels |  | 0.325 | 13 | 120 | 10 |  | Fixed | Roof
NJSTRE1545383341 | NJSRRE1542557006 | Transition Incentive Program | VINELAND | 8360 | 20 | 3.47 | Residential | Yes | Behind the Meter | Behind the Meter |  | None | Trinity Solar | Vineland Muni Electric | Eligible for TI Program | 2019-10-18 | 2019-10-22 | 2021-10-30 | Hanwha | Q.PEAK DUO BLK-G5 315 | Solar Panels |  | 0.315 | 3 | 274 | 18 |  | Fixed | Roof
NJSTRE1545383347 | NJSRRE1542444944 | Transition Incentive Program | Williamstown | 8094 | 15 | 6.67 | Residential | Yes | Behind the Meter | Behind the Meter |  | None | Sunrun Installation Services, Inc. | AC Electric | Eligible for TI Program | 2019-09-26 | 2019-09-30 | 2021-10-30 | REC Solar | REC290TP2 BLK | Solar Panels |  | 0.29 | 14 | 226 | 27 |  | Fixed | Roof
NJSTRE1545383353 | NJSRRE1542501216 | Transition Incentive Program | Bridgeton | 8302 | 20 | 7.04 | Residential | Yes | Behind the Meter | Behind the Meter |  | None | Skyline Solar, LLC | AC Electric | Eligible for TI Program | 2019-10-03 | 2019-10-08 | 2021-10-30 | Hanwha Q-Cells | Q.PEAK DUO-G5 320 | Solar Panels |  | 0.32 | 22 | 180 | 7 |  | Fixed | Roof
NJSTRE1545506495 |  | Transition Incentive Program | Lincoln park | 7035 | 3 | 9.86 | Residential | No | Behind the Meter | Net-metered residential rooftop and canopy |  | PSEG | Vision Solar LLC | PSE&G | Accepted | 2020-08-26 | 2020-08-28 | 2021-10-30 | ENPHASE | IQ7-60-2-US | Inverters | 0.24 |  | 29 |  |  | 0.96 |  | Other | BEHIND EACH PANEL
NJSTRE1545506477 |  | Transition Incentive Program | Southampton | 8088 | 13 | 23.36 | Residential | Yes | Behind the Meter | Net-metered residential rooftop and canopy |  | None | Trinity Solar | JCP&L | Accepted | 2020-08-26 | 2020-08-28 | 2021-10-30 | Solar Edge | SE7600 | Inverters | 7600 |  | 1 |  |  | 0.97 |  | Outdoor | side of home
NJSTRE1545507108 | NJSRRE1544630757 | Transition Incentive Program | ELIZABETH CITY | 7206 | 10 | 4.96 | Residential | Yes | Behind the Meter | Behind the Meter |  | None | Sunrun Installation Services, Inc. | PSE&G | Eligible for TI Program | 2020-03-12 | 2020-03-17 | 2021-10-30 | Enphase Energy | IQ7-60-x-US (240V) | Inverters | 240 |  | 16 |  |  | 0.96 |  | Outdoor | Rooftop
NJSTRE1545507160 | NJSRRE1544326230 | Transition Incentive Program | Clifton | 7012 | 6 | 12.25 | Residential | Yes | Behind the Meter | Net-metered residential rooftop and canopy |  | None | Pro Custom Solar dba Momentum Solar | PSE&G | Final As-Built Received | 2020-01-29 | 2020-01-31 | 2021-10-30 | enphase energy | IQ7PLUS-72-2-US | Inverters | 290 |  | 35 |  |  | 0.97 |  | Outdoor | roof
NJSTRE1545507166 | NJSRRE1544419572 | Transition Incentive Program | Irvington | 7111 | 9 | 9.45 | Residential | Yes | Behind the Meter | Net-metered residential rooftop and canopy |  | None | Pro Custom Solar dba Momentum Solar | PSE&G | Accepted | 2020-02-07 | 2020-02-11 | 2021-10-30 | enphase energy | IQ7PLUS-72-2-US | Inverters | 295 |  | 27 |  |  | 0.97 |  | Outdoor | roof
NJSTRE1545507178 | NJSRRE1544540656 | Transition Incentive Program | Cream Ridge | 8514 | 17 | 21 | Residential | Yes | Behind the Meter | Net-metered residential rooftop and canopy |  | None | Pro Custom Solar dba Momentum Solar | JCP&L | Accepted | 2020-02-26 | 2020-02-28 | 2021-10-30 | Enphase Energy | IQ7PLUS-72-2-US | Inverters | 295 |  | 60 |  |  | 0.97 |  | Outdoor | roof
NJSTRE1545507232 |  | Transition Incentive Program | Woodbury | 8096 | 15 | 7.14 | Residential | Yes | Behind the Meter | Net-metered residential rooftop and canopy |  | None | Trinity Solar | PSE&G | Accepted | 2020-08-26 | 2020-08-28 | 2021-10-30 | Solar Edge | SE6000 | Inverters | 6000 |  | 1 |  |  | 0.97 |  | Outside | side of home
NJSTRE1545507267 |  | Transition Incentive Program | West Windsor Twp | 8550 | 12 | 10.44 | Residential | No | Behind the Meter | Net-metered residential rooftop and canopy |  | None | Green Power Energy | PSE&G | Accepted | 2020-08-26 | 2020-08-28 | 2021-10-30 | Solar Edge | SE10000H-US | Inverters | 10000 |  | 1 |  |  | 0.97 |  | Outside | next to meter
NJSTRE1545509526 |  | Transition Incentive Program | malaga | 8328 | 15 | 13.12 | Residential | Yes | Behind the Meter | Net-metered residential rooftop and canopy |  | None | Orbit Energy & Power, LLC | AC Electric | Final As-Built Received | 2020-08-26 | 2020-08-28 | 2021-10-30 | enphase | iq7-60-2-us | Inverters | 240 |  | 41 |  |  | 0.96 |  | Other | behind panels
NJSTRE1545509544 |  | Transition Incentive Program | Medford | 8055 | 13 | 25.28 | Commercial | Yes | Behind the Meter | Net-metered non-residential ground mount |  | None | Geoscape Solar | PSE&G | Accepted | 2020-08-26 | 2020-08-28 | 2021-10-30 | SolarEdge | SE14.4KUS | Inverters | 14400 |  | 1 |  |  | 0.98 |  | Indoor | in electrical room
NJSTRE1545509571 |  | Transition Incentive Program | Norwood | 7648 | 7 | 4.08 | Residential | Yes | Behind the Meter | Net-metered residential rooftop and canopy |  | None | Tesla Energy Operations Inc. | Orange Rockland Electric | Accepted | 2020-08-26 | 2020-09-02 | 2021-10-30 | SolarEdge Technologies | SE3800H-US [240V] | Inverters | 3800 |  | 1 |  |  | 0.99 |  | Outside | Outside
NJSTRE1545510888 |  | Transition Incentive Program | BLOOMFIELD | 7003 | 9 | 6.83 | Residential | Yes | Behind the Meter | Net-metered residential rooftop and canopy |  | None | Vivint Solar Developer, LLC | PSE&G | Accepted | 2020-08-28 | 2020-09-02 | 2021-10-30 | SOLAR EDGE | SE7600H-US | Inverters | 7600 |  | 1 |  |  | 0.992 |  | Outdoor | Near the Utility Meter
NJSTRE1545515029 |  | Transition Incentive Program | Roselle Park | 7204 | 10 | 8.82 | Residential | Yes | Behind the Meter | Net-metered residential rooftop and canopy |  | None | Suntuity Solar LLC | PSE&G | Accepted | 2020-08-27 | 2020-08-31 | 2021-10-30 | Enphase Energy | IQ7-60-2-US | Inverters | 240 |  | 28 |  |  | 0.97 |  | Outdoor | Behind the PV Modules
NJSTRE1545383342 | NJSRRE1543046374 | Transition Incentive Program | Willingboro | 8046 | 13 | 8.06 | Residential | Yes | Behind the Meter | Net-metered residential rooftop and canopy |  | None | Palmetto Solar LLC | PSE&G | Accepted | 2019-11-07 | 2019-11-12 | 2021-10-30 | Yingli | 310D-30B | Solar Panels |  | 0.31 | 26 | 148 | 42 |  | Fixed | Roof
NJSTRE1545383345 | NJSRRE1542839929 | Transition Incentive Program | Paterson | 7502 | 6 | 7.25 | Residential | Yes | Behind the Meter | Behind the Meter |  | None | Pro Custom Solar dba Momentum Solar | PSE&G | Eligible for TI Program | 2019-10-31 | 2019-11-04 | 2021-10-30 | HANWHA | Q.PEAK DUO BLK-G5 315 | Solar Panels |  | 0.315 | 7 | 321 | 40 |  | Fixed | Roof
NJSTRE1545383355 | NJSRRE1542478635 | Transition Incentive Program | East Brunswick | 8816 | 11 | 8.12 | Residential | Yes | Behind the Meter | Behind the Meter |  | None | Sunrun Installation Services, Inc. | JCP&L | Eligible for TI Program | 2019-10-01 | 2019-10-03 | 2021-10-30 | REC Solar | REC290TP2 BLK | Solar Panels |  | 0.29 | 3 | 137 | 27 |  | Fixed | Roof
NJSTRE1545383357 | NJSRRE1542445082 | Transition Incentive Program | rahway | 7065 | 10 | 8.24 | Residential | No | Behind the Meter | Behind the Meter |  | None | Whitman Construction, LLC | PSE&G | Eligible for TI Program | 2019-09-26 | 2019-09-30 | 2021-10-30 | Trina Solar | TSM-305DD05A | Solar Panels |  | 0.305 | 5 | 34 | 20 |  | Fixed | Roof
NJSTRE1545383367 | NJSRRE1542521759 | Transition Incentive Program | Lafayette | 7848 | 1 | 20.7 | Residential | Yes | Behind the Meter | Behind the Meter |  | None | Pro Custom Solar dba Momentum Solar | JCP&L | Eligible for TI Program | 2019-10-09 | 2019-10-11 | 2021-10-30 | LG ELECTRONICS | LG 345N1C-V5 | Solar Panels |  | 0.345 | 23 | 60 | 17 |  | Fixed | Roof
NJSTRE1545383370 | NJSRRE1542521791 | Transition Incentive Program | RARITAN | 8869 | 5 | 7.88 | Residential | Yes | Behind the Meter | Net-metered residential rooftop and canopy |  | None | Vivint Solar Developer, LLC | PSE&G | Accepted | 2019-10-09 | 2019-10-11 | 2021-10-30 | HANWHA SOLAR | Q.PEAK BLK-G5 315 | Solar Panels |  | 0.315 | 3 | 270 | 21 |  | Fixed | Roof
NJSTRE1545383377 | NJSRRE1542712804 | Transition Incentive Program | Pitman | 8071 | 15 | 10.24 | Residential | No | Behind the Meter | Behind the Meter |  | None |  | AC Electric | Eligible for TI Program | 2019-10-29 | 2019-10-31 | 2021-10-30 | Panasonic | VBHN320KA03 | Solar Panels |  | 0.32 | 8 | 251 | 27 |  | Fixed | Roof
NJSTRE1545383379 | NJSRRE1543421321 | Transition Incentive Program | River Edge | 7661 | 7 | 9.81 | Residential | Yes | Behind the Meter | Net-metered residential rooftop and canopy |  | None | Vision Solar LLC | PSE&G | Accepted | 2019-11-19 | 2019-11-21 | 2021-10-30 | sunpower | e20-327-e-ac | Solar Panels |  | 0.327 | 3 | 18 | 30 |  | Fixed | Roof
NJSTRE1545383379 | NJSRRE1543421321 | Transition Incentive Program | River Edge | 7661 | 7 | 9.81 | Residential | Yes | Behind the Meter | Net-metered residential rooftop and canopy |  | None | Vision Solar LLC | PSE&G | Accepted | 2019-11-19 | 2019-11-21 | 2021-10-30 | sunpower | e20-327-e-ac | Solar Panels |  | 0.327 | 4 | 288 | 23 |  | Fixed | Roof
NJSTRE1545383388 | NJSRRE1542460966 | Transition Incentive Program | Palmyra | 8065 | 13 | 9.86 | Residential | Yes | Behind the Meter | Behind the Meter |  | None | Sunrun Installation Services, Inc. | PSE&G | Eligible for TI Program | 2019-09-30 | 2019-10-02 | 2021-10-30 | REC Solar | REC290TP2 BLK | Solar Panels |  | 0.29 | 6 | 324 | 27 |  | Fixed | Roof
NJSTRE1545383390 | NJSRRE1542578828 | Transition Incentive Program | Millville | 8332 | 20 | 8.19 | Residential | Yes | Behind the Meter | Behind the Meter |  | None | Pro Custom Solar dba Momentum Solar | AC Electric | Eligible for TI Program | 2019-10-23 | 2019-10-25 | 2021-10-30 | Hanwha | Q.Peak DUO BLK-G5 315 | Solar Panels |  | 0.315 | 8 | 284 | 17 |  | Fixed | Roof
NJSTRE1545383390 | NJSRRE1542578828 | Transition Incentive Program | Millville | 8332 | 20 | 8.19 | Residential | Yes | Behind the Meter | Behind the Meter |  | None | Pro Custom Solar dba Momentum Solar | AC Electric | Eligible for TI Program | 2019-10-23 | 2019-10-25 | 2021-10-30 | Hanwha | Q.Peak DUO BLK-G5 315 | Solar Panels |  | 0.315 | 6 | 104 | 14 |  | Fixed | Roof
NJSTRE1545574615 |  | Transition Incentive Program | Mannington | 8079 | 16 | 19.2 | Residential | No | Behind the Meter | Net-metered residential rooftop and canopy |  | None | RCL Enterprises Inc. | AC Electric | Accepted | 2020-09-10 | 2020-09-14 | 2021-10-30 | Enphase | IQ7 | Inverters | 240 |  | 60 |  |  | 0.96 |  | Outdoor | under panels
NJSTRE1545383362 | NJSRRE1543051296 | Transition Incentive Program | Nutley | 7110 | 9 | 5.52 | Residential | Yes | Behind the Meter | Behind the Meter |  | None | Pro Custom Solar dba Momentum Solar | PSE&G | Eligible for TI Program | 2019-11-07 | 2019-11-12 | 2021-10-30 | LG | LG 345N1C-V5 | Solar Panels |  | 0.345 | 16 | 134 | 26 |  | Fixed | Roof
NJSTRE1545383363 | NJSRRE1542809475 | Transition Incentive Program | Gloucester City | 8030 | 14 | 9.6 | Residential | Yes | Behind the Meter | Behind the Meter |  | None | Skyline Solar, LLC | PSE&G | Eligible for TI Program | 2019-10-30 | 2019-11-01 | 2021-10-30 | Hanwha Q-Cells | Q.PEAK DUO-G5 320 | Solar Panels |  | 0.32 | 30 | 271,91 | 24 |  | Fixed | Roof
NJSTRE1545383368 | NJSRRE1542553725 | Transition Incentive Program | Linwood | 8221 | 19 | 9.81 | Residential | Yes | Behind the Meter | Net-metered residential rooftop and canopy |  | None | SunPower Corporation, Systems | AC Electric | Accepted |  | 2019-10-21 | 2021-10-30 | SUNPOWER | SPR-E20-327-E-AC | Solar Panels |  | 0.327 | 21 | 130 | 22 |  | Fixed | Roof
NJSTRE1545574892 |  | Transition Incentive Program | Keyport | 7735 | 17 | 4.55 | Residential | No | Behind the Meter | Net-metered residential rooftop and canopy |  | None | EMT Renewables | JCP&L | Accepted | 2020-09-10 | 2020-09-14 | 2021-10-30 | SolarEdge | SE3800A-USS | Inverters | 3.8 |  | 1 |  |  | 0.97 |  | Outside | next to meter
NJSTRE1545575240 |  | Transition Incentive Program | SEWELL | 8080 | 15 | 5.1 | Residential | Yes | Behind the Meter | Net-metered residential rooftop and canopy |  | None | Trinity Solar | AC Electric | Accepted | 2020-09-10 | 2020-09-15 | 2021-10-30 | Solar Edge | SE3800H-US000BNC4 | Inverters | 3800 |  | 1 |  |  | 0.97 |  | Outdoor | side of home
NJSTRE1545575324 |  | Transition Incentive Program | Newark | 7114 | 9 | 8 | Residential | No | Behind the Meter | Net-metered residential rooftop and canopy |  | None | New Jersey Suntech | PSE&G | Accepted | 2020-09-10 | 2020-09-15 | 2021-10-30 | Solaredge | SE7600 | Inverters | 7600 |  | 1 |  |  | 0.97 |  | Outside | Side of house
NJSTRE1545575335 |  | Transition Incentive Program | Newark | 7114 | 9 | 4.48 | Residential | No | Behind the Meter | Net-metered residential rooftop and canopy |  | None | New Jersey Suntech | PSE&G | Accepted | 2020-09-10 | 2020-09-15 | 2021-10-30 | Solaredge | SE3800 | Inverters | 3800 |  | 1 |  |  | 0.97 |  | Outside | Side of house
NJSTRE1545577324 |  | Transition Incentive Program | Paramus | 7652 | 7 | 3.15 | Residential | Yes | Behind the Meter | Net-metered residential rooftop and canopy |  | None | Pro Custom Solar dba Momentum Solar | PSE&G | Accepted | 2020-09-11 | 2020-09-15 | 2021-10-30 | Enphase | IQ7PLUS-72-2-US | Inverters | 290 |  | 9 |  |  | 0.97 |  | Outdoor | Roof
NJSTRE1545577294 |  | Transition Incentive Program | SADDLE BROOK | 7663 | 7 | 7.15 | Residential | Yes | Behind the Meter | Net-metered residential rooftop and canopy |  | None | Vivint Solar Developer, LLC | PSE&G | Accepted | 2020-09-16 | 2020-09-16 | 2021-10-30 | Solar Edge | SE7600H-US | Inverters | 7600 |  | 1 |  |  | 0.992 |  | Outdoor | Near the Utility Meter
NJSTRE1545577836 |  | Transition Incentive Program | Toms River | 8757 | 18 | 6.29 | Residential | No | Behind the Meter | Net-metered residential rooftop and canopy |  | None | Whitman Construction, LLC | JCP&L | Accepted | 2020-09-11 | 2020-09-15 | 2021-10-30 | ENPHASE | IQ7-60-2-US | Inverters | 240 |  | 17 |  |  | 0.975 |  | Outdoor | MICROINVERTERS LOCATED UNDER MODULES
NJSTRE1545577834 |  | Transition Incentive Program | Rockaway | 7866 | 3 | 19.43 | Residential | Yes | Behind the Meter | Net-metered residential rooftop and canopy |  | None | Vision Solar LLC | JCP&L | Accepted | 2020-09-11 | 2020-09-15 | 2021-10-30 | ENPHASE | IQ7-60-2-US | Inverters | 0.24 |  | 58 |  |  | 0.96 |  | Other | BEHIND EACH PANEL
NJSTRE1545577880 |  | Transition Incentive Program | Carneys Point | 8069 | 16 | 7.15 | Residential | Yes | Behind the Meter | Net-metered residential rooftop and canopy |  | None | Sunnymac | AC Electric | Accepted | 2020-09-11 | 2020-09-15 | 2021-10-30 | Solaredge | SE6000H-US | Inverters | 6000 |  | 1 |  |  | 0.99 |  | Outdoor | Next to Meter
NJSTRE1545577925 |  | Transition Incentive Program | Newark | 7106 | 9 | 3.69 | Residential | Yes | Behind the Meter | Net-metered residential rooftop and canopy |  | None | Vision Solar LLC | PSE&G | Accepted | 2020-09-11 | 2020-09-15 | 2021-10-30 | ENPHASE | IQ7-60-2-US | Inverters | 0.24 |  | 11 |  |  | 0.96 |  | Other | BEHIND EACH PANEL
NJSTRE1545383360 | NJSRRE1542582228 | Transition Incentive Program | Teaneck | 7666 | 7 | 5.89 | Residential | No | Behind the Meter | Behind the Meter |  | None |  | PSE&G | Eligible for TI Program | 2019-10-24 | 2019-10-28 | 2021-10-30 | Silfab | SLA310M | Solar Panels |  | 0.31 | 11 | 167 | 27 |  | Fixed | Roof
NJSTRE1545383361 | NJSRRE1543058027 | Transition Incentive Program | Sicklerville | 8081 | 14 | 6.93 | Residential | Yes | Behind the Meter | Behind the Meter |  | None | Trinity Solar | AC Electric | Eligible for TI Program | 2019-11-08 | 2019-11-12 | 2021-10-30 | HANWHA | Q.PEAK DUO BLK-G5 315 | Solar Panels |  | 0.315 | 22 | 165 | 30 |  | Fixed | Roof
NJSTRE1545383364 | NJSRRE1542527731 | Transition Incentive Program | Haledon | 7508 | 6 | 3.15 | Residential | No | Behind the Meter | Net-metered residential rooftop and canopy |  | None | Suntuity Solar LLC | PSE&G | Accepted | 2019-10-11 | 2019-10-14 | 2021-10-30 | Yingli Green Energy | YL315D-30b | Solar Panels |  | 0.315 | 10 | 127 | 30 |  | Fixed | Roof
NJSTRE1545383365 | NJSRRE1542556874 | Transition Incentive Program | Morris Plains | 7950 | 3 | 15.53 | Residential | Yes | Behind the Meter | Behind the Meter |  | None | Pro Custom Solar dba Momentum Solar | JCP&L | Eligible for TI Program | 2019-10-18 | 2019-10-22 | 2021-10-30 | LG Electronics | LG 345N1C-V5 | Solar Panels |  | 0.345 | 45 | 140 | 22 |  | Fixed | Roof
NJSTRE1545383372 | NJSRRE1542967118 | Transition Incentive Program | Pleasantville | 8232 | 19 | 9.6 | Residential | Yes | Behind the Meter | Behind the Meter |  | None | Skyline Solar, LLC | AC Electric | Eligible for TI Program | 2019-11-05 | 2019-11-07 | 2021-10-30 | Hanwha Q-Cells | Q.PEAK DUO-G5 320 | Solar Panels |  | 0.32 | 30 | 129219 | 28 |  | Fixed | Roof
NJSTRE1545383373 | NJSRRE1542581591 | Transition Incentive Program | Wayne | 7470 | 6 | 7.71 | Residential | Yes | Behind the Meter | Behind the Meter |  | None | Pro Custom Solar dba Momentum Solar | PSE&G | Eligible for TI Program | 2019-10-24 | 2019-10-28 | 2021-10-30 | LG Electronics | LG 335N1C-A5 | Solar Panels |  | 0.335 | 9 | 167 | 12 |  | Fixed | Roof
NJSTRE1545383375 | NJSRRE1543191469 | Transition Incentive Program | Leonia | 7605 | 7 | 13.41 | Residential | Yes | Behind the Meter | Net-metered residential rooftop and canopy |  | None | SunPower Corporation, Systems | PSE&G | Accepted |  | 2019-11-18 | 2021-10-30 | SUNPOWER | SPR-E20-327-E-AC | Solar Panels |  | 0.327 | 21 | 205 | 40 |  | Fixed | Roof
NJSTRE1545383382 | NJSRRE1542543847 | Transition Incentive Program | Toms River | 8753 | 18 | 10.71 | Residential | Yes | Behind the Meter | Behind the Meter |  | None | Trinity Solar | JCP&L | Eligible for TI Program | 2019-10-15 | 2019-10-17 | 2021-10-30 | Hanwha | Q.PEAK DUO BLK-G5 315 | Solar Panels |  | 0.315 | 34 | 182 | 18 |  | Fixed | Roof
NJSTRE1545574604 |  | Transition Incentive Program | Monmouth Beach | 7750 | 17 | 4.08 | Residential | Yes | Behind the Meter | Net-metered residential rooftop and canopy |  | None | Trinity Solar | JCP&L | Accepted | 2020-09-10 | 2020-09-14 | 2021-10-30 | Solar Edge | SE3800 | Inverters | 3800 |  | 1 |  |  | 0.97 |  | Outside | side of home
NJSTRE1545574612 |  | Transition Incentive Program | Wall Township | 7719 | 17 | 10.54 | Residential | Yes | Behind the Meter | Net-metered residential rooftop and canopy |  | None | Trinity Solar | JCP&L | Accepted | 2020-09-10 | 2020-09-14 | 2021-10-30 | SOLAR EDGE | SE10000H-US | Inverters | 10000 |  | 1 |  |  | 0.97 |  | Outside | SIDE OF HOME
NJSTRE1545574830 |  | Transition Incentive Program | Mullica Hill | 8062 | 15 | 11.9 | Residential | Yes | Behind the Meter | Net-metered residential rooftop and canopy |  | None | Trinity Solar | AC Electric | Accepted | 2020-09-10 | 2020-09-15 | 2021-10-30 | Solar Edge | SE10000H-US | Inverters | 10000 |  | 1 |  |  | 0.97 |  | Outside | 0.97
NJSTRE1545574842 |  | Transition Incentive Program | Brick | 8723 | 18 | 6.38 | Residential | Yes | Behind the Meter | Net-metered residential rooftop and canopy |  | None | Trinity Solar | JCP&L | Accepted | 2020-09-10 | 2020-09-15 | 2021-10-30 | SOLAR EDGE | SE5000H-US | Inverters | 5000 |  | 1 |  |  | 0.97 |  | Outside | SIDE OF HOME
NJSTRE1545574864 |  | Transition Incentive Program | Teaneck | 7666 | 7 | 4.62 | Residential | Yes | Behind the Meter | Net-metered residential rooftop and canopy |  | None | Sunrun Installation Services, Inc. | PSE&G | Accepted | 2020-09-10 | 2020-09-14 | 2021-10-30 | Enphase Energy | IQ7-60-x-US (240V) | Inverters | 240 |  | 14 |  |  | 0.96 |  | Outdoor | Rooftop
NJSTRE1545383354 | NJSRRE1542515316 | Transition Incentive Program | East Orange | 7018 | 9 | 5.52 | Residential | Yes | Behind the Meter | Behind the Meter |  | None | Pro Custom Solar dba Momentum Solar | PSE&G | Eligible for TI Program | 2019-10-08 | 2019-10-10 | 2021-10-30 | LG ELECTRONICS | LG 345N1C-V5 | Solar Panels |  | 0.345 | 4 | 283 | 46 |  | Fixed | Roof
NJSTRE1545383358 | NJSRRE1542851469 | Transition Incentive Program | Camden | 8105 | 14 | 5.04 | Residential | Yes | Behind the Meter | Net-metered residential rooftop and canopy |  | None | Vivint Solar Developer, LLC | PSE&G | Accepted | 2019-11-01 | 2019-11-05 | 2021-10-30 | Hanwha | Q.PEAK BLK-G5 315 | Solar Panels |  | 0.315 | 16 | 172 | 2 |  | Fixed | Roof
NJSTRE1545383359 | NJSRRE1542792380 | Transition Incentive Program | Keyport | 7735 | 17 | 7.25 | Residential | Yes | Behind the Meter | Net-metered residential rooftop and canopy |  | None | Vivint Solar Developer, LLC | JCP&L | Accepted | 2019-10-31 | 2019-11-01 | 2021-10-30 | HANWHA SOLAR | Q.PEAK BLK-G5 315 | Solar Panels |  | 0.315 | 23 | 265 | 27 |  | Fixed | Roof
NJSTRE1545383366 | NJSRRE1543358768 | Transition Incentive Program | Rahway | 7036 | 10 | 7.25 | Residential | Yes | Behind the Meter | Behind the Meter |  | None | Trinity Solar | PSE&G | Eligible for TI Program | 2019-11-15 | 2019-11-19 | 2021-10-30 | Hanwha | Q.PEAK DUO BLK-G5 315 | Solar Panels |  | 0.315 | 7 | 281 | 30 |  | Fixed | Roof
NJSTRE1545383367 | NJSRRE1542521759 | Transition Incentive Program | Lafayette | 7848 | 1 | 20.7 | Residential | Yes | Behind the Meter | Behind the Meter |  | None | Pro Custom Solar dba Momentum Solar | JCP&L | Eligible for TI Program | 2019-10-09 | 2019-10-11 | 2021-10-30 | LG ELECTRONICS | LG 345N1C-V5 | Solar Panels |  | 0.345 | 23 | 240 | 17 |  | Fixed | Roof
NJSTRE1545383371 | NJSRRE1542511033 | Transition Incentive Program | Penns Grove | 8069 | 16 | 12.6 | Residential | No | Behind the Meter | Net-metered residential rooftop and canopy |  | None | Suntuity Solar LLC | AC Electric | Accepted | 2019-10-07 | 2019-10-09 | 2021-10-30 | Longi | LR6-60HPB-315M | Solar Panels |  | 0.315 | 40 | 140 | 20 |  | Fixed | Ground
NJSTRE1545383376 | NJSRRE1542543932 | Transition Incentive Program | Hackensack City | 7601 | 7 | 8.12 | Residential | Yes | Behind the Meter | Behind the Meter |  | None | Sunrun Installation Services, Inc. | PSE&G | Eligible for TI Program | 2019-10-15 | 2019-10-17 | 2021-10-30 | REC Solar | REC290TP2 BLK | Solar Panels |  | 0.29 | 9 | 128 | 34 |  | Fixed | Roof
NJSTRE1545383381 | NJSRRE1542790406 | Transition Incentive Program | BURLINGTON | 8016 | 13 | 4.73 | Residential | Yes | Behind the Meter | Net-metered residential rooftop and canopy |  | None | Vivint Solar Developer, LLC | PSE&G | Accepted | 2019-10-30 | 2019-11-01 | 2021-10-30 | HANWHA SOLAR | Q.PEAK BLK-G5 315 | Solar Panels |  | 0.315 | 4 | 156 | 26 |  | Fixed | Roof
NJSTRE1545383386 | NJSRRE1542887945 | Transition Incentive Program | Totowa | 7512 | 6 | 9.28 | Residential | No | Behind the Meter | Behind the Meter |  | None | Sunrun Installation Services, Inc. | PSE&G | Eligible for TI Program | 2019-11-01 | 2019-11-05 | 2021-10-30 | REC Solar | REC290TP2 BLK | Solar Panels |  | 0.29 | 3 | 107 | 43 |  | Fixed | Roof
NJSTRE1545383387 | NJSRRE1542428682 | Transition Incentive Program | PINE HILL | 8021 | 14 | 11.34 | Residential | Yes | Behind the Meter | Behind the Meter |  | None | Pro Custom Solar dba Momentum Solar | AC Electric | Eligible for TI Program | 2019-09-23 | 2019-09-25 | 2021-10-30 | HANWHA | Q.PEAK DUO BLK-G5 315 | Solar Panels |  | 0.315 | 9 | 127 | 16 |  | Fixed | Roof
NJSTRE1545383391 | NJSRRE1542553945 | Transition Incentive Program | Landing | 7850 | 3 | 7.56 | Residential | Yes | Behind the Meter | Behind the Meter |  | None | Pro Custom Solar dba Momentum Solar | JCP&L | Eligible for TI Program | 2019-10-17 | 2019-10-21 | 2021-10-30 | Hanwha | Q.Peak DUO BLK-G5 315 | Solar Panels |  | 0.315 | 16 | 105 | 34 |  | Fixed | Roof
NJSTRE1545383400 | NJSRRE1542518993 | Transition Incentive Program | Ewing Twp | 8628 | 12 | 9.6 | Residential | Yes | Behind the Meter | Behind the Meter |  | None | Skyline Solar, LLC | PSE&G | Eligible for TI Program | 2019-10-09 | 2019-10-11 | 2021-10-30 | Hanwha Q-Cells | Q.PEAK DUO-G5 320 | Solar Panels |  | 0.32 | 30 | 147 | 20 |  | Fixed | Roof
NJSTRE1545572829 |  | Transition Incentive Program | Berlin | 8009 | 14 | 8.04 | Residential | Yes | Behind the Meter | Net-metered residential rooftop and canopy |  | None | Vision Solar LLC | AC Electric | Accepted | 2020-09-09 | 2020-09-14 | 2021-10-30 | ENPHASE | IQ7-60-2-US | Inverters | 0.24 |  | 24 |  |  | 0.96 |  | Other | BEHIND EACH PANEL
NJSTRE1545572963 |  | Transition Incentive Program | MONTVILLE | 7045 | 3 | 12.68 | Residential | Yes | Behind the Meter | Net-metered residential rooftop and canopy |  | None | Vivint Solar Developer, LLC | JCP&L | Accepted | 2020-09-14 | 2020-09-15 | 2021-10-30 | Solar Edge | SE3800H-US | Inverters | 3800 |  | 1 |  |  | 0.992 |  | Outdoor | Near the Utility Meter
NJSTRE1545572972 |  | Transition Incentive Program | Bergenfield | 7621 | 7 | 9.1 | Residential | Yes | Behind the Meter | Net-metered residential rooftop and canopy |  | None | Vivint Solar Developer, LLC | PSE&G | Accepted | 2020-09-14 | 2020-09-15 | 2021-10-30 | Solar Edge | SE7600H-US | Inverters | 7600 |  | 1 |  |  | 0.992 |  | Outdoor | Near the Utility Meter
NJSTRE1545574577 |  | Transition Incentive Program | Cherry Hill | 8002 | 14 | 27.72 | School Other | No | Behind the Meter | Net-metered non-residential rooftop and canopy |  | None | Spectacular Solar | PSE&G | Final As-Built Received | 2020-09-10 | 2020-09-14 | 2021-10-30 | Solar Edge | SE14.4K | Inverters | 14400 |  | 2 |  |  | 0.97 |  | Outside | Roof
NJSTRE1545574748 |  | Transition Incentive Program | Sicklerville | 8081 | 14 | 9.86 | Residential | Yes | Behind the Meter | Net-metered residential rooftop and canopy |  | None | Trinity Solar | AC Electric | Accepted | 2020-09-10 | 2020-09-14 | 2021-10-30 | SOLAR EDGE | SE7600HUS | Inverters | 7600 |  | 1 |  |  | 0.97 |  | Outside | SIDE OF HOME
NJSTRE1545574764 |  | Transition Incentive Program | Salem | 8079 | 16 | 19.8 | Residential | Yes | Behind the Meter | Net-metered residential ground mount |  | None | RCL Enterprises Inc. | AC Electric | Accepted | 2020-09-10 | 2020-09-14 | 2021-10-30 | Enphase | iq7 | Inverters | 240 |  | 66 |  |  | 0.96 |  | Outdoor | under panels
NJSTRE1545574947 |  | Transition Incentive Program | EGG HARBOR TOWNSHIP | 8234 | 19 | 2.72 | Residential | Yes | Behind the Meter | Net-metered residential rooftop and canopy |  | None | Trinity Solar | AC Electric | Accepted | 2020-09-10 | 2020-09-15 | 2021-10-30 | Solar Edge | SE3000H-US000BNC4 | Inverters | 3000 |  | 1 |  |  | 0.97 |  | Outdoor | side of home
NJSTRE1545575390 |  | Transition Incentive Program | Newark | 7106 | 9 | 6.5 | Residential | Yes | Behind the Meter | Net-metered residential rooftop and canopy |  | None | Vivint Solar Developer, LLC | PSE&G | Accepted | 2020-09-15 | 2020-09-18 | 2021-10-30 | Solar Edge | SE7600H-US | Inverters | 7600 |  | 1 |  |  | 0.992 |  | Outdoor | Near the Utility Meter
NJSTRE1545577160 |  | Transition Incentive Program | CEDAR BROOK | 8081 | 14 | 10.4 | Residential | No | Behind the Meter | Net-metered residential rooftop and canopy |  | None | Suntuity Solar LLC | AC Electric | Accepted | 2020-09-11 | 2020-09-15 | 2021-10-30 | Enphase Energy | IQ7-60-2-US | Inverters | 240 |  | 33 |  |  | 0.97 |  | Outdoor | Behind the PV Modules
NJSTRE1545577282 |  | Transition Incentive Program | Freehold | 7728 | 17 | 11.38 | Residential | Yes | Behind the Meter | Net-metered residential rooftop and canopy |  | None | Vivint Solar Developer, LLC | JCP&L | Accepted | 2020-09-15 | 2020-09-16 | 2021-10-30 | Solar Edge | SE7600H-US | Inverters | 7600 |  | 1 |  |  | 0.992 |  | Outdoor | Near the Utility Meter
NJSTRE1545577540 |  | Transition Incentive Program | Teaneck | 7666 | 7 | 4.2 | Residential | No | Behind the Meter | Net-metered residential rooftop and canopy |  | None | Pro Custom Solar dba Momentum Solar | PSE&G | Accepted | 2020-09-11 | 2020-09-15 | 2021-10-30 | Enphase | IQ7PLUS-72-2-US | Inverters | 290 |  | 12 |  |  | 0.97 |  | Outdoor | Roof
NJSTRE1545578036 |  | Transition Incentive Program | Edison Twp | 8820 | 11 | 15.5 | Residential | Yes | Behind the Meter | Net-metered residential rooftop and canopy |  | None | Bright Planet Solar | PSE&G | Accepted | 2020-09-11 | 2020-09-15 | 2021-10-30 | SOLAR EDGE | SE6000H-USRGM | Inverters | 6000 |  | 2 |  |  | 0.98 |  | Outdoor | OUTSIDE
NJSTRE1545578474 |  | Transition Incentive Program | Hillside | 7205 | 10 | 6.5 | Residential | Yes | Behind the Meter | Net-metered residential rooftop and canopy |  | None | Vivint Solar Developer, LLC | PSE&G | Accepted | 2020-09-16 | 2020-09-17 | 2021-10-30 | Solar Edge | SE7600H-US | Inverters | 7600 |  | 1 |  |  | 0.992 |  | Outdoor | Near the Utility Meter
NJSTRE1545574440 |  | Transition Incentive Program | Woodbury | 8096 | 15 | 13.4 | Residential | Yes | Behind the Meter | Net-metered residential rooftop and canopy |  | None | Vision Solar LLC | PSE&G | Accepted | 2020-09-10 | 2020-09-14 | 2021-10-30 | ENPHASE | IQ7-60-2-US | Inverters | 0.24 |  | 40 |  |  | 0.96 |  | Other | BEHIND EACH PANEL
NJSTRE1545574497 |  | Transition Incentive Program | Westville | 8093 | 15 | 6.8 | Residential | No | Behind the Meter | Net-metered residential rooftop and canopy |  | None | Trinity Solar | PSE&G | Accepted | 2020-09-10 | 2020-09-14 | 2021-10-30 | Solar Edge | SE6000 | Inverters | 6000 |  | 1 |  |  | 0.97 |  | Outside | side of home
NJSTRE1545574636 |  | Transition Incentive Program | Brick | 8723 | 18 | 11.2 | Residential | Yes | Behind the Meter | Net-metered residential rooftop and canopy |  | None | Trinity Solar | JCP&L | Accepted | 2020-09-10 | 2020-09-14 | 2021-10-30 | Solar Edge | SE10000 | Inverters | 10000 |  | 1 |  |  | 0.97 |  | Outside | side of home
NJSTRE1545574658 |  | Transition Incentive Program | Sicklerville | 8081 | 14 | 8.5 | Residential | Yes | Behind the Meter | Net-metered residential rooftop and canopy |  | None | Trinity Solar | AC Electric | Accepted | 2020-09-10 | 2020-09-15 | 2021-10-30 | SOLAR EDGE | SE7600H-US | Inverters | 7600 |  | 1 |  |  | 0.97 |  | Outside | SIDE OF HOME
NJSTRE1545574735 |  | Transition Incentive Program | Monroe | 8831 | 11 | 5.78 | Residential | No | Behind the Meter | Net-metered residential rooftop and canopy |  | None | Trinity Solar | JCP&L | Accepted | 2020-09-10 | 2020-09-15 | 2021-10-30 | SOLAR EDGE | SE5000H-US | Inverters | 5000 |  | 1 |  |  | 0.97 |  | Outside | SIDE OF HOME
NJSTRE1545574769 |  | Transition Incentive Program | PAULSBORO | 8066 | 15 | 8.71 | Residential | Yes | Behind the Meter | Net-metered residential rooftop and canopy |  | None | Vision Solar LLC | AC Electric | Accepted | 2020-09-10 | 2020-09-14 | 2021-10-30 | ENPHASE | IQ7-60-2-US | Inverters | 0.24 |  | 26 |  |  | 0.96 |  | Other | BEHIND EACH PANEL
NJSTRE1545574803 |  | Transition Incentive Program | EATONTOWN | 7724 | 17 | 12.35 | Residential | Yes | Behind the Meter | Net-metered residential rooftop and canopy |  | None | Vivint Solar Developer, LLC | JCP&L | Accepted | 2020-09-15 | 2020-09-15 | 2021-10-30 | Solar Edge | SE7600H-US | Inverters | 7600 |  | 1 |  |  | 0.992 |  | Outdoor | Near the Utility Meter
NJSTRE1545574828 |  | Transition Incentive Program | Elmwood Park | 7407 | 7 | 5.44 | Residential | Yes | Behind the Meter | Net-metered residential rooftop and canopy |  | None | Trinity Solar | PSE&G | Accepted | 2020-09-10 | 2020-09-14 | 2021-10-30 | SOLAR EDGE | SE5000H-US | Inverters | 5000 |  | 1 |  |  | 0.97 |  | Outdoor | SIDE OF HOME
NJSTRE1545574860 |  | Transition Incentive Program | Roselle | 7203 | 10 | 3.25 | Residential | Yes | Behind the Meter | Net-metered residential rooftop and canopy |  | None | Vivint Solar Developer, LLC | PSE&G | Accepted | 2020-09-15 | 2020-09-15 | 2021-10-30 | Solar Edge | SE3800H-US | Inverters | 3800 |  | 1 |  |  | 0.992 |  | Outdoor | Near the Utility Meter
NJSTRE1545575238 |  | Transition Incentive Program | Manahawkin | 8050 | 18 | 8.83 | Residential | No | Behind the Meter | Net-metered residential rooftop and canopy |  | None | Seabright Solar | AC Electric | Accepted | 2020-09-10 | 2020-09-15 | 2021-10-30 | Enphase | IQ7XS-96-ACM-US | Inverters | 0.315 |  | 27 |  |  | 0.99 |  | Outside | Roof
NJSTRE1545575420 |  | Transition Incentive Program | PHILLIPSBURG | 8865 | 2 | 6.83 | Residential | Yes | Behind the Meter | Net-metered residential rooftop and canopy |  | None | Vivint Solar Developer, LLC | JCP&L | Accepted | 2020-09-15 | 2020-09-15 | 2021-10-30 | Solar Edge | SE3800H-US | Inverters | 3800 |  | 2 |  |  | 0.992 |  | Outdoor | Near the Utility Meter
NJSTRE1545577253 |  | Transition Incentive Program | Beachwood | 8722 | 18 | 9.6 | Residential | No | Behind the Meter | Net-metered residential rooftop and canopy |  | None | Posigen NJ LLC | JCP&L | Accepted | 2020-09-11 | 2020-09-15 | 2021-10-30 | SolarEdge | SE10000H-US | Inverters | 10000 |  | 1 |  |  | 0.99 |  | Outside | within ten feet of meter
NJSTRE1545383355 | NJSRRE1542478635 | Transition Incentive Program | East Brunswick | 8816 | 11 | 8.12 | Residential | Yes | Behind the Meter | Behind the Meter |  | None | Sunrun Installation Services, Inc. | JCP&L | Eligible for TI Program | 2019-10-01 | 2019-10-03 | 2021-10-30 | REC Solar | REC290TP2 BLK | Solar Panels |  | 0.29 | 8 | 227 | 27 |  | Fixed | Roof
NJSTRE1545574915 |  | Transition Incentive Program | PISCATWAY | 8854 | 11 | 9.52 | Residential | Yes | Behind the Meter | Net-metered residential rooftop and canopy |  | None | Trinity Solar | PSE&G | Accepted | 2020-09-10 | 2020-09-14 | 2021-10-30 | Solar Edge | SE7600H-US000BNC4 | Inverters | 75600 |  | 1 |  |  | 0.97 |  | Outdoor | side of home
NJSTRE1545574925 |  | Transition Incentive Program | Vineland | 8360 | 20 | 3.74 | Residential | Yes | Behind the Meter | Net-metered residential rooftop and canopy |  | None | Trinity Solar | Vineland Muni Electric | Accepted | 2020-09-10 | 2020-09-15 | 2021-10-30 | SOLAR EDGE | SE3000H-US | Inverters | 3000 |  | 1 |  |  | 0.97 |  | Outside | SIDE OF HOME
NJSTRE1545575149 |  | Transition Incentive Program | Elizabeth | 7208 | 10 | 10.37 | Residential | Yes | Behind the Meter | Net-metered residential rooftop and canopy |  | None | Sunrun Installation Services, Inc. | PSE&G | Accepted | 2020-09-10 | 2020-09-15 | 2021-10-30 | Enphase Energy | IQ7-60-x-US (240V) | Inverters | 240 |  | 34 |  |  | 0.96 |  | Outdoor | Rooftop
NJSTRE1545577159 |  | Transition Incentive Program | BLACKWOOD | 8012 | 14 | 11.03 | Residential | No | Behind the Meter | Net-metered residential rooftop and canopy |  | None | Suntuity Solar LLC | Seaside Heights Electric | Accepted | 2020-09-11 | 2020-09-15 | 2021-10-30 | Enphase Energy | IQ7-60-2-US | Inverters | 240 |  | 35 |  |  | 0.97 |  | Outdoor | Behind the PV Modules
NJSTRE1545577162 |  | Transition Incentive Program | SOMERDALE | 8083 | 14 | 8.82 | Residential | Yes | Behind the Meter | Net-metered residential rooftop and canopy |  | None | Suntuity Solar LLC | PSE&G | Accepted | 2020-09-11 | 2020-09-15 | 2021-10-30 | Enphase Energy | IQ7-60-2-US | Inverters | 240 |  | 28 |  |  | 0.97 |  | Outdoor | Behind the PV Modules
NJSTRE1545577289 |  | Transition Incentive Program | Pilesgrove | 8098 | 16 | 15.04 | Residential | No | Behind the Meter | Net-metered residential ground mount |  | None | Skyline Solar LLC | AC Electric | Accepted | 2020-09-11 | 2020-09-15 | 2021-10-30 | Solaredge | SE10000H-US | Inverters | 10000 |  | 1 |  |  | 0.99 |  | Outside | At ground mount
NJSTRE1545577367 |  | Transition Incentive Program | Toms River | 8753 | 18 | 7.7 | Residential | Yes | Behind the Meter | Net-metered residential rooftop and canopy |  | None | Pro Custom Solar dba Momentum Solar | JCP&L | Accepted | 2020-09-11 | 2020-09-15 | 2021-10-30 | Enphase | IQ7PLUS-72-2-US | Inverters | 290 |  | 22 |  |  | 0.97 |  | Outdoor | Roof
NJSTRE1545577810 |  | Transition Incentive Program | Linwood | 8221 | 19 | 7.14 | Residential | Yes | Behind the Meter | Net-metered residential rooftop and canopy |  | None | Vision Solar LLC | AC Electric | Accepted | 2020-09-11 | 2020-09-15 | 2021-10-30 | ENPHASE | IQ7-60-2-US | Inverters | 0.24 |  | 21 |  |  | 0.96 |  | Other | BEHIND EACH PANEL
NJSTRE1545577862 |  | Transition Incentive Program | Willingboro | 8046 | 13 | 6.7 | Residential | No | Behind the Meter | Net-metered residential rooftop and canopy |  | None | Vision Solar LLC | PSE&G | Accepted | 2020-09-11 | 2020-09-15 | 2021-10-30 | ENPHASE | IQ7-60-2-US | Inverters | 0.24 |  | 20 |  |  | 0.96 |  | Other | BEHIND EACH PANEL
NJSTRE1545580111 |  | Transition Incentive Program | WEST DEPTFORD | 8096 | 15 | 4.1 | Residential | Yes | Behind the Meter | Net-metered residential rooftop and canopy |  | None | Suntuity Solar LLC | PSE&G | Accepted | 2020-09-12 | 2020-09-16 | 2021-10-30 | Enphase Energy | IQ7-60-2-US | Inverters | 240 |  | 13 |  |  | 0.97 |  | Outdoor | Behind the PV Modules
NJSTRE1545580113 |  | Transition Incentive Program | MILLVILLE | 8332 | 20 | 4.41 | Residential | Yes | Behind the Meter | Net-metered residential rooftop and canopy |  | None | Suntuity Solar LLC | AC Electric | Accepted | 2020-09-12 | 2020-09-15 | 2021-10-30 | Enphase Energy | IQ7-60-2-US | Inverters | 240 |  | 14 |  |  | 0.97 |  | Outdoor | Behind the PV Modules
NJSTRE1545582151 |  | Transition Incentive Program | Garfield | 7026 | 7 | 4.51 | Residential | No | Behind the Meter | Net-metered residential rooftop and canopy |  | None | SunPower Capital, LLC | PSE&G | Accepted | 2020-09-16 | 2020-09-16 | 2021-10-30 | SunPower | SPR-A410-G-AC | Inverters | 349 |  | 11 |  |  | 0.97 |  | Other | under each panel
NJSTRE1545578010 |  | Transition Incentive Program | Plainfield | 7062 | 10 | 6.03 | Residential | Yes | Behind the Meter | Net-metered residential rooftop and canopy |  | None | Vision Solar LLC | PSE&G | Accepted | 2020-09-11 | 2020-09-15 | 2021-10-30 | ENPHASE | IQ7-60-2-US | Inverters | 0.24 |  | 18 |  |  | 0.96 |  | Other | BEHIND EACH PANEL
NJSTRE1545578477 |  | Transition Incentive Program | BURLINGTON | 8016 | 13 | 4.55 | Residential | Yes | Behind the Meter | Net-metered residential rooftop and canopy |  | None | Vivint Solar Developer, LLC | PSE&G | Accepted | 2020-09-15 | 2020-09-16 | 2021-10-30 | Solar Edge | SE7600H-US | Inverters | 7600 |  | 1 |  |  | 0.992 |  | Outdoor | Near the Utility Meter
NJSTRE1545578483 |  | Transition Incentive Program | AVENEL | 7001 | 11 | 2.6 | Residential | Yes | Behind the Meter | Net-metered residential rooftop and canopy |  | None | Vivint Solar Developer, LLC | PSE&G | Accepted | 2020-09-28 | 2020-09-29 | 2021-10-30 | Solar Edge | SE3800H-US | Inverters | 3800 |  | 1 |  |  | 0.992 |  | Outdoor | Near the Utility Meter
NJSTRE1545580112 |  | Transition Incentive Program | EGG HARBOR CITY | 8215 | 19 | 11.34 | Residential | No | Behind the Meter | Net-metered residential rooftop and canopy |  | None | Suntuity Solar LLC | AC Electric | Accepted | 2020-09-12 | 2020-09-16 | 2021-10-30 | Enphase Energy | IQ7-60-2-US | Inverters | 240 |  | 36 |  |  | 0.97 |  | Outdoor | Behind the PV Modules
NJSTRE1545580123 |  | Transition Incentive Program | Pennsauken | 8109 | 14 | 2.68 | Residential | Yes | Behind the Meter | Net-metered residential rooftop and canopy |  | None | Vision Solar LLC | PSE&G | Accepted | 2020-09-12 | 2020-09-15 | 2021-10-30 | ENPHASE | IQ7-60-2-US | Inverters | 0.24 |  | 8 |  |  | 0.96 |  | Other | BEHIND EACH PANEL
NJSTRE1545580127 |  | Transition Incentive Program | Wildwood | 8260 | 21 | 5.03 | Residential | Yes | Behind the Meter | Net-metered residential rooftop and canopy |  | None | Vision Solar LLC | AC Electric | Accepted | 2020-09-12 | 2020-09-16 | 2021-10-30 | ENPHASE | IQ7-60-2-US | Inverters | 0.24 |  | 15 |  |  | 0.96 |  | Other | BEHIND EACH PANEL
NJSTRE1545580134 |  | Transition Incentive Program | Turnersville | 8012 | 14 | 5.03 | Residential | Yes | Behind the Meter | Net-metered residential ground mount |  | None | Vision Solar LLC | AC Electric | Accepted | 2020-09-12 | 2020-09-18 | 2021-10-30 | ENPHASE | IQ7-60-2-US | Inverters | 0.24 |  | 15 |  |  | 0.96 |  | Other | BEHIND EACH PANEL
NJSTRE1545582124 |  | Transition Incentive Program | Livingston | 7039 | 9 | 16.32 | Residential | Yes | Behind the Meter | Net-metered residential rooftop and canopy |  | None | Tesla Energy Operations Inc. | JCP&L | Accepted | 2020-09-13 | 2020-09-16 | 2021-10-30 | SolarEdge Technologies | SE7600H-US [240V] | Inverters | 7600 |  | 2 |  |  | 0.99 |  | Indoor | Inside garage
NJSTRE1545582523 |  | Transition Incentive Program | Gloucester Twp | 8012 | 14 | 11.66 | Residential | Yes | Behind the Meter | Net-metered residential rooftop and canopy |  | None | Suntuity Solar LLC | PSE&G | Accepted | 2020-09-14 | 2020-09-16 | 2021-10-30 | Enphase Energy | IQ7-60-2-US | Inverters | 240 |  | 37 |  |  | 0.97 |  | Outdoor | Behind the PV Modules
NJSTRE1545383368 | NJSRRE1542553725 | Transition Incentive Program | Linwood | 8221 | 19 | 9.81 | Residential | Yes | Behind the Meter | Net-metered residential rooftop and canopy |  | None | SunPower Corporation, Systems | AC Electric | Accepted |  | 2019-10-21 | 2021-10-30 | SUNPOWER | SPR-E20-327-E-AC | Solar Panels |  | 0.327 | 9 | 130 | 22 |  | Fixed | Roof
NJSTRE1545383374 | NJSRRE1542911465 | Transition Incentive Program | East Orange | 7017 | 9 | 5.99 | Residential | Yes | Behind the Meter | Behind the Meter |  | None | Trinity Solar | PSE&G | Eligible for TI Program | 2019-11-05 | 2019-11-06 | 2021-10-30 | Hanwha | Q.PEAK DUO BLK-G5 315 | Solar Panels |  | 0.315 | 4 | 186 | 27 |  | Fixed | Roof
NJSTRE1545383374 | NJSRRE1542911465 | Transition Incentive Program | East Orange | 7017 | 9 | 5.99 | Residential | Yes | Behind the Meter | Behind the Meter |  | None | Trinity Solar | PSE&G | Eligible for TI Program | 2019-11-05 | 2019-11-06 | 2021-10-30 | Hanwha | Q.PEAK DUO BLK-G5 315 | Solar Panels |  | 0.315 | 7 | 96 | 37 |  | Fixed | Roof
NJSTRE1545383379 | NJSRRE1543421321 | Transition Incentive Program | River Edge | 7661 | 7 | 9.81 | Residential | Yes | Behind the Meter | Net-metered residential rooftop and canopy |  | None | Vision Solar LLC | PSE&G | Accepted | 2019-11-19 | 2019-11-21 | 2021-10-30 | sunpower | e20-327-e-ac | Solar Panels |  | 0.327 | 11 | 198 | 30 |  | Fixed | Roof
NJSTRE1545383377 | NJSRRE1542712804 | Transition Incentive Program | Pitman | 8071 | 15 | 10.24 | Residential | No | Behind the Meter | Behind the Meter |  | None |  | AC Electric | Eligible for TI Program | 2019-10-29 | 2019-10-31 | 2021-10-30 | Panasonic | VBHN320KA03 | Solar Panels |  | 0.32 | 24 | 71 | 27 |  | Fixed | Roof
NJSTRE1545383379 | NJSRRE1543421321 | Transition Incentive Program | River Edge | 7661 | 7 | 9.81 | Residential | Yes | Behind the Meter | Net-metered residential rooftop and canopy |  | None | Vision Solar LLC | PSE&G | Accepted | 2019-11-19 | 2019-11-21 | 2021-10-30 | sunpower | e20-327-e-ac | Solar Panels |  | 0.327 | 3 | 288 | 23 |  | Fixed | Roof
NJSTRE1545383385 | NJSRRE1542470095 | Transition Incentive Program | Manahawkin | 8050 | 18 | 7.05 | Residential | Yes | Behind the Meter | Behind the Meter |  | None | Pro Custom Solar dba Momentum Solar | AC Electric | Eligible for TI Program | 2019-10-01 | 2019-10-03 | 2021-10-30 | HANWHA | Q.PEAK DUO BLK-G5 315 | Solar Panels |  | 0.315 | 18 | 122 | 34 |  | Fixed | Roof
NJSTRE1545383388 | NJSRRE1542460966 | Transition Incentive Program | Palmyra | 8065 | 13 | 9.86 | Residential | Yes | Behind the Meter | Behind the Meter |  | None | Sunrun Installation Services, Inc. | PSE&G | Eligible for TI Program | 2019-09-30 | 2019-10-02 | 2021-10-30 | REC Solar | REC290TP2 BLK | Solar Panels |  | 0.29 | 4 | 144 | 27 |  | Fixed | Roof
NJSTRE1545383390 | NJSRRE1542578828 | Transition Incentive Program | Millville | 8332 | 20 | 8.19 | Residential | Yes | Behind the Meter | Behind the Meter |  | None | Pro Custom Solar dba Momentum Solar | AC Electric | Eligible for TI Program | 2019-10-23 | 2019-10-25 | 2021-10-30 | Hanwha | Q.Peak DUO BLK-G5 315 | Solar Panels |  | 0.315 | 8 | 104 | 16 |  | Fixed | Roof
NJSTRE1545383393 | NJSRRE1542447357 | Transition Incentive Program | Brick Township | 8724 | 18 | 18.29 | Residential | No | Behind the Meter | Behind the Meter |  | None | Green Power Energy | JCP&L | Eligible for TI Program | 2019-09-27 | 2019-10-01 | 2021-10-30 | Silfab | SLA-M 310 | Solar Panels |  | 0.31 | 7 | 102 | 23 |  | Fixed | Roof
NJSTRE1545383395 | NJSRRE1542511024 | Transition Incentive Program | Dorothy | 8317 | 19 | 20.16 | Residential | Yes | Behind the Meter | Net-metered residential rooftop and canopy |  | None | Suntuity Solar LLC | AC Electric | Accepted | 2019-10-07 | 2019-10-09 | 2021-10-30 | Longi | LR6-60HPB-315M | Solar Panels |  | 0.315 | 32 | 180 | 20 |  | Fixed | Ground
NJSTRE1545383398 | NJSRRE1543066062 | Transition Incentive Program | Manuela Camacho | 8110 | 14 | 4.1 | Residential | Yes | Behind the Meter | Net-metered residential rooftop and canopy |  | None | Vivint Solar Developer, LLC | PSE&G | Accepted | 2019-11-12 | 2019-11-13 | 2021-10-30 | Hanwha | Q.PEAK BLK-G5 315 | Solar Panels |  | 0.315 | 13 | 201 | 41 |  | Fixed | Roof
NJSTRE1545383401 | NJSRRE1542498609 | Transition Incentive Program | GREEN BROOK | 8812 | 11 | 11.66 | Residential | Yes | Behind the Meter | Net-metered residential rooftop and canopy |  | None | Vivint Solar Developer, LLC | PSE&G | Accepted | 2019-10-03 | 2019-10-04 | 2021-10-30 | Hanwha | Q.PEAK DUO BLK-G5 315w | Solar Panels |  | 0.315 | 6 | 323 | 27 |  | Fixed | Roof
NJSTRE1545383404 | NJSRRE1543046160 | Transition Incentive Program | Elizabeth | 7208 | 10 | 17 | Residential | Yes | Behind the Meter | Net-metered residential rooftop and canopy |  | None | SunPower Corporation, Systems | PSE&G | Accepted |  | 2019-11-11 | 2021-10-30 | SUNPOWER | SPR-E20-327-E-AC | Solar Panels |  | 0.327 | 30 | 5 | 35 |  | Fixed | Roof
NJSTRE1545577334 |  | Transition Incentive Program | Lumberton | 8048 | 13 | 8.75 | Residential | Yes | Behind the Meter | Net-metered residential rooftop and canopy |  | None | Pro Custom Solar dba Momentum Solar | PSE&G | Accepted | 2020-09-11 | 2020-09-15 | 2021-10-30 | Enphase | IQ7PLUS-72-2-US | Inverters | 290 |  | 25 |  |  | 0.97 |  | Outdoor | Roof
NJSTRE1545577394 |  | Transition Incentive Program | Freehold | 7728 | 17 | 9.8 | Residential | Yes | Behind the Meter | Net-metered residential rooftop and canopy |  | None | Pro Custom Solar dba Momentum Solar | JCP&L | Accepted | 2020-09-11 | 2020-09-15 | 2021-10-30 | Enphase | IQ7PLUS-72-2-US | Inverters | 290 |  | 28 |  |  | 0.97 |  | Outdoor | Roof
NJSTRE1545577528 |  | Transition Incentive Program | Hightstown | 8520 | 12 | 5.44 | Residential | No | Behind the Meter | Net-metered residential rooftop and canopy |  | None | Tesla Energy Operations Inc. | JCP&L | Final As-Built Received | 2020-09-11 | 2020-09-15 | 2021-10-30 | SolarEdge Technologies | SE7600H-US | Inverters | 7600 |  | 1 |  |  | 0.99 |  | Outdoor | Outdoor
NJSTRE1545574666 |  | Transition Incentive Program | PLAINFIELD | 7060 | 10 | 2.93 | Residential | Yes | Behind the Meter | Net-metered residential rooftop and canopy |  | None | Vivint Solar Developer, LLC | PSE&G | Accepted | 2020-09-28 | 2020-09-29 | 2021-10-30 | Solar Edge | SE3800H-US | Inverters | 3800 |  | 1 |  |  | 0.992 |  | Outdoor | Near the Utility Meter
NJSTRE1545574623 |  | Transition Incentive Program | Barnegat | 8005 | 18 | 8.28 | Residential | No | Behind the Meter | Net-metered residential rooftop and canopy |  | None | Kamtech Solar Solutions | JCP&L | Accepted | 2020-09-10 | 2020-09-14 | 2021-10-30 | Enphase | ENPHASE 1Q7XS | Inverters | 315 |  | 23 |  |  | 0.96 |  | Other | ROOF TOP
NJSTRE1545574674 |  | Transition Incentive Program | MYSTIC ISLANDS | 8087 | 18 | 7.71 | Residential | Yes | Behind the Meter | Net-metered residential rooftop and canopy |  | None | Vision Solar LLC | AC Electric | Accepted | 2020-09-10 | 2020-09-14 | 2021-10-30 | ENPHASE | IQ7-60-2-US | Inverters | 0.24 |  | 23 |  |  | 0.96 |  | Other | BEHIND EACH PANEL
NJSTRE1545574738 |  | Transition Incentive Program | Bayville | 8721 | 18 | 10.54 | Residential | Yes | Behind the Meter | Net-metered residential rooftop and canopy |  | None | Trinity Solar | JCP&L | Accepted | 2020-09-10 | 2020-09-14 | 2021-10-30 | Solar Edge | SE10000 | Inverters | 10000 |  | 1 |  |  | 0.97 |  | Outside | side of home
NJSTRE1545574730 |  | Transition Incentive Program | WEST MILFORD | 7480 | 6 | 7.48 | Residential | Yes | Behind the Meter | Net-metered residential rooftop and canopy |  | None | Vivint Solar Developer, LLC | Orange Rockland Electric | Accepted | 2020-09-23 | 2020-09-23 | 2021-10-30 | Solar Edge | SE7600H-US | Inverters | 7600 |  | 1 |  |  | 0.992 |  | Outdoor | Near the Utility Meter
NJSTRE1545574811 |  | Transition Incentive Program | Little Egg Harbor Township | 8087 | 18 | 6.12 | Residential | Yes | Behind the Meter | Net-metered residential rooftop and canopy |  | None | Trinity Solar | AC Electric | Accepted | 2020-09-10 | 2020-09-14 | 2021-10-30 | SOLAR EDGE | SE5000H-US | Inverters | 5000 |  | 1 |  |  | 0.97 |  | Outdoor | SIDE OF HOME
NJSTRE1545574887 |  | Transition Incentive Program | BLOOMFIELD | 7003 | 9 | 4.55 | Residential | Yes | Behind the Meter | Net-metered residential rooftop and canopy |  | None | Vivint Solar Developer, LLC | PSE&G | Accepted | 2020-09-15 | 2020-09-16 | 2021-10-30 | Solar Edge | SE3800H-US | Inverters | 3800 |  | 1 |  |  | 0.992 |  | Outdoor | Near the Utility Meter
NJSTRE1545574934 |  | Transition Incentive Program | Teaneck | 7666 | 7 | 5.94 | Residential | Yes | Behind the Meter | Net-metered residential rooftop and canopy |  | None | Sunrun Installation Services, Inc. | PSE&G | Accepted | 2020-09-10 | 2020-09-15 | 2021-10-30 | Enphase Energy | IQ7-60-x-US (240V) | Inverters | 240 |  | 18 |  |  | 0.96 |  | Outdoor | Rooftop
NJSTRE1545575261 |  | Transition Incentive Program | Lakewood | 8701 | 18 | 14.08 | Residential | No | Behind the Meter | Net-metered residential rooftop and canopy |  | None | Powerlutions | JCP&L | Accepted | 2020-09-10 | 2020-09-15 | 2021-10-30 | SolarEdge | SE11400H-US | Inverters | 14 |  | 1 |  |  | 0.99 |  | Outdoor | Near Meter
NJSTRE1545577188 |  | Transition Incentive Program | Penns Grove | 8069 | 16 | 7.26 | Residential | Yes | Behind the Meter | Net-metered residential rooftop and canopy |  | None | Posigen NJ LLC | AC Electric | Accepted | 2020-09-11 | 2020-09-15 | 2021-10-30 | SolarEdge | SE7600H-US | Inverters | 7600 |  | 1 |  |  | 0.99 |  | Outside | within ten feet of meter
NJSTRE1545577356 |  | Transition Incentive Program | South Toms River | 8757 | 18 | 7.04 | Residential | Yes | Behind the Meter | Net-metered residential rooftop and canopy |  | None | Posigen NJ LLC | JCP&L | Accepted | 2020-09-11 | 2020-09-15 | 2021-10-30 | SolarEdge | SE7600H-US | Inverters | 7600 |  | 1 |  |  | 0.99 |  | Outside | within ten feet of meter
NJSTRE1545577368 |  | Transition Incentive Program | Est Brunswick | 8816 | 11 | 9.57 | Residential | No | Behind the Meter | Net-metered residential rooftop and canopy |  | None | Whitman Construction, LLC | JCP&L | Accepted | 2020-09-11 | 2020-09-15 | 2021-10-30 | ENPHASE ENERGY | IQ7X-96-2-US | Inverters | 0.315 |  | 29 |  |  | 0.975 |  | Outdoor | MICROINVERTERS LOCATED UNDER MODULES
NJSTRE1545577565 |  | Transition Incentive Program | Vineland | 8360 | 20 | 8.5 | Residential | No | Behind the Meter | Net-metered residential rooftop and canopy |  | None | Castle Energy, LLC | AC Electric | Accepted | 2020-09-11 | 2020-09-15 | 2021-10-30 | Enphase Energy | IQ7-60-2-US | Inverters | 240 |  | 25 |  |  | 0.967 |  | Outdoor | on the rooftop under each solar panel
NJSTRE1545578481 |  | Transition Incentive Program | Perth Amboy | 8861 | 11 | 5.85 | Residential | Yes | Behind the Meter | Net-metered residential rooftop and canopy |  | None | Vivint Solar Developer, LLC | PSE&G | Accepted | 2020-09-16 | 2020-09-17 | 2021-10-30 | Solar Edge | SE7600H-US | Inverters | 7600 |  | 1 |  |  | 0.992 |  | Outdoor | Near the Utility Meter
NJSTRE1545580178 |  | Transition Incentive Program | cherry hill | 8003 | 14 | 14.4 | Residential | No | Behind the Meter | Net-metered residential rooftop and canopy |  | None | OCEAN SOLAR | PSE&G | Accepted | 2020-09-12 | 2020-09-22 | 2021-10-30 | Solar Edge | SE11400H-US | Inverters | 14400 |  | 1 |  |  | 0.99 |  | Outdoor | next to utility meter
NJSTRE1545582073 |  | Transition Incentive Program | Manchester Township | 8759 | 18 | 4.25 | Residential | Yes | Behind the Meter | Net-metered residential rooftop and canopy |  | None | GenRenew, LLC | JCP&L | Accepted | 2020-09-13 | 2020-09-16 | 2021-10-30 | Sunpower | MI-E-320-208/240 | Inverters | 320 |  | 13 |  |  | 0.96 |  | Outdoor | microinverters under modules
NJSTRE1545582534 |  | Transition Incentive Program | MOUNT LAUREL | 8054 | 13 | 8.51 | Residential | Yes | Behind the Meter | Net-metered residential rooftop and canopy |  | None | Suntuity Solar LLC | PSE&G | Accepted | 2020-09-14 | 2020-09-16 | 2021-10-30 | Enphase Energy | IQ7-60-2-US | Inverters | 240 |  | 27 |  |  | 0.97 |  | Outdoor | Behind the PV Modules
NJSTRE1545582605 |  | Transition Incentive Program | DELRAN | 8075 | 13 | 16.9 | Residential | Yes | Behind the Meter | Net-metered residential rooftop and canopy |  | None | Vivint Solar Developer, LLC | PSE&G | Accepted | 2020-09-16 | 2020-09-17 | 2021-10-30 | Solar Edge | SE3800H-US | Inverters | 3800 |  | 1 |  |  | 0.992 |  | Outdoor | Near the Utility Meter
NJSTRE1545582653 |  | Transition Incentive Program | Forked River | 8731 | 18 | 7.82 | Residential | Yes | Behind the Meter | Net-metered residential rooftop and canopy |  | None | Trinity Solar | JCP&L | Accepted | 2020-09-14 | 2020-09-16 | 2021-10-30 | SOLAR EDGE | SE6000H-US | Inverters | 6000 |  | 1 |  |  | 0.97 |  | Outside | SIDE OF HOME
NJSTRE1545383354 | NJSRRE1542515316 | Transition Incentive Program | East Orange | 7018 | 9 | 5.52 | Residential | Yes | Behind the Meter | Behind the Meter |  | None | Pro Custom Solar dba Momentum Solar | PSE&G | Eligible for TI Program | 2019-10-08 | 2019-10-10 | 2021-10-30 | LG ELECTRONICS | LG 345N1C-V5 | Solar Panels |  | 0.345 | 12 | 103 | 47 |  | Fixed | Roof
NJSTRE1545383366 | NJSRRE1543358768 | Transition Incentive Program | Rahway | 7036 | 10 | 7.25 | Residential | Yes | Behind the Meter | Behind the Meter |  | None | Trinity Solar | PSE&G | Eligible for TI Program | 2019-11-15 | 2019-11-19 | 2021-10-30 | Hanwha | Q.PEAK DUO BLK-G5 315 | Solar Panels |  | 0.315 | 16 | 101 | 30 |  | Fixed | Roof
NJSTRE1545383370 | NJSRRE1542521791 | Transition Incentive Program | RARITAN | 8869 | 5 | 7.88 | Residential | Yes | Behind the Meter | Net-metered residential rooftop and canopy |  | None | Vivint Solar Developer, LLC | PSE&G | Accepted | 2019-10-09 | 2019-10-11 | 2021-10-30 | HANWHA SOLAR | Q.PEAK BLK-G5 315 | Solar Panels |  | 0.315 | 5 | 90 | 36 |  | Fixed | Roof
NJSTRE1545383376 | NJSRRE1542543932 | Transition Incentive Program | Hackensack City | 7601 | 7 | 8.12 | Residential | Yes | Behind the Meter | Behind the Meter |  | None | Sunrun Installation Services, Inc. | PSE&G | Eligible for TI Program | 2019-10-15 | 2019-10-17 | 2021-10-30 | REC Solar | REC290TP2 BLK | Solar Panels |  | 0.29 | 5 | 38 | 34 |  | Fixed | Roof
NJSTRE1545383376 | NJSRRE1542543932 | Transition Incentive Program | Hackensack City | 7601 | 7 | 8.12 | Residential | Yes | Behind the Meter | Behind the Meter |  | None | Sunrun Installation Services, Inc. | PSE&G | Eligible for TI Program | 2019-10-15 | 2019-10-17 | 2021-10-30 | REC Solar | REC290TP2 BLK | Solar Panels |  | 0.29 | 9 | 218 | 32 |  | Fixed | Roof
NJSTRE1545383380 | NJSRRE1542956650 | Transition Incentive Program | East Brunswick | 8816 | 11 | 5.8 | Residential | Yes | Behind the Meter | Behind the Meter |  | None | Sunrun Installation Services, Inc. | PSE&G | Eligible for TI Program | 2019-11-05 | 2019-11-06 | 2021-10-30 | REC Solar | REC290TP2 BLK | Solar Panels |  | 0.29 | 20 | 71 | 23 |  | Fixed | Roof
NJSTRE1545383381 | NJSRRE1542790406 | Transition Incentive Program | BURLINGTON | 8016 | 13 | 4.73 | Residential | Yes | Behind the Meter | Net-metered residential rooftop and canopy |  | None | Vivint Solar Developer, LLC | PSE&G | Accepted | 2019-10-30 | 2019-11-01 | 2021-10-30 | HANWHA SOLAR | Q.PEAK BLK-G5 315 | Solar Panels |  | 0.315 | 11 | 156 | 27 |  | Fixed | Roof
NJSTRE1545383389 | NJSRRE1543182845 | Transition Incentive Program | Lanoka Harbor | 8734 | 18 | 11.6 | Residential | Yes | Behind the Meter | Behind the Meter |  | None | Sunrun Installation Services, Inc. | JCP&L | Eligible for TI Program | 2019-11-13 | 2019-11-18 | 2021-10-30 | REC Solar | REC290TP2 BLK | Solar Panels |  | 0.29 | 20 | 166 | 18 |  | Fixed | Roof
NJSTRE1545383389 | NJSRRE1543182845 | Transition Incentive Program | Lanoka Harbor | 8734 | 18 | 11.6 | Residential | Yes | Behind the Meter | Behind the Meter |  | None | Sunrun Installation Services, Inc. | JCP&L | Eligible for TI Program | 2019-11-13 | 2019-11-18 | 2021-10-30 | REC Solar | REC290TP2 BLK | Solar Panels |  | 0.29 | 20 | 345 | 17 |  | Fixed | Roof
NJSTRE1545383393 | NJSRRE1542447357 | Transition Incentive Program | Brick Township | 8724 | 18 | 18.29 | Residential | No | Behind the Meter | Behind the Meter |  | None | Green Power Energy | JCP&L | Eligible for TI Program | 2019-09-27 | 2019-10-01 | 2021-10-30 | Silfab | SLA-M 310 | Solar Panels |  | 0.31 | 23 | 12 | 18 |  | Fixed | Roof
NJSTRE1545383403 | NJSRRE1542472235 | Transition Incentive Program | Old Bridge | 8857 | 11 | 7.04 | Residential | No | Behind the Meter | Behind the Meter |  | None | Pro Custom Solar dba Momentum Solar | JCP&L | Eligible for TI Program | 2019-10-01 | 2019-10-03 | 2021-10-30 | LG ELECTRONICS | LG 335N1C-V5 | Solar Panels |  | 0.335 | 21 | 171 | 26 |  | Fixed | Roof
NJSTRE1545383408 | NJSRRE1542445121 | Transition Incentive Program | Haledon | 7508 | 6 | 9.66 | Residential | Yes | Behind the Meter | Behind the Meter |  | None | Pro Custom Solar dba Momentum Solar | PSE&G | Eligible for TI Program | 2019-09-26 | 2019-09-30 | 2021-10-30 | LG ELECTRONICS | LG 345N1C-V5 | Solar Panels |  | 0.345 | 6 | 160 | 29 |  | Fixed | Roof
NJSTRE1545383417 | NJSRRE1542647842 | Transition Incentive Program | Wayne | 7470 | 6 | 9.57 | Residential | Yes | Behind the Meter | Behind the Meter |  | None | Sunrun Installation Services, Inc. | JCP&L | Eligible for TI Program | 2019-10-25 | 2019-10-29 | 2021-10-30 | REC Solar | REC290TP2 BLK | Solar Panels |  | 0.29 | 13 | 168 | 18 |  | Fixed | Roof
NJSTRE1545383417 | NJSRRE1542647842 | Transition Incentive Program | Wayne | 7470 | 6 | 9.57 | Residential | Yes | Behind the Meter | Behind the Meter |  | None | Sunrun Installation Services, Inc. | JCP&L | Eligible for TI Program | 2019-10-25 | 2019-10-29 | 2021-10-30 | REC Solar | REC290TP2 BLK | Solar Panels |  | 0.29 | 20 | 170 | 40 |  | Fixed | Roof
NJSTRE1545383421 | NJSRRE1542501663 | Transition Incentive Program | Howell Township | 7731 | 17 | 12.87 | Residential | Yes | Behind the Meter | Behind the Meter |  | None | Sunrun Installation Services, Inc. | JCP&L | Eligible for TI Program | 2019-10-03 | 2019-10-08 | 2021-10-30 | LG Electronics | LG330N1C-A5 | Solar Panels |  | 0.33 | 4 | 43 | 37 |  | Fixed | Roof
NJSTRE1545383421 | NJSRRE1542501663 | Transition Incentive Program | Howell Township | 7731 | 17 | 12.87 | Residential | Yes | Behind the Meter | Behind the Meter |  | None | Sunrun Installation Services, Inc. | JCP&L | Eligible for TI Program | 2019-10-03 | 2019-10-08 | 2021-10-30 | LG Electronics | LG330N1C-A5 | Solar Panels |  | 0.33 | 10 | 41 | 18 |  | Fixed | Roof
NJSTRE1545383421 | NJSRRE1542501663 | Transition Incentive Program | Howell Township | 7731 | 17 | 12.87 | Residential | Yes | Behind the Meter | Behind the Meter |  | None | Sunrun Installation Services, Inc. | JCP&L | Eligible for TI Program | 2019-10-03 | 2019-10-08 | 2021-10-30 | LG Electronics | LG330N1C-A5 | Solar Panels |  | 0.33 | 9 | 311 | 14 |  | Fixed | Roof
NJSTRE1545383430 | NJSRRE1542528462 | Transition Incentive Program | Linden | 7036 | 10 | 6.9 | Residential | Yes | Behind the Meter | Behind the Meter |  | None | Pro Custom Solar dba Momentum Solar | PSE&G | Eligible for TI Program | 2019-10-11 | 2019-10-15 | 2021-10-30 | LG Electronics | LG 345N1C-V5 | Solar Panels |  | 0.345 | 15 | 219 | 20 |  | Fixed | Roof
NJSTRE1545383430 | NJSRRE1542528462 | Transition Incentive Program | Linden | 7036 | 10 | 6.9 | Residential | Yes | Behind the Meter | Behind the Meter |  | None | Pro Custom Solar dba Momentum Solar | PSE&G | Eligible for TI Program | 2019-10-11 | 2019-10-15 | 2021-10-30 | LG Electronics | LG 345N1C-V5 | Solar Panels |  | 0.345 | 5 | 129 | 20 |  | Fixed | Roof
NJSTRE1545383435 | NJSRRE1542528737 | Transition Incentive Program | Plumsted Township | 8533 | 18 | 9.49 | Residential | Yes | Behind the Meter | Behind the Meter |  | None | Sunrun Installation Services, Inc. | JCP&L | Eligible for TI Program | 2019-10-11 | 2019-10-15 | 2021-10-30 | LG Electronics | LG365Q1C-V5 | Solar Panels |  | 0.365 | 14 | 184 | 27 |  | Fixed | Roof
NJSTRE1545582527 |  | Transition Incentive Program | MANTUA | 8051 | 15 | 17.96 | Residential | Yes | Behind the Meter | Net-metered residential rooftop and canopy |  | None | Suntuity Solar LLC | AC Electric | Accepted | 2020-09-14 | 2020-09-16 | 2021-10-30 | Enphase Energy | IQ7-60-2-US | Inverters | 240 |  | 57 |  |  | 0.97 |  | Outdoor | Behind the PV Modules
NJSTRE1545582530 |  | Transition Incentive Program | Williamstown | 8094 | 15 | 5.36 | Residential | Yes | Behind the Meter | Net-metered residential rooftop and canopy |  | None | Suntuity Solar LLC | AC Electric | Accepted | 2020-09-14 | 2020-09-16 | 2021-10-30 | Enphase Energy | IQ7-60-2-US | Inverters | 240 |  | 17 |  |  | 0.97 |  | Outdoor | Behind the PV Modules
NJSTRE1545383383 | NJSRRE1542582619 | Transition Incentive Program | Whiting | 8759 | 18 | 16.7 | Residential | Yes | Behind the Meter | Behind the Meter |  | None | Pro Custom Solar dba Momentum Solar | JCP&L | Eligible for TI Program | 2019-10-24 | 2019-10-28 | 2021-10-30 | Hanwha | Q.Peak DUO BLK-G5 315 | Solar Panels |  | 0.315 | 32 | 224 | 16 |  | Fixed | Roof
NJSTRE1545383386 | NJSRRE1542887945 | Transition Incentive Program | Totowa | 7512 | 6 | 9.28 | Residential | No | Behind the Meter | Behind the Meter |  | None | Sunrun Installation Services, Inc. | PSE&G | Eligible for TI Program | 2019-11-01 | 2019-11-05 | 2021-10-30 | REC Solar | REC290TP2 BLK | Solar Panels |  | 0.29 | 29 | 199 | 30 |  | Fixed | Roof
NJSTRE1545383393 | NJSRRE1542447357 | Transition Incentive Program | Brick Township | 8724 | 18 | 18.29 | Residential | No | Behind the Meter | Behind the Meter |  | None | Green Power Energy | JCP&L | Eligible for TI Program | 2019-09-27 | 2019-10-01 | 2021-10-30 | Silfab | SLA-M 310 | Solar Panels |  | 0.31 | 11 | 192 | 23 |  | Fixed | Roof
NJSTRE1545383393 | NJSRRE1542447357 | Transition Incentive Program | Brick Township | 8724 | 18 | 18.29 | Residential | No | Behind the Meter | Behind the Meter |  | None | Green Power Energy | JCP&L | Eligible for TI Program | 2019-09-27 | 2019-10-01 | 2021-10-30 | Silfab | SLA-M 310 | Solar Panels |  | 0.31 | 8 | 282 | 23 |  | Fixed | Roof
NJSTRE1545383401 | NJSRRE1542498609 | Transition Incentive Program | GREEN BROOK | 8812 | 11 | 11.66 | Residential | Yes | Behind the Meter | Net-metered residential rooftop and canopy |  | None | Vivint Solar Developer, LLC | PSE&G | Accepted | 2019-10-03 | 2019-10-04 | 2021-10-30 | Hanwha | Q.PEAK DUO BLK-G5 315w | Solar Panels |  | 0.315 | 22 | 323 | 36 |  | Fixed | Roof
NJSTRE1545383401 | NJSRRE1542498609 | Transition Incentive Program | GREEN BROOK | 8812 | 11 | 11.66 | Residential | Yes | Behind the Meter | Net-metered residential rooftop and canopy |  | None | Vivint Solar Developer, LLC | PSE&G | Accepted | 2019-10-03 | 2019-10-04 | 2021-10-30 | Hanwha | Q.PEAK DUO BLK-G5 315w | Solar Panels |  | 0.315 | 6 | 143 | 27 |  | Fixed | Roof
NJSTRE1545383402 | NJSRRE1542568621 | Transition Incentive Program | Jackson Township | 8527 | 18 | 23.1 | Residential | No | Behind the Meter | Net-metered residential rooftop and canopy |  | None | Whitman Construction, LLC | JCP&L | Accepted |  | 2019-10-23 | 2021-10-30 | Panasonic | VBHN330SA16 | Solar Panels |  | 0.33 | 61 | 127 | 19 |  | Fixed | Roof
NJSTRE1545383404 | NJSRRE1543046160 | Transition Incentive Program | Elizabeth | 7208 | 10 | 17 | Residential | Yes | Behind the Meter | Net-metered residential rooftop and canopy |  | None | SunPower Corporation, Systems | PSE&G | Accepted |  | 2019-11-11 | 2021-10-30 | SUNPOWER | SPR-E20-327-E-AC | Solar Panels |  | 0.327 | 18 | 185 | 35 |  | Fixed | Roof
NJSTRE1545383404 | NJSRRE1543046160 | Transition Incentive Program | Elizabeth | 7208 | 10 | 17 | Residential | Yes | Behind the Meter | Net-metered residential rooftop and canopy |  | None | SunPower Corporation, Systems | PSE&G | Accepted |  | 2019-11-11 | 2021-10-30 | SUNPOWER | SPR-E20-327-E-AC | Solar Panels |  | 0.327 | 2 | 185 | 10 |  | Fixed | Roof
NJSTRE1545383413 | NJSRRE1542575025 | Transition Incentive Program | Teaneck TWP | 7666 | 7 | 7.19 | Residential | No | Behind the Meter | Net-metered residential rooftop and canopy |  | None | SunPower Capital LLC | PSE&G | Accepted | 2019-10-22 | 2019-10-24 | 2021-10-30 | SUNPOWER | E20-327-E-AC | Solar Panels |  | 0.327 | 10 | 112 | 32 |  | Fixed | Roof
NJSTRE1545577835 |  | Transition Incentive Program | MONROE | 8831 | 11 | 11.06 | Residential | No | Behind the Meter | Net-metered residential rooftop and canopy |  | None | SEA BRIGHT SOLAR, LLC | JCP&L | Accepted | 2020-09-11 | 2020-09-15 | 2021-10-30 | SUNPOWER | SPR-X21-335-BLK-AC | Inverters | 320 |  | 33 |  |  | 0.96 |  | Outside | BENEATH ARRAY
NJSTRE1545577898 |  | Transition Incentive Program | Lakewood | 8701 | 18 | 14.07 | Residential | No | Behind the Meter | Net-metered residential rooftop and canopy |  | None | Vision Solar LLC | JCP&L | Accepted | 2020-09-11 | 2020-09-16 | 2021-10-30 | ENPHASE | IQ7-60-2-US | Inverters | 0.24 |  | 42 |  |  | 0.96 |  | Other | BEHIND EACH PANEL
NJSTRE1545577989 |  | Transition Incentive Program | PARAMUS | 7652 | 7 | 19.1 | Residential | No | Behind the Meter | Net-metered residential rooftop and canopy |  | None | SEA BRIGHT SOLAR, LLC | PSE&G | Accepted | 2020-09-11 | 2020-09-15 | 2021-10-30 | SUNPOWER | SPR-X21-335-BLK-AC | Inverters | 320 |  | 57 |  |  | 0.96 |  | Outside | BENEATH ARRAY
NJSTRE1545578008 |  | Transition Incentive Program | Robbinsville | 8691 | 12 | 13.6 | Residential | No | Behind the Meter | Net-metered residential rooftop and canopy |  | None | Tesla Energy Operations Inc. | JCP&L | Accepted | 2020-09-11 | 2020-09-16 | 2021-10-30 | SolarEdge Technologies | SE11400H-US [240V] | Inverters | 11400 |  | 1 |  |  | 0.99 |  | Outside | Outside
NJSTRE1545578048 |  | Transition Incentive Program | Roselle Boro | 7203 | 10 | 7.37 | Residential | Yes | Behind the Meter | Net-metered residential rooftop and canopy |  | None | Bright Planet Solar | PSE&G | Accepted | 2020-09-11 | 2020-09-15 | 2021-10-30 | SOLAR EDGE | SE6000H-USRGM | Inverters | 6000 |  | 1 |  |  | 0.98 |  | Outdoor | OUTSIDE
NJSTRE1545578479 |  | Transition Incentive Program | Middletown | 7748 | 17 | 9.18 | Residential | Yes | Behind the Meter | Net-metered residential rooftop and canopy |  | None | Tesla Energy Operations Inc. | JCP&L | Accepted | 2020-09-11 | 2020-09-15 | 2021-10-30 | Delta Electronics | M4-TL-US [240V] | Inverters | 3840 |  | 2 |  |  | 0.975 |  | Indoor | Inside
NJSTRE1545580124 |  | Transition Incentive Program | Cookstown | 8511 | 13 | 14.07 | Residential | No | Behind the Meter | Net-metered residential rooftop and canopy |  | None | Vision Solar LLC | JCP&L | Accepted | 2020-09-12 | 2020-09-16 | 2021-10-30 | ENPHASE | IQ7-60-2-US | Inverters | 0.24 |  | 42 |  |  | 0.96 |  | Other | BEHIND EACH PANEL
NJSTRE1545580128 |  | Transition Incentive Program | Princeton | 8540 | 12 | 4.02 | Residential | No | Behind the Meter | Net-metered residential rooftop and canopy |  | None | Vision Solar LLC | PSE&G | Accepted | 2020-09-12 | 2020-09-15 | 2021-10-30 | ENPHASE | IQ7-60-2-US | Inverters | 0.24 |  | 12 |  |  | 0.96 |  | Other | BEHIND EACH PANEL
NJSTRE1545582037 |  | Transition Incentive Program | Lawrence Twp | 8648 | 12 | 8.83 | Residential | Yes | Behind the Meter | Net-metered residential rooftop and canopy |  | None | GenRenew, LLC | PSE&G | Accepted | 2020-09-13 | 2020-09-16 | 2021-10-30 | Sunpower | MI-E-320-US208/240 | Inverters | 320 |  | 27 |  |  | 0.96 |  | Outdoor | microinverters under modules
NJSTRE1545582128 |  | Transition Incentive Program | Sayreville | 8872 | 11 | 4.09 | Residential | Yes | Behind the Meter | Net-metered residential rooftop and canopy |  | None | Tesla Energy Operations Inc. | JCP&L | Accepted | 2020-09-13 | 2020-09-16 | 2021-10-30 | Delta Electronics | M4-TL-US [240V] | Inverters | 3840 |  | 1 |  |  | 0.975 |  | Outside | Outside
NJSTRE1545582536 |  | Transition Incentive Program | TOMS RIVER | 8757 | 18 | 8.82 | Residential | Yes | Behind the Meter | Net-metered residential rooftop and canopy |  | None | Suntuity Solar LLC | JCP&L | Accepted | 2020-09-14 | 2020-09-16 | 2021-10-30 | Enphase Energy | IQ7-60-2-US | Inverters | 240 |  | 28 |  |  | 0.97 |  | Outdoor | Behind the PV Modules
NJSTRE1545582605 |  | Transition Incentive Program | DELRAN | 8075 | 13 | 16.9 | Residential | Yes | Behind the Meter | Net-metered residential rooftop and canopy |  | None | Vivint Solar Developer, LLC | PSE&G | Accepted | 2020-09-16 | 2020-09-17 | 2021-10-30 | Solar Edge | SE7600H-US | Inverters | 7600 |  | 1 |  |  | 0.992 |  | Outdoor | Near the Utility Meter
NJSTRE1545582697 |  | Transition Incentive Program | BOONTON | 7005 | 3 | 14.07 | Residential | No | Behind the Meter | Net-metered residential rooftop and canopy |  | None | Public Service Solar | JCP&L | Accepted | 2020-09-14 | 2020-09-16 | 2021-10-30 | ENPHASE | iQ7+ | Inverters | 0.29 |  | 42 |  |  | 0.96 |  | Outside | Roof mount under panels
NJSTRE1545383355 | NJSRRE1542478635 | Transition Incentive Program | East Brunswick | 8816 | 11 | 8.12 | Residential | Yes | Behind the Meter | Behind the Meter |  | None | Sunrun Installation Services, Inc. | JCP&L | Eligible for TI Program | 2019-10-01 | 2019-10-03 | 2021-10-30 | REC Solar | REC290TP2 BLK | Solar Panels |  | 0.29 | 10 | 269 | 23 |  | Fixed | Roof
NJSTRE1545383374 | NJSRRE1542911465 | Transition Incentive Program | East Orange | 7017 | 9 | 5.99 | Residential | Yes | Behind the Meter | Behind the Meter |  | None | Trinity Solar | PSE&G | Eligible for TI Program | 2019-11-05 | 2019-11-06 | 2021-10-30 | Hanwha | Q.PEAK DUO BLK-G5 315 | Solar Panels |  | 0.315 | 8 | 276 | 37 |  | Fixed | Roof
NJSTRE1545383384 | NJSRRE1542445034 | Transition Incentive Program | Paterson City | 7522 | 6 | 9.6 | Residential | Yes | Behind the Meter | Behind the Meter |  | None | Skyline Solar, LLC | PSE&G | Eligible for TI Program | 2019-09-26 | 2019-09-30 | 2021-10-30 | Hanwha Q-Cells | Q.PEAK DUO-G5 320 | Solar Panels |  | 0.32 | 30 | 229 | 23 |  | Fixed | Roof
NJSTRE1545383385 | NJSRRE1542470095 | Transition Incentive Program | Manahawkin | 8050 | 18 | 7.05 | Residential | Yes | Behind the Meter | Behind the Meter |  | None | Pro Custom Solar dba Momentum Solar | AC Electric | Eligible for TI Program | 2019-10-01 | 2019-10-03 | 2021-10-30 | HANWHA | Q.PEAK DUO BLK-G5 315 | Solar Panels |  | 0.345 | 4 | 212 | 23 |  | Fixed | Roof
NJSTRE1545383388 | NJSRRE1542460966 | Transition Incentive Program | Palmyra | 8065 | 13 | 9.86 | Residential | Yes | Behind the Meter | Behind the Meter |  | None | Sunrun Installation Services, Inc. | PSE&G | Eligible for TI Program | 2019-09-30 | 2019-10-02 | 2021-10-30 | REC Solar | REC290TP2 BLK | Solar Panels |  | 0.29 | 24 | 144 | 40 |  | Fixed | Roof
NJSTRE1545383390 | NJSRRE1542578828 | Transition Incentive Program | Millville | 8332 | 20 | 8.19 | Residential | Yes | Behind the Meter | Behind the Meter |  | None | Pro Custom Solar dba Momentum Solar | AC Electric | Eligible for TI Program | 2019-10-23 | 2019-10-25 | 2021-10-30 | Hanwha | Q.Peak DUO BLK-G5 315 | Solar Panels |  | 0.315 | 4 | 284 | 45 |  | Fixed | Roof
NJSTRE1545383397 | NJSRRE1543333838 | Transition Incentive Program | Woodstown | 8098 | 16 | 10.46 | Residential | Yes | Behind the Meter | Net-metered residential ground mount |  | None | Vision Solar LLC | AC Electric | Accepted | 2019-11-15 | 2019-11-19 | 2021-10-30 | sunpower | e20-327-e-ac | Solar Panels |  | 0.327 | 32 | 115 | 30 |  | Fixed | Ground
NJSTRE1545383402 | NJSRRE1542568621 | Transition Incentive Program | Jackson Township | 8527 | 18 | 23.1 | Residential | No | Behind the Meter | Net-metered residential rooftop and canopy |  | None | Whitman Construction, LLC | JCP&L | Accepted |  | 2019-10-23 | 2021-10-30 | Panasonic | VBHN330SA16 | Solar Panels |  | 0.33 | 9 | 307 | 19 |  | Fixed | Roof
NJSTRE1545383407 | NJSRRE1543418133 | Transition Incentive Program | JerseyCity | 7305 | 8 | 2.52 | Residential | Yes | Behind the Meter | Net-metered residential rooftop and canopy |  | None | Vivint Solar Developer, LLC | PSE&G | Accepted | 2019-11-18 | 2019-11-21 | 2021-10-30 | Hanwha | Q.PEAK BLK-G5 315 | Solar Panels |  | 0.315 | 8 | 327 | 32 |  | Fixed | Roof
NJSTRE1545383408 | NJSRRE1542445121 | Transition Incentive Program | Haledon | 7508 | 6 | 9.66 | Residential | Yes | Behind the Meter | Behind the Meter |  | None | Pro Custom Solar dba Momentum Solar | PSE&G | Eligible for TI Program | 2019-09-26 | 2019-09-30 | 2021-10-30 | LG ELECTRONICS | LG 345N1C-V5 | Solar Panels |  | 0.345 | 14 | 161 | 45 |  | Fixed | Roof
NJSTRE1545383418 | NJSRRE1543160165 | Transition Incentive Program | Linden | 7036 | 10 | 13.23 | Residential | Yes | Behind the Meter | Behind the Meter |  | None | Pro Custom Solar dba Momentum Solar | PSE&G | Eligible for TI Program | 2019-11-13 | 2019-11-15 | 2021-10-30 | HANWHA | Q.PEAK DUO BLK-G5 315 | Solar Panels |  | 0.315 | 15 | 137 | 24 |  | Fixed | Roof
NJSTRE1545383421 | NJSRRE1542501663 | Transition Incentive Program | Howell Township | 7731 | 17 | 12.87 | Residential | Yes | Behind the Meter | Behind the Meter |  | None | Sunrun Installation Services, Inc. | JCP&L | Eligible for TI Program | 2019-10-03 | 2019-10-08 | 2021-10-30 | LG Electronics | LG330N1C-A5 | Solar Panels |  | 0.33 | 8 | 311 | 37 |  | Fixed | Roof
NJSTRE1545383421 | NJSRRE1542501663 | Transition Incentive Program | Howell Township | 7731 | 17 | 12.87 | Residential | Yes | Behind the Meter | Behind the Meter |  | None | Sunrun Installation Services, Inc. | JCP&L | Eligible for TI Program | 2019-10-03 | 2019-10-08 | 2021-10-30 | LG Electronics | LG330N1C-A5 | Solar Panels |  | 0.33 | 8 | 131 | 18 |  | Fixed | Roof
NJSTRE1545582744 |  | Transition Incentive Program | Plainfield | 7062 | 10 | 4.36 | Residential | Yes | Behind the Meter | Net-metered residential rooftop and canopy |  | None | Trinity Solar | PSE&G | Accepted | 2020-09-14 | 2020-09-17 | 2021-10-30 | Solar Edge | SE3800 | Inverters | 3800 |  | 1 |  |  | 0.97 |  | Outside | side of home
NJSTRE1545582741 |  | Transition Incentive Program | MOORESTOWN | 8057 | 13 | 5.85 | Residential | Yes | Behind the Meter | Net-metered residential rooftop and canopy |  | None | Vivint Solar Developer, LLC | PSE&G | Accepted | 2020-09-19 | 2020-09-21 | 2021-10-30 | Solar Edge | SE7600H-US | Inverters | 7600 |  | 1 |  |  | 0.992 |  | Outdoor | Near the Utility Meter
NJSTRE1545582754 |  | Transition Incentive Program | Sicklerville | 8081 | 14 | 9.1 | Residential | No | Behind the Meter | Net-metered residential rooftop and canopy |  | None | Whitman Construction, LLC | AC Electric | Accepted | 2020-09-14 | 2020-09-16 | 2021-10-30 | ENPHASE | IQ7-60-2-US | Inverters | 240 |  | 28 |  |  | 0.975 |  | Outdoor | MICROINVERTERS LOCATED UNDER MODULES
NJSTRE1545383406 | NJSRRE1542430747 | Transition Incentive Program | North Bergen | 7047 | 8 | 12.29 | Residential | No | Behind the Meter | Net-metered residential rooftop and canopy |  | None | Suntuity Solar LLC | PSE&G | Accepted | 2019-09-24 | 2019-09-25 | 2021-10-30 | Yingli Green Energy | YL315D-30b | Solar Panels |  | 0.315 | 15 | 119 | 19 |  | Fixed | Roof
NJSTRE1545383409 | NJSRRE1542512870 | Transition Incentive Program | Irvington | 7111 | 9 | 11.12 | Residential | Yes | Behind the Meter | Net-metered residential rooftop and canopy |  | None | Sunpower Capital | PSE&G | Accepted | 2019-10-07 | 2019-10-10 | 2021-10-30 | sunpower | e20-327-e-ac | Solar Panels |  | 0.327 | 22 | 89 | 23 |  | Fixed | Roof
NJSTRE1545383416 | NJSRRE1542832684 | Transition Incentive Program | Carneys Point | 8069 | 16 | 11.34 | Residential | Yes | Behind the Meter | Behind the Meter |  | None | Tesla Energy Operations Inc | AC Electric | Eligible for TI Program | 2019-10-30 | 2019-11-01 | 2021-10-30 | Hanwha Q-Cells | Q.Peak DUO BLK-G5/SC315 | Solar Panels |  | 0.315 | 19 | 117 | 23 |  | Fixed | Roof
NJSTRE1545383418 | NJSRRE1543160165 | Transition Incentive Program | Linden | 7036 | 10 | 13.23 | Residential | Yes | Behind the Meter | Behind the Meter |  | None | Pro Custom Solar dba Momentum Solar | PSE&G | Eligible for TI Program | 2019-11-13 | 2019-11-15 | 2021-10-30 | HANWHA | Q.PEAK DUO BLK-G5 315 | Solar Panels |  | 0.315 | 12 | 47 | 21 |  | Fixed | Roof
NJSTRE1545383419 | NJSRRE1542443630 | Transition Incentive Program | HAMILTON | 8619 | 12 | 12.29 | Residential | Yes | Behind the Meter | Net-metered residential rooftop and canopy |  | None | Vivint Solar Developer, LLC | PSE&G | Accepted | 2019-09-26 | 2019-09-30 | 2021-10-30 | Hanwha Solar | Q.PEAK BLK-G5 315 | Solar Panels |  | 0.315 | 4 | 16 | 31 |  | Fixed | Roof
NJSTRE1545383422 | NJSRRE1543040717 | Transition Incentive Program | Riverside | 8075 | 13 | 8.82 | Residential | Yes | Behind the Meter | Net-metered residential rooftop and canopy |  | None | Vivint Solar Developer, LLC | PSE&G | Accepted | 2019-11-06 | 2019-11-08 | 2021-10-30 | Hanwha Solar | Q.PEAK BLK-G5 315 | Solar Panels |  | 0.315 | 6 | 125 | 32 |  | Fixed | Roof
NJSTRE1545383426 | NJSRRE1542461205 | Transition Incentive Program | Wenonah | 8090 | 15 | 10.71 | Residential | Yes | Behind the Meter | Net-metered residential rooftop and canopy |  | None | Trinity Solar | PSE&G | Final As-Built Received | 2019-09-30 | 2019-10-02 | 2021-10-30 | Hanwha 315 | Q.PEAK DUO BLK-G5 315 | Solar Panels |  | 0.315 | 6 | 143 | 23 |  | Fixed | Roof
NJSTRE1545383431 | NJSRRE1542790771 | Transition Incentive Program | WOODBURY | 8096 | 15 | 5.04 | Residential | Yes | Behind the Meter | Net-metered residential rooftop and canopy |  | None | Vivint Solar Developer, LLC | PSE&G | Accepted | 2019-10-30 | 2019-11-01 | 2021-10-30 | HANWHA SOLAR | Q.PEAK BLK-G5 315 | Solar Panels |  | 0.315 | 16 | 110 | 43 |  | Fixed | Roof
NJSTRE1545383433 | NJSRRE1543194287 | Transition Incentive Program | Hackensack | 7601 | 7 | 3.48 | Residential | Yes | Behind the Meter | Behind the Meter |  | None | Sunrun Installation Services, Inc. | PSE&G | Eligible for TI Program | 2019-11-13 | 2019-11-18 | 2021-10-30 | REC Solar | REC290TP2 BLK | Solar Panels |  | 0.29 | 3 | 125 | 20 |  | Fixed | Roof
NJSTRE1545383406 | NJSRRE1542430747 | Transition Incentive Program | North Bergen | 7047 | 8 | 12.29 | Residential | No | Behind the Meter | Net-metered residential rooftop and canopy |  | None | Suntuity Solar LLC | PSE&G | Accepted | 2019-09-24 | 2019-09-25 | 2021-10-30 | Yingli Green Energy | YL315D-30b | Solar Panels |  | 0.315 | 18 | 119 | 25 |  | Fixed | Roof
NJSTRE1545383415 | NJSRRE1542625118 | Transition Incentive Program | Milford | 8848 | 4 | 14.96 | Residential | No | Behind the Meter | Behind the Meter |  | None | Green Power energy | JCP&L | Eligible for TI Program | 2019-10-25 | 2019-10-29 | 2021-10-30 | Panasonic | VBHN340SA17 | Solar Panels |  | 0.34 | 10 | 124 | 10 |  | Fixed | Roof
NJSTRE1545577813 |  | Transition Incentive Program | Carteret | 7008 | 11 | 9.6 | Residential | No | Behind the Meter | Net-metered residential rooftop and canopy |  | None | New Jersey Suntech | PSE&G | Accepted | 2020-09-11 | 2020-09-22 | 2021-10-30 | Solaredge | SE7600-US | Inverters | 7600 |  | 1 |  |  | 0.98 |  | Outside | Side of house
NJSTRE1545577922 |  | Transition Incentive Program | Belle Mead | 8502 | 5 | 8.64 | Residential | No | Behind the Meter | Net-metered residential rooftop and canopy |  | None | Public Service Solar | PSE&G | Accepted | 2020-09-11 | 2020-09-17 | 2021-10-30 | Enphase | 60-2-US | Inverters | 0.29 |  | 24 |  |  | 0.96 |  | Outdoor | Roof mounted - under panels
NJSTRE1545577997 |  | Transition Incentive Program | Absecon | 8201 | 19 | 8.75 | Residential | Yes | Behind the Meter | Net-metered residential rooftop and canopy |  | None | Pro Custom Solar dba Momentum Solar | AC Electric | Accepted | 2020-09-11 | 2020-09-15 | 2021-10-30 | Enphase | IQ7PLUS-72-2-US | Inverters | 290 |  | 25 |  |  | 0.97 |  | Outdoor | Roof
NJSTRE1545578046 |  | Transition Incentive Program | BURLINGTON | 8016 | 13 | 5.2 | Residential | Yes | Behind the Meter | Net-metered residential rooftop and canopy |  | None | Vivint Solar Developer, LLC | PSE&G | Accepted | 2020-09-16 | 2020-09-16 | 2021-10-30 | Solar Edge | SE7600H-US | Inverters | 7600 |  | 1 |  |  | 0.992 |  | Outdoor | Near the Utility Meter
NJSTRE1545578487 |  | Transition Incentive Program | PARSIPPANY | 7054 | 3 | 3.58 | Residential | Yes | Behind the Meter | Net-metered residential rooftop and canopy |  | None | Vivint Solar Developer, LLC | JCP&L | Accepted | 2020-09-16 | 2020-09-17 | 2021-10-30 | Solar Edge | SE3800H-US | Inverters | 3800 |  | 1 |  |  | 0.992 |  | Outdoor | Near the Utility Meter
NJSTRE1545580125 |  | Transition Incentive Program | Blackwood | 8012 | 14 | 9.38 | Residential | No | Behind the Meter | Net-metered residential rooftop and canopy |  | None | Vision Solar LLC | AC Electric | Accepted | 2020-09-12 | 2020-09-16 | 2021-10-30 | ENPHASE | IQ7-60-2-US | Inverters | 0.24 |  | 28 |  |  | 0.96 |  | Other | BEHIND EACH PANEL
NJSTRE1545582145 |  | Transition Incentive Program | Lindenwold | 8021 | 14 | 7.38 | Residential | No | Behind the Meter | Net-metered residential rooftop and canopy |  | None | SunPower Corporation, Systems | AC Electric | Accepted | 2020-09-13 | 2020-09-16 | 2021-10-30 | SunPower | SPR-A-410-G-AC | Inverters | 349 |  | 18 |  |  | 0.97 |  | Other | under each panel
NJSTRE1545582533 |  | Transition Incentive Program | JACKSON | 8527 | 18 | 6.3 | Residential | No | Behind the Meter | Net-metered residential rooftop and canopy |  | None | Suntuity Solar LLC | JCP&L | Accepted | 2020-09-14 | 2020-09-16 | 2021-10-30 | Enphase Energy | IQ7-60-2-US | Inverters | 240 |  | 20 |  |  | 0.97 |  | Outdoor | Behind the PV Modules
NJSTRE1545582596 |  | Transition Incentive Program | Cedar Grove Twp | 7009 | 9 | 11.52 | Residential | No | Behind the Meter | Net-metered residential rooftop and canopy |  | None | Green Power energy | PSE&G | Accepted | 2020-09-14 | 2020-09-16 | 2021-10-30 | Enphase Energy | IQ7PLUS-72-2-US | Inverters | 290 |  | 32 |  |  | 0.975 |  | Outside | next to meter
NJSTRE1545582637 |  | Transition Incentive Program | Cherry Hill | 8003 | 14 | 9.76 | Residential | Yes | Behind the Meter | Net-metered residential rooftop and canopy |  | None | Sunrun Installation Services, Inc. | PSE&G | Accepted | 2020-09-14 | 2020-09-16 | 2021-10-30 | Delta Electronics | M8-TL-US | Inverters | 7680 |  | 1 |  |  | 0.96 |  | Outdoor | Next To Meter
NJSTRE1545582639 |  | Transition Incentive Program | Clifton | 7013 | 6 | 8 | Residential | No | Behind the Meter | Net-metered residential rooftop and canopy |  | None | New Jersey Suntech | PSE&G | Accepted | 2020-09-14 | 2020-09-16 | 2021-10-30 | Solaredge | SE7600 | Inverters | 7600 |  | 1 |  |  | 0.97 |  | Outside | Side of house
NJSTRE1545577976 |  | Transition Incentive Program | Delran | 8075 | 13 | 12.25 | Residential | No | Behind the Meter | Net-metered residential rooftop and canopy |  | None | Pro Custom Solar dba Momentum Solar | PSE&G | Accepted | 2020-09-11 | 2020-09-15 | 2021-10-30 | Enphase | IQ7PLUS-72-2-US | Inverters | 290 |  | 35 |  |  | 0.97 |  | Outdoor | Roof
NJSTRE1545578055 |  | Transition Incentive Program | BURLINGTON | 8016 | 13 | 6.18 | Residential | Yes | Behind the Meter | Net-metered residential rooftop and canopy |  | None | Vivint Solar Developer, LLC | PSE&G | Accepted | 2020-09-23 | 2020-09-23 | 2021-10-30 | Solar Edge | SE7600H-US | Inverters | 7600 |  | 1 |  |  | 0.992 |  | Outdoor | Near the Utility Meter
NJSTRE1545580116 |  | Transition Incentive Program | Williamstown | 8094 | 15 | 10.4 | Residential | No | Behind the Meter | Net-metered residential rooftop and canopy |  | None | Suntuity Solar LLC | AC Electric | Accepted | 2020-09-12 | 2020-09-16 | 2021-10-30 | Enphase Energy | IQ7-60-2-US | Inverters | 240 |  | 33 |  |  | 0.97 |  | Outdoor | Behind the PV Modules
NJSTRE1545582525 |  | Transition Incentive Program | GLEN RIDGE | 7028 | 9 | 5.99 | Residential | No | Behind the Meter | Net-metered residential rooftop and canopy |  | None | Suntuity Solar LLC | PSE&G | Accepted | 2020-09-14 | 2020-09-16 | 2021-10-30 | Enphase Energy | IQ7-60-2-US | Inverters | 240 |  | 19 |  |  | 0.97 |  | Outdoor | Behind the PV Modules
NJSTRE1545582535 |  | Transition Incentive Program | PINE HILL | 8021 | 14 | 8.51 | Residential | Yes | Behind the Meter | Net-metered residential rooftop and canopy |  | None | Suntuity Solar LLC | AC Electric | Accepted | 2020-09-14 | 2020-09-16 | 2021-10-30 | Enphase Energy | IQ7-60-2-US | Inverters | 240 |  | 27 |  |  | 0.97 |  | Outdoor | Behind the PV Modules
NJSTRE1545383399 | NJSRRE1542445143 | Transition Incentive Program | NEWARK | 7104 | 9 | 6.4 | Residential | No | Behind the Meter | Behind the Meter |  | None | Infinity Solar Systems | PSE&G | Eligible for TI Program | 2019-09-26 | 2019-09-30 | 2021-10-30 | LG | LG-320-N1K-V5 | Solar Panels |  | 0.32 | 4 | 111 | 10 |  | Fixed | Roof
NJSTRE1545383406 | NJSRRE1542430747 | Transition Incentive Program | North Bergen | 7047 | 8 | 12.29 | Residential | No | Behind the Meter | Net-metered residential rooftop and canopy |  | None | Suntuity Solar LLC | PSE&G | Accepted | 2019-09-24 | 2019-09-25 | 2021-10-30 | Yingli Green Energy | YL315D-30b | Solar Panels |  | 0.315 | 4 | 119 | 32 |  | Fixed | Roof
NJSTRE1545383408 | NJSRRE1542445121 | Transition Incentive Program | Haledon | 7508 | 6 | 9.66 | Residential | Yes | Behind the Meter | Behind the Meter |  | None | Pro Custom Solar dba Momentum Solar | PSE&G | Eligible for TI Program | 2019-09-26 | 2019-09-30 | 2021-10-30 | LG ELECTRONICS | LG 345N1C-V5 | Solar Panels |  | 0.345 | 8 | 341 | 42 |  | Fixed | Roof
NJSTRE1545383409 | NJSRRE1542512870 | Transition Incentive Program | Irvington | 7111 | 9 | 11.12 | Residential | Yes | Behind the Meter | Net-metered residential rooftop and canopy |  | None | Sunpower Capital | PSE&G | Accepted | 2019-10-07 | 2019-10-10 | 2021-10-30 | sunpower | e20-327-e-ac | Solar Panels |  | 0.327 | 5 | 179 | 23 |  | Fixed | Roof
NJSTRE1545383416 | NJSRRE1542832684 | Transition Incentive Program | Carneys Point | 8069 | 16 | 11.34 | Residential | Yes | Behind the Meter | Behind the Meter |  | None | Tesla Energy Operations Inc | AC Electric | Eligible for TI Program | 2019-10-30 | 2019-11-01 | 2021-10-30 | Hanwha Q-Cells | Q.Peak DUO BLK-G5/SC315 | Solar Panels |  | 0.315 | 3 | 297 | 14 |  | Fixed | Roof
NJSTRE1545383416 | NJSRRE1542832684 | Transition Incentive Program | Carneys Point | 8069 | 16 | 11.34 | Residential | Yes | Behind the Meter | Behind the Meter |  | None | Tesla Energy Operations Inc | AC Electric | Eligible for TI Program | 2019-10-30 | 2019-11-01 | 2021-10-30 | Hanwha Q-Cells | Q.Peak DUO BLK-G5/SC315 | Solar Panels |  | 0.315 | 14 | 297 | 23 |  | Fixed | Roof
NJSTRE1545515083 |  | Transition Incentive Program | Swedesboro | 8085 | 15 | 7.25 | Residential | No | Behind the Meter | Net-metered residential rooftop and canopy |  | None | Suntuity Solar LLC | AC Electric | Accepted | 2020-08-27 | 2020-08-31 | 2021-10-30 | Enphase Energy | IQ7-60-2-US | Inverters | 240 |  | 23 |  |  | 0.97 |  | Outdoor | Behind the PV Modules
NJSTRE1545515146 |  | Transition Incentive Program | Wallington | 7057 | 7 | 8.16 | Residential | Yes | Behind the Meter | Net-metered residential rooftop and canopy |  | None | Trinity Solar | PSE&G | Accepted | 2020-08-27 | 2020-08-31 | 2021-10-30 | Solar Edge | SE7600 | Inverters | 7600 |  | 1 |  |  | 0.97 |  | Outside | side of home
NJSTRE1545515620 |  | Transition Incentive Program | Bloomfield | 7003 | 9 | 3.8 | Residential | No | Behind the Meter | Net-metered residential rooftop and canopy |  | None | Sunrun Installation Services, Inc. | PSE&G | Accepted | 2020-08-27 | 2020-08-31 | 2021-10-30 | Enphase Energy | IQ7PLUS-72-x-US (240V) | Inverters | 290 |  | 11 |  |  | 0.96 |  | Outdoor | Rooftop
NJSTRE1545515661 |  | Transition Incentive Program | Saddle Brook | 7663 | 7 | 15.93 | Residential | Yes | Behind the Meter | Net-metered residential rooftop and canopy |  | None | Vivint Solar Developer, LLC | PSE&G | Accepted | 2020-09-02 | 2020-09-03 | 2021-10-30 | SOLAREDGE | SE7600H-US | Inverters | 7600 |  | 1 |  |  | 0.992 |  | Outdoor | Near the Utility Meter
NJSTRE1545515687 |  | Transition Incentive Program | VINELAND | 8360 | 20 | 5.78 | Residential | Yes | Behind the Meter | Net-metered residential rooftop and canopy |  | None | Trinity Solar | Vineland Muni Electric | Accepted | 2020-08-27 | 2020-08-31 | 2021-10-30 | Solar Edge | SE5000H-US000BNC4 | Inverters | 5000 |  | 1 |  |  | 0.97 |  | Outdoor | side of home
NJSTRE1545382617 |  | Transition Incentive Program | Edison | 8820 | 11 | 8.16 | Residential | No | Behind the Meter | Net-metered residential rooftop and canopy |  | None | Tesla Energy Operations Inc. | PSE&G | Accepted | 2020-07-31 | 2020-08-07 | 2021-10-30 | Hanwha Q-Cells | Q.Peak DUO BLK-G6+/SC340 | Solar Panels |  | 0.34 | 12 | 357 | 20 |  | Fixed | Roof
NJSTRE1545382802 | NJSRRE1541871789 | Transition Incentive Program | Ewing Township | 8638 | 12 | 4.73 | Residential | Yes | Behind the Meter | Behind the Meter |  | None | Pro Custom Solar dba Momentum Solar | PSE&G | Eligible for TI Program | 2019-08-21 | 2019-08-26 | 2021-10-30 | HANWHA | Q.PEAK DUO BLK-G5 315 | Solar Panels |  | 0.315 | 15 | 218 | 41 |  | Fixed | Roof
NJSTRE1545382805 | NJSRRE1542202696 | Transition Incentive Program | Paterson | 7514 | 6 | 11.39 | Residential | Yes | Behind the Meter | Behind the Meter |  | None | Pro Custom Solar dba Momentum Solar | PSE&G | Eligible for TI Program | 2019-09-04 | 2019-09-09 | 2021-10-30 | LG ELECTRONICS | LG 335N1C-V5 | Solar Panels |  | 0.335 | 13 | 102 | 39 |  | Fixed | Roof
NJSTRE1545382809 | NJSRRE1541989840 | Transition Incentive Program | River Edge | 7661 | 7 | 7.88 | Residential | Yes | Behind the Meter | Net-metered residential rooftop and canopy |  | None | Vivint Solar Developer, LLC | PSE&G | Accepted | 2019-09-04 | 2019-09-05 | 2021-10-30 | Hanwha | Q.PEAK BLK-G5 315w | Solar Panels |  | 0.315 | 3 | 289 | 27 |  | Fixed | Roof
NJSTRE1545382815 | NJSRRE1541894865 | Transition Incentive Program | NEPTUNE | 7753 | 17 | 14.49 | Residential | Yes | Behind the Meter | Net-metered residential rooftop and canopy |  | None | Vivint Solar Developer, LLC | JCP&L | Accepted | 2019-09-03 | 2019-09-03 | 2021-10-30 | Hanwha Solar | Q.PEAK BLK-G5 315 | Solar Panels |  | 0.315 | 10 | 276 | 27 |  | Fixed | Roof
NJSTRE1545382817 | NJSRRE1542141612 | Transition Incentive Program | Woodbridge Township | 8863 | 11 | 7.13 | Residential | Yes | Behind the Meter | Net-metered residential rooftop and canopy |  | None | Suntuity Solar LLC | PSE&G | Accepted | 2019-09-04 | 2019-09-06 | 2021-10-30 | Yingli Green Energy | YL310D-30b | Solar Panels |  | 0.31 | 3 | 186 | 10 |  | Fixed | Roof
NJSTRE1545382819 | NJSRRE1541888755 | Transition Incentive Program | Ridgefield | 7657 | 7 | 6.38 | Residential | Yes | Behind the Meter | Behind the Meter |  | None | Sunrun Installation Services, Inc. | PSE&G | Eligible for TI Program | 2019-08-27 | 2019-08-30 | 2021-10-30 | REC Solar | REC290TP2 BLK | Solar Panels |  | 0.29 | 4 | 290 | 9 |  | Fixed | Roof
NJSTRE1545383418 | NJSRRE1543160165 | Transition Incentive Program | Linden | 7036 | 10 | 13.23 | Residential | Yes | Behind the Meter | Behind the Meter |  | None | Pro Custom Solar dba Momentum Solar | PSE&G | Eligible for TI Program | 2019-11-13 | 2019-11-15 | 2021-10-30 | HANWHA | Q.PEAK DUO BLK-G5 315 | Solar Panels |  | 0.315 | 12 | 227 | 20 |  | Fixed | Roof
NJSTRE1545383418 | NJSRRE1543160165 | Transition Incentive Program | Linden | 7036 | 10 | 13.23 | Residential | Yes | Behind the Meter | Behind the Meter |  | None | Pro Custom Solar dba Momentum Solar | PSE&G | Eligible for TI Program | 2019-11-13 | 2019-11-15 | 2021-10-30 | HANWHA | Q.PEAK DUO BLK-G5 315 | Solar Panels |  | 0.315 | 3 | 317 | 22 |  | Fixed | Roof
NJSTRE1545383424 | NJSRRE1542575993 | Transition Incentive Program | Howell | 7731 | 17 | 13.5 | Residential | No | Behind the Meter | Behind the Meter |  | JCPL | EMT Renewables | JCP&L | Eligible for TI Program | 2019-10-22 | 2019-10-24 | 2021-10-30 | Trina | TSM - 300 - Allmax - BLK | Solar Panels |  | 0.3 | 45 | 245 | 20 |  | Fixed | Roof
NJSTRE1545383426 | NJSRRE1542461205 | Transition Incentive Program | Wenonah | 8090 | 15 | 10.71 | Residential | Yes | Behind the Meter | Net-metered residential rooftop and canopy |  | None | Trinity Solar | PSE&G | Final As-Built Received | 2019-09-30 | 2019-10-02 | 2021-10-30 | Hanwha 315 | Q.PEAK DUO BLK-G5 315 | Solar Panels |  | 0.315 | 7 | 53 | 10 |  | Fixed | Roof | garage
NJSTRE1545383437 | NJSRRE1542461715 | Transition Incentive Program | NORTHFIELD | 8225 | 19 | 2.52 | Residential | Yes | Behind the Meter | Net-metered residential rooftop and canopy |  | None | Vivint Solar Developer, LLC | AC Electric | Accepted | 2019-10-01 | 2019-10-02 | 2021-10-30 | Hanwha Solar | Q.PEAK BLK-G5 315 | Solar Panels |  | 0.315 | 8 | 37 | 19 |  | Fixed | Roof
NJSTRE1545383445 | NJSRRE1542553129 | Transition Incentive Program | Englewood city | 7631 | 7 | 8.83 | Residential | No | Behind the Meter | Net-metered residential rooftop and canopy |  | None | SunPower Capital LLC | PSE&G | Accepted | 2019-11-01 | 2019-11-01 | 2021-10-30 | sunpower | e20-327-e-ac | Solar Panels |  | 0.327 | 6 | 112 | 11 |  | Fixed | Roof
NJSTRE1545383447 | NJSRRE1543315518 | Transition Incentive Program | Bridgewater | 8807 | 5 | 8.82 | Residential | Yes | Behind the Meter | Net-metered residential rooftop and canopy |  | None | Vivint Solar Developer, LLC | PSE&G | Accepted | 2019-11-19 | 2019-11-19 | 2021-10-30 | HANWHA SOLAR | Q.PEAK BLK-G5 315 | Solar Panels |  | 0.315 | 5 | 87 | 33 |  | Fixed | Roof
NJSTRE1545383453 | NJSRRE1542509282 | Transition Incentive Program | VAUXHALL | 7088 | 10 | 5.04 | Residential | Yes | Behind the Meter | Net-metered residential rooftop and canopy |  | None | Vivint Solar Developer, LLC | PSE&G | Accepted | 2019-10-05 | 2019-10-09 | 2021-10-30 | Hanwha Solar | Q.PEAK BLK-G5 315 | Solar Panels |  | 0.315 | 8 | 348 | 28 |  | Fixed | Roof
NJSTRE1545383454 | NJSRRE1542544090 | Transition Incentive Program | Keyport | 7735 | 17 | 12.6 | Residential | Yes | Behind the Meter | Net-metered residential rooftop and canopy |  | None | Vivint Solar Developer, LLC | JCP&L | Accepted | 2019-10-15 | 2019-10-17 | 2021-10-30 | HANWHA SOLAR | Q.PEAK BLK-G5 315 | Solar Panels |  | 0.315 | 20 | 79 | 18 |  | Fixed | Roof
NJSTRE1545383456 | NJSRRE1542589863 | Transition Incentive Program | Mountainside | 7092 | 10 | 14.88 | Residential | No | Behind the Meter | Behind the Meter |  | None | Spectrum Energy, Inc. | PSE&G | Eligible for TI Program | 2019-10-25 | 2019-10-29 | 2021-10-30 | AXITEC | AC-310MH | Solar Panels |  | 0.31 | 8 | 218 | 35 |  | Fixed | Roof
NJSTRE1545383456 | NJSRRE1542589863 | Transition Incentive Program | Mountainside | 7092 | 10 | 14.88 | Residential | No | Behind the Meter | Behind the Meter |  | None | Spectrum Energy, Inc. | PSE&G | Eligible for TI Program | 2019-10-25 | 2019-10-29 | 2021-10-30 | AXITEC | AC-310MH | Solar Panels |  | 0.31 | 7 | 357 | 13 |  | Fixed | Roof
NJSTRE1545383466 | NJSRRE1542713743 | Transition Incentive Program | Metuchen | 8840 | 11 | 3.48 | Residential | Yes | Behind the Meter | Behind the Meter |  | None | Sunrun Installation Services, Inc. | PSE&G | Eligible for TI Program | 2019-10-29 | 2019-10-31 | 2021-10-30 | REC Solar | REC290TP2 BLK | Solar Panels |  | 0.29 | 3 | 48 | 19 |  | Fixed | Roof
NJSTRE1545582663 |  | Transition Incentive Program | MOORESTOWN | 8057 | 13 | 7.15 | Residential | Yes | Behind the Meter | Net-metered residential rooftop and canopy |  | None | Vivint Solar Developer, LLC | PSE&G | Accepted | 2020-09-19 | 2020-09-21 | 2021-10-30 | Solar Edge | SE7600H-US | Inverters | 7600 |  | 1 |  |  | 0.992 |  | Outdoor | Near the Utility Meter
NJSTRE1545582684 |  | Transition Incentive Program | GLASSBORO | 8028 | 15 | 13.76 | Residential | Yes | Behind the Meter | Net-metered residential rooftop and canopy |  | None | Orbit Energy & Power, LLC | AC Electric | Accepted | 2020-09-14 | 2020-09-16 | 2021-10-30 | enphase energy | iq7-60-2-us | Inverters | 240 |  | 43 |  |  | 0.99 |  | Other | under each panel
NJSTRE1545582719 |  | Transition Incentive Program | Maple Shade | 8052 | 13 | 8.84 | Residential | Yes | Behind the Meter | Net-metered residential rooftop and canopy |  | None | Trinity Solar | PSE&G | Accepted | 2020-09-14 | 2020-09-16 | 2021-10-30 | Solar Edge | SE7600 | Inverters | 7600 |  | 1 |  |  | 0.97 |  | Outside | side of home
NJSTRE1545582740 |  | Transition Incentive Program | Manahawkin | 8050 | 18 | 6.1 | Residential | Yes | Behind the Meter | Net-metered residential rooftop and canopy |  | None | Sunrun Installation Services, Inc. | AC Electric | Accepted | 2020-09-14 | 2020-09-16 | 2021-10-30 | Delta Electronics | M5-TL-US | Inverters | 5000 |  | 1 |  |  | 0.96 |  | Outdoor | Next To Meter
NJSTRE1545582750 |  | Transition Incentive Program | Long Branch | 7740 | 17 | 5.1 | Residential | Yes | Behind the Meter | Net-metered residential rooftop and canopy |  | None | Trinity Solar | JCP&L | Accepted | 2020-09-14 | 2020-09-16 | 2021-10-30 | SOLAR EDGE | SE3800H-US | Inverters | 3800 |  | 1 |  |  | 0.97 |  | Outside | SIDE OF HOME
NJSTRE1545582838 |  | Transition Incentive Program | SOMERDALE | 8083 | 14 | 6.5 | Residential | Yes | Behind the Meter | Net-metered residential rooftop and canopy |  | None | Vivint Solar Developer, LLC | PSE&G | Accepted | 2020-09-19 | 2020-09-21 | 2021-10-30 | Solar Edge | SE7600H-US | Inverters | 7600 |  | 1 |  |  | 0.992 |  | Outdoor | Near the Utility Meter
NJSTRE1545582859 |  | Transition Incentive Program | Beachwood | 8722 | 18 | 7.56 | Residential | No | Behind the Meter | Net-metered residential rooftop and canopy |  | None | Kopp Electric Company | JCP&L | Accepted | 2020-09-14 | 2020-09-16 | 2021-10-30 | Solar Edge | SE7600H-US | Inverters | 7600 |  | 1 |  |  | 0.975 |  | Outdoor | next to meter
NJSTRE1545582869 |  | Transition Incentive Program | Manahawkin | 8050 | 18 | 11.84 | Residential | No | Behind the Meter | Net-metered residential rooftop and canopy |  | None | Whitman Construction, LLC | AC Electric | Accepted | 2020-09-14 | 2020-09-16 | 2021-10-30 | enphase energy | IQ7Plus-72-2-US | Inverters | 240 |  | 32 |  |  | 0.975 |  | Outdoor | microinverters located under modules
NJSTRE1545383415 | NJSRRE1542625118 | Transition Incentive Program | Milford | 8848 | 4 | 14.96 | Residential | No | Behind the Meter | Behind the Meter |  | None | Green Power energy | JCP&L | Eligible for TI Program | 2019-10-25 | 2019-10-29 | 2021-10-30 | Panasonic | VBHN340SA17 | Solar Panels |  | 0.34 | 24 | 125 | 34 |  | Fixed | Roof
NJSTRE1545383419 | NJSRRE1542443630 | Transition Incentive Program | HAMILTON | 8619 | 12 | 12.29 | Residential | Yes | Behind the Meter | Net-metered residential rooftop and canopy |  | None | Vivint Solar Developer, LLC | PSE&G | Accepted | 2019-09-26 | 2019-09-30 | 2021-10-30 | Hanwha Solar | Q.PEAK BLK-G5 315 | Solar Panels |  | 0.315 | 31 | 221 | 22 |  | Fixed | Roof
NJSTRE1545383423 | NJSRRE1542541547 | Transition Incentive Program | Irvington | 7111 | 9 | 6.3 | Residential | Yes | Behind the Meter | Behind the Meter |  | None | Trinity Solar | PSE&G | Eligible for TI Program | 2019-10-14 | 2019-10-16 | 2021-10-30 | HANWHA | Q.PEAK DUO BLK-G5 315 | Solar Panels |  | 0.315 | 8 | 180 | 23 |  | Fixed | Roof
NJSTRE1545383428 | NJSRRE1542528198 | Transition Incentive Program | Holmdel | 7733 | 17 | 21.11 | Residential | No | Behind the Meter | Behind the Meter |  | None | Pro Custom Solar dba Momentum Solar | JCP&L | Eligible for TI Program | 2019-10-11 | 2019-10-15 | 2021-10-30 | HANWHA | Q.PEAK DUO BLK-G5 315 | Solar Panels |  | 0.315 | 8 | 151 | 43 |  | Fixed | Roof
NJSTRE1545383428 | NJSRRE1542528198 | Transition Incentive Program | Holmdel | 7733 | 17 | 21.11 | Residential | No | Behind the Meter | Behind the Meter |  | None | Pro Custom Solar dba Momentum Solar | JCP&L | Eligible for TI Program | 2019-10-11 | 2019-10-15 | 2021-10-30 | HANWHA | Q.PEAK DUO BLK-G5 315 | Solar Panels |  | 0.315 | 6 | 240 | 44 |  | Fixed | Roof
NJSTRE1545383432 | NJSRRE1542429006 | Transition Incentive Program | ROSELLE | 7203 | 10 | 9.45 | Residential | Yes | Behind the Meter | Net-metered residential rooftop and canopy |  | None | Vivint Solar Developer, LLC | PSE&G | Accepted | 2019-09-24 | 2019-09-25 | 2021-10-30 | HANWHA SOLAR | Q.PEAK BLK-G5 315 | Solar Panels |  | 0.315 | 6 | 224 | 43 |  | Fixed | Roof
NJSTRE1545383433 | NJSRRE1543194287 | Transition Incentive Program | Hackensack | 7601 | 7 | 3.48 | Residential | Yes | Behind the Meter | Behind the Meter |  | None | Sunrun Installation Services, Inc. | PSE&G | Eligible for TI Program | 2019-11-13 | 2019-11-18 | 2021-10-30 | REC Solar | REC290TP2 BLK | Solar Panels |  | 0.29 | 5 | 308 | 18 |  | Fixed | Roof
NJSTRE1545383438 | NJSRRE1542443682 | Transition Incentive Program | Iselin | 8830 | 11 | 7.25 | Residential | Yes | Behind the Meter | Behind the Meter |  | None | Pro Custom Solar dba Momentum Solar | PSE&G | Eligible for TI Program | 2019-09-26 | 2019-09-30 | 2021-10-30 | LG ELECTRONICS | LG 345N1C-V5 | Solar Panels |  | 0.345 | 12 | 305 | 30 |  | Fixed | Roof
NJSTRE1545383439 | NJSRRE1542433832 | Transition Incentive Program | Haddon Township | 8107 | 14 | 8.19 | Residential | No | Behind the Meter | Net-metered residential rooftop and canopy |  | None | Suntuity Solar LLC | PSE&G | Accepted | 2019-09-25 | 2019-09-26 | 2021-10-30 | Yingli Green Energy | YL315D-30b | Solar Panels |  | 0.315 | 14 | 148 | 24 |  | Fixed | Roof
NJSTRE1545383444 | NJSRRE1542424522 | Transition Incentive Program | Malaga | 8328 | 15 | 12.3 | Residential | Yes | Behind the Meter | Net-metered residential rooftop and canopy |  | None | Bright Planet Solar | AC Electric | Accepted |  | 2019-09-24 | 2021-10-30 | Trina Solar | TSM-DD05A.05(II) 300W | Solar Panels |  | 0.3 | 15 | 51 | 23 |  | Fixed | Roof
NJSTRE1545383447 | NJSRRE1543315518 | Transition Incentive Program | Bridgewater | 8807 | 5 | 8.82 | Residential | Yes | Behind the Meter | Net-metered residential rooftop and canopy |  | None | Vivint Solar Developer, LLC | PSE&G | Accepted | 2019-11-19 | 2019-11-19 | 2021-10-30 | HANWHA SOLAR | Q.PEAK BLK-G5 315 | Solar Panels |  | 0.315 | 11 | 87 | 19 |  | Fixed | Roof
NJSTRE1545383449 | NJSRRE1542553955 | Transition Incentive Program | Wenonah | 8090 | 15 | 10.85 | Residential | Yes | Behind the Meter | Behind the Meter |  | None | Orbit Energy & Power, LLC | AC Electric | Eligible for TI Program | 2019-10-17 | 2019-10-21 | 2021-10-30 | trina | tsm 310 | Solar Panels |  | 0.31 | 15 | 197 | 25 |  | Fixed | Roof
NJSTRE1545383456 | NJSRRE1542589863 | Transition Incentive Program | Mountainside | 7092 | 10 | 14.88 | Residential | No | Behind the Meter | Behind the Meter |  | None | Spectrum Energy, Inc. | PSE&G | Eligible for TI Program | 2019-10-25 | 2019-10-29 | 2021-10-30 | AXITEC | AC-310MH | Solar Panels |  | 0.31 | 3 | 216 | 35 |  | Fixed | Roof
NJSTRE1545383463 | NJSRRE1542430956 | Transition Incentive Program | PLAINFIELD | 7060 | 10 | 10.71 | Residential | Yes | Behind the Meter | Net-metered residential rooftop and canopy |  | None | Vivint Solar Developer, LLC | PSE&G | Accepted | 2019-09-24 | 2019-09-26 | 2021-10-30 | HANWHA SOLAR | Q.PEAK BLK-G5 315 | Solar Panels |  | 0.315 | 18 | 347 | 42 |  | Fixed | Roof
NJSTRE1545383466 | NJSRRE1542713743 | Transition Incentive Program | Metuchen | 8840 | 11 | 3.48 | Residential | Yes | Behind the Meter | Behind the Meter |  | None | Sunrun Installation Services, Inc. | PSE&G | Eligible for TI Program | 2019-10-29 | 2019-10-31 | 2021-10-30 | REC Solar | REC290TP2 BLK | Solar Panels |  | 0.29 | 3 | 137 | 19 |  | Fixed | Roof
NJSTRE1545383467 | NJSRRE1543041720 | Transition Incentive Program | Lakehurst | 8733 | 18 | 8.82 | Residential | Yes | Behind the Meter | Behind the Meter |  | None | Pro Custom Solar dba Momentum Solar | JCP&L | Eligible for TI Program | 2019-11-06 | 2019-11-11 | 2021-10-30 | HANWHA | Q.PEAK DUO BLK-G5 315 | Solar Panels |  | 0.315 | 10 | 356 | 31 |  | Fixed | Roof
NJSTRE1545383471 | NJSRRE1542909162 | Transition Incentive Program | Hamilton Township | 8619 | 12 | 6.6 | Residential | Yes | Behind the Meter | Behind the Meter |  | None | Sunrun Installation Services, Inc. | PSE&G | Eligible for TI Program | 2019-11-04 | 2019-11-06 | 2021-10-30 | LG Electronics | LG330N1C-A5 | Solar Panels |  | 0.33 | 4 | 263 | 9 |  | Fixed | Roof
NJSTRE1545382821 | NJSRRE1542376985 | Transition Incentive Program | PENNSAUKEN | 8110 | 14 | 4.41 | Residential | Yes | Behind the Meter | Net-metered residential rooftop and canopy |  | None | Vivint Solar Developer, LLC | PSE&G | Accepted | 2019-09-10 | 2019-09-12 | 2021-10-30 | HANWHA SOLAR | Q.PEAK BLK-G5 315 | Solar Panels |  | 0.315 | 4 | 45 | 30 |  | Fixed | Roof
NJSTRE1545382824 | NJSRRE1541871742 | Transition Incentive Program | Dunellen | 8812 | 11 | 9.57 | Residential | No | Behind the Meter | Behind the Meter |  | None | Sunrun Installation Services, Inc. | PSE&G | Eligible for TI Program | 2019-08-21 | 2019-08-26 | 2021-10-30 | LG Electronics | LG330N1C-A5 | Solar Panels |  | 0.33 | 4 | 49 | 23 |  | Fixed | Roof
NJSTRE1545382826 | NJSRRE1541877898 | Transition Incentive Program | Washington Twp Ber | 7676 | 7 | 10.44 | Residential | Yes | Behind the Meter | Behind the Meter |  | None | Sunrun Installation Services, Inc. | PSE&G | Eligible for TI Program | 2019-08-22 | 2019-08-27 | 2021-10-30 | REC Solar | REC290TP2 BLK | Solar Panels |  | 0.29 | 36 | 91 | 30 |  | Fixed | Roof
NJSTRE1545382830 | NJSRRE1542269594 | Transition Incentive Program | HASBROUCK HEIGHTS | 7604 | 7 | 8.51 | Residential | Yes | Behind the Meter | Net-metered residential rooftop and canopy |  | None | Vivint Solar Developer, LLC | PSE&G | Accepted | 2019-09-05 | 2019-09-10 | 2021-10-30 | Hanwha Solar | Q.PEAK BLK-G5 315 | Solar Panels |  | 0.315 | 18 | 306 | 38 |  | Fixed | Roof
NJSTRE1545382832 | NJSRRE1541873593 | Transition Incentive Program | Lincroft | 7738 | 17 | 26.66 | Residential | No | Behind the Meter | Behind the Meter |  | None | Spectrum Energy, Inc. | JCP&L | Eligible for TI Program | 2019-08-22 | 2019-08-27 | 2021-10-30 | Trina | TSMDD05A.05(II) 310W | Solar Panels |  | 0.31 | 10 | 322 | 17 |  | Fixed | Roof
NJSTRE1545382837 | NJSRRE1542407173 | Transition Incentive Program | Howell | 7731 | 17 | 16.7 | Residential | Yes | Behind the Meter | Net-metered residential rooftop and canopy |  | None | Vivint Solar Developer, LLC | JCP&L | Accepted | 2019-09-18 | 2019-09-19 | 2021-10-30 | Hanwha | Q.PEAK DUO BLK-G5 315w | Solar Panels |  | 0.315 | 6 | 155 | 28 |  | Fixed | Roof
NJSTRE1545382844 | NJSRRE1541880947 | Transition Incentive Program | West Milford | 7421 | 6 | 5.51 | Residential | Yes | Behind the Meter | Behind the Meter |  | None | Sunrun Installation Services, Inc. | Orange Rockland Electric | Eligible for TI Program | 2019-08-23 | 2019-08-28 | 2021-10-30 | REC Solar | REC290TP2 BLK | Solar Panels |  | 0.29 | 12 | 285 | 18 |  | Fixed | Roof
NJSTRE1545382848 | NJSRRE1542175343 | Transition Incentive Program | Woodbury Heights | 8097 | 15 | 13.05 | Residential | Yes | Behind the Meter | Behind the Meter |  | None | Sunrun Installation Services, Inc. | PSE&G | Eligible for TI Program | 2019-09-04 | 2019-09-06 | 2021-10-30 | REC Solar | REC290TP2 BLK | Solar Panels |  | 0.29 | 13 | 254 | 23 |  | Fixed | Roof
NJSTRE1545382851 | NJSRRE1542376881 | Transition Incentive Program | Atlantic Highlands | 7716 | 17 | 12.4 | Residential | Yes | Behind the Meter | Behind the Meter |  | None | Pro Custom Solar dba Momentum Solar | JCP&L | Eligible for TI Program | 2019-09-10 | 2019-09-12 | 2021-10-30 | LG ELECTRONICS | LG 335N1C-V5 | Solar Panels |  | 0.335 | 10 | 220 | 41 |  | Fixed | Roof
NJSTRE1545382853 | NJSRRE1542269571 | Transition Incentive Program | Plainfield | 7060 | 10 | 5.67 | Residential | Yes | Behind the Meter | Net-metered residential rooftop and canopy |  | None | Vivint Solar Developer, LLC | PSE&G | Accepted | 2019-09-05 | 2019-09-10 | 2021-10-30 | Hanwha Solar | Q.PEAK BLK-G5 315 | Solar Panels |  | 0.315 | 12 | 228 | 30 |  | Fixed | Roof
NJSTRE1545382855 | NJSRRE1542182713 | Transition Incentive Program | Franklinville | 8322 | 15 | 14.4 | Residential | No | Behind the Meter | Net-metered residential rooftop and canopy |  | None | Castle Energy, LLC | AC Electric | Accepted | 2019-09-04 | 2019-09-06 | 2021-10-30 | LG Electronics | LG320N1C-G4 | Solar Panels |  | 0.32 | 21 | 122 | 27 |  | Fixed | Roof
NJSTRE1545515695 |  | Transition Incentive Program | Wenonah | 8090 | 15 | 8.5 | Residential | No | Behind the Meter | Net-metered residential rooftop and canopy |  | None | EMT Renewables | PSE&G | Accepted | 2020-08-27 | 2020-09-01 | 2021-10-30 | Enphase | IQ7+-60-2-US | Inverters | 290 |  | 25 |  |  | 0.97 |  | Outside | under panels
NJSTRE1545383426 | NJSRRE1542461205 | Transition Incentive Program | Wenonah | 8090 | 15 | 10.71 | Residential | Yes | Behind the Meter | Net-metered residential rooftop and canopy |  | None | Trinity Solar | PSE&G | Final As-Built Received | 2019-09-30 | 2019-10-02 | 2021-10-30 | Hanwha 315 | Q.PEAK DUO BLK-G5 315 | Solar Panels |  | 0.315 | 12 | 233 | 23 |  | Fixed | Roof
NJSTRE1545383429 | NJSRRE1542511040 | Transition Incentive Program | Sicklerville | 8081 | 14 | 9.43 | Residential | No | Behind the Meter | Behind the Meter |  | None | Sunny Corp | AC Electric | Eligible for TI Program | 2019-10-07 | 2019-10-09 | 2021-10-30 | Panasonic | VBHN325KA03 | Solar Panels |  | 0.325 | 29 | 258 | 27 |  | Fixed | Roof
NJSTRE1545383435 | NJSRRE1542528737 | Transition Incentive Program | Plumsted Township | 8533 | 18 | 9.49 | Residential | Yes | Behind the Meter | Behind the Meter |  | None | Sunrun Installation Services, Inc. | JCP&L | Eligible for TI Program | 2019-10-11 | 2019-10-15 | 2021-10-30 | LG Electronics | LG365Q1C-V5 | Solar Panels |  | 0.365 | 12 | 4 | 27 |  | Fixed | Roof
NJSTRE1545383441 | NJSRRE1542884170 | Transition Incentive Program | Sewell | 8080 | 15 | 7.88 | Residential | Yes | Behind the Meter | Behind the Meter |  | None | Trinity Solar | AC Electric | Eligible for TI Program | 2019-11-01 | 2019-11-05 | 2021-10-30 | HANWHA | Q.PEAK DUO BLK-G5 315 | Solar Panels |  | 0.315 | 25 | 86 | 19 |  | Fixed | Roof
NJSTRE1545383445 | NJSRRE1542553129 | Transition Incentive Program | Englewood city | 7631 | 7 | 8.83 | Residential | No | Behind the Meter | Net-metered residential rooftop and canopy |  | None | SunPower Capital LLC | PSE&G | Accepted | 2019-11-01 | 2019-11-01 | 2021-10-30 | sunpower | e20-327-e-ac | Solar Panels |  | 0.327 | 5 | 292 | 11 |  | Fixed | Roof
NJSTRE1545577293 |  | Transition Incentive Program | Lindenwold | 8021 | 14 | 8.05 | Residential | Yes | Behind the Meter | Net-metered residential rooftop and canopy |  | None | Pro Custom Solar dba Momentum Solar | AC Electric | Accepted | 2020-09-11 | 2020-09-15 | 2021-10-30 | Enphase | IQ7PLUS-72-2-US | Inverters | 290 |  | 23 |  |  | 0.97 |  | Outdoor | Roof
NJSTRE1545577309 |  | Transition Incentive Program | East Windsor | 8520 | 12 | 4.9 | Residential | Yes | Behind the Meter | Net-metered residential rooftop and canopy |  | None | Pro Custom Solar dba Momentum Solar | JCP&L | Accepted | 2020-09-11 | 2020-09-15 | 2021-10-30 | Enphase | IQ7Plus-72-2-US | Inverters | 290 |  | 14 |  |  | 0.97 |  | Outdoor | Roof
NJSTRE1545577961 |  | Transition Incentive Program | Runnemede | 8078 | 14 | 15.6 | Residential | Yes | Behind the Meter | Net-metered residential rooftop and canopy |  | None | Castle Energy, LLC | PSE&G | Accepted | 2020-09-11 | 2020-09-15 | 2021-10-30 | SunPower | SPWR-A4 | Inverters | 320 |  | 39 |  |  | 0.975 |  | Outdoor | on the rooftop under each solar panel
NJSTRE1545577990 |  | Transition Incentive Program | North Plainfield | 7062 | 10 | 7.37 | Residential | No | Behind the Meter | Net-metered residential rooftop and canopy |  | None | Vision Solar LLC | PSE&G | Accepted | 2020-09-11 | 2020-09-15 | 2021-10-30 | ENPHASE | IQ7-60-2-US | Inverters | 0.24 |  | 22 |  |  | 0.96 |  | Other | BEHIND EACH PANEL
NJSTRE1545578044 |  | Transition Incentive Program | Hackettstown | 7840 | 2 | 8.24 | Residential | Yes | Behind the Meter | Net-metered residential rooftop and canopy |  | None | Sunrun Installation Services, Inc. | JCP&L | Accepted | 2020-09-11 | 2020-09-15 | 2021-10-30 | Enphase Energy | IQ7-60-x-US (240V) | Inverters | 240 |  | 27 |  |  | 0.96 |  | Outdoor | Rooftop
NJSTRE1545582134 |  | Transition Incentive Program | Willingboro | 8046 | 13 | 15.37 | Residential | Yes | Behind the Meter | Net-metered residential rooftop and canopy |  | None | Seabright Solar | PSE&G | Accepted | 2020-09-13 | 2020-09-16 | 2021-10-30 | Enphase | IQ7XS-96-ACM-US | Inverters | 0.315 |  | 47 |  |  | 0.99 |  | Outside | Roof
NJSTRE1545582524 |  | Transition Incentive Program | Brick Township | 8723 | 18 | 10.25 | Residential | No | Behind the Meter | Net-metered residential rooftop and canopy |  | None | SunPower Corporation, Systems | JCP&L | Accepted | 2020-09-17 | 2020-09-18 | 2021-10-30 | SunPower | SPR-A410-G-AC | Inverters | 349 |  | 25 |  |  | 0.97 |  | Other | under each panel
NJSTRE1545582633 |  | Transition Incentive Program | MOUNT LAUREL | 8054 | 13 | 8.45 | Residential | Yes | Behind the Meter | Net-metered residential rooftop and canopy |  | None | Vivint Solar Developer, LLC | PSE&G | Accepted | 2020-09-19 | 2020-09-21 | 2021-10-30 | Solar Edge | SE7600H-US | Inverters | 7600 |  | 1 |  |  | 0.992 |  | Outdoor | Near the Utility Meter
NJSTRE1545383387 | NJSRRE1542428682 | Transition Incentive Program | PINE HILL | 8021 | 14 | 11.34 | Residential | Yes | Behind the Meter | Behind the Meter |  | None | Pro Custom Solar dba Momentum Solar | AC Electric | Eligible for TI Program | 2019-09-23 | 2019-09-25 | 2021-10-30 | HANWHA | Q.PEAK DUO BLK-G5 315 | Solar Panels |  | 0.315 | 12 | 127 | 7 |  | Fixed | Roof
NJSTRE1545383387 | NJSRRE1542428682 | Transition Incentive Program | PINE HILL | 8021 | 14 | 11.34 | Residential | Yes | Behind the Meter | Behind the Meter |  | None | Pro Custom Solar dba Momentum Solar | AC Electric | Eligible for TI Program | 2019-09-23 | 2019-09-25 | 2021-10-30 | HANWHA | Q.PEAK DUO BLK-G5 315 | Solar Panels |  | 0.315 | 15 | 127 | 5 |  | Fixed | Roof
NJSTRE1545383391 | NJSRRE1542553945 | Transition Incentive Program | Landing | 7850 | 3 | 7.56 | Residential | Yes | Behind the Meter | Behind the Meter |  | None | Pro Custom Solar dba Momentum Solar | JCP&L | Eligible for TI Program | 2019-10-17 | 2019-10-21 | 2021-10-30 | Hanwha | Q.Peak DUO BLK-G5 315 | Solar Panels |  | 0.315 | 8 | 285 | 17 |  | Fixed | Roof
NJSTRE1545383405 | NJSRRE1542581743 | Transition Incentive Program | Garfield City | 7026 | 7 | 3.19 | Residential | No | Behind the Meter | Behind the Meter |  | None | Sunrun Installation Services, Inc. | PSE&G | Eligible for TI Program | 2019-10-24 | 2019-10-28 | 2021-10-30 | REC Solar | REC290TP2 BLK | Solar Panels |  | 0.29 | 11 | 72 | 34 |  | Fixed | Roof
NJSTRE1545383409 | NJSRRE1542512870 | Transition Incentive Program | Irvington | 7111 | 9 | 11.12 | Residential | Yes | Behind the Meter | Net-metered residential rooftop and canopy |  | None | Sunpower Capital | PSE&G | Accepted | 2019-10-07 | 2019-10-10 | 2021-10-30 | sunpower | e20-327-e-ac | Solar Panels |  | 0.327 | 7 | 269 | 23 |  | Fixed | Roof
NJSTRE1545383415 | NJSRRE1542625118 | Transition Incentive Program | Milford | 8848 | 4 | 14.96 | Residential | No | Behind the Meter | Behind the Meter |  | None | Green Power energy | JCP&L | Eligible for TI Program | 2019-10-25 | 2019-10-29 | 2021-10-30 | Panasonic | VBHN340SA17 | Solar Panels |  | 0.34 | 10 | 122 | 30 |  | Fixed | Roof
NJSTRE1545383419 | NJSRRE1542443630 | Transition Incentive Program | HAMILTON | 8619 | 12 | 12.29 | Residential | Yes | Behind the Meter | Net-metered residential rooftop and canopy |  | None | Vivint Solar Developer, LLC | PSE&G | Accepted | 2019-09-26 | 2019-09-30 | 2021-10-30 | Hanwha Solar | Q.PEAK BLK-G5 315 | Solar Panels |  | 0.315 | 4 | 196 | 31 |  | Fixed | Roof
NJSTRE1545383423 | NJSRRE1542541547 | Transition Incentive Program | Irvington | 7111 | 9 | 6.3 | Residential | Yes | Behind the Meter | Behind the Meter |  | None | Trinity Solar | PSE&G | Eligible for TI Program | 2019-10-14 | 2019-10-16 | 2021-10-30 | HANWHA | Q.PEAK DUO BLK-G5 315 | Solar Panels |  | 0.315 | 2 | 180 | 18 |  | Fixed | Roof
NJSTRE1545383423 | NJSRRE1542541547 | Transition Incentive Program | Irvington | 7111 | 9 | 6.3 | Residential | Yes | Behind the Meter | Behind the Meter |  | None | Trinity Solar | PSE&G | Eligible for TI Program | 2019-10-14 | 2019-10-16 | 2021-10-30 | HANWHA | Q.PEAK DUO BLK-G5 315 | Solar Panels |  | 0.315 | 10 | 180 | 34 |  | Fixed | Roof
NJSTRE1545383428 | NJSRRE1542528198 | Transition Incentive Program | Holmdel | 7733 | 17 | 21.11 | Residential | No | Behind the Meter | Behind the Meter |  | None | Pro Custom Solar dba Momentum Solar | JCP&L | Eligible for TI Program | 2019-10-11 | 2019-10-15 | 2021-10-30 | HANWHA | Q.PEAK DUO BLK-G5 315 | Solar Panels |  | 0.315 | 14 | 150 | 32 |  | Fixed | Roof
NJSTRE1545383428 | NJSRRE1542528198 | Transition Incentive Program | Holmdel | 7733 | 17 | 21.11 | Residential | No | Behind the Meter | Behind the Meter |  | None | Pro Custom Solar dba Momentum Solar | JCP&L | Eligible for TI Program | 2019-10-11 | 2019-10-15 | 2021-10-30 | HANWHA | Q.PEAK DUO BLK-G5 315 | Solar Panels |  | 0.315 | 13 | 150 | 36 |  | Fixed | Roof
NJSTRE1545383432 | NJSRRE1542429006 | Transition Incentive Program | ROSELLE | 7203 | 10 | 9.45 | Residential | Yes | Behind the Meter | Net-metered residential rooftop and canopy |  | None | Vivint Solar Developer, LLC | PSE&G | Accepted | 2019-09-24 | 2019-09-25 | 2021-10-30 | HANWHA SOLAR | Q.PEAK BLK-G5 315 | Solar Panels |  | 0.315 | 6 | 224 | 21 |  | Fixed | Roof
NJSTRE1545582703 |  | Transition Incentive Program | Bloomfield | 7003 | 9 | 5.36 | Residential | Yes | Behind the Meter | Net-metered residential rooftop and canopy |  | None | Trinity Solar | PSE&G | Accepted | 2020-09-14 | 2020-09-16 | 2021-10-30 | Solar Edge | SE5000H-US | Inverters | 5000 |  | 1 |  |  | 0.97 |  | Outside | side of home
NJSTRE1545582537 |  | Transition Incentive Program | KENILWORTH BORO | 7033 | 10 | 9 | Residential | No | Behind the Meter | Net-metered residential rooftop and canopy |  | None | Suntuity Solar LLC | PSE&G | Accepted | 2020-09-14 | 2020-09-16 | 2021-10-30 | GENERAC | APK00014-X7602 | Inverters | 7600 |  | 1 |  |  | 0.97 |  | Outdoor | Beside the PV Modules
NJSTRE1545582554 |  | Transition Incentive Program | Williamstown | 8094 | 15 | 5.36 | Residential | Yes | Behind the Meter | Net-metered residential rooftop and canopy |  | None | Vision Solar LLC | AC Electric | Accepted | 2020-09-14 | 2020-09-16 | 2021-10-30 | ENPHASE | IQ7-60-2-US | Inverters | 0.24 |  | 16 |  |  | 0.96 |  | Other | behind each panel
NJSTRE1545582696 |  | Transition Incentive Program | PENNSAUKEN | 8109 | 14 | 12.03 | Residential | Yes | Behind the Meter | Net-metered residential rooftop and canopy |  | None | Vivint Solar Developer, LLC | PSE&G | Accepted | 2020-09-19 | 2020-09-21 | 2021-10-30 | Solar Edge | SE11400H-US | Inverters | 11400 |  | 1 |  |  | 0.992 |  | Outdoor | Near the Utility Meter
NJSTRE1545582732 |  | Transition Incentive Program | Gibbsboro | 8026 | 14 | 2.04 | Residential | Yes | Behind the Meter | Net-metered residential rooftop and canopy |  | None | Trinity Solar | AC Electric | Accepted | 2020-09-14 | 2020-09-16 | 2021-10-30 | ENPHASE IQ7PLUS (IQ7PLUS-72-2-US ) | ENPHASE IQ7PLUS (IQ7PLUS-72-2-US ) | Inverters | 280 |  | 6 |  |  | 0.97 |  | Outside | SIDE OF HOME
NJSTRE1545582762 |  | Transition Incentive Program | Maplewood | 7040 | 9 | 2.08 | Residential | No | Behind the Meter | Net-metered residential rooftop and canopy |  | None | Green House Solar | PSE&G | Accepted | 2020-09-14 | 2020-09-16 | 2021-10-30 | Sunpower | SPWR-A4 | Inverters | 349 |  | 5 |  |  | 0.97 |  | Other | Panel Mounted
NJSTRE1545583023 |  | Transition Incentive Program | Cedarville | 8311 | 20 | 6.4 | Residential | No | Behind the Meter | Net-metered residential rooftop and canopy |  | None | EMT Renewables | AC Electric | Accepted | 2020-09-14 | 2020-09-16 | 2021-10-30 | Enphase | IQ7-60-2-US | Inverters | 240 |  | 20 |  |  | 0.97 |  | Outside | under panels
NJSTRE1545583048 |  | Transition Incentive Program | Dayton | 8810 | 11 | 3.85 | Residential | No | Behind the Meter | Net-metered residential rooftop and canopy |  | None | Pro Custom Solar dba Momentum Solar | PSE&G | Accepted | 2020-09-14 | 2020-09-16 | 2021-10-30 | Enphase | IQ7PLUS-72-2-US | Inverters | 290 |  | 11 |  |  | 0.97 |  | Outdoor | Roof
NJSTRE1545583075 |  | Transition Incentive Program | Raritan | 8869 | 5 | 5.95 | Residential | Yes | Behind the Meter | Net-metered residential rooftop and canopy |  | None | Pro Custom Solar dba Momentum Solar | PSE&G | Accepted | 2020-09-14 | 2020-09-16 | 2021-10-30 | Enphase | IQ7PLUS-72-2-US | Inverters | 290 |  | 17 |  |  | 0.97 |  | Outdoor | Roof
NJSTRE1545583085 |  | Transition Incentive Program | Willingboro | 8046 | 13 | 6.65 | Residential | Yes | Behind the Meter | Net-metered residential rooftop and canopy |  | None | Pro Custom Solar dba Momentum Solar | PSE&G | Accepted | 2020-09-14 | 2020-09-16 | 2021-10-30 | Enphase | IQ7PLUS-72-2-US | Inverters | 290 |  | 19 |  |  | 0.97 |  | Outdoor | Roof
NJSTRE1545583487 |  | Transition Incentive Program | Cherry Hill | 8003 | 14 | 7.8 | Residential | No | Behind the Meter | Net-metered residential rooftop and canopy |  | None | Azimuth Renewable Energy | PSE&G | Accepted | 2020-09-14 | 2020-09-17 | 2021-10-30 | Enphase | IQ 7 | Inverters | 5.76 |  | 24 |  |  | 0.975 |  | Outdoor | rooftop
NJSTRE1545586161 |  | Transition Incentive Program | TUCKERTON | 8087 | 18 | 12.6 | Residential | No | Behind the Meter | Net-metered residential rooftop and canopy |  | None | Suntuity Solar LLC | AC Electric | Accepted | 2020-09-15 | 2020-09-16 | 2021-10-30 | Enphase Energy | IQ7-60-2-US | Inverters | 240 |  | 40 |  |  | 0.97 |  | Outdoor | Behind the PV Modules
NJSTRE1545586164 |  | Transition Incentive Program | Willingboro | 8046 | 13 | 9.05 | Residential | Yes | Behind the Meter | Net-metered residential rooftop and canopy |  | None | Vision Solar LLC | PSE&G | Accepted | 2020-09-15 | 2020-09-16 | 2021-10-30 | ENPHASE | IQ7-60-2-US | Inverters | 0.24 |  | 27 |  |  | 0.96 |  | Other | BEHIND EACH PANEL
NJSTRE1545586189 |  | Transition Incentive Program | Hazlet | 7730 | 17 | 10.88 | Residential | Yes | Behind the Meter | Net-metered residential rooftop and canopy |  | None | Trinity Solar | JCP&L | Accepted | 2020-09-15 | 2020-09-16 | 2021-10-30 | Solar Edge | SE7600 | Inverters | 7600 |  | 1 |  |  | 0.97 |  | Outside | side of home
NJSTRE1545582854 |  | Transition Incentive Program | Elizabeth | 7206 | 10 | 8 | Residential | No | Behind the Meter | Net-metered residential rooftop and canopy |  | None | New Jersey Suntech | PSE&G | Accepted | 2020-09-14 | 2020-09-16 | 2021-10-30 | Solaredge | SE6000 | Inverters | 6000 |  | 1 |  |  | 0.97 |  | Outside | Side of house
NJSTRE1545582997 |  | Transition Incentive Program | WHITING | 8759 | 18 | 3.4 | Residential | Yes | Behind the Meter | Net-metered residential rooftop and canopy |  | None | Trinity Solar | JCP&L | Accepted | 2020-09-14 | 2020-09-16 | 2021-10-30 | Solar Edge | SE3000H-US000BNC4 | Inverters | 3000 |  | 1 |  |  | 0.97 |  | Outdoor | side of home
NJSTRE1545583020 |  | Transition Incentive Program | Audubon | 8106 | 14 | 14.81 | Residential | No | Behind the Meter | Net-metered residential rooftop and canopy |  | None | Advanced Renewable Solutions | PSE&G | Accepted | 2020-09-14 | 2020-09-16 | 2021-10-30 | ENPHASE | IQ7-60-2-US | Inverters | 1128 |  | 47 |  |  | 0.976 |  | Outdoor | Micro-inverters are mounted to the underside of every s
NJSTRE1545583125 |  | Transition Incentive Program | Voorhees | 8043 | 14 | 7 | Residential | Yes | Behind the Meter | Net-metered residential rooftop and canopy |  | None | Pro Custom Solar dba Momentum Solar | PSE&G | Accepted | 2020-09-14 | 2020-09-16 | 2021-10-30 | Enphase | IQ7PLUS-72-2-US | Inverters | 290 |  | 20 |  |  | 0.97 |  | Outdoor | Roof
NJSTRE1545583146 |  | Transition Incentive Program | Egg Harbor Township | 8234 | 19 | 11.7 | Residential | Yes | Behind the Meter | Net-metered residential rooftop and canopy |  | None | Vivint Solar Developer, LLC | AC Electric | Accepted | 2020-09-19 | 2020-09-21 | 2021-10-30 | Solar Edge | SE7600H-US | Inverters | 7600 |  | 1 |  |  | 0.992 |  | Outdoor | Near the Utility Meter
NJSTRE1545583481 |  | Transition Incentive Program | Atlantic city | 8401 | 19 | 8.64 | Residential | No | Behind the Meter | Net-metered residential rooftop and canopy |  | None | Azimuth Renewable Energy | AC Electric | Accepted | 2020-09-14 | 2020-09-18 | 2021-10-30 | Enphase | IQ 7 | Inverters | 6.48 |  | 27 |  |  | 0.975 |  | Outdoor | rooftop
NJSTRE1545583498 |  | Transition Incentive Program | Monroe Township | 8094 | 15 | 14.88 | Residential | No | Behind the Meter | Net-metered residential rooftop and canopy |  | None | Spectrum Energy, Inc. | AC Electric | Accepted | 2020-09-14 | 2020-09-22 | 2021-10-30 | Enphase | IQ7-60-ACM-US | Inverters | 250 |  | 24 |  |  | 0.96 |  | Outdoor | Under each panel
NJSTRE1545586158 |  | Transition Incentive Program | VINELAND | 8361 | 20 | 8.51 | Residential | No | Behind the Meter | Net-metered residential rooftop and canopy |  | None | Suntuity Solar LLC | Vineland Muni Electric | Accepted | 2020-09-15 | 2020-09-17 | 2021-10-30 | Enphase Energy | IQ7-60-2-US | Inverters | 240 |  | 27 |  |  | 0.97 |  | Outdoor | Behind the PV Modules
NJSTRE1545586236 |  | Transition Incentive Program | Rockaway | 7866 | 3 | 15.12 | Residential | No | Behind the Meter | Net-metered residential rooftop and canopy |  | None | Tesla Energy Operations Inc. | JCP&L | Accepted | 2020-09-15 | 2020-09-16 | 2021-10-30 | SolarEdge Technologies | SE7600H-US [240V] | Inverters | 7600 |  | 2 |  |  | 0.99 |  | Outside | Outside
NJSTRE1545586300 |  | Transition Incentive Program | Villas | 8251 | 21 | 14.72 | Residential | Yes | Behind the Meter | Net-metered residential rooftop and canopy |  | None | Acos Energy, LLC | AC Electric | Accepted | 2020-09-15 | 2020-09-16 | 2021-10-30 | Enphase | IQ7 | Inverters | 0.24 |  | 46 |  |  | 0.97 |  | Outdoor | Roof
NJSTRE1545586297 |  | Transition Incentive Program | Elizabeth | 7201 | 10 | 9.6 | Residential | No | Behind the Meter | Net-metered residential rooftop and canopy |  | None | New Jersey Suntech | PSE&G | Accepted | 2020-09-15 | 2020-09-17 | 2021-10-30 | Solaredge | SE7600-US | Inverters | 7600 |  | 1 |  |  | 0.98 |  | Outside | Side of house
NJSTRE1545586353 |  | Transition Incentive Program | Teaneck | 7666 | 7 | 7.15 | Residential | Yes | Behind the Meter | Net-metered residential rooftop and canopy |  | None | Vivint Solar Developer, LLC | PSE&G | Accepted | 2020-09-19 | 2020-09-21 | 2021-10-30 | Solar Edge | SE7600H-US | Inverters | 7600 |  | 1 |  |  | 0.992 |  | Outdoor | Near the Utility Meter
NJSTRE1545586363 |  | Transition Incentive Program | ocean city | 8226 | 21 | 7.68 | Residential | No | Behind the Meter | Net-metered residential rooftop and canopy |  | None | Orbit Energy & Power, LLC | AC Electric | Accepted | 2020-09-15 | 2020-09-17 | 2021-10-30 | enphase | iq7-60-2-us | Inverters | 0.24 |  | 24 |  |  | 0.99 |  | Other | behind panels
NJSTRE1545383440 | NJSRRE1542907193 | Transition Incentive Program | LINDEN CITY | 7036 | 10 | 4.75 | Residential | Yes | Behind the Meter | Net-metered residential rooftop and canopy |  | None | Tesla Energy Operations | PSE&G | Final As-Built Received | 2019-11-03 | 2019-11-05 | 2021-10-30 | YINGLI | YL250P-29b | Solar Panels |  | 0.25 | 19 | 218 | 43 |  | Fixed | Roof
NJSTRE1545383445 | NJSRRE1542553129 | Transition Incentive Program | Englewood city | 7631 | 7 | 8.83 | Residential | No | Behind the Meter | Net-metered residential rooftop and canopy |  | None | SunPower Capital LLC | PSE&G | Accepted | 2019-11-01 | 2019-11-01 | 2021-10-30 | sunpower | e20-327-e-ac | Solar Panels |  | 0.327 | 5 | 292 | 30 |  | Fixed | Roof
NJSTRE1545383445 | NJSRRE1542553129 | Transition Incentive Program | Englewood city | 7631 | 7 | 8.83 | Residential | No | Behind the Meter | Net-metered residential rooftop and canopy |  | None | SunPower Capital LLC | PSE&G | Accepted | 2019-11-01 | 2019-11-01 | 2021-10-30 | sunpower | e20-327-e-ac | Solar Panels |  | 0.327 | 6 | 22 | 30 |  | Fixed | Roof
NJSTRE1545383451 | NJSRRE1542554071 | Transition Incentive Program | FAIR LAWN | 7410 | 7 | 7.88 | Residential | Yes | Behind the Meter | Net-metered residential rooftop and canopy |  | None | Vivint Solar Developer, LLC | PSE&G | Accepted | 2019-10-17 | 2019-10-21 | 2021-10-30 | Hanwha Solar | Q.PEAK BLK-G5 315 | Solar Panels |  | 0.315 | 18 | 161 | 39 |  | Fixed | Roof
NJSTRE1545383455 | NJSRRE1542431575 | Transition Incentive Program | Plainfield | 7060 | 10 | 10.44 | Residential | Yes | Behind the Meter | Behind the Meter |  | None | Sunrun Installation Services, Inc. | PSE&G | Eligible for TI Program | 2019-09-24 | 2019-09-26 | 2021-10-30 | REC Solar | REC290TP2 BLK | Solar Panels |  | 0.29 | 29 | 314 | 37 |  | Fixed | Roof
NJSTRE1545383456 | NJSRRE1542589863 | Transition Incentive Program | Mountainside | 7092 | 10 | 14.88 | Residential | No | Behind the Meter | Behind the Meter |  | None | Spectrum Energy, Inc. | PSE&G | Eligible for TI Program | 2019-10-25 | 2019-10-29 | 2021-10-30 | AXITEC | AC-310MH | Solar Panels |  | 0.31 | 5 | 216 | 35 |  | Fixed | Roof
NJSTRE1545383460 | NJSRRE1542431152 | Transition Incentive Program | LINCOLN PARK | 7035 | 3 | 7.94 | Residential | Yes | Behind the Meter | Behind the Meter |  | None | Pro Custom Solar dba Momentum Solar | JCP&L | Eligible for TI Program | 2019-09-24 | 2019-09-26 | 2021-10-30 | LG ELECTRONICS | LG 345N1C-V5 | Solar Panels |  | 0.345 | 11 | 263 | 30 |  | Fixed | Roof
NJSTRE1545383460 | NJSRRE1542431152 | Transition Incentive Program | LINCOLN PARK | 7035 | 3 | 7.94 | Residential | Yes | Behind the Meter | Behind the Meter |  | None | Pro Custom Solar dba Momentum Solar | JCP&L | Eligible for TI Program | 2019-09-24 | 2019-09-26 | 2021-10-30 | LG ELECTRONICS | LG 345N1C-V5 | Solar Panels |  | 0.345 | 12 | 83 | 30 |  | Fixed | Roof
NJSTRE1545383465 | NJSRRE1542441489 | Transition Incentive Program | Union | 7083 | 10 | 15.87 | Residential | Yes | Behind the Meter | Behind the Meter |  | None | Pro Custom Solar dba Momentum Solar | PSE&G | Eligible for TI Program | 2019-09-25 | 2019-09-27 | 2021-10-30 | LG ELECTRONIC | LG 345N1C-V5 | Solar Panels |  | 0.345 | 3 | 158 | 35 |  | Fixed | Roof
NJSTRE1545383465 | NJSRRE1542441489 | Transition Incentive Program | Union | 7083 | 10 | 15.87 | Residential | Yes | Behind the Meter | Behind the Meter |  | None | Pro Custom Solar dba Momentum Solar | PSE&G | Eligible for TI Program | 2019-09-25 | 2019-09-27 | 2021-10-30 | LG ELECTRONICS | LG 345N1C-V5 | Solar Panels |  | 0.345 | 15 | 68 | 35 |  | Fixed | Roof
NJSTRE1545383470 | NJSRRE1542428767 | Transition Incentive Program | Trenton City | 8609 | 12 | 13.73 | Residential | Yes | Behind the Meter | Behind the Meter |  | None | GenRenew, LLC | PSE&G | Eligible for TI Program | 2019-09-23 | 2019-09-25 | 2021-10-30 | sunpower | SPR-E20-327-E-AC | Solar Panels |  | 0.327 | 15 | 162 | 30 |  | Fixed | Roof
NJSTRE1545383473 | NJSRRE1542501309 | Transition Incentive Program | Westwood | 7676 | 7 | 24.59 | Residential | No | Behind the Meter | Net-metered residential rooftop and canopy |  | None | SunPower Capital | PSE&G | Accepted | 2019-10-03 | 2019-10-08 | 2021-10-30 | sunpower | e20-327-e-ac | Solar Panels |  | 0.327 | 22 | 71 | 40 |  | Fixed | Roof
NJSTRE1545383473 | NJSRRE1542501309 | Transition Incentive Program | Westwood | 7676 | 7 | 24.59 | Residential | No | Behind the Meter | Net-metered residential rooftop and canopy |  | None | SunPower Capital | PSE&G | Accepted | 2019-10-03 | 2019-10-08 | 2021-10-30 | sunpower | e20-327-e-ac | Solar Panels |  | 0.32 | 38 | 71 | 40 |  | Fixed | Roof
NJSTRE1545515703 |  | Transition Incentive Program | BELLEVILLE | 7109 | 9 | 4.55 | Residential | Yes | Behind the Meter | Net-metered residential rooftop and canopy |  | None | Infinity Solar Systems | PSE&G | Accepted | 2020-08-27 | 2020-08-31 | 2021-10-30 | ENPHASE | IQ7-60-X-US | Inverters | 240 |  | 14 |  |  | 0.97 |  | Outside | MICROINVERTERS
NJSTRE1545515988 |  | Transition Incentive Program | HAINESPORT | 8036 | 13 | 6.8 | Residential | Yes | Behind the Meter | Net-metered residential rooftop and canopy |  | None | Trinity Solar | PSE&G | Accepted | 2020-08-27 | 2020-08-31 | 2021-10-30 | Solar Edge | SE6000H-US000BNC4 | Inverters | 6000 |  | 1 |  |  | 0.97 |  | Outdoor | side of home
NJSTRE1545516028 |  | Transition Incentive Program | 18 mill street st | 8505 | 13 | 10.2 | Residential | No | Behind the Meter | Net-metered residential rooftop and canopy |  | None | Vision Solar LLC | PSE&G | Accepted | 2020-08-27 | 2020-09-01 | 2021-10-30 | ENPHASE | IQ7-60-2-US | Inverters | 0.24 |  | 30 |  |  | 0.96 |  | Other | BEHIND EACH PANEL
NJSTRE1545516133 |  | Transition Incentive Program | Egg Harbor Township | 8234 | 19 | 11.9 | Residential | No | Behind the Meter | Net-metered residential rooftop and canopy |  | None | Sunrun Installation Services, Inc. | AC Electric | Accepted | 2020-08-27 | 2020-09-01 | 2021-10-30 | Enphase Energy | IQ7-60-x-US (240V) | Inverters | 240 |  | 39 |  |  | 0.96 |  | Outdoor | Rooftop
NJSTRE1545516190 |  | Transition Incentive Program | Hillside | 7205 | 10 | 9.46 | Residential | Yes | Behind the Meter | Net-metered residential rooftop and canopy |  | None | Sunrun Installation Services, Inc. | PSE&G | Accepted | 2020-08-27 | 2020-09-01 | 2021-10-30 | Enphase Energy | IQ7-60-x-US (240V) | Inverters | 240 |  | 31 |  |  | 0.96 |  | Outdoor | Rooftop
NJSTRE1545517589 |  | Transition Incentive Program | ELMER | 8318 | 16 | 15.75 | Residential | No | Behind the Meter | Net-metered residential rooftop and canopy |  | None | Suntuity Solar LLC | AC Electric | Accepted | 2020-08-28 | 2020-09-01 | 2021-10-30 | Enphase Energy | IQ7-60-2-US | Inverters | 240 |  | 50 |  |  | 0.97 |  | Outdoor | Behind the PV Modules
NJSTRE1545517593 |  | Transition Incentive Program | Bordentown | 8505 | 13 | 7.56 | Residential | Yes | Behind the Meter | Net-metered residential rooftop and canopy |  | None | Suntuity Solar LLC | PSE&G | Accepted | 2020-08-28 | 2020-09-01 | 2021-10-30 | Enphase Energy | IQ7-60-2-US | Inverters | 240 |  | 24 |  |  | 0.97 |  | Outdoor | Behind the PV Modules
NJSTRE1545517595 |  | Transition Incentive Program | BLACKWOOD | 8012 | 14 | 6.3 | Residential | Yes | Behind the Meter | Net-metered residential rooftop and canopy |  | None | Suntuity Solar LLC | PSE&G | Accepted | 2020-08-28 | 2020-09-01 | 2021-10-30 | Enphase Energy | IQ7-60-2-US | Inverters | 240 |  | 20 |  |  | 0.97 |  | Outdoor | Behind the PV Modules
NJSTRE1545517608 |  | Transition Incentive Program | EGG HARBOR TOWNSHIP | 8234 | 19 | 8.16 | Residential | Yes | Behind the Meter | Net-metered residential rooftop and canopy |  | None | Trinity Solar | AC Electric | Accepted | 2020-08-28 | 2020-09-01 | 2021-10-30 | Solar Edge | SE7600H-US000BNC4 | Inverters | 7600 |  | 1 |  |  | 0.97 |  | Outdoor | side of home
NJSTRE1545517713 |  | Transition Incentive Program | LODI | 7644 | 7 | 6.46 | Residential | Yes | Behind the Meter | Net-metered residential rooftop and canopy |  | None | Trinity Solar | PSE&G | Accepted | 2020-08-28 | 2020-09-01 | 2021-10-30 | Solar Edge | SE5000H-US000BNC4 | Inverters | 5000 |  | 1 |  |  | 0.97 |  | Outdoor | side of home
NJSTRE1545517746 | NJSRRE1544441052 | Transition Incentive Program | Hopatcong | 7843 | 1 | 13.64 | Residential | Yes | Behind the Meter | Net-metered residential rooftop and canopy |  | None | Sunrun Installation Services, Inc. | JCP&L | Final As-Built Received | 2020-02-12 | 2020-02-17 | 2021-10-30 | Delta Electronics | M6-TL-US | Inverters | 6000 |  | 1 |  |  | 0.96 |  | Outdoor | Next To Meter
NJSTRE1545517750 | NJSRRE1544469337 | Transition Incentive Program | Old Bridge Township | 8857 | 11 | 5.27 | Residential | No | Behind the Meter | Net-metered residential rooftop and canopy |  | None | Sunrun Installation Services, Inc. | JCP&L | Final As-Built Received | 2020-02-18 | 2020-02-20 | 2021-10-30 | Delta Electronics | M5-TL-US | Inverters | 5000 |  | 1 |  |  | 0.96 |  | Outdoor | Next To Meter
NJSTRE1545586359 |  | Transition Incentive Program | West Creek | 8092 | 18 | 19.84 | Residential | Yes | Behind the Meter | Net-metered residential rooftop and canopy |  | None | All Season Solar | AC Electric | Accepted | 2020-09-15 | 2020-09-17 | 2021-10-30 | Enphase | IQ7 | Inverters | 240 |  | 62 |  |  | 0.97 |  | Outdoor | under module
NJSTRE1545586848 |  | Transition Incentive Program | Forked River | 8731 | 18 | 8.84 | Residential | No | Behind the Meter | Net-metered residential rooftop and canopy |  | None | Trinity Solar | JCP&L | Accepted | 2020-09-15 | 2020-09-17 | 2021-10-30 | Solar Edge | SE7600 | Inverters | 7600 |  | 1 |  |  | 0.97 |  | Outdoor | side ofhome
NJSTRE1545586889 |  | Transition Incentive Program | Cherry Hill | 8002 | 14 | 4.42 | Residential | No | Behind the Meter | Net-metered residential rooftop and canopy |  | None | Trinity Solar | PSE&G | Accepted | 2020-09-15 | 2020-09-17 | 2021-10-30 | Solar Edge | SE3800 | Inverters | 3800 |  | 1 |  |  | 0.97 |  | Outside | side of home
NJSTRE1545586951 |  | Transition Incentive Program | Howell | 7731 | 17 | 20.74 | Residential | Yes | Behind the Meter | Net-metered residential rooftop and canopy |  | None | Trinity Solar | JCP&L | Accepted | 2020-09-15 | 2020-09-17 | 2021-10-30 | Solar Edge | SE11400 | Inverters | 11400 |  | 1 |  |  | 0.97 |  | Outside | side of home
NJSTRE1545586969 |  | Transition Incentive Program | Bloomfield | 7003 | 9 | 5.1 | Residential | Yes | Behind the Meter | Net-metered residential rooftop and canopy |  | None | Trinity Solar | PSE&G | Accepted | 2020-09-15 | 2020-09-17 | 2021-10-30 | Solar Edge | SE3800H-US | Inverters | 3800 |  | 1 |  |  | 0.97 |  | Outside | side of home
NJSTRE1545383433 | NJSRRE1543194287 | Transition Incentive Program | Hackensack | 7601 | 7 | 3.48 | Residential | Yes | Behind the Meter | Behind the Meter |  | None | Sunrun Installation Services, Inc. | PSE&G | Eligible for TI Program | 2019-11-13 | 2019-11-18 | 2021-10-30 | REC Solar | REC290TP2 BLK | Solar Panels |  | 0.29 | 4 | 128 | 43 |  | Fixed | Roof
NJSTRE1545383438 | NJSRRE1542443682 | Transition Incentive Program | Iselin | 8830 | 11 | 7.25 | Residential | Yes | Behind the Meter | Behind the Meter |  | None | Pro Custom Solar dba Momentum Solar | PSE&G | Eligible for TI Program | 2019-09-26 | 2019-09-30 | 2021-10-30 | LG ELECTRONICS | LG 345N1C-V5 | Solar Panels |  | 0.345 | 9 | 125 | 32 |  | Fixed | Roof
NJSTRE1545383443 | NJSRRE1542548403 | Transition Incentive Program | Sicklerville | 8081 | 14 | 4.41 | Residential | Yes | Behind the Meter | Net-metered residential rooftop and canopy |  | None | Vivint Solar Developer, LLC | AC Electric | Accepted | 2019-10-16 | 2019-10-18 | 2021-10-30 | Hanwha Solar | Q.PEAK BLK-G5 315 | Solar Panels |  | 0.315 | 14 | 201 | 32 |  | Fixed | Roof
NJSTRE1545383444 | NJSRRE1542424522 | Transition Incentive Program | Malaga | 8328 | 15 | 12.3 | Residential | Yes | Behind the Meter | Net-metered residential rooftop and canopy |  | None | Bright Planet Solar | AC Electric | Accepted |  | 2019-09-24 | 2021-10-30 | Trina Solar | TSM-DD05A.05(II) 300W | Solar Panels |  | 0.3 | 18 | 231 | 23 |  | Fixed | Roof
NJSTRE1545383448 | NJSRRE1542422765 | Transition Incentive Program | Teaneck | 7666 | 7 | 4.8 | Residential | Yes | Behind the Meter | Net-metered residential rooftop and canopy |  | None | SunPower Corporation, Systems | PSE&G | Accepted |  | 2019-09-23 | 2021-10-30 | SUNPOWER | SPR-A400-G-AC | Solar Panels |  | 0.4 | 12 | 200 | 30 |  | Fixed | Roof
NJSTRE1545383453 | NJSRRE1542509282 | Transition Incentive Program | VAUXHALL | 7088 | 10 | 5.04 | Residential | Yes | Behind the Meter | Net-metered residential rooftop and canopy |  | None | Vivint Solar Developer, LLC | PSE&G | Accepted | 2019-10-05 | 2019-10-09 | 2021-10-30 | Hanwha Solar | Q.PEAK BLK-G5 315 | Solar Panels |  | 0.315 | 8 | 168 | 28 |  | Fixed | Roof
NJSTRE1545383456 | NJSRRE1542589863 | Transition Incentive Program | Mountainside | 7092 | 10 | 14.88 | Residential | No | Behind the Meter | Behind the Meter |  | None | Spectrum Energy, Inc. | PSE&G | Eligible for TI Program | 2019-10-25 | 2019-10-29 | 2021-10-30 | AXITEC | AC-310MH | Solar Panels |  | 0.31 | 4 | 306 | 30 |  | Fixed | Roof
NJSTRE1545383458 | NJSRRE1542467234 | Transition Incentive Program | Jersey City | 7305 | 8 | 3.15 | Residential | Yes | Behind the Meter | Net-metered residential rooftop and canopy |  | None | Suntuity Solar LLC | PSE&G | Accepted | 2019-10-01 | 2019-10-02 | 2021-10-30 | Yingli Green Energy | YL315D-30b | Solar Panels |  | 0.315 | 10 | 311 | 1 |  | Fixed | Roof
NJSTRE1545582656 |  | Transition Incentive Program | Brigantine | 8203 | 19 | 9.52 | Residential | No | Behind the Meter | Net-metered residential rooftop and canopy |  | None | Trinity Solar | AC Electric | Accepted | 2020-09-14 | 2020-09-16 | 2021-10-30 | Solar edge | SE7600 | Inverters | 7600 |  | 1 |  |  | 0.97 |  | Outside | side of home
NJSTRE1545582701 |  | Transition Incentive Program | Toms River | 8753 | 18 | 2.38 | Residential | Yes | Behind the Meter | Net-metered residential rooftop and canopy |  | None | Trinity Solar | JCP&L | Accepted | 2020-09-14 | 2020-09-16 | 2021-10-30 | ENPHASE | ENPHASE IQ7PLUS MICROINVERTERS (IQ7PLUS-72-2-US ) | Inverters | 290 |  | 7 |  |  | 0.97 |  | Outside | UNDER THE PANELS
NJSTRE1545582770 |  | Transition Incentive Program | Pennsauen TWP | 8110 | 14 | 8.96 | Residential | Yes | Behind the Meter | Net-metered residential rooftop and canopy |  | None | Sunbound Solar | PSE&G | Accepted | 2020-09-14 | 2020-09-16 | 2021-10-30 | Enphase | IQ7-60-2-US | Inverters | 240 |  | 28 |  |  | 0.987 |  | Outside | Under module
NJSTRE1545582789 |  | Transition Incentive Program | Clementon | 8021 | 14 | 6.12 | Residential | No | Behind the Meter | Net-metered residential rooftop and canopy |  | None | Trinity Solar | AC Electric | Accepted | 2020-09-14 | 2020-09-17 | 2021-10-30 | SOLAR EDGE | SE5000H-US | Inverters | 5000 |  | 1 |  |  | 0.97 |  | Outside | SIDE OF HOME
NJSTRE1545582994 |  | Transition Incentive Program | Franklin Township | 8873 | 5 | 7.35 | Residential | Yes | Behind the Meter | Net-metered residential rooftop and canopy |  | None | Pro Custom Solar dba Momentum Solar | PSE&G | Accepted | 2020-09-14 | 2020-09-16 | 2021-10-30 | Enphase | IQ7PLUS-72-2-US | Inverters | 290 |  | 21 |  |  | 0.97 |  | Outdoor | Roof
NJSTRE1545583018 |  | Transition Incentive Program | Beverly | 8010 | 13 | 7.7 | Residential | Yes | Behind the Meter | Net-metered residential rooftop and canopy |  | None | Pro Custom Solar dba Momentum Solar | PSE&G | Accepted | 2020-09-14 | 2020-09-16 | 2021-10-30 | Enphase | IQ7PLUS-72-2-US | Inverters | 290 |  | 22 |  |  | 0.97 |  | Outdoor | Roof
NJSTRE1545583063 |  | Transition Incentive Program | Boonton | 7005 | 3 | 11.05 | Residential | Yes | Behind the Meter | Net-metered residential rooftop and canopy |  | None | Vivint Solar Developer, LLC | JCP&L | Accepted | 2020-09-19 | 2020-09-22 | 2021-10-30 | Solar Edge | SE7600H-US | Inverters | 7600 |  | 1 |  |  | 0.992 |  | Outdoor | Near the Utility Meter
NJSTRE1545583158 |  | Transition Incentive Program | Caldwell | 7006 | 9 | 3.25 | Residential | Yes | Behind the Meter | Net-metered residential rooftop and canopy |  | None | Vivint Solar Developer, LLC | PSE&G | Accepted | 2020-09-19 | 2020-09-21 | 2021-10-30 | Solar Edge | SE3800H-US | Inverters | 3800 |  | 1 |  |  | 0.992 |  | Outdoor | Near the Utility Meter
NJSTRE1545583459 |  | Transition Incentive Program | Southampton | 8088 | 13 | 17.28 | Residential | No | Behind the Meter | Net-metered residential rooftop and canopy |  | None | Azimuth Renewable Energy | AC Electric | Accepted | 2020-09-14 | 2020-09-17 | 2021-10-30 | Enphase | IQ 7 | Inverters | 12.96 |  | 54 |  |  | 0.975 |  | Outdoor | rooftop
NJSTRE1545586356 |  | Transition Incentive Program | Egg Harbor Township | 8234 | 19 | 6.4 | Residential | Yes | Behind the Meter | Net-metered residential rooftop and canopy |  | None | Acos Energy, LLC | AC Electric | Accepted | 2020-09-15 | 2020-09-17 | 2021-10-30 | Enphase | IQ7 | Inverters | 0.24 |  | 20 |  |  | 0.97 |  | Outdoor | roof
NJSTRE1545586399 |  | Transition Incentive Program | Clayton | 8312 | 15 | 6.18 | Residential | Yes | Behind the Meter | Net-metered residential rooftop and canopy |  | None | SunnyMac LLC | AC Electric | Accepted | 2020-09-15 | 2020-09-17 | 2021-10-30 | Solaredge | SE5000H-US | Inverters | 5000 |  | 1 |  |  | 0.99 |  | Outdoor | Next to Meter
NJSTRE1545383446 | NJSRRE1543317634 | Transition Incentive Program | Belleville | 7109 | 9 | 3.15 | Residential | Yes | Behind the Meter | Net-metered residential rooftop and canopy |  | None | Suntuity Solar LLC | PSE&G | Accepted | 2019-11-15 | 2019-11-19 | 2021-10-30 | Yingli Green Energy | YL315D-30b | Solar Panels |  | 0.315 | 10 | 193 | 1 |  | Fixed | Roof
NJSTRE1545383450 | NJSRRE1542806204 | Transition Incentive Program | Pleasantville | 8232 | 19 | 4.64 | Residential | Yes | Behind the Meter | Behind the Meter |  | None | Sunrun, Inc. | AC Electric | Eligible for TI Program | 2019-10-30 | 2019-11-01 | 2021-10-30 | REC Solar | REC290TP2 BLK | Solar Panels |  | 0.29 | 6 | 296 | 34 |  | Fixed | Roof
NJSTRE1545383478 | NJSRRE1543417943 | Transition Incentive Program | Ringoes | 8551 | 4 | 1.44 | Residential | No | Behind the Meter | Net-metered residential rooftop and canopy |  | None | Evoke Solar, Inc | JCP&L | Accepted | 2019-11-25 | 2019-11-26 | 2021-10-30 | SunPower | X22-360-D-AC | Solar Panels |  | 0.36 | 4 | 185 | 23 |  | Fixed | Roof
NJSTRE1545383484 | NJSRRE1542579706 | Transition Incentive Program | BERGENFIELD | 7621 | 7 | 2.9 | Residential | No | Behind the Meter | Behind the Meter |  | None | Infinity Solar Systems | PSE&G | Eligible for TI Program | 2019-10-23 | 2019-10-25 | 2021-10-30 | SOLAR WORLD | SW 290 PLUS MONO | Solar Panels |  | 0.29 | 10 | 87 | 25 |  | Fixed | Roof
NJSTRE1545383490 | NJSRRE1543315517 | Transition Incentive Program | PATERSON | 7522 | 6 | 5.67 | Residential | Yes | Behind the Meter | Net-metered residential rooftop and canopy |  | None | Vivint Solar Developer, LLC | PSE&G | Accepted | 2019-11-19 | 2019-11-19 | 2021-10-30 | HANWHA SOLAR | Q.PEAK BLK-G5 315 | Solar Panels |  | 0.315 | 8 | 134 | 33 |  | Fixed | Roof
NJSTRE1545383490 | NJSRRE1543315517 | Transition Incentive Program | PATERSON | 7522 | 6 | 5.67 | Residential | Yes | Behind the Meter | Net-metered residential rooftop and canopy |  | None | Vivint Solar Developer, LLC | PSE&G | Accepted | 2019-11-19 | 2019-11-19 | 2021-10-30 | HANWHA SOLAR | Q.PEAK BLK-G5 315 | Solar Panels |  | 0.315 | 10 | 314 | 33 |  | Fixed | Roof
NJSTRE1545383496 | NJSRRE1542557058 | Transition Incentive Program | Sicklerville | 8081 | 14 | 4.41 | Residential | Yes | Behind the Meter | Behind the Meter |  | None | Pro Custom Solar dba Momentum Solar | AC Electric | Eligible for TI Program | 2019-10-18 | 2019-10-22 | 2021-10-30 | Hanwha | Q.Peak DUO BLK-G5 315 | Solar Panels |  | 0.315 | 14 | 159 | 31 |  | Fixed | Roof
NJSTRE1545383503 | NJSRRE1542575059 | Transition Incentive Program | Keyport | 7735 | 17 | 8.82 | Residential | Yes | Behind the Meter | Net-metered residential rooftop and canopy |  | None | Vivint Solar Developer, LLC | JCP&L | Accepted | 2019-10-22 | 2019-10-24 | 2021-10-30 | Hanwha | Q.PEAK BLK-G5 315 | Solar Panels |  | 0.315 | 8 | 265 | 30 |  | Fixed | Roof
NJSTRE1545383506 | NJSRRE1543067476 | Transition Incentive Program | Franklin Township | 8873 | 5 | 15.84 | Residential | No | Behind the Meter | Behind the Meter |  | None | Green Power Energy | PSE&G | Eligible for TI Program | 2019-11-12 | 2019-11-14 | 2021-10-30 | Panasonic | VBHN330SA17 | Solar Panels |  | 0.33 | 12 | 279 | 30 |  | Fixed | Roof
NJSTRE1545582539 |  | Transition Incentive Program | MANAHAWKIN | 8050 | 18 | 15.12 | Residential | No | Behind the Meter | Net-metered residential rooftop and canopy |  | None | Suntuity Solar LLC | AC Electric | Accepted | 2020-09-14 | 2020-09-16 | 2021-10-30 | Enphase Energy | IQ7-60-2-US | Inverters | 240 |  | 48 |  |  | 0.97 |  | Outdoor | Behind the PV Modules
NJSTRE1545582590 |  | Transition Incentive Program | Roselle | 7203 | 10 | 5.2 | Residential | Yes | Behind the Meter | Net-metered residential rooftop and canopy |  | None | Vivint Solar Developer, LLC | PSE&G | Accepted | 2020-09-16 | 2020-09-17 | 2021-10-30 | Solar Edge | SE3800H-US | Inverters | 3800 |  | 1 |  |  | 0.992 |  | Outdoor | Near the Utility Meter
NJSTRE1545582678 |  | Transition Incentive Program | Oceanport | 7757 | 17 | 5.78 | Residential | Yes | Behind the Meter | Net-metered residential rooftop and canopy |  | None | Trinity Solar | JCP&L | Accepted | 2020-09-14 | 2020-09-16 | 2021-10-30 | SOLAR EDGE | SE5000H-US | Inverters | 5000 |  | 1 |  |  | 0.97 |  | Outside | SIDE OF HOME
NJSTRE1545582850 |  | Transition Incentive Program | Mountainside | 7092 | 10 | 11.55 | Residential | No | Behind the Meter | Net-metered residential rooftop and canopy |  | None | NJ Solar Power, LLC | PSE&G | Accepted | 2020-09-14 | 2020-09-16 | 2021-10-30 | solaredge | SE10000H-US | Inverters | 10000 |  | 1 |  |  | 0.99 |  | Outdoor | garage
NJSTRE1545582889 |  | Transition Incentive Program | Browns Mills | 8015 | 13 | 8.4 | Residential | No | Behind the Meter | Net-metered residential rooftop and canopy |  | None | Pro Custom Solar | JCP&L | Accepted | 2020-09-14 | 2020-09-16 | 2021-10-30 | Enphase | IQ7PLUS-72-2-US | Inverters | 290 |  | 24 |  |  | 0.97 |  | Outdoor | Roof
NJSTRE1545583116 |  | Transition Incentive Program | New Milford | 7646 | 7 | 8.78 | Residential | Yes | Behind the Meter | Net-metered residential rooftop and canopy |  | None | Vivint Solar Developer, LLC | PSE&G | Accepted | 2020-09-19 | 2020-09-21 | 2021-10-30 | Solar Edge | SE7600H-US | Inverters | 7600 |  | 1 |  |  | 0.992 |  | Outdoor | Near the Utility Meter
NJSTRE1545383450 | NJSRRE1542806204 | Transition Incentive Program | Pleasantville | 8232 | 19 | 4.64 | Residential | Yes | Behind the Meter | Behind the Meter |  | None | Sunrun, Inc. | AC Electric | Eligible for TI Program | 2019-10-30 | 2019-11-01 | 2021-10-30 | REC Solar | REC290TP2 BLK | Solar Panels |  | 0.29 | 10 | 116 | 34 |  | Fixed | Roof
NJSTRE1545383455 | NJSRRE1542431575 | Transition Incentive Program | Plainfield | 7060 | 10 | 10.44 | Residential | Yes | Behind the Meter | Behind the Meter |  | None | Sunrun Installation Services, Inc. | PSE&G | Eligible for TI Program | 2019-09-24 | 2019-09-26 | 2021-10-30 | REC Solar | REC290TP2 BLK | Solar Panels |  | 0.29 | 3 | 134 | 18 |  | Fixed | Roof
NJSTRE1545383455 | NJSRRE1542431575 | Transition Incentive Program | Plainfield | 7060 | 10 | 10.44 | Residential | Yes | Behind the Meter | Behind the Meter |  | None | Sunrun Installation Services, Inc. | PSE&G | Eligible for TI Program | 2019-09-24 | 2019-09-26 | 2021-10-30 | REC Solar | REC290TP2 BLK | Solar Panels |  | 0.29 | 4 | 134 | 37 |  | Fixed | Roof
NJSTRE1545383465 | NJSRRE1542441489 | Transition Incentive Program | Union | 7083 | 10 | 15.87 | Residential | Yes | Behind the Meter | Behind the Meter |  | None | Pro Custom Solar dba Momentum Solar | PSE&G | Eligible for TI Program | 2019-09-25 | 2019-09-27 | 2021-10-30 | LG ELECTRONICS | LG 345N1C-V5 | Solar Panels |  | 0.345 | 18 | 248 | 35 |  | Fixed | Roof
NJSTRE1545383465 | NJSRRE1542441489 | Transition Incentive Program | Union | 7083 | 10 | 15.87 | Residential | Yes | Behind the Meter | Behind the Meter |  | None | Pro Custom Solar dba Momentum Solar | PSE&G | Eligible for TI Program | 2019-09-25 | 2019-09-27 | 2021-10-30 | LG ELECTRONICS | LG 345N1C-V5 | Solar Panels |  | 0.345 | 7 | 158 | 35 |  | Fixed | Roof
NJSTRE1545383469 | NJSRRE1543057920 | Transition Incentive Program | South Plainfield | 7080 | 11 | 5.04 | Residential | Yes | Behind the Meter | Net-metered residential rooftop and canopy |  | None | Suntuity Solar LLC | PSE&G | Accepted | 2019-11-08 | 2019-11-13 | 2021-10-30 | Yingli Green Energy | YL315D-30b | Solar Panels |  | 0.315 | 16 | 180 | 12 |  | Fixed | Roof
NJSTRE1545383472 | NJSRRE1542481281 | Transition Incentive Program | Burlington City | 8016 | 13 | 9.57 | Residential | Yes | Behind the Meter | Behind the Meter |  | None | Sunrun Installation Services, Inc. | PSE&G | Eligible for TI Program | 2019-10-01 | 2019-10-03 | 2021-10-30 | LG Electronics | LG330N1C-A5 | Solar Panels |  | 0.33 | 4 | 160 | 18 |  | Fixed | Roof
NJSTRE1545383473 | NJSRRE1542501309 | Transition Incentive Program | Westwood | 7676 | 7 | 24.59 | Residential | No | Behind the Meter | Net-metered residential rooftop and canopy |  | None | SunPower Capital | PSE&G | Accepted | 2019-10-03 | 2019-10-08 | 2021-10-30 | SUNPOWER | E20-327-E-AC | Solar Panels |  | 0.327 | 16 | 251 | 40 |  | Fixed | Roof
NJSTRE1545383485 | NJSRRE1542541780 | Transition Incentive Program | Atlantic city | 8401 | 19 | 4.58 | Residential | Yes | Behind the Meter | Net-metered residential rooftop and canopy |  | None | Vision Solar LLC | AC Electric | Accepted | 2019-10-14 | 2019-10-16 | 2021-10-30 | sunpower | e20-327-e-ac | Solar Panels |  | 0.327 | 14 | 289 | 23 |  | Fixed | Roof
NJSTRE1545383491 | NJSRRE1542544468 | Transition Incentive Program | Ventnor City | 8406 | 19 | 12.08 | Residential | Yes | Behind the Meter | Behind the Meter |  | None | Pro Custom Solar dba Momentum Solar | AC Electric | Eligible for TI Program | 2019-10-15 | 2019-11-18 | 2021-10-30 | LG ELECTRONICS | LG 345N1C-V5 | Solar Panels |  | 0.345 | 8 | 237 | 19 |  | Fixed | Roof
NJSTRE1545383491 | NJSRRE1542544468 | Transition Incentive Program | Ventnor City | 8406 | 19 | 12.08 | Residential | Yes | Behind the Meter | Behind the Meter |  | None | Pro Custom Solar dba Momentum Solar | AC Electric | Eligible for TI Program | 2019-10-15 | 2019-11-18 | 2021-10-30 | LG ELECTRONICS | LG 345N1C-V5 | Solar Panels |  | 0.345 | 7 | 238 | 17 |  | Fixed | Roof
NJSTRE1545383495 | NJSRRE1542515093 | Transition Incentive Program | Harrison | 7029 | 8 | 9.6 | Residential | No | Behind the Meter | Net-metered residential rooftop and canopy |  | None | SunPower Corporation, Systems | PSE&G | Accepted |  | 2019-10-10 | 2021-10-30 | SUNPOWER | SPR-A-400-G-AC | Solar Panels |  | 0.4 | 24 | 80 | 5 |  | Fixed | Roof
NJSTRE1545383414 | NJSRRE1542561779 | Transition Incentive Program | Camden | 8102 | 14 | 4.1 | Residential | Yes | Behind the Meter | Net-metered residential rooftop and canopy |  | None | Suntuity Solar LLC | PSE&G | Accepted | 2019-10-21 | 2019-10-22 | 2021-10-30 | Longi | LR6-60HPB-315M | Solar Panels |  | 0.315 | 13 | 14 | 2 |  | Fixed | Roof
NJSTRE1545383422 | NJSRRE1543040717 | Transition Incentive Program | Riverside | 8075 | 13 | 8.82 | Residential | Yes | Behind the Meter | Net-metered residential rooftop and canopy |  | None | Vivint Solar Developer, LLC | PSE&G | Accepted | 2019-11-06 | 2019-11-08 | 2021-10-30 | Hanwha Solar | Q.PEAK BLK-G5 315 | Solar Panels |  | 0.315 | 11 | 125 | 32 |  | Fixed | Roof
NJSTRE1545383422 | NJSRRE1543040717 | Transition Incentive Program | Riverside | 8075 | 13 | 8.82 | Residential | Yes | Behind the Meter | Net-metered residential rooftop and canopy |  | None | Vivint Solar Developer, LLC | PSE&G | Accepted | 2019-11-06 | 2019-11-08 | 2021-10-30 | Hanwha Solar | Q.PEAK BLK-G5 315 | Solar Panels |  | 0.315 | 11 | 215 | 39 |  | Fixed | Roof
NJSTRE1545383428 | NJSRRE1542528198 | Transition Incentive Program | Holmdel | 7733 | 17 | 21.11 | Residential | No | Behind the Meter | Behind the Meter |  | None | Pro Custom Solar dba Momentum Solar | JCP&L | Eligible for TI Program | 2019-10-11 | 2019-10-15 | 2021-10-30 | HANWHA | Q.PEAK DUO BLK-G5 315 | Solar Panels |  | 0.315 | 18 | 241 | 28 |  | Fixed | Roof
NJSTRE1545383439 | NJSRRE1542433832 | Transition Incentive Program | Haddon Township | 8107 | 14 | 8.19 | Residential | No | Behind the Meter | Net-metered residential rooftop and canopy |  | None | Suntuity Solar LLC | PSE&G | Accepted | 2019-09-25 | 2019-09-26 | 2021-10-30 | Yingli Green Energy | YL315D-30b | Solar Panels |  | 0.315 | 8 | 148 | 17 |  | Fixed | Roof
NJSTRE1545383449 | NJSRRE1542553955 | Transition Incentive Program | Wenonah | 8090 | 15 | 10.85 | Residential | Yes | Behind the Meter | Behind the Meter |  | None | Orbit Energy & Power, LLC | AC Electric | Eligible for TI Program | 2019-10-17 | 2019-10-21 | 2021-10-30 | trina | tsm 310 | Solar Panels |  | 0.31 | 8 | 17 | 20 |  | Fixed | Roof
NJSTRE1545383449 | NJSRRE1542553955 | Transition Incentive Program | Wenonah | 8090 | 15 | 10.85 | Residential | Yes | Behind the Meter | Behind the Meter |  | None | Orbit Energy & Power, LLC | AC Electric | Eligible for TI Program | 2019-10-17 | 2019-10-21 | 2021-10-30 | trina | tsm 310 | Solar Panels |  | 0.31 | 4 | 17 | 25 |  | Fixed | Roof
NJSTRE1545383459 | NJSRRE1543041748 | Transition Incentive Program | Elizabeth | 7206 | 10 | 7.59 | Residential | Yes | Behind the Meter | Behind the Meter |  | None | Pro Custom Solar dba Momentum Solar | PSE&G | Eligible for TI Program | 2019-11-06 | 2019-11-11 | 2021-10-30 | LG Electronics | LG 345N1C-V5 | Solar Panels |  | 0.345 | 9 | 146 | 18 |  | Fixed | Roof
NJSTRE1545383461 | NJSRRE1543254593 | Transition Incentive Program | MANAHAWKIN | 8050 | 18 | 9.77 | Residential | Yes | Behind the Meter | Net-metered residential rooftop and canopy |  | None | Vivint Solar Developer, LLC | AC Electric | Final As-Built Received | 2019-11-15 | 2019-11-19 | 2021-10-30 | HANWHA SOLAR | Q.PEAK BLK-G5 315 | Solar Panels |  | 0.315 | 10 | 246 | 30 |  | Fixed | Roof
NJSTRE1545582532 |  | Transition Incentive Program | SICKLERVILLE | 8081 | 14 | 8.51 | Residential | No | Behind the Meter | Net-metered residential rooftop and canopy |  | None | Suntuity Solar LLC | AC Electric | Accepted | 2020-09-14 | 2020-09-16 | 2021-10-30 | Enphase Energy | IQ7-60-2-US | Inverters | 240 |  | 27 |  |  | 0.97 |  | Outdoor | Behind the PV Modules
NJSTRE1545582710 |  | Transition Incentive Program | Fort Lee Boro | 7024 | 7 | 8.71 | Residential | No | Behind the Meter | Net-metered residential rooftop and canopy |  | None | Green Power Agency | PSE&G | Accepted | 2020-09-14 | 2020-09-16 | 2021-10-30 | Solar Edge | SE10000H-US | Inverters | 10000 |  | 1 |  |  | 0.97 |  | Outside | next to meter
NJSTRE1545582729 |  | Transition Incentive Program | CLIFTON | 7011 | 6 | 7.7 | Residential | Yes | Behind the Meter | Net-metered residential rooftop and canopy |  | None | Infinity Solar Systems | PSE&G | Accepted | 2020-09-14 | 2020-09-16 | 2021-10-30 | ENPHASE | IQ7PLUS-72-X-US | Inverters | 290 |  | 22 |  |  | 0.97 |  | Outside | MICROINVERTERS
NJSTRE1545517755 | NJSRRE1541880798 | Transition Incentive Program | Newark City | 7112 | 9 | 6.67 | Residential | No | Behind the Meter | Net-metered residential rooftop and canopy |  | None | Sunrun Installation Services, Inc. | PSE&G | Final As-Built Received | 2019-08-23 | 2019-08-27 | 2021-10-30 | Ningbo Ginlong Technologies | Solis-1P5K-4G-US | Inverters | 5000 |  | 1 |  |  | 0.96 |  | Outdoor | Next To Meter
NJSTRE1545517758 | NJSRRE1544185811 | Transition Incentive Program | Carteret | 7008 | 11 | 4.34 | Residential | Yes | Behind the Meter | Net-metered residential rooftop and canopy |  | None | Sunrun Installation Services, Inc. | PSE&G | Final As-Built Received | 2020-01-16 | 2020-01-22 | 2021-10-30 | Delta Electronics | M4-TL-US | Inverters | 4000 |  | 1 |  |  | 0.96 |  | Outdoor | Next To Meter
NJSTRE1545517767 | NJSRRE1543848721 | Transition Incentive Program | Roselle | 7203 | 10 | 5.76 | Residential | Yes | Behind the Meter | Net-metered residential rooftop and canopy |  | None | Sunrun Installation Services, Inc. | PSE&G | Final As-Built Received | 2019-12-31 | 2020-01-06 | 2021-10-30 | Delta Electronics | M5-TL-US | Inverters | 5000 |  | 1 |  |  | 0.96 |  | Outdoor | Next To Meter
NJSTRE1545517769 | NJSRRE1544535912 | Transition Incentive Program | Bordentown | 8505 | 13 | 13.8 | Residential | No | Behind the Meter | Net-metered residential rooftop and canopy |  | None | Sunrun Installation Services, Inc. | PSE&G | Final As-Built Received | 2020-02-25 | 2020-02-27 | 2021-10-30 | SolarEdge Technologies | SE3000H-USRGM | Inverters | 3000 |  | 1 |  |  | 0.96 |  | Outdoor | Next To Meter
NJSTRE1545517777 | NJSRRE1544719761 | Transition Incentive Program | Fair Lawn | 7410 | 7 | 6.51 | Residential | Yes | Behind the Meter | Net-metered residential rooftop and canopy |  | None | Sunrun Installation Services, Inc. | PSE&G | Final As-Built Received | 2020-03-18 | 2020-03-23 | 2021-10-30 | Enphase Energy | IQ7-60-x-US (240V) | Inverters | 240 |  | 21 |  |  | 0.96 |  | Outdoor | Rooftop
NJSTRE1545382859 | NJSRRE1542317161 | Transition Incentive Program | Kearny | 7032 | 8 | 9.3 | Residential | No | Behind the Meter | Behind the Meter |  | PSEG | Maier Solar Engineering dba Solar Me | PSE&G | Eligible for TI Program | 2019-09-06 | 2019-09-10 | 2021-10-30 | Hyundai | HiS-S300MG | Solar Panels |  | 0.3 | 27 | 123 | 35 |  | Fixed | Roof
NJSTRE1545382861 | NJSRRE1542376595 | Transition Incentive Program | TOMS RIVER | 8757 | 18 | 10.71 | Residential | Yes | Behind the Meter | Net-metered residential rooftop and canopy |  | None | Vivint Solar Developer, LLC | JCP&L | Accepted | 2019-09-18 | 2019-09-18 | 2021-10-30 | Hanwha Solar | Q.PEAK BLK-G5 315 | Solar Panels |  | 0.315 | 14 | 256 | 19 |  | Fixed | Roof
NJSTRE1545382867 | NJSRRE1541895430 | Transition Incentive Program | Marlton | 8053 | 13 | 175.01 | Commercial | Yes | Behind the Meter | Net-metered non-residential rooftop and canopy |  | None | Ampericon | PSE&G | Accepted | 2019-08-28 | 2019-09-03 | 2021-10-30 | Silfab | SLA-M-370 | Solar Panels |  | 0.37 | 473 | 150 | 10 |  | Fixed | Roof
NJSTRE1545382869 | NJSRRE1541880886 | Transition Incentive Program | Princeton Junction | 8550 | 12 | 8.91 | Residential | No | Behind the Meter | Behind the Meter |  | None | Sunrun Installation Services, Inc. | JCP&L | Eligible for TI Program | 2019-08-23 | 2019-08-28 | 2021-10-30 | LG Electronics | LG330N1C-A5 | Solar Panels |  | 0.33 | 4 | 186 | 18 |  | Fixed | Roof
NJSTRE1545382886 | NJSRRE1542411865 | Transition Incentive Program | Nutley Town | 7710 | 17 | 13.6 | Residential | Yes | Behind the Meter | Behind the Meter |  | None | GenRenew, LLC | PSE&G | Eligible for TI Program | 2019-09-17 | 2019-09-19 | 2021-10-30 | sunpower | SPR-A400-G-AC | Solar Panels |  | 0.4 | 3 | 197 | 30 |  | Fixed | Roof
NJSTRE1545382889 | NJSRRE1541864859 | Transition Incentive Program | Garfield | 7026 | 7 | 5.03 | Residential | Yes | Behind the Meter | Behind the Meter |  | None | Pro Custom Solar dba Momentum Solar | PSE&G | Eligible for TI Program | 2019-08-21 | 2019-08-26 | 2021-10-30 | LG ELECTRONICS | LG 335N1C-A5 | Solar Panels |  | 0.335 | 15 | 123 | 5 |  | Fixed | Roof
NJSTRE1545586195 |  | Transition Incentive Program | Bound Brook | 8805 | 5 | 8 | Residential | No | Behind the Meter | Net-metered residential rooftop and canopy |  | None | New Jersey Suntech | PSE&G | Accepted | 2020-09-15 | 2020-09-16 | 2021-10-30 | Solaredge | SE7600-US | Inverters | 7600 |  | 1 |  |  | 0.98 |  | Outside | Side of house
NJSTRE1545586283 |  | Transition Incentive Program | Boonton | 7005 | 3 | 8.13 | Residential | Yes | Behind the Meter | Net-metered residential rooftop and canopy |  | None | Vivint Solar Developer, LLC | JCP&L | Accepted | 2020-09-19 | 2020-09-21 | 2021-10-30 | Solar Edge | SE7600H-US | Inverters | 7600 |  | 1 |  |  | 0.992 |  | Outdoor | Near the Utility Meter
NJSTRE1545586312 |  | Transition Incentive Program | Manasquan | 8736 | 17 | 3.6 | Residential | No | Behind the Meter | Net-metered residential rooftop and canopy |  | None | Seabright Solar | JCP&L | Accepted | 2020-09-15 | 2020-09-17 | 2021-10-30 | Enphase | IQ7XS-96-ACM-US | Inverters | 0.315 |  | 11 |  |  | 0.99 |  | Outside | Roof
NJSTRE1545586346 |  | Transition Incentive Program | Elizabeth | 7201 | 10 | 9.6 | Residential | No | Behind the Meter | Net-metered residential rooftop and canopy |  | None | New Jersey Suntech | PSE&G | Accepted | 2020-09-15 | 2020-09-17 | 2021-10-30 | Solaredge | SE7600-US | Inverters | 7600 |  | 1 |  |  | 0.97 |  | Outside | Side of house
NJSTRE1545586854 |  | Transition Incentive Program | AVENEL | 7001 | 11 | 12.68 | Residential | Yes | Behind the Meter | Net-metered residential rooftop and canopy |  | None | Vivint Solar Developer, LLC | PSE&G | Accepted | 2020-09-19 | 2020-09-21 | 2021-10-30 | Solar Edge | SE7600H-US | Inverters | 7600 |  | 1 |  |  | 0.992 |  | Outdoor | Near the Utility Meter
NJSTRE1545586955 |  | Transition Incentive Program | Millville | 8332 | 20 | 19.04 | Residential | Yes | Behind the Meter | Net-metered residential rooftop and canopy |  | None | Trinity Solar | AC Electric | Accepted | 2020-09-15 | 2020-09-17 | 2021-10-30 | Solar Edge | SE11400 | Inverters | 11400 |  | 1 |  |  | 0.97 |  | Outside | side of home
NJSTRE1545586981 |  | Transition Incentive Program | Little Egg Harbor | 8087 | 18 | 8.5 | Residential | No | Behind the Meter | Net-metered residential rooftop and canopy |  | None | Trinity Solar | AC Electric | Accepted | 2020-09-15 | 2020-09-17 | 2021-10-30 | SOLAR EDGE | SE7600H-US | Inverters | 7600 |  | 1 |  |  | 0.97 |  | Outside | SIDE OF HOME
NJSTRE1545586991 |  | Transition Incentive Program | Stratford | 8084 | 14 | 8.16 | Residential | Yes | Behind the Meter | Net-metered residential rooftop and canopy |  | None | Trinity Solar | AC Electric | Accepted | 2020-09-15 | 2020-09-17 | 2021-10-30 | SOLAR EDGE | SE7600H-US | Inverters | 7600 |  | 1 |  |  | 0.97 |  | Outside | SIDE OF HOME
NJSTRE1545587007 |  | Transition Incentive Program | HOWELL | 7731 | 17 | 3.4 | Residential | Yes | Behind the Meter | Net-metered residential rooftop and canopy |  | None | Trinity Solar | JCP&L | Accepted | 2020-09-15 | 2020-09-17 | 2021-10-30 | Solar Edge | SE3000H-US000BNC4 | Inverters | 3000 |  | 1 |  |  | 0.97 |  | Outdoor | side of home
NJSTRE1545587044 |  | Transition Incentive Program | Matawan | 7747 | 17 | 4.2 | Residential | Yes | Behind the Meter | Net-metered residential rooftop and canopy |  | None | Pro Custom Solar dba Momentum Solar | JCP&L | Accepted | 2020-09-15 | 2020-09-17 | 2021-10-30 | Enphase | IQ7Plus-72-2-US | Inverters | 290 |  | 12 |  |  | 0.97 |  | Outdoor | Roof
NJSTRE1545587355 |  | Transition Incentive Program | Toms River | 8753 | 18 | 4.9 | Residential | Yes | Behind the Meter | Net-metered residential rooftop and canopy |  | None | Pro Custom Solar dba Momentum Solar | JCP&L | Accepted | 2020-09-15 | 2020-09-17 | 2021-10-30 | Enphase | IQ7PLUS-72-2-US | Inverters | 290 |  | 14 |  |  | 0.97 |  | Outdoor | Roof
NJSTRE1545587345 |  | Transition Incentive Program | Woodbridge | 7095 | 11 | 11.2 | Residential | No | Behind the Meter | Net-metered residential rooftop and canopy |  | None | Pro Custom Solar dba Momentum Solar | PSE&G | Accepted | 2020-09-15 | 2020-09-17 | 2021-10-30 | Enphase | IQ7Plus-72-2-US | Inverters | 290 |  | 32 |  |  | 0.97 |  | Outdoor | Roof
NJSTRE1545587379 |  | Transition Incentive Program | Swedesboro | 8085 | 15 | 9.1 | Residential | Yes | Behind the Meter | Net-metered residential rooftop and canopy |  | None | Pro Custom Solar dba Momentum Solar | AC Electric | Accepted | 2020-09-15 | 2020-09-17 | 2021-10-30 | Enphase | IQ7PLUS-72-2-US | Inverters | 290 |  | 26 |  |  | 0.97 |  | Outdoor | Roof
NJSTRE1545582813 |  | Transition Incentive Program | Carteret | 7008 | 11 | 4.08 | Residential | Yes | Behind the Meter | Net-metered residential rooftop and canopy |  | None | Trinity Solar | PSE&G | Accepted | 2020-09-14 | 2020-09-16 | 2021-10-30 | SOLAR EDGE | SE3800H-US | Inverters | 3800 |  | 1 |  |  | 0.97 |  | Outside | SIDE OF HOME
NJSTRE1545582843 |  | Transition Incentive Program | West Windsor | 8550 | 12 | 11.84 | Residential | No | Behind the Meter | Net-metered residential rooftop and canopy |  | None | US Clean Energy Construction Inc. | PSE&G | Accepted | 2020-09-14 | 2020-09-16 | 2021-10-30 | SolarEdge | SE10000US | Inverters | 10000 |  | 1 |  |  | 0.97 |  | Outdoor | near utility meter
NJSTRE1545583009 |  | Transition Incentive Program | Oakhurst | 7755 | 17 | 8.45 | Residential | No | Behind the Meter | Net-metered residential rooftop and canopy |  | None | Whitman Construction, LLC | JCP&L | Accepted | 2020-09-15 | 2020-09-16 | 2021-10-30 | enphase energy | IQ7-60-2-US | Inverters | 240 |  | 26 |  |  | 0.975 |  | Outdoor | microinverters located under modules
NJSTRE1545583086 |  | Transition Incentive Program | UNION CITY | 7087 | 8 | 7.15 | Residential | Yes | Behind the Meter | Net-metered residential rooftop and canopy |  | None | Vivint Solar Developer, LLC | PSE&G | Accepted | 2020-09-19 | 2020-09-21 | 2021-10-30 | Solar Edge | SE7600H-US | Inverters | 7600 |  | 1 |  |  | 0.992 |  | Outdoor | Near the Utility Meter
NJSTRE1545583128 |  | Transition Incentive Program | Robbinsville | 8691 | 12 | 20 | Residential | No | Behind the Meter | Net-metered residential ground mount |  | None | A Clear Alternative, Inc | JCP&L | Accepted | 2020-09-16 | 2020-09-17 | 2021-10-30 | Enphase Energy | IQ7+ | Inverters | 290 |  | 50 |  |  | 0.975 |  | Outdoor | Under each module
NJSTRE1545586412 |  | Transition Incentive Program | Toms River | 8757 | 18 | 5.53 | Residential | Yes | Behind the Meter | Net-metered residential rooftop and canopy |  | None | Vivint Solar Developer, LLC | JCP&L | Accepted | 2020-09-19 | 2020-09-21 | 2021-10-30 | Solar Edge | SE3800H-US | Inverters | 3800 |  | 1 |  |  | 0.992 |  | Outdoor | Near the Utility Meter
NJSTRE1545586402 |  | Transition Incentive Program | Somerset | 8873 | 5 | 177.84 | School Other | Yes | Behind the Meter | Net-metered non-residential rooftop and canopy |  | None | Eznergy | PSE&G | Accepted | 2020-09-15 | 2020-09-17 | 2021-10-30 | Chint | CPS SCA50KTL-DO/US | Inverters | 50000 |  | 4 |  |  | 0.98 |  | Outdoor | Side of building near meter
NJSTRE1545586781 |  | Transition Incentive Program | Paramus | 7652 | 7 | 8.84 | Residential | Yes | Behind the Meter | Net-metered residential rooftop and canopy |  | None | Trinity Solar | PSE&G | Accepted | 2020-09-15 | 2020-09-17 | 2021-10-30 | Solar Edge | SE7600 | Inverters | 7600 |  | 1 |  |  | 0.97 |  | Outside | side of home
NJSTRE1545586718 |  | Transition Incentive Program | Shamong | 8088 | 13 | 15.44 | Residential | No | Behind the Meter | Net-metered residential rooftop and canopy |  | None | Advanced Renewable Solutions | AC Electric | Accepted | 2020-09-15 | 2020-09-17 | 2021-10-30 | ENPHASE | IQ7-60-2-US | Inverters | 11760 |  | 49 |  |  | 0.976 |  | Outdoor | Micro-inverters are mounted to the underside of every s
NJSTRE1545586939 |  | Transition Incentive Program | Bloomfield | 7003 | 9 | 4.08 | Residential | Yes | Behind the Meter | Net-metered residential rooftop and canopy |  | None | Trinity Solar | PSE&G | Accepted | 2020-09-15 | 2020-09-17 | 2021-10-30 | Solar Edge | SE3800H-US | Inverters | 3800 |  | 1 |  |  | 0.97 |  | Outside | side of home
NJSTRE1545586984 |  | Transition Incentive Program | Clementon | 8021 | 14 | 6.8 | Residential | No | Behind the Meter | Net-metered residential rooftop and canopy |  | None | Trinity Solar | AC Electric | Accepted | 2020-09-15 | 2020-09-17 | 2021-10-30 | Solar Edge | SE6000 | Inverters | 6000 |  | 1 |  |  | 0.97 |  | Outside | side of home
NJSTRE1545587281 |  | Transition Incentive Program | Ewing | 8638 | 12 | 7.2 | Residential | No | Behind the Meter | Net-metered residential rooftop and canopy |  | None | Public Service Solar | PSE&G | Accepted | 2020-09-16 | 2020-09-17 | 2021-10-30 | Enphase | IQ7 | Inverters | 0.29 |  | 20 |  |  | 0.96 |  | Outdoor | Roof mounted - under panels
NJSTRE1545587339 |  | Transition Incentive Program | Hopewell | 8525 | 12 | 17.16 | Residential | No | Behind the Meter | Net-metered residential rooftop and canopy |  | None | Sunrun Installation Services, Inc. | JCP&L | Accepted | 2020-09-15 | 2020-09-17 | 2021-10-30 | Enphase Energy | IQ7-60-x-US (240V) | Inverters | 240 |  | 52 |  |  | 0.96 |  | Outdoor | Rooftop
NJSTRE1545586247 |  | Transition Incentive Program | Cherry Hill | 8003 | 14 | 22.32 | Residential | No | Behind the Meter | Net-metered residential rooftop and canopy |  | None | Public Service Solar | PSE&G | Accepted | 2020-09-15 | 2020-09-16 | 2021-10-30 | Enphase | iQ7+ | Inverters | 0.24 |  | 62 |  |  | 0.96 |  | Outdoor | Roof mount under panels
NJSTRE1545586249 |  | Transition Incentive Program | Brick | 8723 | 18 | 6.83 | Residential | No | Behind the Meter | Net-metered residential rooftop and canopy |  | None | EMT Renewables | JCP&L | Accepted | 2020-09-15 | 2020-09-16 | 2021-10-30 | Enphase | IQ7X-60-2-US | Inverters | 315 |  | 21 |  |  | 0.97 |  | Outside | under panels
NJSTRE1545586366 |  | Transition Incentive Program | Clayton | 8312 | 15 | 13.65 | Residential | No | Behind the Meter | Net-metered residential rooftop and canopy |  | None | SunnyMac LLC | AC Electric | Accepted | 2020-09-15 | 2020-09-17 | 2021-10-30 | SolarEdge | SE10000H-US | Inverters | 10000 |  | 1 |  |  | 0.99 |  | Outdoor | Next to meter
NJSTRE1545586402 |  | Transition Incentive Program | Somerset | 8873 | 5 | 177.84 | School Other | Yes | Behind the Meter | Net-metered non-residential rooftop and canopy |  | None | Eznergy | PSE&G | Accepted | 2020-09-15 | 2020-09-17 | 2021-10-30 | Solar Edge | SE33.3KUS | Inverters | 33300 |  | 4 |  |  | 0.98 |  | Outdoor | Side of building
NJSTRE1545586402 |  | Transition Incentive Program | Somerset | 8873 | 5 | 177.84 | School Other | Yes | Behind the Meter | Net-metered non-residential rooftop and canopy |  | None | Eznergy | PSE&G | Accepted | 2020-09-15 | 2020-09-17 | 2021-10-30 | Chint | CPS SCA36KTL-DO/US | Inverters | 36000 |  | 3 |  |  | 0.98 |  | Outdoor | Side of building near meter
NJSTRE1545586838 |  | Transition Incentive Program | Brick | 8723 | 18 | 6.18 | Residential | No | Behind the Meter | Net-metered residential rooftop and canopy |  | None | Whitman Construction, LLC | JCP&L | Accepted | 2020-09-15 | 2020-09-17 | 2021-10-30 | enphase energy | iq7plus-72-2-us | Inverters | 295 |  | 19 |  |  | 0.975 |  | Outdoor | microinverters located under modules
NJSTRE1545383472 | NJSRRE1542481281 | Transition Incentive Program | Burlington City | 8016 | 13 | 9.57 | Residential | Yes | Behind the Meter | Behind the Meter |  | None | Sunrun Installation Services, Inc. | PSE&G | Eligible for TI Program | 2019-10-01 | 2019-10-03 | 2021-10-30 | LG Electronics | LG330N1C-A5 | Solar Panels |  | 0.33 | 5 | 341 | 9 |  | Fixed | Roof
NJSTRE1545383472 | NJSRRE1542481281 | Transition Incentive Program | Burlington City | 8016 | 13 | 9.57 | Residential | Yes | Behind the Meter | Behind the Meter |  | None | Sunrun Installation Services, Inc. | PSE&G | Eligible for TI Program | 2019-10-01 | 2019-10-03 | 2021-10-30 | LG Electronics | LG330N1C-A5 | Solar Panels |  | 0.33 | 5 | 340 | 18 |  | Fixed | Roof
NJSTRE1545383474 | NJSRRE1543152999 | Transition Incentive Program | PILESGROVE | 8098 | 16 | 29.61 | Residential | Yes | Behind the Meter | Net-metered residential rooftop and canopy |  | None | Vivint Solar Developer, LLC | AC Electric | Accepted | 2019-12-13 | 2019-12-16 | 2021-10-30 | Hanwha | Q.PEAK BLK-G5 315 | Solar Panels |  | 0.315 | 37 | 349 | 16 |  | Fixed | Roof
NJSTRE1545383474 | NJSRRE1543152999 | Transition Incentive Program | PILESGROVE | 8098 | 16 | 29.61 | Residential | Yes | Behind the Meter | Net-metered residential rooftop and canopy |  | None | Vivint Solar Developer, LLC | AC Electric | Accepted | 2019-12-13 | 2019-12-16 | 2021-10-30 | Hanwha | Q.PEAK BLK-G5 315 | Solar Panels |  | 0.315 | 4 | 79 | 28 |  | Fixed | Roof
NJSTRE1545383486 | NJSRRE1542967071 | Transition Incentive Program | West Milford | 7480 | 6 | 9.6 | Residential | Yes | Behind the Meter | Behind the Meter |  | None | Skyline Solar, LLC | Orange Rockland Electric | Eligible for TI Program | 2019-11-05 | 2019-11-07 | 2021-10-30 | Hanwha Q-Cells | Q.PEAK DUO-G5 320 | Solar Panels |  | 0.32 | 30 | 163252 | 20 |  | Fixed | Roof
NJSTRE1545383493 | NJSRRE1542486825 | Transition Incentive Program | phillipsburg | 8865 | 2 | 10.46 | Residential | Yes | Behind the Meter | Net-metered residential rooftop and canopy |  | None | Vision Solar LLC | JCP&L | Accepted | 2019-10-02 | 2019-10-04 | 2021-10-30 | sunpower | e20-327-e-ac | Solar Panels |  | 0.327 | 6 | 246 | 45 |  | Fixed | Roof
NJSTRE1545383494 | NJSRRE1542510395 | Transition Incentive Program | Hightstown | 8520 | 12 | 8.91 | Residential | No | Behind the Meter | Behind the Meter |  | None | Sunrun Installation Services, Inc. | JCP&L | Eligible for TI Program | 2019-10-05 | 2019-10-09 | 2021-10-30 | LG Electronics | LG330N1C-A5 | Solar Panels |  | 0.33 | 6 | 111 | 27 |  | Fixed | Roof
NJSTRE1545383472 | NJSRRE1542481281 | Transition Incentive Program | Burlington City | 8016 | 13 | 9.57 | Residential | Yes | Behind the Meter | Behind the Meter |  | None | Sunrun Installation Services, Inc. | PSE&G | Eligible for TI Program | 2019-10-01 | 2019-10-03 | 2021-10-30 | LG Electronics | LG330N1C-A5 | Solar Panels |  | 0.33 | 6 | 161 | 10 |  | Fixed | Roof
NJSTRE1545383475 | NJSRRE1542573274 | Transition Incentive Program | North Plainfield | 7060 | 10 | 10.73 | Residential | Yes | Behind the Meter | Behind the Meter |  | None | Sunrun Installation Services, Inc. | PSE&G | Eligible for TI Program | 2019-10-21 | 2019-10-23 | 2021-10-30 | REC Solar | REC290TP2 BLK | Solar Panels |  | 0.29 | 12 | 318 | 34 |  | Fixed | Roof
NJSTRE1545383482 | NJSRRE1542581286 | Transition Incentive Program | Mullica Hill | 8062 | 15 | 8.19 | Residential | No | Behind the Meter | Net-metered residential rooftop and canopy |  | None | Suntuity Solar LLC | AC Electric | Accepted | 2019-10-24 | 2019-10-28 | 2021-10-30 | Yingli Green Energy | YL315D-30b | Solar Panels |  | 0.315 | 26 | 176 | 23 |  | Fixed | Roof
NJSTRE1545383487 | NJSRRE1542512791 | Transition Incentive Program | Montclair | 7042 | 9 | 8.91 | Residential | No | Behind the Meter | Behind the Meter |  | None | Sunrun Installation Services, Inc. | PSE&G | Eligible for TI Program | 2019-10-07 | 2019-10-10 | 2021-10-30 | LG Electronics | LG330N1C-A5 | Solar Panels |  | 0.33 | 6 | 112 | 14 |  | Fixed | Roof
NJSTRE1545383487 | NJSRRE1542512791 | Transition Incentive Program | Montclair | 7042 | 9 | 8.91 | Residential | No | Behind the Meter | Behind the Meter |  | None | Sunrun Installation Services, Inc. | PSE&G | Eligible for TI Program | 2019-10-07 | 2019-10-10 | 2021-10-30 | LG Electronics | LG330N1C-A5 | Solar Panels |  | 0.33 | 6 | 200 | 43 |  | Fixed | Roof
NJSTRE1545383493 | NJSRRE1542486825 | Transition Incentive Program | phillipsburg | 8865 | 2 | 10.46 | Residential | Yes | Behind the Meter | Net-metered residential rooftop and canopy |  | None | Vision Solar LLC | JCP&L | Accepted | 2019-10-02 | 2019-10-04 | 2021-10-30 | sunpower | e20-327-e-ac | Solar Panels |  | 0.327 | 10 | 156 | 40 |  | Fixed | Roof
NJSTRE1545383500 | NJSRRE1542500995 | Transition Incentive Program | Linden | 7036 | 10 | 10.4 | Residential | Yes | Behind the Meter | Net-metered residential rooftop and canopy |  | None | Vivint Solar Developer, LLC | PSE&G | Accepted | 2019-10-18 | 2019-10-21 | 2021-10-30 | Hanwha Solar | Q.PEAK BLK-G5 315 | Solar Panels |  | 0.315 | 16 | 223 | 40 |  | Fixed | Roof
NJSTRE1545383504 | NJSRRE1542524942 | Transition Incentive Program | Jersey City | 7302 | 8 | 6.62 | Residential | No | Behind the Meter | Net-metered residential rooftop and canopy |  | None | Tesla Energy Operations | PSE&G | Accepted | 2019-10-10 | 2019-10-14 | 2021-10-30 | Hanwha Q-Cells | Q.Peak DUO BLK-G5/SC315 | Solar Panels |  | 0.315 | 12 | OUTSIDE | 18 |  | Fixed | Roof | OUTSIDE
NJSTRE1545383510 | NJSRRE1542553799 | Transition Incentive Program | Sicklerville | 8081 | 14 | 5.36 | Residential | Yes | Behind the Meter | Behind the Meter |  | None | Trinity Solar | AC Electric | Eligible for TI Program | 2019-10-17 | 2019-10-21 | 2021-10-30 | HANWHA | Q.PEAK DUO BLK-G5 315 | Solar Panels |  | 0.315 | 2 | 153 | 27 |  | Fixed | Roof
NJSTRE1545383515 | NJSRRE1542584354 | Transition Incentive Program | Deptford | 8096 | 15 | 15.19 | Residential | Yes | Behind the Meter | Behind the Meter |  | None | Orbit Energy & Power, LLC | PSE&G | Eligible for TI Program | 2019-10-25 | 2019-10-28 | 2021-10-30 | trina | tsm 310 | Solar Panels |  | 0.31 | 18 | 46 | 32 |  | Fixed | Roof
NJSTRE1545383515 | NJSRRE1542584354 | Transition Incentive Program | Deptford | 8096 | 15 | 15.19 | Residential | Yes | Behind the Meter | Behind the Meter |  | None | Orbit Energy & Power, LLC | PSE&G | Eligible for TI Program | 2019-10-25 | 2019-10-28 | 2021-10-30 | trina | tsm 310 | Solar Panels |  | 0.31 | 11 | 226 | 32 |  | Fixed | Roof
NJSTRE1545383519 | NJSRRE1542447300 | Transition Incentive Program | Monroe Township | 8831 | 11 | 12.6 | Residential | Yes | Behind the Meter | Net-metered residential rooftop and canopy |  | None | Vivint Solar Developer, LLC | JCP&L | Accepted | 2019-09-27 | 2019-10-01 | 2021-10-30 | Hanwha | Q.PEAK BLK-G5 315 | Solar Panels |  | 0.315 | 20 | 122 | 34 |  | Fixed | Roof
NJSTRE1545587398 |  | Transition Incentive Program | Wenonah | 8090 | 15 | 9.43 | Residential | Yes | Behind the Meter | Net-metered residential rooftop and canopy |  | None | Vivint Solar Developer, LLC | PSE&G | Accepted | 2020-09-19 | 2020-09-21 | 2021-10-30 | Solar Edge | SE3800H-US | Inverters | 3800 |  | 1 |  |  | 0.992 |  | Outdoor | Near the Utility Meter
NJSTRE1545587431 |  | Transition Incentive Program | Southampton | 8088 | 13 | 20.8 | Residential | No | Behind the Meter | Net-metered residential rooftop and canopy |  | None | EMT Renewables | PSE&G | Accepted | 2020-09-15 | 2020-09-17 | 2021-10-30 | Enphase | IQ7+-72-2-US | Inverters | 290 |  | 64 |  |  | 0.97 |  | Outside | under panels
NJSTRE1545587439 |  | Transition Incentive Program | Belleville | 7109 | 9 | 5.19 | Residential | Yes | Behind the Meter | Net-metered residential rooftop and canopy |  | None | Sunrun Installation Services, Inc. | PSE&G | Accepted | 2020-09-15 | 2020-09-17 | 2021-10-30 | Enphase Energy | IQ7-60-x-US (240V) | Inverters | 240 |  | 17 |  |  | 0.96 |  | Outdoor | Rooftop
NJSTRE1545383468 | NJSRRE1542430923 | Transition Incentive Program | Middlesex | 8846 | 11 | 12.08 | Residential | Yes | Behind the Meter | Behind the Meter |  | None | Pro Custom Solar dba Momentum Solar | PSE&G | Eligible for TI Program | 2019-09-24 | 2019-09-25 | 2021-10-30 | LG ELECTRONICS | LG 345N1C-V5 | Solar Panels |  | 0.345 | 11 | 177 | 11 |  | Fixed | Roof
NJSTRE1545383470 | NJSRRE1542428767 | Transition Incentive Program | Trenton City | 8609 | 12 | 13.73 | Residential | Yes | Behind the Meter | Behind the Meter |  | None | GenRenew, LLC | PSE&G | Eligible for TI Program | 2019-09-23 | 2019-09-25 | 2021-10-30 | sunpower | SPR-E20-327-E-AC | Solar Panels |  | 0.327 | 27 | 342 | 30 |  | Fixed | Roof
NJSTRE1545383476 | NJSRRE1542548305 | Transition Incentive Program | Pennsauken Township | 8110 | 14 | 6.3 | Residential | Yes | Behind the Meter | Net-metered residential rooftop and canopy |  | None | Castle Energy, LLC | PSE&G | Accepted | 2019-10-16 | 2019-10-18 | 2021-10-30 | Hanwha Q-Cells | Q.Peak DUO-G5 315 | Solar Panels |  | 0.315 | 8 | 148 | 19 |  | Fixed | Roof
NJSTRE1545383477 | NJSRRE1542511032 | Transition Incentive Program | West Deptford | 8096 | 15 | 10.08 | Residential | Yes | Behind the Meter | Behind the Meter |  | None | Trinity Solar | PSE&G | Eligible for TI Program | 2019-10-07 | 2019-10-09 | 2021-10-30 | Hanwha | Q.PEAK DUO BLK-G5 315 | Solar Panels |  | 0.315 | 27 | 183 | 18 |  | Fixed | Roof
NJSTRE1545383480 | NJSRRE1542909264 | Transition Incentive Program | Egg Harbor Township | 8234 | 19 | 20.88 | Residential | Yes | Behind the Meter | Behind the Meter |  | None | Sunrun Installation Services, Inc. | AC Electric | Eligible for TI Program | 2019-11-04 | 2019-11-06 | 2021-10-30 | REC Solar | REC290TP2 BLK | Solar Panels |  | 0.29 | 45 | 245 | 30 |  | Fixed | Roof
NJSTRE1545383488 | NJSRRE1542684889 | Transition Incentive Program | Keyport | 7735 | 17 | 5.67 | Residential | Yes | Behind the Meter | Behind the Meter |  | None | Trinity Solar | JCP&L | Eligible for TI Program | 2019-10-28 | 2019-10-30 | 2021-10-30 | Yingli 315 | YL315D-30b | Solar Panels |  | 0.315 | 2 | 77 | 23 |  | Fixed | Roof
NJSTRE1545383491 | NJSRRE1542544468 | Transition Incentive Program | Ventnor City | 8406 | 19 | 12.08 | Residential | Yes | Behind the Meter | Behind the Meter |  | None | Pro Custom Solar dba Momentum Solar | AC Electric | Eligible for TI Program | 2019-10-15 | 2019-11-18 | 2021-10-30 | LG ELECTRONICS | LG 345N1C-V5 | Solar Panels |  | 0.345 | 8 | 58 | 19 |  | Fixed | Roof
NJSTRE1545383492 | NJSRRE1542579210 | Transition Incentive Program | Glassboro | 8028 | 15 | 7.56 | Residential | Yes | Behind the Meter | Behind the Meter |  | None | Trinity Solar | AC Electric | Eligible for TI Program | 2019-10-23 | 2019-10-25 | 2021-10-30 | HANWHA | Q.PEAK DUO BLK-G5 315 | Solar Panels |  | 0.315 | 24 | 27 | 75 |  | Fixed | Roof
NJSTRE1545383500 | NJSRRE1542500995 | Transition Incentive Program | Linden | 7036 | 10 | 10.4 | Residential | Yes | Behind the Meter | Net-metered residential rooftop and canopy |  | None | Vivint Solar Developer, LLC | PSE&G | Accepted | 2019-10-18 | 2019-10-21 | 2021-10-30 | Hanwha Solar | Q.PEAK BLK-G5 315 | Solar Panels |  | 0.315 | 7 | 43 | 25 |  | Fixed | Roof
NJSTRE1545383501 | NJSRRE1542907809 | Transition Incentive Program | Merchantville | 8109 | 14 | 6.93 | Residential | Yes | Behind the Meter | Net-metered residential rooftop and canopy |  | None | Vivint Solar Developer, LLC | PSE&G | Accepted | 2019-11-04 | 2019-11-06 | 2021-10-30 | Hanwha | Q.PEAK BLK-G5 315 | Solar Panels |  | 0.315 | 22 | 266 | 22 |  | Fixed | Roof
NJSTRE1545382892 | NJSRRE1541862994 | Transition Incentive Program | Lake Hiawatha | 7034 | 3 | 6.67 | Residential | Yes | Behind the Meter | Behind the Meter |  | None | Sunrun Installation Services, Inc. | JCP&L | Eligible for TI Program | 2019-08-20 | 2019-08-26 | 2021-10-30 | REC Solar | REC290TP2 BLK | Solar Panels |  | 0.29 | 4 | 95 | 23 |  | Fixed | Roof
NJSTRE1545382893 | NJSRRE1542411810 | Transition Incentive Program | Hammonton | 8037 | 19 | 69.76 | Commercial | No | Behind the Meter | Net-metered non-residential rooftop and canopy |  | None | Castle Energy, LLC | AC Electric | Accepted | 2019-09-17 | 2019-09-19 | 2021-10-30 | LG Electronics | LG 320N1K-A5 | Solar Panels |  | 0.32 | 43 | 197 | 11 |  | Fixed | Roof
NJSTRE1545382897 | NJSRRE1541891817 | Transition Incentive Program | Blackwood | 8012 | 14 | 822.75 | School Other | No | Behind the Meter | Net-metered non-residential rooftop and canopy |  | None | Solar Landscape | AC Electric | Accepted | 2019-08-28 | 2019-09-03 | 2021-10-30 | GCL | M6/72H 375W | Solar Panels |  | 0.375 | 128 | 108.524 | 5 |  | Fixed | Roof
NJSTRE1545382905 | NJSRRE1542190044 | Transition Incentive Program | Jamesburg | 8831 | 11 | 12.92 | Residential | Yes | Behind the Meter | Behind the Meter |  | None | Trinity Solar | JCP&L | Eligible for TI Program | 2019-09-04 | 2019-09-06 | 2021-10-30 | Hanwha | Q.PEAK DUO BLK-G5 315 | Solar Panels |  | 0.315 | 18 | 248 | 34 |  | Fixed | Roof
NJSTRE1545382909 | NJSRRE1541883675 | Transition Incentive Program | HAZLET | 7730 | 17 | 4.73 | Residential | Yes | Behind the Meter | Net-metered residential rooftop and canopy |  | None | Vivint Solar Developer, LLC | JCP&L | Accepted | 2019-08-29 | 2019-09-04 | 2021-10-30 | Hanwha Solar | Q.PEAK BLK-G5 315 | Solar Panels |  | 0.315 | 8 | 183 | 20 |  | Fixed | Roof
NJSTRE1545382911 | NJSRRE1542407177 | Transition Incentive Program | MOUNT LAUREL | 8054 | 13 | 7.88 | Residential | No | Behind the Meter | Net-metered residential rooftop and canopy |  | None | Vivint Solar Developer, LLC | PSE&G | Accepted | 2019-09-14 | 2019-09-17 | 2021-10-30 | HANWHA SOLAR | Q.PEAK BLK-G5 315 | Solar Panels |  | 0.315 | 7 | 179 | 40 |  | Fixed | Roof
NJSTRE1545382914 | NJSRRE1542194404 | Transition Incentive Program | Morganville | 7751 | 17 | 11.6 | Residential | Yes | Behind the Meter | Behind the Meter |  | None | Sunrun Installation Services, Inc. | JCP&L | Eligible for TI Program | 2019-09-04 | 2019-09-09 | 2021-10-30 | REC Solar | REC290TP2 BLK | Solar Panels |  | 0.29 | 25 | 160 | 19 |  | Fixed | Roof
NJSTRE1545382920 | NJSRRE1542421735 | Transition Incentive Program | KEYPORT | 7735 | 17 | 15.75 | Residential | Yes | Behind the Meter | Net-metered residential rooftop and canopy |  | None | Vivint Solar Developer, LLC | JCP&L | Accepted | 2019-09-19 | 2019-09-23 | 2021-10-30 | HANWHA SOLAR | Q.PEAK BLK-G5 315 | Solar Panels |  | 0.315 | 25 | 69 | 32 |  | Fixed | Roof
NJSTRE1545382933 | NJSRRE1541883351 | Transition Incentive Program | Jefferson | 7438 | 6 | 14.85 | Residential | Yes | Behind the Meter | Behind the Meter |  | None | Sunrun Installation Services, Inc. | JCP&L | Eligible for TI Program | 2019-08-25 | 2019-10-01 | 2021-10-30 | LG Electronics | LG330N1C-A5 | Solar Panels |  | 0.33 | 31 | 268 | 30 |  | Fixed | Roof
NJSTRE1545382935 | NJSRRE1542411883 | Transition Incentive Program | BAYONNE | 7002 | 8 | 6.93 | Residential | Yes | Behind the Meter | Net-metered residential rooftop and canopy |  | None | Vivint Solar Developer, LLC | PSE&G | Accepted | 2019-09-17 | 2019-09-19 | 2021-10-30 | HANWHA SOLAR | Q.PEAK BLK-G5 315 | Solar Panels |  | 0.315 | 2 | 123 | 20 |  | Fixed | Roof
NJSTRE1545382937 | NJSRRE1542390491 | Transition Incentive Program | Dumont | 7628 | 7 | 9.38 | Residential | Yes | Behind the Meter | Behind the Meter |  | None | Pro Custom Solar dba Momentum Solar | PSE&G | Eligible for TI Program | 2019-09-11 | 2019-09-13 | 2021-10-30 | LG | LG 335N1C-V5 | Solar Panels |  | 0.335 | 5 | 86 | 43 |  | Fixed | Roof
NJSTRE1545382940 | NJSRRE1541861841 | Transition Incentive Program | South Egg Harbor | 8215 | 19 | 15 | Residential | No | Behind the Meter | Net-metered residential rooftop and canopy |  | None | Palmetto Solar LLC | AC Electric | Accepted | 2019-08-20 | 2019-08-26 | 2021-10-30 | Trina | ALLMAX 300W | Solar Panels |  | 0.3 | 14 | 46 | 31 |  | Fixed | Roof
NJSTRE1545517840 |  | Transition Incentive Program | Wildwood | 8260 | 21 | 9.6 | Residential | Yes | Behind the Meter | Net-metered residential rooftop and canopy |  | None | Posigen NJ LLC | AC Electric | Accepted | 2020-08-28 | 2020-09-01 | 2021-10-30 | SolarEdge | SE10000H-US | Inverters | 10000 |  | 1 |  |  | 0.99 |  | Outside | within ten feet of meter
NJSTRE1545383519 | NJSRRE1542447300 | Transition Incentive Program | Monroe Township | 8831 | 11 | 12.6 | Residential | Yes | Behind the Meter | Net-metered residential rooftop and canopy |  | None | Vivint Solar Developer, LLC | JCP&L | Accepted | 2019-09-27 | 2019-10-01 | 2021-10-30 | Hanwha | Q.PEAK BLK-G5 315 | Solar Panels |  | 0.315 | 12 | 302 | 34 |  | Fixed | Roof
NJSTRE1545383521 | NJSRRE1543369555 | Transition Incentive Program | Mountainside Boro | 7092 | 10 | 11.97 | Residential | No | Behind the Meter | Net-metered residential rooftop and canopy |  | None | Solar Spectrum LLC | PSE&G | Accepted | 2019-11-15 | 2019-11-20 | 2021-10-30 | Q Cells | Q.PEAK-DUO-BLK-G5-315 | Solar Panels |  | 0.315 | 17 | 213 | 30 |  | Fixed | Roof
NJSTRE1545383525 | NJSRRE1542573280 | Transition Incentive Program | Dover | 7801 | 3 | 8.41 | Residential | Yes | Behind the Meter | Behind the Meter |  | None | Sunrun Installation Services, Inc. | JCP&L | Eligible for TI Program | 2019-10-21 | 2019-10-23 | 2021-10-30 | REC Solar | REC290TP2 BLK | Solar Panels |  | 0.29 | 13 | 140 | 30 |  | Fixed | Roof
NJSTRE1545383525 | NJSRRE1542573280 | Transition Incentive Program | Dover | 7801 | 3 | 8.41 | Residential | Yes | Behind the Meter | Behind the Meter |  | None | Sunrun Installation Services, Inc. | JCP&L | Eligible for TI Program | 2019-10-21 | 2019-10-23 | 2021-10-30 | REC Solar | REC290TP2 BLK | Solar Panels |  | 0.29 | 1 | 230 | 32 |  | Fixed | Roof
NJSTRE1545383531 | NJSRRE1542967111 | Transition Incentive Program | Manahawkin | 8050 | 18 | 14.72 | Residential | Yes | Behind the Meter | Net-metered residential rooftop and canopy |  | None | SunPower Corporation, Systems | AC Electric | Accepted |  | 2019-11-07 | 2021-10-30 | SUNPOWER | SPR-E20-327-E-AC | Solar Panels |  | 0.327 | 10 | 268 | 30 |  | Fixed | Roof
NJSTRE1545383531 | NJSRRE1542967111 | Transition Incentive Program | Manahawkin | 8050 | 18 | 14.72 | Residential | Yes | Behind the Meter | Net-metered residential rooftop and canopy |  | None | SunPower Corporation, Systems | AC Electric | Accepted |  | 2019-11-07 | 2021-10-30 | SUNPOWER | SPR-E20-327-E-AC | Solar Panels |  | 0.327 | 22 | 178 | 30 |  | Fixed | Roof
NJSTRE1545383535 | NJSRRE1542441542 | Transition Incentive Program | Haledon | 7508 | 6 | 7.83 | Residential | Yes | Behind the Meter | Behind the Meter |  | None | Sunrun Installation Services, Inc. | PSE&G | Eligible for TI Program | 2019-09-25 | 2019-09-27 | 2021-10-30 | REC Solar | REC290TP2 BLK | Solar Panels |  | 0.29 | 27 | 172 | 37 |  | Fixed | Roof
NJSTRE1545383536 | NJSRRE1542642827 | Transition Incentive Program | WESTWOOD | 7675 | 7 | 6.62 | Residential | Yes | Behind the Meter | Net-metered residential rooftop and canopy |  | None | Vivint Solar Developer, LLC | PSE&G | Accepted | 2019-10-25 | 2019-10-29 | 2021-10-30 | Hanwha | Q.PEAK BLK-G5 315 | Solar Panels |  | 0.315 | 13 | 197 | 25 |  | Fixed | Roof
NJSTRE1545383542 | NJSRRE1542515340 | Transition Incentive Program | Clifton | 7014 | 6 | 14 | Residential | Yes | Behind the Meter | Net-metered residential rooftop and canopy |  | None | SunPower Corporation, Systems | PSE&G | Accepted |  | 2019-10-10 | 2021-10-30 | SUNPOWER | SPR-A400-G-AC | Solar Panels |  | 0.4 | 4 | 305 | 25 |  | Fixed | Roof
NJSTRE1545582868 |  | Transition Incentive Program | Roselle | 7203 | 10 | 2.68 | Residential | No | Behind the Meter | Net-metered residential rooftop and canopy |  | None | Vision Solar LLC | PSE&G | Accepted | 2020-09-14 | 2020-09-17 | 2021-10-30 | ENPHASE | IQ7-60-2-US | Inverters | 0.24 |  | 8 |  |  | 0.96 |  | Other | BEHIND EACH PANEL
NJSTRE1545583030 |  | Transition Incentive Program | Voorhees Township | 8043 | 14 | 7.35 | Residential | Yes | Behind the Meter | Net-metered residential rooftop and canopy |  | None | Pro Custom Solar dba Momentum Solar | PSE&G | Accepted | 2020-09-14 | 2020-09-16 | 2021-10-30 | Enphase | IQ7PLUS-72-2-US | Inverters | 290 |  | 21 |  |  | 0.97 |  | Outdoor | Roof
NJSTRE1545583062 |  | Transition Incentive Program | North Bergen | 7047 | 8 | 6.3 | Residential | Yes | Behind the Meter | Net-metered residential rooftop and canopy |  | None | Pro Custom Solar dba Momentum Solar | PSE&G | Accepted | 2020-09-14 | 2020-09-16 | 2021-10-30 | Enphase | IQ7PLUS-72-2-US | Inverters | 290 |  | 18 |  |  | 0.97 |  | Outdoor | Roof
NJSTRE1545586159 |  | Transition Incentive Program | Buena Vista township | 8310 | 19 | 12.6 | Residential | Yes | Behind the Meter | Net-metered residential rooftop and canopy |  | None | Suntuity Solar LLC | AC Electric | Accepted | 2020-09-15 | 2020-09-16 | 2021-10-30 | Enphase Energy | IQ7-60-2-US | Inverters | 240 |  | 40 |  |  | 0.97 |  | Outdoor | Behind the PV Modules
NJSTRE1545383434 | NJSRRE1542424454 | Transition Incentive Program | Hackensack | 7601 | 7 | 6.93 | Residential | Yes | Behind the Meter | Behind the Meter |  | None | Trinity Solar | PSE&G | Eligible for TI Program | 2019-09-20 | 2019-09-24 | 2021-10-30 | HANWHA | Q.PEAK DUO BLK-G5 315 | Solar Panels |  | 0.315 | 22 | 219 | 27 |  | Fixed | Roof
NJSTRE1545383439 | NJSRRE1542433832 | Transition Incentive Program | Haddon Township | 8107 | 14 | 8.19 | Residential | No | Behind the Meter | Net-metered residential rooftop and canopy |  | None | Suntuity Solar LLC | PSE&G | Accepted | 2019-09-25 | 2019-09-26 | 2021-10-30 | Yingli Green Energy | YL315D-30b | Solar Panels |  | 0.315 | 4 | 328 | 24 |  | Fixed | Roof
NJSTRE1545383445 | NJSRRE1542553129 | Transition Incentive Program | Englewood city | 7631 | 7 | 8.83 | Residential | No | Behind the Meter | Net-metered residential rooftop and canopy |  | None | SunPower Capital LLC | PSE&G | Accepted | 2019-11-01 | 2019-11-01 | 2021-10-30 | sunpower | e20-327-e-ac | Solar Panels |  | 0.327 | 5 | 111 | 30 |  | Fixed | Roof
NJSTRE1545383447 | NJSRRE1543315518 | Transition Incentive Program | Bridgewater | 8807 | 5 | 8.82 | Residential | Yes | Behind the Meter | Net-metered residential rooftop and canopy |  | None | Vivint Solar Developer, LLC | PSE&G | Accepted | 2019-11-19 | 2019-11-19 | 2021-10-30 | HANWHA SOLAR | Q.PEAK BLK-G5 315 | Solar Panels |  | 0.315 | 4 | 267 | 33 |  | Fixed | Roof
NJSTRE1545383456 | NJSRRE1542589863 | Transition Incentive Program | Mountainside | 7092 | 10 | 14.88 | Residential | No | Behind the Meter | Behind the Meter |  | None | Spectrum Energy, Inc. | PSE&G | Eligible for TI Program | 2019-10-25 | 2019-10-29 | 2021-10-30 | AXITEC | AC-310MH | Solar Panels |  | 0.31 | 2 | 216 | 35 |  | Fixed | Roof
NJSTRE1545383459 | NJSRRE1543041748 | Transition Incentive Program | Elizabeth | 7206 | 10 | 7.59 | Residential | Yes | Behind the Meter | Behind the Meter |  | None | Pro Custom Solar dba Momentum Solar | PSE&G | Eligible for TI Program | 2019-11-06 | 2019-11-11 | 2021-10-30 | LG Electronics | LG 345N1C-V5 | Solar Panels |  | 0.345 | 13 | 326 | 18 |  | Fixed | Roof
NJSTRE1545383461 | NJSRRE1543254593 | Transition Incentive Program | MANAHAWKIN | 8050 | 18 | 9.77 | Residential | Yes | Behind the Meter | Net-metered residential rooftop and canopy |  | None | Vivint Solar Developer, LLC | AC Electric | Final As-Built Received | 2019-11-15 | 2019-11-19 | 2021-10-30 | HANWHA SOLAR | Q.PEAK BLK-G5 315 | Solar Panels |  | 0.315 | 12 | 246 | 27 |  | Fixed | Roof
NJSTRE1545383465 | NJSRRE1542441489 | Transition Incentive Program | Union | 7083 | 10 | 15.87 | Residential | Yes | Behind the Meter | Behind the Meter |  | None | Pro Custom Solar dba Momentum Solar | PSE&G | Eligible for TI Program | 2019-09-25 | 2019-09-27 | 2021-10-30 | LG ELECTRONICS | LG 345N1C-V5 | Solar Panels |  | 0.345 | 3 | 248 | 35 |  | Fixed | Roof
NJSTRE1545383466 | NJSRRE1542713743 | Transition Incentive Program | Metuchen | 8840 | 11 | 3.48 | Residential | Yes | Behind the Meter | Behind the Meter |  | None | Sunrun Installation Services, Inc. | PSE&G | Eligible for TI Program | 2019-10-29 | 2019-10-31 | 2021-10-30 | REC Solar | REC290TP2 BLK | Solar Panels |  | 0.29 | 3 | 317 | 18 |  | Fixed | Roof
NJSTRE1545383468 | NJSRRE1542430923 | Transition Incentive Program | Middlesex | 8846 | 11 | 12.08 | Residential | Yes | Behind the Meter | Behind the Meter |  | None | Pro Custom Solar dba Momentum Solar | PSE&G | Eligible for TI Program | 2019-09-24 | 2019-09-25 | 2021-10-30 | LG ELECTRONICS | LG 345N1C-V5 | Solar Panels |  | 0.345 | 14 | 177 | 26 |  | Fixed | Roof
NJSTRE1545383471 | NJSRRE1542909162 | Transition Incentive Program | Hamilton Township | 8619 | 12 | 6.6 | Residential | Yes | Behind the Meter | Behind the Meter |  | None | Sunrun Installation Services, Inc. | PSE&G | Eligible for TI Program | 2019-11-04 | 2019-11-06 | 2021-10-30 | LG Electronics | LG330N1C-A5 | Solar Panels |  | 0.33 | 8 | 83 | 10 |  | Fixed | Roof
NJSTRE1545383472 | NJSRRE1542481281 | Transition Incentive Program | Burlington City | 8016 | 13 | 9.57 | Residential | Yes | Behind the Meter | Behind the Meter |  | None | Sunrun Installation Services, Inc. | PSE&G | Eligible for TI Program | 2019-10-01 | 2019-10-03 | 2021-10-30 | LG Electronics | LG330N1C-A5 | Solar Panels |  | 0.33 | 5 | 161 | 9 |  | Fixed | Roof
NJSTRE1545383474 | NJSRRE1543152999 | Transition Incentive Program | PILESGROVE | 8098 | 16 | 29.61 | Residential | Yes | Behind the Meter | Net-metered residential rooftop and canopy |  | None | Vivint Solar Developer, LLC | AC Electric | Accepted | 2019-12-13 | 2019-12-16 | 2021-10-30 | Hanwha | Q.PEAK BLK-G5 315 | Solar Panels |  | 0.315 | 49 | 11 | 36 |  | Fixed | Roof
NJSTRE1545383477 | NJSRRE1542511032 | Transition Incentive Program | West Deptford | 8096 | 15 | 10.08 | Residential | Yes | Behind the Meter | Behind the Meter |  | None | Trinity Solar | PSE&G | Eligible for TI Program | 2019-10-07 | 2019-10-09 | 2021-10-30 | Hanwha | Q.PEAK DUO BLK-G5 315 | Solar Panels |  | 0.315 | 5 | 9 | 18 |  | Fixed | Roof
NJSTRE1545383487 | NJSRRE1542512791 | Transition Incentive Program | Montclair | 7042 | 9 | 8.91 | Residential | No | Behind the Meter | Behind the Meter |  | None | Sunrun Installation Services, Inc. | PSE&G | Eligible for TI Program | 2019-10-07 | 2019-10-10 | 2021-10-30 | LG Electronics | LG330N1C-A5 | Solar Panels |  | 0.33 | 10 | 112 | 43 |  | Fixed | Roof
NJSTRE1545383491 | NJSRRE1542544468 | Transition Incentive Program | Ventnor City | 8406 | 19 | 12.08 | Residential | Yes | Behind the Meter | Behind the Meter |  | None | Pro Custom Solar dba Momentum Solar | AC Electric | Eligible for TI Program | 2019-10-15 | 2019-11-18 | 2021-10-30 | LG ELECTRONICS | LG 345N1C-V5 | Solar Panels |  | 0.345 | 12 | 57 | 19 |  | Fixed | Roof
NJSTRE1545383494 | NJSRRE1542510395 | Transition Incentive Program | Hightstown | 8520 | 12 | 8.91 | Residential | No | Behind the Meter | Behind the Meter |  | None | Sunrun Installation Services, Inc. | JCP&L | Eligible for TI Program | 2019-10-05 | 2019-10-09 | 2021-10-30 | LG Electronics | LG330N1C-A5 | Solar Panels |  | 0.33 | 21 | 201 | 27 |  | Fixed | Roof
NJSTRE1545383500 | NJSRRE1542500995 | Transition Incentive Program | Linden | 7036 | 10 | 10.4 | Residential | Yes | Behind the Meter | Net-metered residential rooftop and canopy |  | None | Vivint Solar Developer, LLC | PSE&G | Accepted | 2019-10-18 | 2019-10-21 | 2021-10-30 | Hanwha Solar | Q.PEAK BLK-G5 315 | Solar Panels |  | 0.315 | 5 | 43 | 26 |  | Fixed | Roof
NJSTRE1545383503 | NJSRRE1542575059 | Transition Incentive Program | Keyport | 7735 | 17 | 8.82 | Residential | Yes | Behind the Meter | Net-metered residential rooftop and canopy |  | None | Vivint Solar Developer, LLC | JCP&L | Accepted | 2019-10-22 | 2019-10-24 | 2021-10-30 | Hanwha | Q.PEAK BLK-G5 315 | Solar Panels |  | 0.315 | 6 | 265 | 14 |  | Fixed | Roof
NJSTRE1545383512 | NJSRRE1542476153 | Transition Incentive Program | West Berlin | 8091 | 14 | 22.77 | Residential | Yes | Behind the Meter | Behind the Meter |  | None | Pro Custom Solar dba Momentum Solar | AC Electric | Eligible for TI Program | 2019-10-01 | 2019-10-03 | 2021-10-30 | LG ELECTRONICS | LG 345N1C-V5 | Solar Panels |  | 0.345 | 39 | 129 | 19 |  | Fixed | Roof
NJSTRE1545383513 | NJSRRE1543151882 | Transition Incentive Program | MONROE | 8831 | 11 | 11.66 | Residential | Yes | Behind the Meter | Net-metered residential rooftop and canopy |  | None | Vivint Solar Developer, LLC | JCP&L | Accepted | 2019-11-13 | 2019-11-15 | 2021-10-30 | Hanwha Solar | Q.PEAK BLK-G5 315 | Solar Panels |  | 0.315 | 18 | 210 | 23 |  | Fixed | Roof
NJSTRE1545383515 | NJSRRE1542584354 | Transition Incentive Program | Deptford | 8096 | 15 | 15.19 | Residential | Yes | Behind the Meter | Behind the Meter |  | None | Orbit Energy & Power, LLC | PSE&G | Eligible for TI Program | 2019-10-25 | 2019-10-28 | 2021-10-30 | trina | tsm 310 | Solar Panels |  | 0.31 | 5 | 46 | 24 |  | Fixed | Roof
NJSTRE1545383521 | NJSRRE1543369555 | Transition Incentive Program | Mountainside Boro | 7092 | 10 | 11.97 | Residential | No | Behind the Meter | Net-metered residential rooftop and canopy |  | None | Solar Spectrum LLC | PSE&G | Accepted | 2019-11-15 | 2019-11-20 | 2021-10-30 | Q Cells | Q.PEAK-DUO-BLK-G5-315 | Solar Panels |  | 0.315 | 4 | 123 | 27 |  | Fixed | Roof
NJSTRE1545383524 | NJSRRE1542510348 | Transition Incentive Program | TEANECK | 7666 | 7 | 6.62 | Residential | Yes | Behind the Meter | Net-metered residential rooftop and canopy |  | None | Vivint Solar Developer, LLC | PSE&G | Accepted | 2019-10-05 | 2019-10-09 | 2021-10-30 | Hanwha solar | Q.PEAK BLK-G5 315w | Solar Panels |  | 0.315 | 4 | 167 | 33 |  | Fixed | Roof
NJSTRE1545519652 |  | Transition Incentive Program | Southampton | 8088 | 13 | 25.92 | Residential | No | Behind the Meter | Net-metered residential rooftop and canopy |  | None | GreenPower Energy | PSE&G | Accepted | 2020-08-28 | 2020-09-01 | 2021-10-30 | Enphase Energy | IQ7PLUS-72-2-US | Inverters | 0.29 |  | 72 |  |  | 0.975 |  | Outside | next to meter
NJSTRE1545519671 |  | Transition Incentive Program | Pleasantville | 8232 | 19 | 3.6 | Residential | Yes | Behind the Meter | Net-metered residential rooftop and canopy |  | None | Castle Energy, LLC | AC Electric | Accepted | 2020-08-31 | 2020-09-01 | 2021-10-30 | SunPower | SPR-E20-327-E-AC | Inverters | 320 |  | 11 |  |  | 0.975 |  | Outdoor | on the rooftop under each solar panel
NJSTRE1545519706 |  | Transition Incentive Program | LAURENCE HARBOR | 8879 | 11 | 7.32 | Residential | Yes | Behind the Meter | Net-metered residential rooftop and canopy |  | None | Sunrun Installation Services, Inc. | JCP&L | Accepted | 2020-08-28 | 2020-09-02 | 2021-10-30 | Enphase Energy | IQ7-60-x-US (240V) | Inverters | 240 |  | 24 |  |  | 0.96 |  | Outdoor | Rooftop
NJSTRE1545519726 |  | Transition Incentive Program | Bay Head | 8742 | 18 | 8.5 | Residential | Yes | Behind the Meter | Net-metered residential rooftop and canopy |  | None | Trinity Solar | JCP&L | Accepted | 2020-08-28 | 2020-09-01 | 2021-10-30 | SOLAR EDGE | SE7600H-US | Inverters | 7600 |  | 1 |  |  | 0.97 |  | Outside | SIDE OF HOME
NJSTRE1545519786 |  | Transition Incentive Program | Lincroft | 7738 | 17 | 5.49 | Residential | No | Behind the Meter | Net-metered residential rooftop and canopy |  | None | Sunrun Installation Services, Inc. | JCP&L | Accepted | 2020-08-28 | 2020-09-02 | 2021-10-30 | Enphase Energy | IQ7-60-x-US (240V) | Inverters | 240 |  | 18 |  |  | 0.96 |  | Outdoor | Rooftop
NJSTRE1545519829 |  | Transition Incentive Program | Barnegat | 8005 | 18 | 8.84 | Residential | Yes | Behind the Meter | Net-metered residential rooftop and canopy |  | None | Trinity Solar | JCP&L | Accepted | 2020-08-28 | 2020-09-02 | 2021-10-30 | Solar Edge | SE7600 | Inverters | 7600 |  | 1 |  |  | 0.97 |  | Outside | side of home
NJSTRE1545520272 |  | Transition Incentive Program | LYNDHURST TWP | 7071 | 7 | 7.59 | Residential | Yes | Behind the Meter | Net-metered residential rooftop and canopy |  | None | Sunrun Installation Services, Inc. | PSE&G | Accepted | 2020-08-28 | 2020-09-02 | 2021-10-30 | Enphase Energy | IQ7PLUS-72-x-US (240V) | Inverters | 290 |  | 22 |  |  | 0.96 |  | Outdoor | Rooftop
NJSTRE1545520419 |  | Transition Incentive Program | HAMILTON TWP | 8690 | 12 | 12.51 | Residential | Yes | Behind the Meter | Net-metered residential rooftop and canopy |  | None | Sunrun Installation Services, Inc. | PSE&G | Accepted | 2020-08-28 | 2020-09-02 | 2021-10-30 | Enphase Energy | IQ7-60-x-US (240V) | Inverters | 240 |  | 41 |  |  | 0.96 |  | Outdoor | Rooftop
NJSTRE1545523162 |  | Transition Incentive Program | Toms River | 8753 | 18 | 9.6 | Residential | No | Behind the Meter | Net-metered residential rooftop and canopy |  | None | Posigen NJ LLC | JCP&L | Accepted | 2020-08-31 | 2020-09-03 | 2021-10-30 | SolarEdge | SE10000H-US | Inverters | 10000 |  | 1 |  |  | 0.99 |  | Outside | within ten feet of meter
NJSTRE1545523237 |  | Transition Incentive Program | Toms River | 8753 | 18 | 8.38 | Residential | Yes | Behind the Meter | Net-metered residential rooftop and canopy |  | None | Trinity Solar | JCP&L | Accepted | 2020-08-31 | 2020-09-02 | 2021-10-30 | SOLAR EDGE | SE7600H-US | Inverters | 7600 |  | 1 |  |  | 0.97 |  | Outside | SIDE OF HOME
NJSTRE1545523268 |  | Transition Incentive Program | Pennsville | 8070 | 16 | 8.04 | Residential | No | Behind the Meter | Net-metered residential rooftop and canopy |  | None | Vision Solar LLC | AC Electric | Accepted | 2020-08-31 | 2020-09-03 | 2021-10-30 | ENPHASE | IQ7-60-2-US | Inverters | 0.24 |  | 24 |  |  | 0.96 |  | Other | behind each panel
NJSTRE1545523401 |  | Transition Incentive Program | Jackson | 8527 | 18 | 7.82 | Residential | No | Behind the Meter | Net-metered residential rooftop and canopy |  | None | Tesla Energy Operations Inc. | JCP&L | Accepted | 2020-08-31 | 2020-09-02 | 2021-10-30 | SolarEdge Technologies | SE7600H-US [240V] | Inverters | 7600 |  | 1 |  |  | 0.99 |  | Outside | Outside
NJSTRE1545523519 |  | Transition Incentive Program | Teaneck | 7666 | 7 | 11.88 | Residential | No | Behind the Meter | Net-metered residential rooftop and canopy |  | None | Green Power Energy | PSE&G | Accepted | 2020-08-31 | 2020-09-03 | 2021-10-30 | Enphase Energy | IQ7OLUS-72-2-US | Inverters | 0.29 |  | 33 |  |  | 0.975 |  | Outside | next to meter
NJSTRE1545586198 |  | Transition Incentive Program | toms river | 8753 | 18 | 4.8 | Residential | No | Behind the Meter | Net-metered residential rooftop and canopy |  | None | Orbit Energy & Power, LLC | AC Electric | Accepted | 2020-09-15 | 2020-09-16 | 2021-10-30 | enphase | iq7-60-2-us | Inverters | 0.24 |  | 15 |  |  | 0.99 |  | Other | behind panels
NJSTRE1545586383 |  | Transition Incentive Program | Pennsauken TWP | 8109 | 14 | 6.18 | Residential | Yes | Behind the Meter | Net-metered residential rooftop and canopy |  | None | Sunbound Solar | PSE&G | Accepted | 2020-09-15 | 2020-09-17 | 2021-10-30 | Solaredge | SE7600H-US [SI1] | Inverters | 32 |  | 1 |  |  | 0.987 |  | Outside | Next to disconnect
NJSTRE1545586431 |  | Transition Incentive Program | pleasantville | 8232 | 19 | 6.08 | Residential | Yes | Behind the Meter | Net-metered residential rooftop and canopy |  | None | Orbit Energy & Power, LLC | AC Electric | Accepted | 2020-09-15 | 2020-09-17 | 2021-10-30 | enphase | iq7-60-2-us | Inverters | 0.24 |  | 19 |  |  | 0.99 |  | Other | behind panels
NJSTRE1545586419 |  | Transition Incentive Program | River Vale | 7675 | 7 | 12.96 | Residential | No | Behind the Meter | Net-metered residential rooftop and canopy |  | None | Public Service Solar | PSE&G | Accepted | 2020-09-15 | 2020-09-17 | 2021-10-30 | Enphase | iQ7+ | Inverters | 0.29 |  | 36 |  |  | 0.96 |  | Outdoor | Roof mount under panels
NJSTRE1545586919 |  | Transition Incentive Program | Glassboro | 8028 | 15 | 5.85 | Residential | Yes | Behind the Meter | Net-metered residential rooftop and canopy |  | None | Vivint Solar Developer, LLC | AC Electric | Accepted | 2020-09-19 | 2020-09-21 | 2021-10-30 | Solar Edge | SE3800H-US | Inverters | 3800 |  | 1 |  |  | 0.992 |  | Outdoor | Near the Utility Meter
NJSTRE1545586951 |  | Transition Incentive Program | Howell | 7731 | 17 | 20.74 | Residential | Yes | Behind the Meter | Net-metered residential rooftop and canopy |  | None | Trinity Solar | JCP&L | Accepted | 2020-09-15 | 2020-09-17 | 2021-10-30 | Solar Edge | SE5000 | Inverters | 5000 |  | 1 |  |  | 0.97 |  | Outside | side of home
NJSTRE1545586960 |  | Transition Incentive Program | Bayville | 8721 | 18 | 12.58 | Residential | Yes | Behind the Meter | Net-metered residential rooftop and canopy |  | None | Trinity Solar | JCP&L | Accepted | 2020-09-15 | 2020-09-17 | 2021-10-30 | Solar Edge | SE10000 | Inverters | 10000 |  | 1 |  |  | 0.97 |  | Outside | side of home
NJSTRE1545586956 |  | Transition Incentive Program | Bellmawr | 8031 | 14 | 7.15 | Residential | No | Behind the Meter | Net-metered residential rooftop and canopy |  | None | SunnyMac LLC | PSE&G | Accepted | 2020-09-15 | 2020-09-17 | 2021-10-30 | Solaredge | SE6000H-US | Inverters | 6000 |  | 1 |  |  | 0.99 |  | Outdoor | Next to Meter
NJSTRE1545586358 |  | Transition Incentive Program | Cherry Hill | 8002 | 14 | 24.12 | Residential | No | Behind the Meter | Net-metered residential rooftop and canopy |  | None | Kamtech Solar Solutions | PSE&G | Accepted | 2020-09-15 | 2020-09-17 | 2021-10-30 | Emphase | Emphase1Q7XS | Inverters | 315 |  | 72 |  |  | 0.96 |  | Other | ROOF TOP
NJSTRE1545587022 |  | Transition Incentive Program | Mount Ephraim | 8059 | 14 | 5.44 | Residential | Yes | Behind the Meter | Net-metered residential rooftop and canopy |  | None | Trinity Solar | PSE&G | Accepted | 2020-09-15 | 2020-09-17 | 2021-10-30 | SOLAR EDGE | SE5000H-US | Inverters | 5000 |  | 1 |  |  | 0.97 |  | Outside | SIDE OF HOME
NJSTRE1545587316 |  | Transition Incentive Program | Saddle River | 7458 | 7 | 16.32 | Residential | Yes | Behind the Meter | Net-metered residential rooftop and canopy |  | None | Tesla Energy Operations Inc. | Orange Rockland Electric | Accepted | 2020-09-15 | 2020-09-17 | 2021-10-30 | SolarEdge Technologies | SE7600H-US [240V] | Inverters | 7600 |  | 2 |  |  | 0.99 |  | Outside | Outside
NJSTRE1545587403 |  | Transition Incentive Program | Berlin | 8009 | 14 | 10.5 | Residential | Yes | Behind the Meter | Net-metered residential rooftop and canopy |  | None | Pro Custom Solar dba Momentum Solar | AC Electric | Accepted | 2020-09-15 | 2020-09-17 | 2021-10-30 | Enphase | IQ7PLUS-72-2-US | Inverters | 290 |  | 30 |  |  | 0.97 |  | Outdoor | Roof
NJSTRE1545590603 |  | Transition Incentive Program | Kresson | 8053 | 13 | 20.5 | Residential | No | Behind the Meter | Net-metered residential rooftop and canopy |  | None | SunPower Corporation, Systems | AC Electric | Accepted | 2020-09-16 | 2020-09-17 | 2021-10-30 | SunPower | SPR-A410-G-AC | Inverters | 349 |  | 50 |  |  | 0.97 |  | Other | under each panel
NJSTRE1545383498 | NJSRRE1542982272 | Transition Incentive Program | Hamilton Twp Mer | 8609 | 12 | 5.12 | Residential | Yes | Behind the Meter | Behind the Meter |  | None | Skyline Solar, LLC | PSE&G | Eligible for TI Program | 2019-11-05 | 2019-11-07 | 2021-10-30 | Hanwha Q-Cells | Q.PEAK DUO-G5 320 | Solar Panels |  | 0.32 | 16 | 141231 | 34 |  | Fixed | Roof
NJSTRE1545383499 | NJSRRE1542554111 | Transition Incentive Program | Union Twp Uni | 7083 | 10 | 6.67 | Residential | No | Behind the Meter | Behind the Meter |  | None | Sunrun Installation Services, Inc. | PSE&G | Eligible for TI Program | 2019-10-17 | 2019-10-21 | 2021-10-30 | REC Solar | REC290TP2 BLK | Solar Panels |  | 0.29 | 12 | 129 | 34 |  | Fixed | Roof
NJSTRE1545383506 | NJSRRE1543067476 | Transition Incentive Program | Franklin Township | 8873 | 5 | 15.84 | Residential | No | Behind the Meter | Behind the Meter |  | None | Green Power Energy | PSE&G | Eligible for TI Program | 2019-11-12 | 2019-11-14 | 2021-10-30 | Panasonic | VBHN330SA17 | Solar Panels |  | 0.33 | 21 | 280 | 30 |  | Fixed | Roof
NJSTRE1545383508 | NJSRRE1543056220 | Transition Incentive Program | PENNSAUKEN | 8110 | 14 | 4.41 | Residential | Yes | Behind the Meter | Net-metered residential rooftop and canopy |  | None | Vivint Solar Developer, LLC | PSE&G | Accepted | 2019-11-07 | 2019-11-12 | 2021-10-30 | Hanwha | Q.PEAK BLK G5 315 | Solar Panels |  | 0.315 | 6 | 328 | 13 |  | Fixed | Roof
NJSTRE1545383509 | NJSRRE1543417187 | Transition Incentive Program | Belleville | 7109 | 9 | 6.93 | Residential | No | Behind the Meter | Net-metered residential rooftop and canopy |  | None | Suntuity Solar LLC | PSE&G | Accepted | 2019-11-18 | 2019-11-20 | 2021-10-30 | Yingli Green Energy | YL315D-30b | Solar Panels |  | 0.315 | 22 | 193 | 1 |  | Fixed | Roof
NJSTRE1545383516 | NJSRRE1542554451 | Transition Incentive Program | Newark | 7106 | 9 | 4.73 | Residential | Yes | Behind the Meter | Behind the Meter |  | None | Pro Custom Solar dba Momentum Solar | PSE&G | Eligible for TI Program | 2019-10-17 | 2019-10-21 | 2021-10-30 | HANWHA | Q.PEAK DUO BLK-G5 315 | Solar Panels |  | 0.315 | 5 | 195 | 24 |  | Fixed | Roof
NJSTRE1545383526 | NJSRRE1542832689 | Transition Incentive Program | WEST WINDSOR TWP | 8540 | 12 | 8.76 | Residential | No | Behind the Meter | Behind the Meter |  | None | Sunrun Installation Services, Inc. | PSE&G | Eligible for TI Program | 2019-10-30 | 2019-11-01 | 2021-10-30 | LG Electronics | LG365Q1C-V5 | Solar Panels |  | 0.365 | 8 | 188 | 34 |  | Fixed | Roof
NJSTRE1545383529 | NJSRRE1542457453 | Transition Incentive Program | Pompton Lakes | 7442 | 6 | 8.7 | Residential | Yes | Behind the Meter | Behind the Meter |  | None | Sunrun Installation Services, Inc. | JCP&L | Eligible for TI Program | 2019-09-27 | 2019-10-01 | 2021-10-30 | REC Solar | REC290TP2 BLK | Solar Panels |  | 0.29 | 15 | 261 | 27 |  | Fixed | Roof
NJSTRE1545383537 | NJSRRE1542967138 | Transition Incentive Program | Weekstown | 8215 | 19 | 13.02 | Residential | Yes | Behind the Meter | Behind the Meter |  | None | All Season Solar | AC Electric | Eligible for TI Program | 2019-11-05 | 2019-11-07 | 2021-10-30 | Trina | TSM DD05H.05II 310W AUG 2019 | Solar Panels |  | 0.31 | 42 | 114 | 30 |  | Fixed | Roof
NJSTRE1545383538 | NJSRRE1542441551 | Transition Incentive Program | LANOKA HARBOR | 8734 | 18 | 11.04 | Residential | Yes | Behind the Meter | Behind the Meter |  | None | Pro Custom Solar dba Momentum Solar | JCP&L | Eligible for TI Program | 2019-09-25 | 2019-09-27 | 2021-10-30 | LG ELECTRONICS | LG 345N1C-V5 | Solar Panels |  | 0.345 | 21 | 184 | 17 |  | Fixed | Roof
NJSTRE1545383542 | NJSRRE1542515340 | Transition Incentive Program | Clifton | 7014 | 6 | 14 | Residential | Yes | Behind the Meter | Net-metered residential rooftop and canopy |  | None | SunPower Corporation, Systems | PSE&G | Accepted |  | 2019-10-10 | 2021-10-30 | SUNPOWER | SPR-A400-G-AC | Solar Panels |  | 0.4 | 17 | 215 | 25 |  | Fixed | Roof
NJSTRE1545586871 |  | Transition Incentive Program | North Plainfield | 7063 | 10 | 8 | Residential | No | Behind the Meter | Net-metered residential rooftop and canopy |  | None | New Jersey Suntech | PSE&G | Accepted | 2020-09-15 | 2020-09-17 | 2021-10-30 | Solaredge | SE6000-US | Inverters | 6000 |  | 1 |  |  | 0.97 |  | Outside | Side of house
NJSTRE1545383463 | NJSRRE1542430956 | Transition Incentive Program | PLAINFIELD | 7060 | 10 | 10.71 | Residential | Yes | Behind the Meter | Net-metered residential rooftop and canopy |  | None | Vivint Solar Developer, LLC | PSE&G | Accepted | 2019-09-24 | 2019-09-26 | 2021-10-30 | HANWHA SOLAR | Q.PEAK BLK-G5 315 | Solar Panels |  | 0.315 | 16 | 167 | 42 |  | Fixed | Roof
NJSTRE1545383466 | NJSRRE1542713743 | Transition Incentive Program | Metuchen | 8840 | 11 | 3.48 | Residential | Yes | Behind the Meter | Behind the Meter |  | None | Sunrun Installation Services, Inc. | PSE&G | Eligible for TI Program | 2019-10-29 | 2019-10-31 | 2021-10-30 | REC Solar | REC290TP2 BLK | Solar Panels |  | 0.29 | 3 | 227 | 19 |  | Fixed | Roof
NJSTRE1545383467 | NJSRRE1543041720 | Transition Incentive Program | Lakehurst | 8733 | 18 | 8.82 | Residential | Yes | Behind the Meter | Behind the Meter |  | None | Pro Custom Solar dba Momentum Solar | JCP&L | Eligible for TI Program | 2019-11-06 | 2019-11-11 | 2021-10-30 | HANWHA | Q.PEAK DUO BLK-G5 315 | Solar Panels |  | 0.315 | 18 | 176 | 30 |  | Fixed | Roof
NJSTRE1545383471 | NJSRRE1542909162 | Transition Incentive Program | Hamilton Township | 8619 | 12 | 6.6 | Residential | Yes | Behind the Meter | Behind the Meter |  | None | Sunrun Installation Services, Inc. | PSE&G | Eligible for TI Program | 2019-11-04 | 2019-11-06 | 2021-10-30 | LG Electronics | LG330N1C-A5 | Solar Panels |  | 0.33 | 8 | 263 | 30 |  | Fixed | Roof
NJSTRE1545383475 | NJSRRE1542573274 | Transition Incentive Program | North Plainfield | 7060 | 10 | 10.73 | Residential | Yes | Behind the Meter | Behind the Meter |  | None | Sunrun Installation Services, Inc. | PSE&G | Eligible for TI Program | 2019-10-21 | 2019-10-23 | 2021-10-30 | REC Solar | REC290TP2 BLK | Solar Panels |  | 0.29 | 25 | 138 | 34 |  | Fixed | Roof
NJSTRE1545383480 | NJSRRE1542909264 | Transition Incentive Program | Egg Harbor Township | 8234 | 19 | 20.88 | Residential | Yes | Behind the Meter | Behind the Meter |  | None | Sunrun Installation Services, Inc. | AC Electric | Eligible for TI Program | 2019-11-04 | 2019-11-06 | 2021-10-30 | REC Solar | REC290TP2 BLK | Solar Panels |  | 0.29 | 27 | 245 | 30 |  | Fixed | Roof
NJSTRE1545383481 | NJSRRE1543042498 | Transition Incentive Program | NEWARK | 7112 | 9 | 3.78 | Residential | Yes | Behind the Meter | Net-metered residential rooftop and canopy |  | None | Vivint Solar Developer, LLC | PSE&G | Accepted | 2019-11-06 | 2019-11-11 | 2021-10-30 | HANWHA SOLAR | Q.PEAK BLK-G5 315 | Solar Panels |  | 0.315 | 12 | 126 | 27 |  | Fixed | Roof
NJSTRE1545383487 | NJSRRE1542512791 | Transition Incentive Program | Montclair | 7042 | 9 | 8.91 | Residential | No | Behind the Meter | Behind the Meter |  | None | Sunrun Installation Services, Inc. | PSE&G | Eligible for TI Program | 2019-10-07 | 2019-10-10 | 2021-10-30 | LG Electronics | LG330N1C-A5 | Solar Panels |  | 0.33 | 5 | 292 | 43 |  | Fixed | Roof
NJSTRE1545383493 | NJSRRE1542486825 | Transition Incentive Program | phillipsburg | 8865 | 2 | 10.46 | Residential | Yes | Behind the Meter | Net-metered residential rooftop and canopy |  | None | Vision Solar LLC | JCP&L | Accepted | 2019-10-02 | 2019-10-04 | 2021-10-30 | sunpower | e20-327-e-ac | Solar Panels |  | 0.327 | 16 | 156 | 38 |  | Fixed | Roof
NJSTRE1545383499 | NJSRRE1542554111 | Transition Incentive Program | Union Twp Uni | 7083 | 10 | 6.67 | Residential | No | Behind the Meter | Behind the Meter |  | None | Sunrun Installation Services, Inc. | PSE&G | Eligible for TI Program | 2019-10-17 | 2019-10-21 | 2021-10-30 | REC Solar | REC290TP2 BLK | Solar Panels |  | 0.29 | 11 | 309 | 34 |  | Fixed | Roof
NJSTRE1545383500 | NJSRRE1542500995 | Transition Incentive Program | Linden | 7036 | 10 | 10.4 | Residential | Yes | Behind the Meter | Net-metered residential rooftop and canopy |  | None | Vivint Solar Developer, LLC | PSE&G | Accepted | 2019-10-18 | 2019-10-21 | 2021-10-30 | Hanwha Solar | Q.PEAK BLK-G5 315 | Solar Panels |  | 0.315 | 5 | 43 | 40 |  | Fixed | Roof
NJSTRE1545383504 | NJSRRE1542524942 | Transition Incentive Program | Jersey City | 7302 | 8 | 6.62 | Residential | No | Behind the Meter | Net-metered residential rooftop and canopy |  | None | Tesla Energy Operations | PSE&G | Accepted | 2019-10-10 | 2019-10-14 | 2021-10-30 | Hanwha Q-Cells | Q.Peak DUO BLK-G5/SC315 | Solar Panels |  | 0.315 | 9 | 7 | 18 |  | Fixed | Roof | OUTSIDE
NJSTRE1545383502 | NJSRRE1542528758 | Transition Incentive Program | Paterson City | 7524 | 6 | 4.64 | Residential | Yes | Behind the Meter | Behind the Meter |  | None | Sunrun Installation Services, Inc. | PSE&G | Eligible for TI Program | 2019-10-11 | 2019-10-15 | 2021-10-30 | REC Solar | REC290TP2 BLK | Solar Panels |  | 0.29 | 16 | 102 | 34 |  | Fixed | Roof
NJSTRE1545383507 | NJSRRE1542568593 | Transition Incentive Program | Rahway | 7065 | 10 | 7.44 | Residential | No | Behind the Meter | Net-metered residential rooftop and canopy |  | None | Whitman Construction, LLC | PSE&G | Accepted |  | 2019-10-23 | 2021-10-30 | Trina Solar | TSM-310DD05A | Solar Panels |  | 0.31 | 2 | 140 | 12 |  | Fixed | Roof
NJSTRE1545383512 | NJSRRE1542476153 | Transition Incentive Program | West Berlin | 8091 | 14 | 22.77 | Residential | Yes | Behind the Meter | Behind the Meter |  | None | Pro Custom Solar dba Momentum Solar | AC Electric | Eligible for TI Program | 2019-10-01 | 2019-10-03 | 2021-10-30 | LG ELECTRONICS | LG 345N1C-V5 | Solar Panels |  | 0.345 | 6 | 309 | 10 |  | Fixed | Roof
NJSTRE1545383512 | NJSRRE1542476153 | Transition Incentive Program | West Berlin | 8091 | 14 | 22.77 | Residential | Yes | Behind the Meter | Behind the Meter |  | None | Pro Custom Solar dba Momentum Solar | AC Electric | Eligible for TI Program | 2019-10-01 | 2019-10-03 | 2021-10-30 | LG ELECTRONICS | LG 345N1C-V5 | Solar Panels |  | 0.345 | 21 | 309 | 19 |  | Fixed | Roof
NJSTRE1545383524 | NJSRRE1542510348 | Transition Incentive Program | TEANECK | 7666 | 7 | 6.62 | Residential | Yes | Behind the Meter | Net-metered residential rooftop and canopy |  | None | Vivint Solar Developer, LLC | PSE&G | Accepted | 2019-10-05 | 2019-10-09 | 2021-10-30 | Hanwha solar | Q.PEAK BLK-G5 315w | Solar Panels |  | 0.315 | 7 | 167 | 25 |  | Fixed | Roof
NJSTRE1545383527 | NJSRRE1542554261 | Transition Incentive Program | Monroe Township | 8831 | 11 | 9.57 | Residential | No | Behind the Meter | Behind the Meter |  | None | Sunrun Installation Services, Inc. | JCP&L | Eligible for TI Program | 2019-10-17 | 2019-10-21 | 2021-10-30 | LG Electronics | LG330N1C-A5 | Solar Panels |  | 0.33 | 29 | 221 | 37 |  | Fixed | Roof
NJSTRE1545383529 | NJSRRE1542457453 | Transition Incentive Program | Pompton Lakes | 7442 | 6 | 8.7 | Residential | Yes | Behind the Meter | Behind the Meter |  | None | Sunrun Installation Services, Inc. | JCP&L | Eligible for TI Program | 2019-09-27 | 2019-10-01 | 2021-10-30 | REC Solar | REC290TP2 BLK | Solar Panels |  | 0.29 | 15 | 81 | 27 |  | Fixed | Roof
NJSTRE1545383533 | NJSRRE1542911455 | Transition Incentive Program | Montague | 7827 | 1 | 12.92 | Residential | Yes | Behind the Meter | Net-metered residential rooftop and canopy |  | None | Suntuity Solar LLC | JCP&L | Accepted | 2019-11-05 | 2019-11-06 | 2021-10-30 | Yingli Green Energy | YL315D-30b | Solar Panels |  | 0.315 | 9 | 214 | 25 |  | Fixed | Roof
NJSTRE1545383533 | NJSRRE1542911455 | Transition Incentive Program | Montague | 7827 | 1 | 12.92 | Residential | Yes | Behind the Meter | Net-metered residential rooftop and canopy |  | None | Suntuity Solar LLC | JCP&L | Accepted | 2019-11-05 | 2019-11-06 | 2021-10-30 | Yingli Green Energy | YL315D-30b | Solar Panels |  | 0.315 | 7 | 214 | 32 |  | Fixed | Roof
NJSTRE1545383539 | NJSRRE1542528431 | Transition Incentive Program | East Brunswick | 8816 | 11 | 7.37 | Residential | Yes | Behind the Meter | Behind the Meter |  | None | Pro Custom Solar dba Momentum Solar | PSE&G | Eligible for TI Program | 2019-10-11 | 2019-10-15 | 2021-10-30 | LG Electronics | LG 335N1C-V5 | Solar Panels |  | 0.335 | 22 | 145 | 43 |  | Fixed | Roof
NJSTRE1545383544 | NJSRRE1542541533 | Transition Incentive Program | Paterson | 7514 | 6 | 7.88 | Residential | Yes | Behind the Meter | Behind the Meter |  | None | Trinity Solar | PSE&G | Eligible for TI Program | 2019-10-14 | 2019-10-16 | 2021-10-30 | HANWHA | Q.PEAK DUO BLK-G5 315 | Solar Panels |  | 0.315 | 3 | 13 | 18 |  | Fixed | Roof
NJSTRE1545383545 | NJSRRE1542494064 | Transition Incentive Program | BRICK | 8724 | 18 | 4.73 | Residential | Yes | Behind the Meter | Net-metered residential rooftop and canopy |  | None | Vivint Solar Developer, LLC | JCP&L | Accepted | 2019-10-02 | 2019-10-04 | 2021-10-30 | Hanwha | Q.PEAK BLK-G5 315w | Solar Panels |  | 0.315 | 4 | 148 | 13 |  | Fixed | Roof
NJSTRE1545383510 | NJSRRE1542553799 | Transition Incentive Program | Sicklerville | 8081 | 14 | 5.36 | Residential | Yes | Behind the Meter | Behind the Meter |  | None | Trinity Solar | AC Electric | Eligible for TI Program | 2019-10-17 | 2019-10-21 | 2021-10-30 | HANWHA | Q.PEAK DUO BLK-G5 315 | Solar Panels |  | 0.315 | 15 | 153 | 27 |  | Fixed | Roof
NJSTRE1545383515 | NJSRRE1542584354 | Transition Incentive Program | Deptford | 8096 | 15 | 15.19 | Residential | Yes | Behind the Meter | Behind the Meter |  | None | Orbit Energy & Power, LLC | PSE&G | Eligible for TI Program | 2019-10-25 | 2019-10-28 | 2021-10-30 | trina | tsm 310 | Solar Panels |  | 0.31 | 15 | 226 | 24 |  | Fixed | Roof
NJSTRE1545383519 | NJSRRE1542447300 | Transition Incentive Program | Monroe Township | 8831 | 11 | 12.6 | Residential | Yes | Behind the Meter | Net-metered residential rooftop and canopy |  | None | Vivint Solar Developer, LLC | JCP&L | Accepted | 2019-09-27 | 2019-10-01 | 2021-10-30 | Hanwha | Q.PEAK BLK-G5 315 | Solar Panels |  | 0.315 | 8 | 302 | 33 |  | Fixed | Roof
NJSTRE1545383525 | NJSRRE1542573280 | Transition Incentive Program | Dover | 7801 | 3 | 8.41 | Residential | Yes | Behind the Meter | Behind the Meter |  | None | Sunrun Installation Services, Inc. | JCP&L | Eligible for TI Program | 2019-10-21 | 2019-10-23 | 2021-10-30 | REC Solar | REC290TP2 BLK | Solar Panels |  | 0.29 | 14 | 320 | 30 |  | Fixed | Roof
NJSTRE1545383525 | NJSRRE1542573280 | Transition Incentive Program | Dover | 7801 | 3 | 8.41 | Residential | Yes | Behind the Meter | Behind the Meter |  | None | Sunrun Installation Services, Inc. | JCP&L | Eligible for TI Program | 2019-10-21 | 2019-10-23 | 2021-10-30 | REC Solar | REC290TP2 BLK | Solar Panels |  | 0.29 | 1 | 50 | 33 |  | Fixed | Roof
NJSTRE1545383531 | NJSRRE1542967111 | Transition Incentive Program | Manahawkin | 8050 | 18 | 14.72 | Residential | Yes | Behind the Meter | Net-metered residential rooftop and canopy |  | None | SunPower Corporation, Systems | AC Electric | Accepted |  | 2019-11-07 | 2021-10-30 | SUNPOWER | SPR-E20-327-E-AC | Solar Panels |  | 0.327 | 7 | 88 | 30 |  | Fixed | Roof
NJSTRE1545383531 | NJSRRE1542967111 | Transition Incentive Program | Manahawkin | 8050 | 18 | 14.72 | Residential | Yes | Behind the Meter | Net-metered residential rooftop and canopy |  | None | SunPower Corporation, Systems | AC Electric | Accepted |  | 2019-11-07 | 2021-10-30 | SUNPOWER | SPR-E20-327-E-AC | Solar Panels |  | 0.327 | 6 | 178 | 25 |  | Fixed | Roof
NJSTRE1545383536 | NJSRRE1542642827 | Transition Incentive Program | WESTWOOD | 7675 | 7 | 6.62 | Residential | Yes | Behind the Meter | Net-metered residential rooftop and canopy |  | None | Vivint Solar Developer, LLC | PSE&G | Accepted | 2019-10-25 | 2019-10-29 | 2021-10-30 | Hanwha | Q.PEAK BLK-G5 315 | Solar Panels |  | 0.315 | 8 | 17 | 25 |  | Fixed | Roof
NJSTRE1545383542 | NJSRRE1542515340 | Transition Incentive Program | Clifton | 7014 | 6 | 14 | Residential | Yes | Behind the Meter | Net-metered residential rooftop and canopy |  | None | SunPower Corporation, Systems | PSE&G | Accepted |  | 2019-10-10 | 2021-10-30 | SUNPOWER | SPR-A400-G-AC | Solar Panels |  | 0.4 | 14 | 35 | 25 |  | Fixed | Roof
NJSTRE1545383548 | NJSRRE1542765475 | Transition Incentive Program | Egg Harbor Township | 8234 | 19 | 8.78 | Residential | No | Behind the Meter | Behind the Meter |  | None | Green Power Energy | AC Electric | Eligible for TI Program | 2019-10-30 | 2019-11-01 | 2021-10-30 | Panasonic | VBHN325KA03 | Solar Panels |  | 0.325 | 27 | 242 | 27 |  | Fixed | Roof
NJSTRE1545383558 | NJSRRE1542424854 | Transition Incentive Program | Cherry Hill | 8002 | 14 | 32.13 | Residential | Yes | Behind the Meter | Behind the Meter |  | None | Trinity Solar | PSE&G | Eligible for TI Program | 2019-09-20 | 2019-09-24 | 2021-10-30 | HANWHA | Q.PEAK DUO BLK-G5 315 | Solar Panels |  | 0.315 | 7 | 191 | 26 |  | Fixed | Roof
NJSTRE1545383558 | NJSRRE1542424854 | Transition Incentive Program | Cherry Hill | 8002 | 14 | 32.13 | Residential | Yes | Behind the Meter | Behind the Meter |  | None | Trinity Solar | PSE&G | Eligible for TI Program | 2019-09-20 | 2019-09-24 | 2021-10-30 | HANWHA | Q.PEAK DUO BLK-G5 315 | Solar Panels |  | 0.315 | 45 | 180 | 30 |  | Fixed | Roof
NJSTRE1545383564 | NJSRRE1542523733 | Transition Incentive Program | Philipsburg | 8865 | 2 | 9.32 | Residential | Yes | Behind the Meter | Behind the Meter |  | None | Pro Custom Solar dba Momentum Solar | JCP&L | Eligible for TI Program | 2019-10-10 | 2019-10-14 | 2021-10-30 | LG Electronics | LG 345N1C-V5 | Solar Panels |  | 0.345 | 3 | 322 | 41 |  | Fixed | Roof
NJSTRE1545586875 |  | Transition Incentive Program | Ewing | 8638 | 12 | 6.46 | Residential | Yes | Behind the Meter | Net-metered residential rooftop and canopy |  | None | Trinity Solar | PSE&G | Accepted | 2020-09-15 | 2020-09-17 | 2021-10-30 | Solar Edge | SE5000H-US | Inverters | 5000 |  | 1 |  |  | 0.97 |  | Outside | side of home
NJSTRE1545586962 |  | Transition Incentive Program | Tuckerton | 8087 | 18 | 3.4 | Residential | Yes | Behind the Meter | Net-metered residential rooftop and canopy |  | None | Trinity Solar | AC Electric | Accepted | 2020-09-15 | 2020-09-17 | 2021-10-30 | SOLAR EDGE | SE3000H-US | Inverters | 3000 |  | 1 |  |  | 0.97 |  | Outside | SIDE OF HOME
NJSTRE1545586992 |  | Transition Incentive Program | Millville | 8332 | 20 | 3.06 | Residential | Yes | Behind the Meter | Net-metered residential rooftop and canopy |  | None | Trinity Solar | AC Electric | Accepted | 2020-09-15 | 2020-09-17 | 2021-10-30 | Solar Edge | SE3000 | Inverters | 3000 |  | 1 |  |  | 0.97 |  | Outside | side of home
NJSTRE1545586999 |  | Transition Incentive Program | LINWOOD | 8221 | 19 | 3.9 | Residential | Yes | Behind the Meter | Net-metered residential rooftop and canopy |  | None | Vivint Solar Developer, LLC | AC Electric | Accepted | 2020-09-19 | 2020-09-21 | 2021-10-30 | Solar Edge | SE3800H-US | Inverters | 3800 |  | 1 |  |  | 0.992 |  | Outdoor | Near the Utility Meter
NJSTRE1545586985 |  | Transition Incentive Program | Egg Harbor Township | 8234 | 19 | 12.03 | Residential | Yes | Behind the Meter | Net-metered residential rooftop and canopy |  | None | Sun Up Zero Down | AC Electric | Accepted | 2020-09-15 | 2020-09-17 | 2021-10-30 | Enphase | IQ7-60-2-US | Inverters | 240 |  | 37 |  |  | 0.976 |  | Outside | behind panel
NJSTRE1545587032 |  | Transition Incentive Program | Toms River | 8755 | 18 | 6.46 | Residential | Yes | Behind the Meter | Net-metered residential rooftop and canopy |  | None | Trinity Solar | JCP&L | Accepted | 2020-09-15 | 2020-09-17 | 2021-10-30 | Solar Edge | SE5000H-US | Inverters | 5000 |  | 1 |  |  | 0.97 |  | Outside | side of home
NJSTRE1545587042 |  | Transition Incentive Program | Fort Lee | 7605 | 7 | 5.78 | Residential | Yes | Behind the Meter | Net-metered residential rooftop and canopy |  | None | Trinity Solar | PSE&G | Accepted | 2020-09-15 | 2020-09-17 | 2021-10-30 | SOLAR EDGE | SE5000H-US | Inverters | 5000 |  | 1 |  |  | 0.97 |  | Outdoor | SIDE OF HOME
NJSTRE1545587292 |  | Transition Incentive Program | Franklinville | 8322 | 15 | 18.7 | Residential | Yes | Behind the Meter | Net-metered residential rooftop and canopy |  | None | Trinity Solar | AC Electric | Accepted | 2020-09-15 | 2020-09-17 | 2021-10-30 | Solar Edge | SE10000H-US | Inverters | 10000 |  | 1 |  |  | 0.97 |  | Outside | side of home
NJSTRE1545587292 |  | Transition Incentive Program | Franklinville | 8322 | 15 | 18.7 | Residential | Yes | Behind the Meter | Net-metered residential rooftop and canopy |  | None | Trinity Solar | AC Electric | Accepted | 2020-09-15 | 2020-09-17 | 2021-10-30 | Solar Edge | SE6000H-US | Inverters | 6000 |  | 1 |  |  | 0.97 |  | Outside | side of home
NJSTRE1545587309 |  | Transition Incentive Program | Long Branch | 7740 | 17 | 6.1 | Residential | No | Behind the Meter | Net-metered residential rooftop and canopy |  | None | Sunrun Installation Services, Inc. | JCP&L | Accepted | 2020-09-15 | 2020-09-17 | 2021-10-30 | Enphase Energy | IQ7-60-x-US (240V) | Inverters | 240 |  | 20 |  |  | 0.96 |  | Outdoor | Rooftop
NJSTRE1545587313 |  | Transition Incentive Program | Pleasantville | 8232 | 19 | 9.92 | Residential | Yes | Behind the Meter | Net-metered residential rooftop and canopy |  | None | Acos Energy, LLC | AC Electric | Accepted | 2020-09-15 | 2020-09-18 | 2021-10-30 | Enphase | IQ7 | Inverters | 0.24 |  | 31 |  |  | 0.97 |  | Outside | roof
NJSTRE1545587340 |  | Transition Incentive Program | Piscataway | 8854 | 11 | 5.44 | Residential | Yes | Behind the Meter | Net-metered residential rooftop and canopy |  | None | Trinity Solar | PSE&G | Accepted | 2020-09-15 | 2020-09-17 | 2021-10-30 | solar edge | SE5000 | Inverters | 5000 |  | 1 |  |  | 0.97 |  | Outside | side of home
NJSTRE1545587333 |  | Transition Incentive Program | MYSTIC ISLANDS | 8087 | 18 | 4.36 | Residential | No | Behind the Meter | Net-metered residential rooftop and canopy |  | None | Public Service Solar | AC Electric | Accepted | 2020-09-15 | 2020-09-17 | 2021-10-30 | Enphase | iQ7+ | Inverters | 0.24 |  | 13 |  |  | 0.96 |  | Outdoor | roof mount under panels
NJSTRE1545523757 |  | Transition Incentive Program | Willingboro | 8046 | 13 | 8.05 | Residential | Yes | Behind the Meter | Net-metered residential rooftop and canopy |  | None | Pro Custom Solar dba Momentum Solar | PSE&G | Accepted | 2020-08-31 | 2020-09-03 | 2021-10-30 | Enphase | IQ7Plus-72-2-US | Inverters | 290 |  | 23 |  |  | 0.97 |  | Outdoor | Roof
NJSTRE1545523841 |  | Transition Incentive Program | Old Bridge | 8857 | 11 | 6.9 | Residential | No | Behind the Meter | Net-metered residential rooftop and canopy |  | None | Power Home Remodeling Group | JCP&L | Final As-Built Received | 2020-08-31 | 2020-09-03 | 2021-10-30 | SolarEdge | SE5000H-US | Inverters | 5000 |  | 1 |  |  | 0.99 |  | Outdoor | Near Meter
NJSTRE1545523914 |  | Transition Incentive Program | BRICK | 8724 | 18 | 10.37 | Residential | Yes | Behind the Meter | Net-metered residential rooftop and canopy |  | None | Sunrun Installation Services, Inc. | JCP&L | Accepted | 2020-08-31 | 2020-09-03 | 2021-10-30 | Enphase Energy | IQ7-60-x-US (240V) | Inverters | 240 |  | 34 |  |  | 0.96 |  | Outdoor | Rooftop
NJSTRE1545524012 |  | Transition Incentive Program | Mt. Laurel | 8054 | 13 | 10.4 | Residential | No | Behind the Meter | Net-metered residential rooftop and canopy |  | None | Advanced Renewable Solutions | PSE&G | Accepted | 2020-08-31 | 2020-09-03 | 2021-10-30 | ENPHASE | IQ7-60-2-US | Inverters | 7920 |  | 33 |  |  | 0.976 |  | Outdoor | Micro-inverters are mounted to underside of each solar
NJSTRE1545525157 |  | Transition Incentive Program | Monroeville | 8343 | 16 | 14.28 | Residential | No | Behind the Meter | Net-metered residential rooftop and canopy |  | None | Impact Solar LLC | AC Electric | Accepted | 2020-09-01 | 2020-09-03 | 2021-10-30 | solaredge | SE11400H-US | Inverters | 11400 |  | 1 |  |  | 0.96 |  | Indoor | garage
NJSTRE1545382942 | NJSRRE1541883829 | Transition Incentive Program | Atco | 8004 | 14 | 9.72 | Residential | Yes | Behind the Meter | Behind the Meter |  | None | Pro Custom Solar dba Momentum Solar | AC Electric | Eligible for TI Program | 2019-08-26 | 2019-08-28 | 2021-10-30 | LG ELECTRONICS | LG 335N1C-V5 | Solar Panels |  | 0.335 | 5 | 206 | 17 |  | Fixed | Roof
NJSTRE1545382944 | NJSRRE1542372646 | Transition Incentive Program | Lawrence Twp Mer | 8648 | 12 | 5.8 | Residential | Yes | Behind the Meter | Behind the Meter |  | None | Sunrun Installation Services, Inc. | PSE&G | Eligible for TI Program | 2019-09-09 | 2019-09-11 | 2021-10-30 | REC Solar | REC290TP2 BLK | Solar Panels |  | 0.29 | 3 | 221 | 23 |  | Fixed | Roof
NJSTRE1545382947 | NJSRRE1541976881 | Transition Incentive Program | Pleasantville | 8232 | 19 | 3 | Residential | Yes | Behind the Meter | Net-metered residential rooftop and canopy |  | None | Bright Planet Solar | AC Electric | Accepted |  | 2019-09-04 | 2021-10-30 | Trina Solar | TSM-DD05A,18(II) 300W | Solar Panels |  | 0.3 | 4 | 304 | 34 |  | Fixed | Roof
NJSTRE1545382950 | NJSRRE1541888771 | Transition Incentive Program | Rutherford | 7070 | 7 | 7.83 | Residential | Yes | Behind the Meter | Behind the Meter |  | None | Sunrun Installation Services, Inc. | PSE&G | Eligible for TI Program | 2019-08-27 | 2019-08-30 | 2021-10-30 | REC Solar | REC290TP2 BLK | Solar Panels |  | 0.29 | 13 | 217 | 34 |  | Fixed | Roof
NJSTRE1545382952 | NJSRRE1541883631 | Transition Incentive Program | Galloway | 8205 | 19 | 10.23 | Residential | Yes | Behind the Meter | Net-metered residential rooftop and canopy |  | None | Suntuity Solar LLC | AC Electric | Accepted | 2019-08-26 | 2019-08-28 | 2021-10-30 | Yingli Green Energy | YL310D-30b | Solar Panels |  | 0.31 | 11 | 11 | 18 |  | Fixed | Roof
NJSTRE1545382955 | NJSRRE1541880320 | Transition Incentive Program | Howell | 7731 | 17 | 7.25 | Residential | Yes | Behind the Meter | Behind the Meter |  | None | Trinity Solar | JCP&L | Eligible for TI Program | 2019-08-23 | 2019-08-27 | 2021-10-30 | Hanwha 315 | Q.PEAK DUO BLK-G5 315 | Solar Panels |  | 0.315 | 9 | 249 | 23 |  | Fixed | Roof
NJSTRE1545382958 | NJSRRE1542419917 | Transition Incentive Program | Lake Hopatcong | 7849 | 3 | 9.38 | Residential | Yes | Behind the Meter | Behind the Meter |  | None | Pro Custom Solar dba Momentum Solar | JCP&L | Eligible for TI Program | 2019-09-18 | 2019-09-20 | 2021-10-30 | LG ELECTRONICS | LG 335N1C-V5 | Solar Panels |  | 0.335 | 14 | 250 | 0.97 |  | Fixed | Roof
NJSTRE1545383507 | NJSRRE1542568593 | Transition Incentive Program | Rahway | 7065 | 10 | 7.44 | Residential | No | Behind the Meter | Net-metered residential rooftop and canopy |  | None | Whitman Construction, LLC | PSE&G | Accepted |  | 2019-10-23 | 2021-10-30 | Trina Solar | TSM-310DD05A | Solar Panels |  | 0.31 | 22 | 139 | 20 |  | Fixed | Roof
NJSTRE1545383528 | NJSRRE1542579463 | Transition Incentive Program | Trenton City | 8629 | 12 | 7.04 | Residential | Yes | Behind the Meter | Behind the Meter |  | None | Skyline Solar, LLC | PSE&G | Eligible for TI Program | 2019-10-23 | 2019-10-25 | 2021-10-30 | Hanwha Q-Cells | Q.PEAK DUO-G5 320 | Solar Panels |  | 0.32 | 22 | 235,55 | 20 |  | Fixed | Roof
NJSTRE1545383533 | NJSRRE1542911455 | Transition Incentive Program | Montague | 7827 | 1 | 12.92 | Residential | Yes | Behind the Meter | Net-metered residential rooftop and canopy |  | None | Suntuity Solar LLC | JCP&L | Accepted | 2019-11-05 | 2019-11-06 | 2021-10-30 | Yingli Green Energy | YL315D-30b | Solar Panels |  | 0.315 | 11 | 214 | 25 |  | Fixed | Roof
NJSTRE1545383533 | NJSRRE1542911455 | Transition Incentive Program | Montague | 7827 | 1 | 12.92 | Residential | Yes | Behind the Meter | Net-metered residential rooftop and canopy |  | None | Suntuity Solar LLC | JCP&L | Accepted | 2019-11-05 | 2019-11-06 | 2021-10-30 | Yingli Green Energy | YL315D-30b | Solar Panels |  | 0.315 | 14 | 34 | 25 |  | Fixed | Roof
NJSTRE1545383545 | NJSRRE1542494064 | Transition Incentive Program | BRICK | 8724 | 18 | 4.73 | Residential | Yes | Behind the Meter | Net-metered residential rooftop and canopy |  | None | Vivint Solar Developer, LLC | JCP&L | Accepted | 2019-10-02 | 2019-10-04 | 2021-10-30 | Hanwha | Q.PEAK BLK-G5 315w | Solar Panels |  | 0.315 | 11 | 148 | 19 |  | Fixed | Roof
NJSTRE1545383551 | NJSRRE1542425423 | Transition Incentive Program | Hamilton Township | 8610 | 12 | 3.2 | Residential | Yes | Behind the Meter | Net-metered residential rooftop and canopy |  | None | SunPower Corporation, Systems | PSE&G | Accepted |  | 2019-09-24 | 2021-10-30 | SUNPOWER | SPR-A400-G-AC | Solar Panels |  | 0.4 | 8 | 202 | 8 |  | Fixed | Roof
NJSTRE1545383552 | NJSRRE1542568561 | Transition Incentive Program | Hasbrouck Heights | 7604 | 7 | 4.1 | Residential | No | Behind the Meter | Net-metered residential rooftop and canopy |  | None | Tesla Energy Operations | PSE&G | Accepted | 2019-10-21 | 2019-10-23 | 2021-10-30 | Hanwha Q-Cells | Q.Peak DUO BLK-G5/SC315 | Solar Panels |  | 0.315 | 13 | 38 | 22 |  | Fixed | Roof
NJSTRE1545383556 | NJSRRE1542790789 | Transition Incentive Program | Mays landing | 8330 | 19 | 8.5 | Residential | Yes | Behind the Meter | Net-metered residential rooftop and canopy |  | None | Vision Solar LLC | AC Electric | Accepted | 2019-10-30 | 2019-11-01 | 2021-10-30 | SUNPOWER | E20-327-E-AC | Solar Panels |  | 0.327 | 8 | 72 | 26 |  | Fixed | Roof
NJSTRE1545383556 | NJSRRE1542790789 | Transition Incentive Program | Mays landing | 8330 | 19 | 8.5 | Residential | Yes | Behind the Meter | Net-metered residential rooftop and canopy |  | None | Vision Solar LLC | AC Electric | Accepted | 2019-10-30 | 2019-11-01 | 2021-10-30 | SUNPOWER | E20-327-E-AC | Solar Panels |  | 0.327 | 3 | 72 | 26 |  | Fixed | Roof
NJSTRE1545383567 | NJSRRE1542575107 | Transition Incentive Program | Hightstown | 8520 | 12 | 5.89 | Residential | Yes | Behind the Meter | Behind the Meter |  | None | Ad Energy | JCP&L | Eligible for TI Program | 2019-10-22 | 2019-11-01 | 2021-10-30 | SunPower | SPR-E20-327-E-AC | Solar Panels |  | 0.327 | 3 | 194 | 18 |  | Fixed | Roof
NJSTRE1545383567 | NJSRRE1542575107 | Transition Incentive Program | Hightstown | 8520 | 12 | 5.89 | Residential | Yes | Behind the Meter | Behind the Meter |  | None | Ad Energy | JCP&L | Eligible for TI Program | 2019-10-22 | 2019-11-01 | 2021-10-30 | SunPower | SPR-E20-327-E-AC | Solar Panels |  | 0.327 | 8 | 104 | 22 |  | Fixed | Roof
NJSTRE1545383570 | NJSRRE1542642824 | Transition Incentive Program | Kresson | 8043 | 14 | 28.58 | Residential | Yes | Behind the Meter | Net-metered residential rooftop and canopy |  | None | Vision Solar LLC | AC Electric | Accepted | 2019-10-25 | 2019-10-29 | 2021-10-30 | sunpower | spr-x22-360-e-ac | Solar Panels |  | 0.36 | 12 | 135 | 34 |  | Fixed | Roof
NJSTRE1545383570 | NJSRRE1542642824 | Transition Incentive Program | Kresson | 8043 | 14 | 28.58 | Residential | Yes | Behind the Meter | Net-metered residential rooftop and canopy |  | None | Vision Solar LLC | AC Electric | Accepted | 2019-10-25 | 2019-10-29 | 2021-10-30 | sunpower | spr-x22-360-e-ac | Solar Panels |  | 0.32 | 3 | 46 | 43 |  | Fixed | Roof
NJSTRE1545383534 | NJSRRE1542510384 | Transition Incentive Program | Nutley Town | 7110 | 9 | 6.09 | Residential | No | Behind the Meter | Behind the Meter |  | None | Sunrun Installation Services, Inc. | PSE&G | Eligible for TI Program | 2019-10-05 | 2019-10-09 | 2021-10-30 | REC Solar | REC290TP2 BLK | Solar Panels |  | 0.29 | 8 | 114 | 27 |  | Fixed | Roof
NJSTRE1545383541 | NJSRRE1542423084 | Transition Incentive Program | Old Bridge | 8857 | 11 | 3.47 | Residential | Yes | Behind the Meter | Behind the Meter |  | None | Pro Custom Solar dba Momentum Solar | JCP&L | Eligible for TI Program | 2019-09-19 | 2019-09-24 | 2021-10-30 | HANWHA | Q.PEAK DUO BLK-G5 315 | Solar Panels |  | 0.315 | 11 | 96 | 22 |  | Fixed | Roof
NJSTRE1545383549 | NJSRRE1542501327 | Transition Incentive Program | Penns Grove | 8069 | 16 | 8.06 | Residential | Yes | Behind the Meter | Behind the Meter |  | None | 1st Light Energy Inc | AC Electric | Eligible for TI Program | 2019-10-03 | 2019-10-08 | 2021-10-30 | Longi | LR6-60HPB-310M | Solar Panels |  | 0.31 | 26 | 123 | 30 |  | Fixed | Roof
NJSTRE1545383555 | NJSRRE1542566461 | Transition Incentive Program | North Bergen Twp | 7047 | 8 | 7.04 | Residential | Yes | Behind the Meter | Behind the Meter |  | None | Skyline Solar, LLC | PSE&G | Eligible for TI Program | 2019-10-21 | 2019-10-23 | 2021-10-30 | Hanwha Q-Cells | Q.PEAK DUO-G5 320 | Solar Panels |  | 0.32 | 22 | 205 | 10 |  | Fixed | Roof
NJSTRE1545383560 | NJSRRE1542515203 | Transition Incentive Program | NEWARK | 7105 | 9 | 8.88 | Residential | No | Behind the Meter | Behind the Meter |  | None | Infinity Solar Systems | PSE&G | Eligible for TI Program | 2019-10-08 | 2019-10-10 | 2021-10-30 | LG | LG-370-Q1C-V5 | Solar Panels |  | 0.37 | 24 | 205 | 0 |  | Fixed | Roof
NJSTRE1545383564 | NJSRRE1542523733 | Transition Incentive Program | Philipsburg | 8865 | 2 | 9.32 | Residential | Yes | Behind the Meter | Behind the Meter |  | None | Pro Custom Solar dba Momentum Solar | JCP&L | Eligible for TI Program | 2019-10-10 | 2019-10-14 | 2021-10-30 | LG Electronic | LG 345N1C-V5 | Solar Panels |  | 0.345 | 6 | 142 | 39 |  | Fixed | Roof
NJSTRE1545383565 | NJSRRE1542568740 | Transition Incentive Program | LINWOOD | 8221 | 19 | 20.16 | Residential | No | Behind the Meter | Net-metered residential rooftop and canopy |  | None | Vivint Solar Developer, LLC | AC Electric | Accepted | 2019-10-21 | 2019-10-23 | 2021-10-30 | HANWHA SOLAR | Q.PEAK BLK-G5 315 | Solar Panels |  | 0.315 | 25 | 68 | 25 |  | Fixed | Roof
NJSTRE1545383569 | NJSRRE1542849232 | Transition Incentive Program | Monroe Township | 8831 | 11 | 6.27 | Residential | No | Behind the Meter | Behind the Meter |  | None | Sunrun Installation Services, Inc. | JCP&L | Eligible for TI Program | 2019-10-31 | 2019-11-04 | 2021-10-30 | LG Electronics | LG330N1C-A5 | Solar Panels |  | 0.33 | 7 | 178 | 45 |  | Fixed | Roof
NJSTRE1545383570 | NJSRRE1542642824 | Transition Incentive Program | Kresson | 8043 | 14 | 28.58 | Residential | Yes | Behind the Meter | Net-metered residential rooftop and canopy |  | None | Vision Solar LLC | AC Electric | Accepted | 2019-10-25 | 2019-10-29 | 2021-10-30 | sunpower | spr-x22-360-e-ac | Solar Panels |  | 0.36 | 15 | 136 | 34 |  | Fixed | Roof
NJSTRE1545383579 | NJSRRE1542467037 | Transition Incentive Program | Monroe Township | 8831 | 11 | 6.3 | Residential | Yes | Behind the Meter | Net-metered residential rooftop and canopy |  | None | Suntuity Solar LLC | JCP&L | Accepted | 2019-10-01 | 2019-10-02 | 2021-10-30 | Yingli Green Energy | YL315D-30b | Solar Panels |  | 0.315 | 12 | 161 | 36 |  | Fixed | Roof
NJSTRE1545383581 | NJSRRE1542544121 | Transition Incentive Program | CAPE MAY COURT HOUSE | 8210 | 21 | 17.98 | Residential | Yes | Behind the Meter | Behind the Meter |  | None | Sunrun Installation Services, Inc. | AC Electric | Eligible for TI Program | 2019-10-15 | 2019-10-17 | 2021-10-30 | REC Solar | REC290TP2 BLK | Solar Panels |  | 0.29 | 17 | 267 | 23 |  | Fixed | Roof
NJSTRE1545383583 | NJSRRE1543315346 | Transition Incentive Program | Matawan | 7747 | 17 | 10.44 | Residential | No | Behind the Meter | Behind the Meter |  | None | Sunrun Installation Services, Inc. | JCP&L | Eligible for TI Program | 2019-11-14 | 2019-11-19 | 2021-10-30 | REC Solar | REC290TP2 BLK | Solar Panels |  | 0.29 | 9 | 296 | 18 |  | Fixed | Roof
NJSTRE1545383503 | NJSRRE1542575059 | Transition Incentive Program | Keyport | 7735 | 17 | 8.82 | Residential | Yes | Behind the Meter | Net-metered residential rooftop and canopy |  | None | Vivint Solar Developer, LLC | JCP&L | Accepted | 2019-10-22 | 2019-10-24 | 2021-10-30 | Hanwha | Q.PEAK BLK-G5 315 | Solar Panels |  | 0.315 | 7 | 85 | 30 |  | Fixed | Roof
NJSTRE1545383503 | NJSRRE1542575059 | Transition Incentive Program | Keyport | 7735 | 17 | 8.82 | Residential | Yes | Behind the Meter | Net-metered residential rooftop and canopy |  | None | Vivint Solar Developer, LLC | JCP&L | Accepted | 2019-10-22 | 2019-10-24 | 2021-10-30 | Hanwha | Q.PEAK BLK-G5 315 | Solar Panels |  | 0.315 | 5 | 85 | 14 |  | Fixed | Roof
NJSTRE1545383511 | NJSRRE1542431675 | Transition Incentive Program | Merchantville | 8109 | 14 | 12.29 | Residential | Yes | Behind the Meter | Net-metered residential rooftop and canopy |  | None | Vivint Solar Developer, LLC | PSE&G | Accepted | 2019-09-24 | 2019-09-26 | 2021-10-30 | Hanwha | Q.PEAK DUO BLK-G5 315w | Solar Panels |  | 0.315 | 23 | 51 | 25 |  | Fixed | Roof
NJSTRE1545383513 | NJSRRE1543151882 | Transition Incentive Program | MONROE | 8831 | 11 | 11.66 | Residential | Yes | Behind the Meter | Net-metered residential rooftop and canopy |  | None | Vivint Solar Developer, LLC | JCP&L | Accepted | 2019-11-13 | 2019-11-15 | 2021-10-30 | Hanwha Solar | Q.PEAK BLK-G5 315 | Solar Panels |  | 0.315 | 4 | 300 | 23 |  | Fixed | Roof
NJSTRE1545383514 | NJSRRE1542526485 | Transition Incentive Program | Livingston | 7039 | 9 | 7.92 | Residential | No | Behind the Meter | Behind the Meter |  | None | Panatec Corporation | PSE&G | Eligible for TI Program | 2019-10-10 | 2019-10-14 | 2021-10-30 | Panasonic | VBHN330SA17E | Solar Panels |  | 0.33 | 24 | 200 | 25 |  | Fixed | Roof
NJSTRE1545383521 | NJSRRE1543369555 | Transition Incentive Program | Mountainside Boro | 7092 | 10 | 11.97 | Residential | No | Behind the Meter | Net-metered residential rooftop and canopy |  | None | Solar Spectrum LLC | PSE&G | Accepted | 2019-11-15 | 2019-11-20 | 2021-10-30 | Q Cells | Q.PEAK-DUO-BLK-G5-315 | Solar Panels |  | 0.315 | 17 | 213 | 23 |  | Fixed | Roof
NJSTRE1545383524 | NJSRRE1542510348 | Transition Incentive Program | TEANECK | 7666 | 7 | 6.62 | Residential | Yes | Behind the Meter | Net-metered residential rooftop and canopy |  | None | Vivint Solar Developer, LLC | PSE&G | Accepted | 2019-10-05 | 2019-10-09 | 2021-10-30 | Hanwha solar | Q.PEAK BLK-G5 315w | Solar Panels |  | 0.315 | 4 | 257 | 33 |  | Fixed | Roof
NJSTRE1545383532 | NJSRRE1543067470 | Transition Incentive Program | SICKLERVILLE | 8081 | 14 | 9.14 | Residential | Yes | Behind the Meter | Net-metered residential rooftop and canopy |  | None | Vivint Solar Developer, LLC | AC Electric | Accepted | 2019-11-12 | 2019-11-14 | 2021-10-30 | Hanwha | Q.PEAK BLK-G5 315 | Solar Panels |  | 0.315 | 13 | 131 | 20 |  | Fixed | Roof
NJSTRE1545383534 | NJSRRE1542510384 | Transition Incentive Program | Nutley Town | 7110 | 9 | 6.09 | Residential | No | Behind the Meter | Behind the Meter |  | None | Sunrun Installation Services, Inc. | PSE&G | Eligible for TI Program | 2019-10-05 | 2019-10-09 | 2021-10-30 | REC Solar | REC290TP2 BLK | Solar Panels |  | 0.29 | 13 | 204 | 27 |  | Fixed | Roof
NJSTRE1545383543 | NJSRRE1542519371 | Transition Incentive Program | Mount Laurel Township | 8054 | 13 | 14.84 | Residential | Yes | Behind the Meter | Behind the Meter |  | None | Pro Custom Solar dba Momentum Solar | PSE&G | Eligible for TI Program | 2019-10-09 | 2019-10-11 | 2021-10-30 | LG ELECTRONICS | LG 345N1C-V5 | Solar Panels |  | 0.345 | 18 | 102 | 25 |  | Fixed | Roof
NJSTRE1545383544 | NJSRRE1542541533 | Transition Incentive Program | Paterson | 7514 | 6 | 7.88 | Residential | Yes | Behind the Meter | Behind the Meter |  | None | Trinity Solar | PSE&G | Eligible for TI Program | 2019-10-14 | 2019-10-16 | 2021-10-30 | HANWHA | Q.PEAK DUO BLK-G5 315 | Solar Panels |  | 0.315 | 22 | 193 | 18 |  | Fixed | Roof
NJSTRE1545383558 | NJSRRE1542424854 | Transition Incentive Program | Cherry Hill | 8002 | 14 | 32.13 | Residential | Yes | Behind the Meter | Behind the Meter |  | None | Trinity Solar | PSE&G | Eligible for TI Program | 2019-09-20 | 2019-09-24 | 2021-10-30 | HANWHA | Q.PEAK DUO BLK-G5 315 | Solar Panels |  | 0.315 | 12 | 191 | 34 |  | Fixed | Roof
NJSTRE1545383565 | NJSRRE1542568740 | Transition Incentive Program | LINWOOD | 8221 | 19 | 20.16 | Residential | No | Behind the Meter | Net-metered residential rooftop and canopy |  | None | Vivint Solar Developer, LLC | AC Electric | Accepted | 2019-10-21 | 2019-10-23 | 2021-10-30 | HANWHA SOLAR | Q.PEAK BLK-G5 315 | Solar Panels |  | 0.315 | 17 | 248 | 25 |  | Fixed | Roof
NJSTRE1545383585 | NJSRRE1542850465 | Transition Incentive Program | River Edge | 7661 | 7 | 7.88 | Residential | Yes | Behind the Meter | Behind the Meter |  | None | Pro Custom Solar dba Momentum Solar | PSE&G | Eligible for TI Program | 2019-10-31 | 2019-11-04 | 2021-10-30 | HANWHA | Q.PEAK DUO BLK-G5 315 | Solar Panels |  | 0.315 | 3 | 358 | 21 |  | Fixed | Roof
NJSTRE1545383586 | NJSRRE1542907488 | Transition Incentive Program | Piscataway | 8854 | 11 | 9.77 | Residential | No | Behind the Meter | Net-metered residential rooftop and canopy |  | None | Suntuity Solar LLC | PSE&G | Accepted | 2019-11-04 | 2019-11-05 | 2021-10-30 | Yingli Green Energy | YL315D-30b | Solar Panels |  | 0.315 | 14 | 157 | 24 |  | Fixed | Roof
NJSTRE1545383589 | NJSRRE1542561888 | Transition Incentive Program | Swedesboro | 8085 | 15 | 9.6 | Residential | Yes | Behind the Meter | Behind the Meter |  | None | Skyline Solar, LLC | AC Electric | Eligible for TI Program | 2019-10-21 | 2019-10-22 | 2021-10-30 | Hanwha Q-Cells | Q.PEAK DUO-G5 320 | Solar Panels |  | 0.32 | 30 | 299 | 38 |  | Fixed | Roof
NJSTRE1545383593 | NJSRRE1542584437 | Transition Incentive Program | Piscataway | 8854 | 11 | 4.03 | Residential | No | Behind the Meter | Net-metered residential rooftop and canopy |  | None | Palmetto Solar LLC | PSE&G | Accepted | 2019-10-25 | 2019-10-29 | 2021-10-30 | Hanwha | 310 All Black Module | Solar Panels |  | 0.31 | 13 | 180 | 25 |  | Fixed | Roof
NJSTRE1545383597 | NJSRRE1542575043 | Transition Incentive Program | River Edge | 7661 | 7 | 5.23 | Residential | Yes | Behind the Meter | Net-metered residential rooftop and canopy |  | None | SunPower Corporation, Systems | PSE&G | Accepted |  | 2019-10-24 | 2021-10-30 | SUNPOWER | SPR-E20-327-E-AC | Solar Panels |  | 0.327 | 16 | 196 | 25 |  | Fixed | Roof
NJSTRE1545383598 | NJSRRE1543046264 | Transition Incentive Program | MONROE | 8831 | 11 | 8.82 | Residential | Yes | Behind the Meter | Net-metered residential rooftop and canopy |  | None | Vivint Solar Developer, LLC | JCP&L | Accepted | 2019-11-07 | 2019-11-11 | 2021-10-30 | HANWHA SOLAR | Q.PEAK BLK-G5 315 | Solar Panels |  | 0.315 | 13 | 30 | 22 |  | Fixed | Roof
NJSTRE1545383600 | NJSRRE1542561819 | Transition Incentive Program | Pleasantville | 8232 | 19 | 7.04 | Residential | Yes | Behind the Meter | Behind the Meter |  | None | Skyline Solar, LLC | AC Electric | Eligible for TI Program | 2019-10-21 | 2019-10-22 | 2021-10-30 | Hanwha Q-Cells | Q.PEAK DUO-G5 320 | Solar Panels |  | 0.32 | 22 | 116 | 27 |  | Fixed | Roof
NJSTRE1545383603 | NJSRRE1542781909 | Transition Incentive Program | Union | 7083 | 10 | 5.67 | Residential | Yes | Behind the Meter | Net-metered residential rooftop and canopy |  | None | Vivint Solar Developer, LLC | PSE&G | Accepted | 2019-10-30 | 2019-11-01 | 2021-10-30 | HANWHA SOLAR | Q.PEAK BLK-G5 315 | Solar Panels |  | 0.315 | 18 | 128 | 23 |  | Fixed | Roof
NJSTRE1545383606 | NJSRRE1542568704 | Transition Incentive Program | Budd Lake | 7828 | 3 | 9.28 | Residential | Yes | Behind the Meter | Behind the Meter |  | None | Sunrun Installation Services, Inc. | JCP&L | Eligible for TI Program | 2019-10-21 | 2019-10-23 | 2021-10-30 | REC Solar | REC290TP2 BLK | Solar Panels |  | 0.29 | 2 | 233 | 37 |  | Fixed | Roof
NJSTRE1545383609 | NJSRRE1542518904 | Transition Incentive Program | Sicklerville | 8081 | 14 | 17.69 | Residential | Yes | Behind the Meter | Net-metered residential rooftop and canopy |  | None | Whitman Construction, LLC | AC Electric | Accepted |  | 2019-10-15 | 2021-10-30 | Trina Solar | TSM-305DD05A | Solar Panels |  | 0.305 | 7 | 53 | 40 |  | Fixed | Roof
NJSTRE1545383611 | NJSRRE1542445480 | Transition Incentive Program | Cherry Hill | 8002 | 14 | 7.25 | Residential | Yes | Behind the Meter | Net-metered residential rooftop and canopy |  | None | Vivint Solar Developer, LLC | PSE&G | Final As-Built Received | 2019-09-26 | 2019-09-30 | 2021-10-30 | Hanwha Solar | Q.PEAK BLK-G5 315 | Solar Panels |  | 0.315 | 7 | 24 | 28 |  | Fixed | Roof
NJSTRE1545383617 | NJSRRE1542467636 | Transition Incentive Program | Bayonne | 7002 | 8 | 8.28 | Residential | Yes | Behind the Meter | Behind the Meter |  | None | Pro Custom Solar dba Momentum Solar | PSE&G | Eligible for TI Program | 2019-10-01 | 2019-10-03 | 2021-10-30 | LG ELECTRONICS | LG 345N1C-V5 | Solar Panels |  | 0.345 | 12 | 191 | 2 |  | Fixed | Roof
NJSTRE1545383566 | NJSRRE1542428489 | Transition Incentive Program | North Bergen | 7047 | 8 | 2.68 | Residential | Yes | Behind the Meter | Behind the Meter |  | None | Pro Custom Solar dba Momentum Solar | PSE&G | Eligible for TI Program | 2019-09-23 | 2019-09-25 | 2021-10-30 | LG ELECTRONICS | LG 335N1C-A5 | Solar Panels |  | 0.335 | 8 | 123 | 18 |  | Fixed | Roof
NJSTRE1545383573 | NJSRRE1543022491 | Transition Incentive Program | VILLAS | 8251 | 21 | 2.52 | Residential | Yes | Behind the Meter | Net-metered residential rooftop and canopy |  | None | Vivint Solar Developer, LLC | AC Electric | Accepted | 2019-11-05 | 2019-11-08 | 2021-10-30 | Hanwha Solar | Q.PEAK BLK-G5 315 | Solar Panels |  | 0.315 | 6 | 128 | 28 |  | Fixed | Roof
NJSTRE1545383574 | NJSRRE1542431328 | Transition Incentive Program | Morristown | 7960 | 3 | 7.54 | Residential | Yes | Behind the Meter | Behind the Meter |  | None | Sunrun Installation Services, Inc. | JCP&L | Eligible for TI Program | 2019-09-24 | 2019-09-26 | 2021-10-30 | REC Solar | REC290TP2 BLK | Solar Panels |  | 0.29 | 4 | 67 | 27 |  | Fixed | Roof
NJSTRE1545383576 | NJSRRE1542543705 | Transition Incentive Program | Sicklerville | 8081 | 14 | 5.67 | Residential | Yes | Behind the Meter | Net-metered residential rooftop and canopy |  | None | Suntuity Solar LLC | AC Electric | Accepted | 2019-10-15 | 2019-10-17 | 2021-10-30 | Yingli Green Energy | YL315D-30b | Solar Panels |  | 0.315 | 18 | 211 | 27 |  | Fixed | Roof
NJSTRE1545383583 | NJSRRE1543315346 | Transition Incentive Program | Matawan | 7747 | 17 | 10.44 | Residential | No | Behind the Meter | Behind the Meter |  | None | Sunrun Installation Services, Inc. | JCP&L | Eligible for TI Program | 2019-11-14 | 2019-11-19 | 2021-10-30 | REC Solar | REC290TP2 BLK | Solar Panels |  | 0.29 | 9 | 116 | 18 |  | Fixed | Roof
NJSTRE1545383585 | NJSRRE1542850465 | Transition Incentive Program | River Edge | 7661 | 7 | 7.88 | Residential | Yes | Behind the Meter | Behind the Meter |  | None | Pro Custom Solar dba Momentum Solar | PSE&G | Eligible for TI Program | 2019-10-31 | 2019-11-04 | 2021-10-30 | HANWHA | Q.PEAK DUO BLK-G5 315 | Solar Panels |  | 0.315 | 5 | 358 | 20 |  | Fixed | Roof
NJSTRE1545383586 | NJSRRE1542907488 | Transition Incentive Program | Piscataway | 8854 | 11 | 9.77 | Residential | No | Behind the Meter | Net-metered residential rooftop and canopy |  | None | Suntuity Solar LLC | PSE&G | Accepted | 2019-11-04 | 2019-11-05 | 2021-10-30 | Yingli Green Energy | YL315D-30b | Solar Panels |  | 0.315 | 17 | 157 | 24 |  | Fixed | Roof
NJSTRE1545383598 | NJSRRE1543046264 | Transition Incentive Program | MONROE | 8831 | 11 | 8.82 | Residential | Yes | Behind the Meter | Net-metered residential rooftop and canopy |  | None | Vivint Solar Developer, LLC | JCP&L | Accepted | 2019-11-07 | 2019-11-11 | 2021-10-30 | HANWHA SOLAR | Q.PEAK BLK-G5 315 | Solar Panels |  | 0.315 | 15 | 210 | 22 |  | Fixed | Roof
NJSTRE1545383608 | NJSRRE1543041771 | Transition Incentive Program | Washington | 7882 | 2 | 29.76 | Farm | No | Behind the Meter | Behind the Meter |  | None | Eznergy | JCP&L | Eligible for TI Program | 2019-11-06 | 2019-11-11 | 2021-10-30 | Trina | TSM310 | Solar Panels |  | 0.31 | 96 | 180 | 20 |  | Fixed | Ground
NJSTRE1545383609 | NJSRRE1542518904 | Transition Incentive Program | Sicklerville | 8081 | 14 | 17.69 | Residential | Yes | Behind the Meter | Net-metered residential rooftop and canopy |  | None | Whitman Construction, LLC | AC Electric | Accepted |  | 2019-10-15 | 2021-10-30 | Trina Solar | TSM-305DD05A | Solar Panels |  | 0.305 | 7 | 143 | 30 |  | Fixed | Roof
NJSTRE1545383609 | NJSRRE1542518904 | Transition Incentive Program | Sicklerville | 8081 | 14 | 17.69 | Residential | Yes | Behind the Meter | Net-metered residential rooftop and canopy |  | None | Whitman Construction, LLC | AC Electric | Accepted |  | 2019-10-15 | 2021-10-30 | Trina Solar | TSM-305DD05A | Solar Panels |  | 0.305 | 14 | 323 | 30 |  | Fixed | Roof
NJSTRE1545383616 | NJSRRE1542504681 | Transition Incentive Program | Camden | 8102 | 14 | 5.36 | Residential | Yes | Behind the Meter | Net-metered residential rooftop and canopy |  | None | Castle Energy, LLC | PSE&G | Accepted | 2019-10-04 | 2019-10-08 | 2021-10-30 | Hanwha Q-Cells | Q.Peak DUO-G5 315 | Solar Panels |  | 0.315 | 17 | 194 | 3 |  | Fixed | Roof
NJSTRE1545587397 |  | Transition Incentive Program | Oradell | 7649 | 7 | 6.93 | Residential | Yes | Behind the Meter | Net-metered residential rooftop and canopy |  | None | Sunrun Installation Services, Inc. | PSE&G | Accepted | 2020-09-15 | 2020-09-17 | 2021-10-30 | Enphase Energy | IQ7-60-x-US (240V) | Inverters | 240 |  | 21 |  |  | 0.96 |  | Outdoor | Rooftop
NJSTRE1545587409 |  | Transition Incentive Program | CInnaminson | 8077 | 13 | 20.79 | Residential | Yes | Behind the Meter | Net-metered residential rooftop and canopy |  | None | Solar Energy World | PSE&G | Final As-Built Received | 2020-09-15 | 2020-09-17 | 2021-10-30 | Solar Edge | SE10000H-USRGM | Inverters | 10000 |  | 1 |  |  | 0.98 |  | Outdoor | near meter
NJSTRE1545587414 |  | Transition Incentive Program | Evesham TWP | 8053 | 13 | 4.08 | Residential | Yes | Behind the Meter | Net-metered residential rooftop and canopy |  | None | Tesla Energy Operations Inc. | PSE&G | Accepted | 2020-09-15 | 2020-09-17 | 2021-10-30 | SolarEdge Technologies | SE3800H-US [240V] | Inverters | 3800 |  | 1 |  |  | 0.99 |  | Outside | Outside
NJSTRE1545588512 |  | Transition Incentive Program | MONROEVILLE | 8343 | 16 | 8.78 | Residential | Yes | Behind the Meter | Net-metered residential ground mount |  | None | Vivint Solar Developer, LLC | AC Electric | Accepted | 2020-09-19 | 2020-09-21 | 2021-10-30 | Solar Edge | SE7600H-US | Inverters | 7600 |  | 1 |  |  | 0.992 |  | Outdoor | Near the Utility Meter
NJSTRE1545590728 |  | Transition Incentive Program | Clarksboro | 8020 | 15 | 8.71 | Residential | Yes | Behind the Meter | Net-metered residential rooftop and canopy |  | None | Vision Solar LLC | AC Electric | Accepted | 2020-09-16 | 2020-09-17 | 2021-10-30 | ENPHASE | IQ7-60-2-US | Inverters | 0.24 |  | 26 |  |  | 0.96 |  | Other | BEHIND EACH PANEL
NJSTRE1545590712 |  | Transition Incentive Program | Hoboken | 7030 | 8 | 32.94 | Non Profit | No | Behind the Meter | Net-metered non-residential rooftop and canopy |  | None | Spectacular Solar | PSE&G | Accepted | 2020-09-16 | 2020-09-18 | 2021-10-30 | SMA America | SB10000TL-US | Inverters | 10000 |  | 3 |  |  | 0.98 |  | Indoor | Electrical Room
NJSTRE1545383550 | NJSRRE1542575017 | Transition Incentive Program | TOMS RIVER | 8755 | 18 | 6.3 | Residential | Yes | Behind the Meter | Net-metered residential rooftop and canopy |  | None | Vivint Solar Developer, LLC | JCP&L | Accepted | 2019-10-22 | 2019-10-24 | 2021-10-30 | Hanwha | Q.PEAK BLK-G5 315 | Solar Panels |  | 0.315 | 9 | 272 | 23 |  | Fixed | Roof
NJSTRE1545383553 | NJSRRE1543065953 | Transition Incentive Program | Holmdel | 7733 | 17 | 15.53 | Residential | No | Behind the Meter | Behind the Meter |  | None | Pro Custom Solar dba Momentum Solar | JCP&L | Eligible for TI Program | 2019-11-11 | 2019-11-13 | 2021-10-30 | LG Electronics | LG 345N1C-V5 | Solar Panels |  | 0.345 | 25 | 227 | 42 |  | Fixed | Roof
NJSTRE1545383562 | NJSRRE1542445294 | Transition Incentive Program | Lyndhurst | 7071 | 7 | 7.25 | Residential | Yes | Behind the Meter | Behind the Meter |  | None | Pro Custom Solar dba Momentum Solar | PSE&G | Eligible for TI Program | 2019-09-26 | 2019-09-30 | 2021-10-30 | LG ELECTRONICS | LG 345N1C-V5 | Solar Panels |  | 0.345 | 13 | 216 | 42 |  | Fixed | Roof
NJSTRE1545383563 | NJSRRE1543329105 | Transition Incentive Program | Galloway | 8205 | 19 | 6.82 | Residential | Yes | Behind the Meter | Behind the Meter |  | None | Acos Energy, LLC | AC Electric | Eligible for TI Program | 2019-11-15 | 2019-11-19 | 2021-10-30 | Trina | TSM DD05H 05 II 310W | Solar Panels |  | 0.31 | 16 | 200 | 36 |  | Fixed | Roof
NJSTRE1545383564 | NJSRRE1542523733 | Transition Incentive Program | Philipsburg | 8865 | 2 | 9.32 | Residential | Yes | Behind the Meter | Behind the Meter |  | None | Pro Custom Solar dba Momentum Solar | JCP&L | Eligible for TI Program | 2019-10-10 | 2019-10-14 | 2021-10-30 | LG Electronics | LG 345N1C-V5 | Solar Panels |  | 0.345 | 5 | 232 | 41 |  | Fixed | Roof
NJSTRE1545383569 | NJSRRE1542849232 | Transition Incentive Program | Monroe Township | 8831 | 11 | 6.27 | Residential | No | Behind the Meter | Behind the Meter |  | None | Sunrun Installation Services, Inc. | JCP&L | Eligible for TI Program | 2019-10-31 | 2019-11-04 | 2021-10-30 | LG Electronics | LG330N1C-A5 | Solar Panels |  | 0.33 | 8 | 268 | 26 |  | Fixed | Roof
NJSTRE1545383570 | NJSRRE1542642824 | Transition Incentive Program | Kresson | 8043 | 14 | 28.58 | Residential | Yes | Behind the Meter | Net-metered residential rooftop and canopy |  | None | Vision Solar LLC | AC Electric | Accepted | 2019-10-25 | 2019-10-29 | 2021-10-30 | SUNPOWER | SPR-X22-360-E-AC | Solar Panels |  | 0.36 | 2 | 316 | 34 |  | Fixed | Roof
NJSTRE1545382960 | NJSRRE1541866036 | Transition Incentive Program | WOODBRIDGE TOWNSHIP | 7095 | 11 | 8.71 | Residential | Yes | Behind the Meter | Behind the Meter |  | None | Pro Custom Solar dba Momentum Solar | PSE&G | Eligible for TI Program | 2019-08-21 | 2019-08-26 | 2021-10-30 | LG ELECTRONICS | LG 335N1C-V5 | Solar Panels |  | 0.335 | 12 | 79 | 24 |  | Fixed | Roof
NJSTRE1545382966 | NJSRRE1541877940 | Transition Incentive Program | Plainfield | 7063 | 10 | 10.08 | Residential | Yes | Behind the Meter | Net-metered residential rooftop and canopy |  | None | Vivint Solar Developer, LLC | PSE&G | Accepted | 2019-08-22 | 2019-08-27 | 2021-10-30 | Hanwha Solar | Q.PEAK BLK-G5 315 | Solar Panels |  | 0.315 | 29 | 143 | 21 |  | Fixed | Roof
NJSTRE1545382968 | NJSRRE1541945872 | Transition Incentive Program | Elizabeth | 7202 | 10 | 5.04 | Residential | Yes | Behind the Meter | Behind the Meter |  | None | Pro Custom Solar dba Momentum Solar | PSE&G | Eligible for TI Program | 2019-08-30 | 2019-09-04 | 2021-10-30 | HANWHA | Q.PEAK DUO BLK-G5 315 | Solar Panels |  | 0.315 | 6 | 312 | 5 |  | Fixed | Roof
NJSTRE1545382972 | NJSRRE1542377418 | Transition Incentive Program | Haddon Township | 8107 | 14 | 11.31 | Residential | Yes | Behind the Meter | Behind the Meter |  | None | Sunrun Installation Services, Inc. | PSE&G | Eligible for TI Program | 2019-09-10 | 2019-09-12 | 2021-10-30 | REC Solar | REC290TP2 BLK | Solar Panels |  | 0.29 | 4 | 337 | 34 |  | Fixed | Roof
NJSTRE1545382973 | NJSRRE1541861837 | Transition Incentive Program | Fair Lawn | 7410 | 7 | 2.84 | Residential | Yes | Behind the Meter | Net-metered residential rooftop and canopy |  | None | Vivint Solar Developer, LLC | PSE&G | Accepted | 2019-08-20 | 2019-08-23 | 2021-10-30 | Hanwha Solar | Q.PEAK BLK-G5 315 | Solar Panels |  | 0.315 | 2 | 340 | 6 |  | Fixed | Roof
NJSTRE1545382975 | NJSRRE1542376209 | Transition Incentive Program | Bayonne | 7002 | 8 | 6.93 | Residential | Yes | Behind the Meter | Net-metered residential rooftop and canopy |  | None | Vivint Solar Developer, LLC | PSE&G | Accepted | 2019-09-18 | 2019-09-18 | 2021-10-30 | Hanwha Solar | Q PEAK DUO BLK-G5 315 | Solar Panels |  | 0.315 | 8 | 123 | 41 |  | Fixed | Roof
NJSTRE1545382978 | NJSRRE1541881071 | Transition Incentive Program | Keyport | 7735 | 17 | 10.08 | Residential | Yes | Behind the Meter | Net-metered residential rooftop and canopy |  | None | Vivint Solar Developer, LLC | JCP&L | Accepted | 2019-08-29 | 2019-08-30 | 2021-10-30 | HANWHA SOLAR | Q.PEAK BLK-G5 315 | Solar Panels |  | 0.315 | 32 | 220 | 19 |  | Fixed | Roof
NJSTRE1545382985 | NJSRRE1541907853 | Transition Incentive Program | Pleasantville | 8232 | 19 | 8.04 | Residential | Yes | Behind the Meter | Behind the Meter |  | None | Pro Custom Solar dba Momentum Solar | AC Electric | Eligible for TI Program | 2019-08-29 | 2019-09-03 | 2021-10-30 | LG ELECTRONICS | LG 335N1C-V5 | Solar Panels |  | 0.335 | 10 | 119 | 22 |  | Fixed | Roof
NJSTRE1545383006 | NJSRRE1541883934 | Transition Incentive Program | Leonia | 7605 | 7 | 13.55 | Residential | Yes | Behind the Meter | Net-metered residential rooftop and canopy |  | None | Vivint Solar Developer, LLC | PSE&G | Accepted | 2019-09-03 | 2019-09-03 | 2021-10-30 | HANWHA SOLAR | Q.PEAK BLK-G5 315 | Solar Panels |  | 0.315 | 6 | 1 | 28 |  | Fixed | Roof
NJSTRE1545383007 | NJSRRE1541884008 | Transition Incentive Program | Deptford | 8096 | 15 | 7.13 | Residential | Yes | Behind the Meter | Behind the Meter |  | None | Orbit Energy & Power, LLC | PSE&G | Eligible for TI Program | 2019-08-26 | 2019-08-28 | 2021-10-30 | trina | tsm 310 | Solar Panels |  | 0.31 | 23 | 250 | 34 |  | Fixed | Roof
NJSTRE1545383011 | NJSRRE1542407147 | Transition Incentive Program | Manasquan | 8736 | 17 | 7.56 | Residential | Yes | Behind the Meter | Net-metered residential rooftop and canopy |  | None | Suntuity Solar LLC | JCP&L | Accepted | 2019-09-14 | 2019-09-17 | 2021-10-30 | Yingli Green Energy | YL315D-30b | Solar Panels |  | 0.315 | 5 | 40 | 32 |  | Fixed | Roof
NJSTRE1545525185 |  | Transition Incentive Program | Cape May | 8204 | 21 | 2.72 | Residential | Yes | Behind the Meter | Net-metered residential rooftop and canopy |  | None | Trinity Solar | AC Electric | Accepted | 2020-09-01 | 2020-09-03 | 2021-10-30 | Enphase | IQ7PLUS-72-2-US | Inverters | 290 |  | 8 |  |  | 0.96 |  | Outside | under panels
NJSTRE1545383570 | NJSRRE1542642824 | Transition Incentive Program | Kresson | 8043 | 14 | 28.58 | Residential | Yes | Behind the Meter | Net-metered residential rooftop and canopy |  | None | Vision Solar LLC | AC Electric | Accepted | 2019-10-25 | 2019-10-29 | 2021-10-30 | sunpower | SPR-X22-360-E-AC | Solar Panels |  | 0.36 | 36 | 316 | 34 |  | Fixed | Roof
NJSTRE1545383579 | NJSRRE1542467037 | Transition Incentive Program | Monroe Township | 8831 | 11 | 6.3 | Residential | Yes | Behind the Meter | Net-metered residential rooftop and canopy |  | None | Suntuity Solar LLC | JCP&L | Accepted | 2019-10-01 | 2019-10-02 | 2021-10-30 | Yingli Green Energy | YL315D-30b | Solar Panels |  | 0.315 | 8 | 251 | 35 |  | Fixed | Roof
NJSTRE1545383581 | NJSRRE1542544121 | Transition Incentive Program | CAPE MAY COURT HOUSE | 8210 | 21 | 17.98 | Residential | Yes | Behind the Meter | Behind the Meter |  | None | Sunrun Installation Services, Inc. | AC Electric | Eligible for TI Program | 2019-10-15 | 2019-10-17 | 2021-10-30 | REC Solar | REC290TP2 BLK | Solar Panels |  | 0.29 | 23 | 357 | 23 |  | Fixed | Roof
NJSTRE1545383606 | NJSRRE1542568704 | Transition Incentive Program | Budd Lake | 7828 | 3 | 9.28 | Residential | Yes | Behind the Meter | Behind the Meter |  | None | Sunrun Installation Services, Inc. | JCP&L | Eligible for TI Program | 2019-10-21 | 2019-10-23 | 2021-10-30 | REC Solar | REC290TP2 BLK | Solar Panels |  | 0.29 | 4 | 54 | 23 |  | Fixed | Roof
NJSTRE1545383611 | NJSRRE1542445480 | Transition Incentive Program | Cherry Hill | 8002 | 14 | 7.25 | Residential | Yes | Behind the Meter | Net-metered residential rooftop and canopy |  | None | Vivint Solar Developer, LLC | PSE&G | Final As-Built Received | 2019-09-26 | 2019-09-30 | 2021-10-30 | Hanwha | Q.PEAK DUO BLK-G5 315w | Solar Panels |  | 0.315 | 6 | 204 | 28 |  | Fixed | Roof
NJSTRE1545383611 | NJSRRE1542445480 | Transition Incentive Program | Cherry Hill | 8002 | 14 | 7.25 | Residential | Yes | Behind the Meter | Net-metered residential rooftop and canopy |  | None | Vivint Solar Developer, LLC | PSE&G | Final As-Built Received | 2019-09-26 | 2019-09-30 | 2021-10-30 | Hanwha | Q.PEAK DUO BLK-G5 315w | Solar Panels |  | 0.315 | 6 | 24 | 28 |  | Fixed | Roof
NJSTRE1545383614 | NJSRRE1543065744 | Transition Incentive Program | Forked River | 8731 | 18 | 15.6 | Residential | No | Behind the Meter | Behind the Meter |  | None | Maier Solar Engineering dba Solar Me | JCP&L | Eligible for TI Program | 2019-11-11 | 2019-11-13 | 2021-10-30 | Canadian | CS3K-325MS | Solar Panels |  | 0.325 | 35 | 242 | 18 |  | Fixed | Roof
NJSTRE1545383624 | NJSRRE1542497246 | Transition Incentive Program | Toms River | 8753 | 18 | 12.21 | Residential | No | Behind the Meter | Net-metered residential rooftop and canopy |  | None | Powerlutions | JCP&L | Final As-Built Received |  | 2019-10-04 | 2021-10-30 | Axitec | AC-330MH/120S | Solar Panels |  | 0.33 | 17 | 203 | 12 |  | Fixed | Roof
NJSTRE1545383625 | NJSRRE1542430891 | Transition Incentive Program | Edison | 8817 | 11 | 6.21 | Residential | Yes | Behind the Meter | Behind the Meter |  | None | Pro Custom Solar dba Momentum Solar | PSE&G | Eligible for TI Program | 2019-09-24 | 2019-09-25 | 2021-10-30 | LG ELECTRONICS | LG 345N1C-V5 | Solar Panels |  | 0.345 | 6 | 77 | 21 |  | Fixed | Roof
NJSTRE1545383627 | NJSRRE1542909525 | Transition Incentive Program | Irvington | 7111 | 9 | 10.08 | Residential | Yes | Behind the Meter | Behind the Meter |  | None | Pro Custom Solar dba Momentum Solar | PSE&G | Eligible for TI Program | 2019-11-04 | 2019-11-06 | 2021-10-30 | Hanwha | Q.Peak DUO BLK-G5 315 | Solar Panels |  | 0.315 | 18 | 279 | 36 |  | Fixed | Roof
NJSTRE1545383635 | NJSRRE1542575644 | Transition Incentive Program | Edison | 8817 | 11 | 170.2 | Commercial | No | Behind the Meter | Net-metered non-residential rooftop and canopy |  | None | Ampericon | PSE&G | Accepted | 2019-10-22 | 2019-10-24 | 2021-10-30 | Yingli Solar | 72M | Solar Panels |  | 0.37 | 80 | 182 | 30 |  | Fixed | Roof
NJSTRE1545383635 | NJSRRE1542575644 | Transition Incentive Program | Edison | 8817 | 11 | 170.2 | Commercial | No | Behind the Meter | Net-metered non-residential rooftop and canopy |  | None | Ampericon | PSE&G | Accepted | 2019-10-22 | 2019-10-24 | 2021-10-30 | Yingli Solar | 72M | Solar Panels |  | 0.37 | 190 | 272 | 30 |  | Fixed | Roof
NJSTRE1545590604 |  | Transition Incentive Program | Sicklerville | 8081 | 14 | 9.48 | Residential | Yes | Behind the Meter | Net-metered residential rooftop and canopy |  | None | SunPower Corporation, Systems | AC Electric | Accepted | 2020-09-16 | 2020-09-17 | 2021-10-30 | SunPower | SPR-E20-327-E-AC | Inverters | 320 |  | 29 |  |  | 0.96 |  | Other | under each panel
NJSTRE1545590617 |  | Transition Incentive Program | Woolwich | 8085 | 15 | 8.25 | Residential | No | Behind the Meter | Net-metered residential rooftop and canopy |  | None | Whitman Construction, LLC | AC Electric | Accepted | 2020-09-16 | 2020-09-18 | 2021-10-30 | enphase energy | IQ7X-96-2-US | Inverters | 315 |  | 25 |  |  | 0.975 |  | Outdoor | microinverters located under modules
NJSTRE1545383543 | NJSRRE1542519371 | Transition Incentive Program | Mount Laurel Township | 8054 | 13 | 14.84 | Residential | Yes | Behind the Meter | Behind the Meter |  | None | Pro Custom Solar dba Momentum Solar | PSE&G | Eligible for TI Program | 2019-10-09 | 2019-10-11 | 2021-10-30 | LG ELECTRONICS | LG 345N1C-V5 | Solar Panels |  | 0.345 | 8 | 193 | 25 |  | Fixed | Roof
NJSTRE1545383558 | NJSRRE1542424854 | Transition Incentive Program | Cherry Hill | 8002 | 14 | 32.13 | Residential | Yes | Behind the Meter | Behind the Meter |  | None | Trinity Solar | PSE&G | Eligible for TI Program | 2019-09-20 | 2019-09-24 | 2021-10-30 | HANWHA | Q.PEAK DUO BLK-G5 315 | Solar Panels |  | 0.315 | 10 | 191 | 33 |  | Fixed | Roof
NJSTRE1545383558 | NJSRRE1542424854 | Transition Incentive Program | Cherry Hill | 8002 | 14 | 32.13 | Residential | Yes | Behind the Meter | Behind the Meter |  | None | Trinity Solar | PSE&G | Eligible for TI Program | 2019-09-20 | 2019-09-24 | 2021-10-30 | HANWHA | Q.PEAK DUO BLK-G5 315 | Solar Panels |  | 0.315 | 5 | 191 | 34 |  | Fixed | Roof
NJSTRE1545383564 | NJSRRE1542523733 | Transition Incentive Program | Philipsburg | 8865 | 2 | 9.32 | Residential | Yes | Behind the Meter | Behind the Meter |  | None | Pro Custom Solar dba Momentum Solar | JCP&L | Eligible for TI Program | 2019-10-10 | 2019-10-14 | 2021-10-30 | LG Electronics | LG 345N1C-V5 | Solar Panels |  | 0.345 | 5 | 52 | 41 |  | Fixed | Roof
NJSTRE1545383568 | NJSRRE1542642823 | Transition Incentive Program | Middletown | 7748 | 17 | 11.89 | Residential | No | Behind the Meter | Behind the Meter |  | None | Sunrun Installation Services, Inc. | JCP&L | Eligible for TI Program | 2019-10-25 | 2019-10-29 | 2021-10-30 | REC Solar | REC290TP2 BLK | Solar Panels |  | 0.29 | 22 | 87 | 23 |  | Fixed | Roof
NJSTRE1545383571 | NJSRRE1542907797 | Transition Incentive Program | Willingboro | 8046 | 13 | 15.04 | Residential | No | Behind the Meter | Net-metered residential rooftop and canopy |  | None | Sunpower Capital LLC | PSE&G | Accepted | 2019-11-04 | 2019-11-06 | 2021-10-30 | SunPower | 327W | Solar Panels |  | 0.327 | 46 | 214 | 20 |  | Fixed | Roof
NJSTRE1545383572 | NJSRRE1543066262 | Transition Incentive Program | Morganville | 7751 | 17 | 8.04 | Residential | No | Behind the Meter | Net-metered residential rooftop and canopy |  | None | Morgan Associates and Consulting LLC | JCP&L | Accepted |  | 2019-11-14 | 2021-10-30 | LG | LG 335 | Solar Panels |  | 0.335 | 24 | 189 | 14 |  | Fixed | Roof
NJSTRE1545383577 | NJSRRE1542685675 | Transition Incentive Program | Englewood City | 7631 | 7 | 3.77 | Residential | No | Behind the Meter | Behind the Meter |  | None | Sunrun Installation Services, Inc. | PSE&G | Eligible for TI Program | 2019-10-28 | 2019-10-30 | 2021-10-30 | REC Solar | REC290TP2 BLK | Solar Panels |  | 0.29 | 13 | 216 | 10 |  | Fixed | Roof
NJSTRE1545383578 | NJSRRE1542580024 | Transition Incentive Program | Montgomery | 8502 | 5 | 12.21 | Residential | No | Behind the Meter | Behind the Meter |  | None | Sunrun Installation Services, Inc. | PSE&G | Eligible for TI Program | 2019-10-23 | 2019-10-25 | 2021-10-30 | LG Electronics | LG330N1C-A5 | Solar Panels |  | 0.33 | 37 | 196 | 40 |  | Fixed | Roof
NJSTRE1545383583 | NJSRRE1543315346 | Transition Incentive Program | Matawan | 7747 | 17 | 10.44 | Residential | No | Behind the Meter | Behind the Meter |  | None | Sunrun Installation Services, Inc. | JCP&L | Eligible for TI Program | 2019-11-14 | 2019-11-19 | 2021-10-30 | REC Solar | REC290TP2 BLK | Solar Panels |  | 0.29 | 18 | 206 | 18 |  | Fixed | Roof
NJSTRE1545383587 | NJSRRE1542642916 | Transition Incentive Program | Linden | 7036 | 10 | 7.25 | Residential | Yes | Behind the Meter | Behind the Meter |  | None | Pro Custom Solar dba Momentum Solar | PSE&G | Eligible for TI Program | 2019-10-25 | 2019-10-29 | 2021-10-30 | LG Electronics | LG 345N1C-V5 | Solar Panels |  | 0.345 | 21 | 128 | 42 |  | Fixed | Roof
NJSTRE1545383557 | NJSRRE1542527730 | Transition Incentive Program | Haledon | 7508 | 6 | 0.95 | Residential | No | Behind the Meter | Net-metered residential rooftop and canopy |  | None | Suntuity Solar LLC | PSE&G | Accepted | 2019-10-11 | 2019-10-14 | 2021-10-30 | Yingli Green Energy | YL315D-30b | Solar Panels |  | 0.315 | 3 | 127 | 30 |  | Fixed | Roof
NJSTRE1545383562 | NJSRRE1542445294 | Transition Incentive Program | Lyndhurst | 7071 | 7 | 7.25 | Residential | Yes | Behind the Meter | Behind the Meter |  | None | Pro Custom Solar dba Momentum Solar | PSE&G | Eligible for TI Program | 2019-09-26 | 2019-09-30 | 2021-10-30 | LG ELECTRONICS | LG 345N1C-V5 | Solar Panels |  | 0.345 | 8 | 36 | 40 |  | Fixed | Roof
NJSTRE1545383563 | NJSRRE1543329105 | Transition Incentive Program | Galloway | 8205 | 19 | 6.82 | Residential | Yes | Behind the Meter | Behind the Meter |  | None | Acos Energy, LLC | AC Electric | Eligible for TI Program | 2019-11-15 | 2019-11-19 | 2021-10-30 | Trina | TSM DD05H 05 II 310W | Solar Panels |  | 0.31 | 6 | 200 | 30 |  | Fixed | Roof
NJSTRE1545383567 | NJSRRE1542575107 | Transition Incentive Program | Hightstown | 8520 | 12 | 5.89 | Residential | Yes | Behind the Meter | Behind the Meter |  | None | Ad Energy | JCP&L | Eligible for TI Program | 2019-10-22 | 2019-11-01 | 2021-10-30 | SunPower | SPR-E20-327-E-AC | Solar Panels |  | 0.327 | 2 | 194 | 30 |  | Fixed | Roof
NJSTRE1545383570 | NJSRRE1542642824 | Transition Incentive Program | Kresson | 8043 | 14 | 28.58 | Residential | Yes | Behind the Meter | Net-metered residential rooftop and canopy |  | None | Vision Solar LLC | AC Electric | Accepted | 2019-10-25 | 2019-10-29 | 2021-10-30 | sunpower | spr-x22-360-e-ac | Solar Panels |  | 0.36 | 4 | 136 | 34 |  | Fixed | Roof
NJSTRE1545383570 | NJSRRE1542642824 | Transition Incentive Program | Kresson | 8043 | 14 | 28.58 | Residential | Yes | Behind the Meter | Net-metered residential rooftop and canopy |  | None | Vision Solar LLC | AC Electric | Accepted | 2019-10-25 | 2019-10-29 | 2021-10-30 | sunpower | spr-x22-360-e-ac | Solar Panels |  | 0.36 | 3 | 226 | 45 |  | Fixed | Roof
NJSTRE1545383574 | NJSRRE1542431328 | Transition Incentive Program | Morristown | 7960 | 3 | 7.54 | Residential | Yes | Behind the Meter | Behind the Meter |  | None | Sunrun Installation Services, Inc. | JCP&L | Eligible for TI Program | 2019-09-24 | 2019-09-26 | 2021-10-30 | REC Solar | REC290TP2 BLK | Solar Panels |  | 0.29 | 15 | 157 | 27 |  | Fixed | Roof
NJSTRE1545383580 | NJSRRE1542544336 | Transition Incentive Program | Robbinsville | 8691 | 12 | 9.75 | Residential | No | Behind the Meter | Behind the Meter |  | None | Green Power Energy | JCP&L | Eligible for TI Program | 2019-10-15 | 2019-10-17 | 2021-10-30 | panasonic | VBHN325KA03 | Solar Panels |  | 0.325 | 30 | 189 | 27 |  | Fixed | Roof
NJSTRE1545383585 | NJSRRE1542850465 | Transition Incentive Program | River Edge | 7661 | 7 | 7.88 | Residential | Yes | Behind the Meter | Behind the Meter |  | None | Pro Custom Solar dba Momentum Solar | PSE&G | Eligible for TI Program | 2019-10-31 | 2019-11-04 | 2021-10-30 | HANWHA | Q.PEAK DUO BLK-G5 315 | Solar Panels |  | 0.315 | 3 | 268 | 21 |  | Fixed | Roof
NJSTRE1545383585 | NJSRRE1542850465 | Transition Incentive Program | River Edge | 7661 | 7 | 7.88 | Residential | Yes | Behind the Meter | Behind the Meter |  | None | Pro Custom Solar dba Momentum Solar | PSE&G | Eligible for TI Program | 2019-10-31 | 2019-11-04 | 2021-10-30 | HANWHA | Q.PEAK DUO BLK-G5 315 | Solar Panels |  | 0.315 | 6 | 268 | 21 |  | Fixed | Roof
NJSTRE1545383590 | NJSRRE1542461461 | Transition Incentive Program | Somerdale | 8083 | 14 | 6.87 | Residential | Yes | Behind the Meter | Net-metered residential rooftop and canopy |  | None | Vision Solar LLC | PSE&G | Accepted | 2019-09-30 | 2019-10-02 | 2021-10-30 | sunpower | e20-327-e-ac | Solar Panels |  | 0.327 | 21 | 173 | 23 |  | Fixed | Roof
NJSTRE1545383591 | NJSRRE1542553550 | Transition Incentive Program | LITTLE EGG HARBOR TWP | 8087 | 18 | 5.36 | Residential | Yes | Behind the Meter | Net-metered residential rooftop and canopy |  | None | Vivint Solar Developer, LLC | AC Electric | Accepted | 2019-10-17 | 2019-10-21 | 2021-10-30 | HANWHA SOLAR | Q.PEAK BLK-G5 315 | Solar Panels |  | 0.315 | 17 | 119 | 30 |  | Fixed | Roof
NJSTRE1545586854 |  | Transition Incentive Program | AVENEL | 7001 | 11 | 12.68 | Residential | Yes | Behind the Meter | Net-metered residential rooftop and canopy |  | None | Vivint Solar Developer, LLC | PSE&G | Accepted | 2020-09-19 | 2020-09-21 | 2021-10-30 | Solar Edge | SE3800H-US | Inverters | 3800 |  | 1 |  |  | 0.992 |  | Outdoor | Near the Utility Meter
NJSTRE1545383568 | NJSRRE1542642823 | Transition Incentive Program | Middletown | 7748 | 17 | 11.89 | Residential | No | Behind the Meter | Behind the Meter |  | None | Sunrun Installation Services, Inc. | JCP&L | Eligible for TI Program | 2019-10-25 | 2019-10-29 | 2021-10-30 | REC Solar | REC290TP2 BLK | Solar Panels |  | 0.29 | 19 | 267 | 23 |  | Fixed | Roof
NJSTRE1545383569 | NJSRRE1542849232 | Transition Incentive Program | Monroe Township | 8831 | 11 | 6.27 | Residential | No | Behind the Meter | Behind the Meter |  | None | Sunrun Installation Services, Inc. | JCP&L | Eligible for TI Program | 2019-10-31 | 2019-11-04 | 2021-10-30 | LG Electronics | LG330N1C-A5 | Solar Panels |  | 0.33 | 4 | 178 | 34 |  | Fixed | Roof
NJSTRE1545383582 | NJSRRE1543098086 | Transition Incentive Program | Monroeville | 8343 | 16 | 16.24 | Residential | Yes | Behind the Meter | Behind the Meter |  | None | Sunrun Installation Services, Inc. | AC Electric | Eligible for TI Program | 2019-11-12 | 2019-11-15 | 2021-10-30 | REC Solar | REC290TP2 BLK | Solar Panels |  | 0.29 | 56 | 179 | 30 |  | Fixed | Roof
NJSTRE1545383595 | NJSRRE1542851486 | Transition Incentive Program | JAMESBURG | 8831 | 11 | 3.47 | Residential | Yes | Behind the Meter | Net-metered residential rooftop and canopy |  | None | Vivint Solar Developer, LLC | JCP&L | Accepted | 2019-11-01 | 2019-11-04 | 2021-10-30 | Hanwha | Q.PEAK BLK-G5 315w | Solar Panels |  | 0.315 | 11 | 209 | 21 |  | Fixed | Roof
NJSTRE1545383596 | NJSRRE1542544801 | Transition Incentive Program | Highlands | 7732 | 17 | 5.8 | Residential | Yes | Behind the Meter | Behind the Meter |  | None | Sunrun Installation Services, Inc. | JCP&L | Eligible for TI Program | 2019-10-15 | 2019-10-24 | 2021-10-30 | REC Solar | REC290TP2 BLK | Solar Panels |  | 0.29 | 20 | 200 | 23 |  | Fixed | Roof
NJSTRE1545383602 | NJSRRE1542541872 | Transition Incentive Program | Pennsauken | 8110 | 14 | 10.08 | Residential | Yes | Behind the Meter | Net-metered residential rooftop and canopy |  | None | Vivint Solar Developer, LLC | PSE&G | Accepted | 2019-10-14 | 2019-10-16 | 2021-10-30 | Hanwha | Q.PEAK DUO BLK-G5 315w | Solar Panels |  | 0.315 | 6 | 41 | 19 |  | Fixed | Roof
NJSTRE1545383606 | NJSRRE1542568704 | Transition Incentive Program | Budd Lake | 7828 | 3 | 9.28 | Residential | Yes | Behind the Meter | Behind the Meter |  | None | Sunrun Installation Services, Inc. | JCP&L | Eligible for TI Program | 2019-10-21 | 2019-10-23 | 2021-10-30 | REC Solar | REC290TP2 BLK | Solar Panels |  | 0.29 | 3 | 144 | 23 |  | Fixed | Roof
NJSTRE1545383607 | NJSRRE1542528178 | Transition Incentive Program | Union | 7083 | 10 | 65.63 | Commercial | Yes | Behind the Meter | Net-metered non-residential rooftop and canopy |  | None | Powerlutions | PSE&G | Accepted |  | 2019-10-15 | 2021-10-30 | Trina | TSM-375DEG14 | Solar Panels |  | 0.375 | 110 | 218 | 5 |  | Fixed | Roof
NJSTRE1545383609 | NJSRRE1542518904 | Transition Incentive Program | Sicklerville | 8081 | 14 | 17.69 | Residential | Yes | Behind the Meter | Net-metered residential rooftop and canopy |  | None | Whitman Construction, LLC | AC Electric | Accepted |  | 2019-10-15 | 2021-10-30 | Trina Solar | TSM-305DD05A | Solar Panels |  | 0.305 | 1 | 53 | 40 |  | Fixed | Roof
NJSTRE1545383610 | NJSRRE1543153446 | Transition Incentive Program | Jersey City | 7305 | 8 | 12.6 | Residential | Yes | Behind the Meter | Behind the Meter |  | None | Pro Custom Solar dba Momentum Solar | PSE&G | Eligible for TI Program | 2019-11-13 | 2019-11-15 | 2021-10-30 | HANWHA | Q.PEAK DUO BLK-G5 315 | Solar Panels |  | 0.315 | 40 | 218 | 3 |  | Fixed | Roof
NJSTRE1545383614 | NJSRRE1543065744 | Transition Incentive Program | Forked River | 8731 | 18 | 15.6 | Residential | No | Behind the Meter | Behind the Meter |  | None | Maier Solar Engineering dba Solar Me | JCP&L | Eligible for TI Program | 2019-11-11 | 2019-11-13 | 2021-10-30 | Canadian | CS3K-325MS | Solar Panels |  | 0.325 | 13 | 62 | 18 |  | Fixed | Roof
NJSTRE1545383615 | NJSRRE1542910351 | Transition Incentive Program | JERSEY CITY | 7306 | 8 | 4.88 | Residential | No | Behind the Meter | Net-metered residential rooftop and canopy |  | None | Amergy Solar | PSE&G | Accepted | 2019-11-05 | 2019-11-06 | 2021-10-30 | canadian solar inc. | CS6K-305MS | Solar Panels |  | 0.305 | 16 | 205 | 27 |  | Fixed | Roof
NJSTRE1545383620 | NJSRRE1542611567 | Transition Incentive Program | Somerset | 8873 | 5 | 5.67 | Residential | Yes | Behind the Meter | Behind the Meter |  | None | Pro Custom Solar dba Momentum Solar | PSE&G | Eligible for TI Program | 2019-10-25 | 2019-10-29 | 2021-10-30 | Hanwha | Q.Peak DUO BLK-G5 315 | Solar Panels |  | 0.315 | 18 | 218 | 23 |  | Fixed | Roof
NJSTRE1545586416 |  | Transition Incentive Program | Somers Point | 8224 | 13 | 6.72 | Residential | Yes | Behind the Meter | Net-metered residential rooftop and canopy |  | None | Acos Energy, LLC | AC Electric | Accepted | 2020-09-15 | 2020-09-17 | 2021-10-30 | Enphase | IQ7 | Inverters | 0.24 |  | 21 |  |  | 0.97 |  | Outside | roof
NJSTRE1545586874 |  | Transition Incentive Program | Turnersville | 8012 | 14 | 8.84 | Residential | Yes | Behind the Meter | Net-metered residential rooftop and canopy |  | None | Trinity Solar | AC Electric | Accepted | 2020-09-15 | 2020-09-21 | 2021-10-30 | Solar Edge | SE7600 | Inverters | 7600 |  | 1 |  |  | 0.97 |  | Outdoor | side of home
NJSTRE1545586976 |  | Transition Incentive Program | North Brunswick | 8902 | 11 | 9.28 | Residential | No | Behind the Meter | Net-metered residential rooftop and canopy |  | None | New Jersey Suntech | PSE&G | Accepted | 2020-09-15 | 2020-09-17 | 2021-10-30 | Solafedge | SE7600-US | Inverters | 7600 |  | 1 |  |  | 0.98 |  | Outside | Side of house
NJSTRE1545587083 |  | Transition Incentive Program | Swedesboro | 8085 | 15 | 5.7 | Residential | No | Behind the Meter | Net-metered residential rooftop and canopy |  | None | Trinity Solar | AC Electric | Accepted | 2020-09-15 | 2020-09-17 | 2021-10-30 | solar edge | SE5000 | Inverters | 5000 |  | 1 |  |  | 0.97 |  | Outside | side of home
NJSTRE1545587317 |  | Transition Incentive Program | West Caldwell | 7006 | 9 | 5.78 | Residential | No | Behind the Meter | Net-metered residential rooftop and canopy |  | None | Trinity Solar | PSE&G | Accepted | 2020-09-15 | 2020-09-17 | 2021-10-30 | solar edge | SE5000 | Inverters | 5000 |  | 1 |  |  | 0.97 |  | Outside | side of home
NJSTRE1545587394 |  | Transition Incentive Program | Chesterfield | 8515 | 13 | 7.04 | Residential | Yes | Behind the Meter | Net-metered residential rooftop and canopy |  | None | Pro Custom Solar dba Momentum Solar | PSE&G | Accepted | 2020-09-15 | 2020-09-17 | 2021-10-30 | Enphase | IQ7-60-2-US | Inverters | 240 |  | 21 |  |  | 0.97 |  | Outdoor | Roof
NJSTRE1545590699 |  | Transition Incentive Program | Warren | 7059 | 5 | 16.32 | Residential | No | Behind the Meter | Net-metered residential rooftop and canopy |  | None | Maier Solar Engineering dba Solar Me | JCP&L | Accepted | 2020-09-16 | 2020-09-17 | 2021-10-30 | Enphase | IQ7+ | Inverters | 290 |  | 48 |  |  | 0.96 |  | Outdoor | Next to meter
NJSTRE1545590678 |  | Transition Incentive Program | WINSLOW | 8095 | 14 | 17.6 | Residential | No | Behind the Meter | Net-metered residential rooftop and canopy |  | None | Orbit Energy & Power, LLC | AC Electric | Accepted | 2020-09-16 | 2020-09-18 | 2021-10-30 | ENPHASE ENERGY | IQ7-60-2-US | Inverters | 240 |  | 55 |  |  | 0.99 |  | Other | UNDER EACH PANEL
NJSTRE1545590734 |  | Transition Incentive Program | eggharbortwp | 8234 | 19 | 8.32 | Residential | No | Behind the Meter | Net-metered residential rooftop and canopy |  | None | Orbit Energy & Power, LLC | AC Electric | Accepted | 2020-09-16 | 2020-09-18 | 2021-10-30 | enphase | iq7-60-2-us | Inverters | 240 |  | 26 |  |  | 0.99 |  | Other | behind meter
NJSTRE1545590856 |  | Transition Incentive Program | Princeton Meadows | 8536 | 11 | 5.03 | Residential | No | Behind the Meter | Net-metered residential rooftop and canopy |  | None | Public Service Solar | PSE&G | Accepted | 2020-09-16 | 2020-09-18 | 2021-10-30 | Enphase | iQ7+ | Inverters | 0.29 |  | 15 |  |  | 0.96 |  | Outdoor | Roof mounted under panels
NJSTRE1545594751 |  | Transition Incentive Program | Little Egg Harbor Twp | 8087 | 18 | 6.65 | Residential | Yes | Behind the Meter | Net-metered residential rooftop and canopy |  | None | Pro Custom Solar dba Momentum Solar | AC Electric | Accepted | 2020-09-16 | 2020-09-18 | 2021-10-30 | Enphase | IQ7Plus-72-2-US | Inverters | 290 |  | 19 |  |  | 0.97 |  | Outdoor | Roof
NJSTRE1545594818 |  | Transition Incentive Program | Trenton | 8619 | 12 | 7.92 | Residential | Yes | Behind the Meter | Net-metered residential rooftop and canopy |  | None | SunnyMac LLC | PSE&G | Accepted | 2020-09-16 | 2020-09-18 | 2021-10-30 | Solaredge | SE7600H-US | Inverters | 7600 |  | 1 |  |  | 0.99 |  | Outdoor | Next to Meter
NJSTRE1545594813 |  | Transition Incentive Program | Marlboro | 7746 | 17 | 14.4 | Residential | No | Behind the Meter | Net-metered residential rooftop and canopy |  | None | Ecological Systems LLC | JCP&L | Accepted | 2020-09-16 | 2020-09-18 | 2021-10-30 | Solar Edge | SE11400H-US | Inverters | 11000 |  | 1 |  |  | 0.99 |  | Outside | at meter
NJSTRE1545525407 |  | Transition Incentive Program | Gloucester Twp | 8012 | 14 | 8.64 | Residential | Yes | Behind the Meter | Net-metered residential rooftop and canopy |  | None | All Season Solar | PSE&G | Accepted | 2020-09-01 | 2020-09-03 | 2021-10-30 | Enphase | IQ7 | Inverters | 240 |  | 27 |  |  | 0.97 |  | Outdoor | under module
NJSTRE1545526516 |  | Transition Incentive Program | Hackensack | 7601 | 7 | 4.55 | Residential | Yes | Behind the Meter | Net-metered residential rooftop and canopy |  | None | Pro Custom Solar dba Momentum Solar | PSE&G | Accepted | 2020-09-01 | 2020-09-03 | 2021-10-30 | Enphase | IQ7PLUS-72-2-US | Inverters | 290 |  | 13 |  |  | 0.97 |  | Outdoor | Roof
NJSTRE1545526512 |  | Transition Incentive Program | Dumont Boro | 7628 | 7 | 4.08 | Residential | Yes | Behind the Meter | Net-metered residential rooftop and canopy |  | None | Tesla Energy Operations Inc. | PSE&G | Accepted | 2020-09-01 | 2020-09-03 | 2021-10-30 | SolarEdge Technologies | SE3800H-US [240V] | Inverters | 3800 |  | 1 |  |  | 0.99 |  | Outside | Outside
NJSTRE1545526591 |  | Transition Incentive Program | Little Falls Twp | 7424 | 6 | 5.58 | Residential | Yes | Behind the Meter | Net-metered residential rooftop and canopy |  | None | Bright Planet Solar | PSE&G | Accepted | 2020-09-01 | 2020-09-03 | 2021-10-30 | SOLAR EDGE | SE5000H-USRGM | Inverters | 5000 |  | 1 |  |  | 0.98 |  | Outdoor | OUTSIDE
NJSTRE1545526595 |  | Transition Incentive Program | Pleasantville | 8232 | 19 | 3.2 | Residential | Yes | Behind the Meter | Net-metered residential rooftop and canopy |  | None | Castle Energy, LLC | AC Electric | Accepted | 2020-09-01 | 2020-09-03 | 2021-10-30 | Enphase Energy | IQ7-60-2-US | Inverters | 240 |  | 10 |  |  | 0.967 |  | Outdoor | on the rooftop under each solar panel
NJSTRE1545526645 |  | Transition Incentive Program | Garfield | 7026 | 7 | 2.61 | Residential | Yes | Behind the Meter | Net-metered residential rooftop and canopy |  | None | Sunrun Installation Services, Inc. | PSE&G | Accepted | 2020-09-01 | 2020-09-03 | 2021-10-30 | SMA America | SB3.0-1SP-US-40 | Inverters | 3000 |  | 1 |  |  | 0.96 |  | Outdoor | Next To Meter
NJSTRE1545526636 |  | Transition Incentive Program | Millstone | 8535 | 17 | 17 | Residential | Yes | Behind the Meter | Net-metered residential rooftop and canopy |  | None | Trinity Solar | JCP&L | Accepted | 2020-09-01 | 2020-09-03 | 2021-10-30 | Solar Edge | SE7600H-US | Inverters | 7600 |  | 1 |  |  | 0.97 |  | Outside | Back of home
NJSTRE1545526654 |  | Transition Incentive Program | Mount Holly | 8060 | 13 | 4.36 | Residential | Yes | Behind the Meter | Net-metered residential rooftop and canopy |  | None | Trinity Solar | PSE&G | Accepted | 2020-09-01 | 2020-09-03 | 2021-10-30 | Solar Edge | SE3800 | Inverters | 3800 |  | 1 |  |  | 0.97 |  | Outside | side of home
NJSTRE1545526794 |  | Transition Incentive Program | Freehold | 7728 | 17 | 11.45 | Residential | No | Behind the Meter | Net-metered residential rooftop and canopy |  | None | GenRenew, LLC | JCP&L | Accepted | 2020-09-08 | 2020-09-08 | 2021-10-30 | Sunpower | MI-E-320-US208/240 | Inverters | 320 |  | 35 |  |  | 0.96 |  | Outdoor | microinverters under modules
NJSTRE1545527070 |  | Transition Incentive Program | Glendora | 8029 | 14 | 9.14 | Residential | No | Behind the Meter | Net-metered residential rooftop and canopy |  | None | Advanced Renewable Solutions | PSE&G | Accepted | 2020-09-01 | 2020-09-03 | 2021-10-30 | ENPHASE | IQ&-60-2-US | Inverters | 6960 |  | 29 |  |  | 0.976 |  | Outdoor | Micro-inverters are mounted to the underside of each so
NJSTRE1545527093 |  | Transition Incentive Program | PATERSON | 7502 | 6 | 6.5 | Residential | Yes | Behind the Meter | Net-metered residential rooftop and canopy |  | None | Vivint Solar Developer, LLC | PSE&G | Accepted | 2020-09-03 | 2020-09-04 | 2021-10-30 | Solar Edge | SE7600H-US | Inverters | 7600 |  | 1 |  |  | 0.992 |  | Outdoor | Near the Utility Meter
NJSTRE1545528742 |  | Transition Incentive Program | Landisville | 8326 | 19 | 9.1 | Residential | Yes | Behind the Meter | Net-metered residential rooftop and canopy |  | None | Suntuity Solar LLC | AC Electric | Accepted | 2020-09-02 | 2020-09-04 | 2021-10-30 | Enphase Energy | IQ7-60-2-US | Inverters | 240 |  | 26 |  |  | 0.97 |  | Outdoor | Behind the PV Modules
NJSTRE1545528754 |  | Transition Incentive Program | MOUNT LAUREL | 8054 | 13 | 9.77 | Residential | No | Behind the Meter | Net-metered residential rooftop and canopy |  | None | Suntuity Solar LLC | PSE&G | Accepted | 2020-09-02 | 2020-09-04 | 2021-10-30 | Enphase Energy | IQ7-60-2-US | Inverters | 240 |  | 31 |  |  | 0.97 |  | Outdoor | Behind the PV Modules
NJSTRE1545383627 | NJSRRE1542909525 | Transition Incentive Program | Irvington | 7111 | 9 | 10.08 | Residential | Yes | Behind the Meter | Behind the Meter |  | None | Pro Custom Solar dba Momentum Solar | PSE&G | Eligible for TI Program | 2019-11-04 | 2019-11-06 | 2021-10-30 | Hanwha | Q.Peak DUO BLK-G5 315 | Solar Panels |  | 0.315 | 14 | 99 | 36 |  | Fixed | Roof
NJSTRE1545383628 | NJSRRE1542559548 | Transition Incentive Program | Paterson | 7502 | 6 | 6.21 | Residential | Yes | Behind the Meter | Behind the Meter |  | None | Pro Custom Solar dba Momentum Solar | PSE&G | Eligible for TI Program | 2019-10-18 | 2019-10-22 | 2021-10-30 | LG ELECTRONICS | LG 345N1C-V5 | Solar Panels |  | 0.345 | 10 | 141 | 39 |  | Fixed | Roof
NJSTRE1545383639 | NJSRRE1542816137 | Transition Incentive Program | Edison | 8817 | 11 | 2.84 | Residential | Yes | Behind the Meter | Behind the Meter |  | None | Pro Custom Solar dba Momentum Solar | PSE&G | Eligible for TI Program | 2019-10-30 | 2019-11-01 | 2021-10-30 | Hanwha | Q.Peak DUO BLK-G5 315 | Solar Panels |  | 0.315 | 9 | 137 | 30 |  | Fixed | Roof
NJSTRE1545383640 | NJSRRE1543156642 | Transition Incentive Program | Linden | 7036 | 10 | 5.99 | Residential | Yes | Behind the Meter | Behind the Meter |  | None | Pro Custom Solar dba Momentum Solar | PSE&G | Eligible for TI Program | 2019-11-13 | 2019-11-15 | 2021-10-30 | Hanwha | Q.Peak DUO BLK-G5 315 | Solar Panels |  | 0.315 | 19 | 128 | 22 |  | Fixed | Roof
NJSTRE1545383650 | NJSRRE1542553780 | Transition Incentive Program | Red Bank | 7701 | 17 | 10.01 | Residential | Yes | Behind the Meter | Behind the Meter |  | None | Pro Custom Solar dba Momentum Solar | JCP&L | Eligible for TI Program | 2019-10-17 | 2019-10-21 | 2021-10-30 | LG ELECTRONICS | LG 345N1C-V5 | Solar Panels |  | 0.345 | 11 | 262 | 31 |  | Fixed | Roof
NJSTRE1545383650 | NJSRRE1542553780 | Transition Incentive Program | Red Bank | 7701 | 17 | 10.01 | Residential | Yes | Behind the Meter | Behind the Meter |  | None | Pro Custom Solar dba Momentum Solar | JCP&L | Eligible for TI Program | 2019-10-17 | 2019-10-21 | 2021-10-30 | LG ELECTRONICS | LG 345N1C-V5 | Solar Panels |  | 0.345 | 7 | 173 | 12 |  | Fixed | Roof
NJSTRE1545383655 | NJSRRE1542832715 | Transition Incentive Program | Mansfield | 8022 | 13 | 12.24 | Residential | No | Behind the Meter | Net-metered residential rooftop and canopy |  | None | SunPower Corporation, Systems | PSE&G | Accepted |  | 2019-11-01 | 2021-10-30 | SUNPOWER | SPR-X22-360-E-AC | Solar Panels |  | 0.36 | 17 | 190 | 30 |  | Fixed | Roof
NJSTRE1545383656 | NJSRRE1542448521 | Transition Incentive Program | Pleasantville | 8232 | 19 | 7.36 | Residential | Yes | Behind the Meter | Net-metered residential rooftop and canopy |  | None | Castle Energy, LLC | AC Electric | Final As-Built Received | 2019-09-27 | 2019-10-01 | 2021-10-30 | Hanwha Q-Cells | Q.Peak DUO BLK G5 320 | Solar Panels |  | 0.32 | 23 | 115 | 21 |  | Fixed | Roof
NJSTRE1545383661 | NJSRRE1542461618 | Transition Incentive Program | FREEHOLD | 7728 | 17 | 7.56 | Residential | No | Behind the Meter | Behind the Meter |  | None | Tesla Energy Operations | JCP&L | Eligible for TI Program | 2019-09-30 | 2019-10-11 | 2021-10-30 | Hanwha Q-Cells | # Q.Peak DUO BLK-G5/SC315 | Solar Panels |  | 0.315 | 5 | 163 | 37 |  | Fixed | Roof | outside
NJSTRE1545383662 | NJSRRE1542424989 | Transition Incentive Program | CHERRY HILL | 8003 | 14 | 8.19 | Residential | Yes | Behind the Meter | Net-metered residential rooftop and canopy |  | None | Vivint Solar Developer, LLC | PSE&G | Accepted | 2019-09-20 | 2019-09-24 | 2021-10-30 | HANWHA SOLAR | Q.PEAK BLK-G5 315 | Solar Panels |  | 0.315 | 15 | 281 | 19 |  | Fixed | Roof
NJSTRE1545586953 |  | Transition Incentive Program | WESTAMPTON | 8060 | 13 | 3.4 | Residential | Yes | Behind the Meter | Net-metered residential rooftop and canopy |  | None | Trinity Solar | PSE&G | Accepted | 2020-09-15 | 2020-09-17 | 2021-10-30 | Solar Edge | SE3000H-US000BNC4 | Inverters | 3000 |  | 1 |  |  | 0.97 |  | Outdoor | side of home
NJSTRE1545587006 |  | Transition Incentive Program | Jersey City | 7306 | 8 | 3.4 | Residential | Yes | Behind the Meter | Net-metered residential rooftop and canopy |  | None | Trinity Solar | PSE&G | Accepted | 2020-09-15 | 2020-09-17 | 2021-10-30 | Solar Edge | SE3000H-US | Inverters | 3000 |  | 1 |  |  | 0.97 |  | Outside | side of home
NJSTRE1545383574 | NJSRRE1542431328 | Transition Incentive Program | Morristown | 7960 | 3 | 7.54 | Residential | Yes | Behind the Meter | Behind the Meter |  | None | Sunrun Installation Services, Inc. | JCP&L | Eligible for TI Program | 2019-09-24 | 2019-09-26 | 2021-10-30 | REC Solar | REC290TP2 BLK | Solar Panels |  | 0.29 | 7 | 247 | 27 |  | Fixed | Roof
NJSTRE1545383581 | NJSRRE1542544121 | Transition Incentive Program | CAPE MAY COURT HOUSE | 8210 | 21 | 17.98 | Residential | Yes | Behind the Meter | Behind the Meter |  | None | Sunrun Installation Services, Inc. | AC Electric | Eligible for TI Program | 2019-10-15 | 2019-10-17 | 2021-10-30 | REC Solar | REC290TP2 BLK | Solar Panels |  | 0.29 | 6 | 177 | 23 |  | Fixed | Roof
NJSTRE1545383585 | NJSRRE1542850465 | Transition Incentive Program | River Edge | 7661 | 7 | 7.88 | Residential | Yes | Behind the Meter | Behind the Meter |  | None | Pro Custom Solar dba Momentum Solar | PSE&G | Eligible for TI Program | 2019-10-31 | 2019-11-04 | 2021-10-30 | HANWHA | Q.PEAK DUO BLK-G5 315 | Solar Panels |  | 0.315 | 8 | 178 | 20 |  | Fixed | Roof
NJSTRE1545383599 | NJSRRE1543067756 | Transition Incentive Program | West Orange | 7052 | 9 | 8.41 | Residential | Yes | Behind the Meter | Behind the Meter |  | None | Sunrun Installation Services, Inc. | PSE&G | Eligible for TI Program | 2019-11-12 | 2019-11-14 | 2021-10-30 | REC Solar | REC290TP2 BLK | Solar Panels |  | 0.29 | 5 | 305 | 45 |  | Fixed | Roof
NJSTRE1545383599 | NJSRRE1543067756 | Transition Incentive Program | West Orange | 7052 | 9 | 8.41 | Residential | Yes | Behind the Meter | Behind the Meter |  | None | Sunrun Installation Services, Inc. | PSE&G | Eligible for TI Program | 2019-11-12 | 2019-11-14 | 2021-10-30 | REC Solar | REC290TP2 BLK | Solar Panels |  | 0.29 | 4 | 214 | 23 |  | Fixed | Roof
NJSTRE1545383309 |  | Transition Incentive Program | HAMILTON | 8690 | 12 | 15.93 | Residential | Yes | Behind the Meter | Net-metered residential rooftop and canopy |  | None | Vivint Solar Developer, LLC | PSE&G | Accepted | 2020-08-07 | 2020-08-10 | 2021-10-30 | JINKO SOLAR | JKM325M-60HBL | Solar Panels |  | 0.325 | 15 | 86 | 23 |  | Fixed | Roof
NJSTRE1545587427 |  | Transition Incentive Program | MORRISTOWN | 7960 | 3 | 10.73 | Residential | Yes | Behind the Meter | Net-metered residential rooftop and canopy |  | None | Vivint Solar Developer, LLC | JCP&L | Accepted | 2020-09-19 | 2020-09-21 | 2021-10-30 | Solar Edge | SE7600H-US | Inverters | 7600 |  | 1 |  |  | 0.992 |  | Outdoor | Near the Utility Meter
NJSTRE1545587444 |  | Transition Incentive Program | FLEMINGTON | 8822 | 4 | 13 | Residential | Yes | Behind the Meter | Net-metered residential rooftop and canopy |  | None | Vivint Solar Developer, LLC | JCP&L | Accepted | 2020-09-19 | 2020-09-21 | 2021-10-30 | Solar Edge | SE10000H-US | Inverters | 10000 |  | 1 |  |  | 0.992 |  | Outdoor | Near the Utility Meter
NJSTRE1545588523 |  | Transition Incentive Program | SOMERSET | 8873 | 5 | 4.23 | Residential | Yes | Behind the Meter | Net-metered residential rooftop and canopy |  | None | Vivint Solar Developer, LLC | PSE&G | Accepted | 2020-09-19 | 2020-09-21 | 2021-10-30 | Solar Edge | SE3800H-US | Inverters | 3800 |  | 1 |  |  | 0.992 |  | Outdoor | Near the Utility Meter
NJSTRE1545590614 |  | Transition Incentive Program | Stratford | 8084 | 14 | 11.2 | Residential | No | Behind the Meter | Net-metered residential rooftop and canopy |  | None | Whitman Construction, LLC | AC Electric | Accepted | 2020-09-16 | 2020-09-18 | 2021-10-30 | enphase energy | IQ7-60-2-US | Inverters | 240 |  | 35 |  |  | 0.975 |  | Outdoor | MICROINVERTERS LOCATED UNDER MODULES
NJSTRE1545590626 |  | Transition Incentive Program | Annandale | 8801 | 4 | 12.87 | Residential | No | Behind the Meter | Net-metered residential rooftop and canopy |  | None | Green Power Energy | JCP&L | Accepted | 2020-09-16 | 2020-09-18 | 2021-10-30 | Enphase Energy | IQ7PLUS-72-2-US | Inverters | 290 |  | 39 |  |  | 0.975 |  | Outside | next to meter
NJSTRE1545594808 |  | Transition Incentive Program | Chesterfield TWP | 8515 | 13 | 8.16 | Residential | No | Behind the Meter | Net-metered residential rooftop and canopy |  | None | Tesla Energy Operations Inc. | PSE&G | Accepted | 2020-09-16 | 2020-09-18 | 2021-10-30 | SolarEdge Technologies | SE7600H-US [240V] | Inverters | 7600 |  | 1 |  |  | 0.99 |  | Outside | Outside
NJSTRE1545586911 |  | Transition Incentive Program | Little Ferry | 7643 | 7 | 5.1 | Residential | Yes | Behind the Meter | Net-metered residential rooftop and canopy |  | None | Trinity Solar | PSE&G | Accepted | 2020-09-15 | 2020-09-17 | 2021-10-30 | Solar Edge | SE3800 | Inverters | 3800 |  | 1 |  |  | 0.97 |  | Outside | side of home
NJSTRE1545586955 |  | Transition Incentive Program | Millville | 8332 | 20 | 19.04 | Residential | Yes | Behind the Meter | Net-metered residential rooftop and canopy |  | None | Trinity Solar | AC Electric | Accepted | 2020-09-15 | 2020-09-17 | 2021-10-30 | Solar Edge | SE3000 | Inverters | 3000 |  | 1 |  |  | 0.97 |  | Outside | side of home
NJSTRE1545586971 |  | Transition Incentive Program | Paulsboro | 8066 | 15 | 9.75 | Residential | Yes | Behind the Meter | Net-metered residential rooftop and canopy |  | None | Vivint Solar Developer, LLC | AC Electric | Accepted | 2020-09-19 | 2020-09-21 | 2021-10-30 | Solar Edge | SE7600H-US | Inverters | 7600 |  | 1 |  |  | 0.992 |  | Outdoor | Near the Utility Meter
NJSTRE1545587095 |  | Transition Incentive Program | JERSEY CITY | 7305 | 8 | 7.15 | Residential | Yes | Behind the Meter | Net-metered residential rooftop and canopy |  | None | Vivint Solar Developer, LLC | PSE&G | Accepted | 2020-09-19 | 2020-09-21 | 2021-10-30 | Solar Edge | SE7600H-US | Inverters | 7600 |  | 1 |  |  | 0.992 |  | Outdoor | Near the Utility Meter
NJSTRE1545587319 |  | Transition Incentive Program | Pleasantville | 8232 | 19 | 7.82 | Residential | No | Behind the Meter | Net-metered residential rooftop and canopy |  | None | Castle Energy, LLC | AC Electric | Accepted | 2020-09-15 | 2020-09-17 | 2021-10-30 | Enphase Energy | IQ7-60-2-US | Inverters | 240 |  | 23 |  |  | 0.967 |  | Outdoor | on the rooftop under each solar panel
NJSTRE1545587349 |  | Transition Incentive Program | MORRISTOWN | 7960 | 3 | 11.7 | Residential | Yes | Behind the Meter | Net-metered residential rooftop and canopy |  | None | Vivint Solar Developer, LLC | JCP&L | Accepted | 2020-09-19 | 2020-09-21 | 2021-10-30 | Solar Edge | SE7600H-US | Inverters | 7600 |  | 1 |  |  | 0.992 |  | Outdoor | Near the Utility Meter
NJSTRE1545587377 |  | Transition Incentive Program | Berlin | 8009 | 14 | 7.44 | Residential | Yes | Behind the Meter | Net-metered residential rooftop and canopy |  | None | Solar Energy World | AC Electric | Accepted | 2020-09-15 | 2020-09-17 | 2021-10-30 | Solar Edge | SE6000H-USRGM | Inverters | 6000 |  | 1 |  |  | 0.983 |  | Outdoor | near meter
NJSTRE1545587428 |  | Transition Incentive Program | Parkertown | 8087 | 18 | 6.4 | Residential | Yes | Behind the Meter | Net-metered residential rooftop and canopy |  | None | All Season Solar | AC Electric | Accepted | 2020-09-15 | 2020-09-17 | 2021-10-30 | Enphase | IQ7 | Inverters | 240 |  | 20 |  |  | 0.97 |  | Outdoor | under module
NJSTRE1545590606 |  | Transition Incentive Program | BLACKWOOD | 8012 | 14 | 12.29 | Residential | No | Behind the Meter | Net-metered residential rooftop and canopy |  | None | Suntuity Solar LLC | PSE&G | Accepted | 2020-09-16 | 2020-09-18 | 2021-10-30 | Enphase Energy | IQ7-60-2-US | Inverters | 240 |  | 39 |  |  | 0.97 |  | Outdoor | Behind the PV Modules
NJSTRE1545590701 |  | Transition Incentive Program | Ocean City | 8226 | 21 | 9.05 | Residential | No | Behind the Meter | Net-metered residential rooftop and canopy |  | None | Public Service Solar | AC Electric | Accepted | 2020-09-16 | 2020-09-18 | 2021-10-30 | Enphase | IQ7 + | Inverters | 0.29 |  | 27 |  |  | 0.96 |  | Outdoor | Roof mounted - Under panels
NJSTRE1545590682 |  | Transition Incentive Program | Green Brook TWP | 8812 | 11 | 14.63 | Residential | Yes | Behind the Meter | Net-metered residential rooftop and canopy |  | None | Sundial Solar Innovations | PSE&G | Accepted | 2020-09-17 | 2020-09-18 | 2021-10-30 | Enphase | IQ 7+ | Inverters | 0.29 |  | 39 |  |  | 0.97 |  | Outside | roof
NJSTRE1545591434 |  | Transition Incentive Program | GLASSBORO | 8028 | 15 | 6.18 | Residential | Yes | Behind the Meter | Net-metered residential rooftop and canopy |  | None | Vivint Solar Developer, LLC | AC Electric | Accepted | 2020-09-19 | 2020-09-21 | 2021-10-30 | Solar Edge | SE7600H-US | Inverters | 7600 |  | 1 |  |  | 0.992 |  | Outdoor | Near the Utility Meter
NJSTRE1545594805 |  | Transition Incentive Program | Succasunna | 7876 | 3 | 7.7 | Residential | Yes | Behind the Meter | Net-metered residential rooftop and canopy |  | None | Pro Custom Solar dba Momentum Solar | JCP&L | Accepted | 2020-09-16 | 2020-09-18 | 2021-10-30 | Enphase | IQ7Plus-72-2-US | Inverters | 290 |  | 22 |  |  | 0.97 |  | Outdoor | Roof
NJSTRE1545586996 |  | Transition Incentive Program | East Windsor | 8520 | 12 | 4.55 | Residential | Yes | Behind the Meter | Net-metered residential rooftop and canopy |  | None | Pro Custom Solar dba Momentum Solar | JCP&L | Accepted | 2020-09-15 | 2020-09-17 | 2021-10-30 | Enphase | IQ7Plus-72-2-US | Inverters | 290 |  | 13 |  |  | 0.97 |  | Outdoor | Roof
NJSTRE1545587330 |  | Transition Incentive Program | Pennsauken Township | 8110 | 14 | 5.89 | Residential | Yes | Behind the Meter | Net-metered residential rooftop and canopy |  | None | Solar Energy World | PSE&G | Final As-Built Received | 2020-09-15 | 2020-09-17 | 2021-10-30 | Solar Edge | SE5000H-USRGM | Inverters | 5000 |  | 1 |  |  | 0.983 |  | Outdoor | near meter
NJSTRE1545587335 |  | Transition Incentive Program | Williamstown | 8094 | 15 | 13.65 | Residential | Yes | Behind the Meter | Net-metered residential rooftop and canopy |  | None | Sun Up Zero Down | AC Electric | Accepted | 2020-09-15 | 2020-09-17 | 2021-10-30 | Enphase | IQ7-60-2-US | Inverters | 240 |  | 42 |  |  | 0.976 |  | Outside | behind panel
NJSTRE1545587369 |  | Transition Incentive Program | Neptune City | 7753 | 17 | 5.49 | Residential | Yes | Behind the Meter | Net-metered residential rooftop and canopy |  | None | Sunrun Installation Services, Inc. | JCP&L | Accepted | 2020-09-15 | 2020-09-17 | 2021-10-30 | Enphase Energy | IQ7-60-x-US (240V) | Inverters | 240 |  | 18 |  |  | 0.96 |  | Outdoor | Rooftop
NJSTRE1545587370 |  | Transition Incentive Program | Mansfield | 8022 | 13 | 21.96 | Residential | No | Behind the Meter | Net-metered residential rooftop and canopy |  | None | Public Service Solar | PSE&G | Accepted | 2020-09-15 | 2020-09-17 | 2021-10-30 | Enphase | iQ7+ | Inverters | 0.24 |  | 61 |  |  | 0.96 |  | Outdoor | Roof mounted under panels
NJSTRE1545587378 |  | Transition Incentive Program | Bergenfield | 7621 | 7 | 6.71 | Residential | Yes | Behind the Meter | Net-metered residential rooftop and canopy |  | None | Sunrun Installation Services, Inc. | PSE&G | Accepted | 2020-09-15 | 2020-09-17 | 2021-10-30 | Enphase Energy | IQ7-60-x-US (240V) | Inverters | 240 |  | 22 |  |  | 0.96 |  | Outdoor | Rooftop
NJSTRE1545587473 |  | Transition Incentive Program | Clementon | 8021 | 14 | 9.76 | Residential | Yes | Behind the Meter | Net-metered residential rooftop and canopy |  | None | Sunrun Installation Services, Inc. | AC Electric | Accepted | 2020-09-15 | 2020-09-17 | 2021-10-30 | Enphase Energy | IQ7-60-x-US (240V) | Inverters | 240 |  | 32 |  |  | 0.96 |  | Outdoor | Rooftop
NJSTRE1545590723 |  | Transition Incentive Program | Haddonfield | 8033 | 14 | 4.2 | Residential | Yes | Behind the Meter | Net-metered residential rooftop and canopy |  | None | Pro Custom Solar dba Momentum Solar | PSE&G | Accepted | 2020-09-16 | 2020-09-18 | 2021-10-30 | Enphase | IQ7Plus-72-2-US | Inverters | 290 |  | 12 |  |  | 0.97 |  | Outdoor | Roof
NJSTRE1545594743 |  | Transition Incentive Program | Gloucester City | 8030 | 14 | 7.48 | Residential | Yes | Behind the Meter | Net-metered residential rooftop and canopy |  | None | Vivint Solar Developer, LLC | PSE&G | Accepted | 2020-09-19 | 2020-09-21 | 2021-10-30 | Solar Edge | SE7600H-US | Inverters | 7600 |  | 1 |  |  | 0.992 |  | Outdoor | Near the Utility Meter
NJSTRE1545594845 |  | Transition Incentive Program | Paterson | 7504 | 6 | 3.02 | Residential | Yes | Behind the Meter | Net-metered residential rooftop and canopy |  | None | Trinity Solar | PSE&G | Accepted | 2020-09-16 | 2020-09-18 | 2021-10-30 | Solar Edge | SE3000H-US | Inverters | 3000 |  | 1 |  |  | 0.97 |  | Outside | 0.97
NJSTRE1545599880 |  | Transition Incentive Program | PAULSBORO | 8066 | 15 | 11.9 | Residential | Yes | Behind the Meter | Net-metered residential rooftop and canopy |  | None | Trinity Solar | AC Electric | Accepted | 2020-09-16 | 2020-09-18 | 2021-10-30 | Solar Edge | SE10000H-US000BNC4 | Inverters | 10000 |  | 1 |  |  | 0.97 |  | Outdoor | side of home
NJSTRE1545599947 |  | Transition Incentive Program | Tenafly | 7670 | 7 | 5.95 | Residential | Yes | Behind the Meter | Net-metered residential rooftop and canopy |  | None | Pro Custom Solar dba Momentum Solar | PSE&G | Accepted | 2020-09-16 | 2020-09-18 | 2021-10-30 | Enphase | IQ7Plus-72-2-US | Inverters | 290 |  | 17 |  |  | 0.97 |  | Outdoor | Roof
NJSTRE1545599953 |  | Transition Incentive Program | North Arlington | 7031 | 7 | 4.76 | Residential | Yes | Behind the Meter | Net-metered residential rooftop and canopy |  | None | Trinity Solar | PSE&G | Accepted | 2020-09-16 | 2020-09-22 | 2021-10-30 | Solar Edge | SE3800H-US | Inverters | 3800 |  | 1 |  |  | 0.97 |  | Outside | side of home
NJSTRE1545594864 |  | Transition Incentive Program | GREEN BROOK | 8812 | 11 | 12.16 | Residential | No | Behind the Meter | Net-metered residential rooftop and canopy |  | None | Vivint Solar Developer, LLC | PSE&G | Accepted | 2020-09-19 | 2020-09-21 | 2021-10-30 | Solar Edge | SE3800H-US | Inverters | 3800 |  | 1 |  |  | 0.992 |  | Outdoor | Near the Utility Meter
NJSTRE1545598925 |  | Transition Incentive Program | Atlantic City | 8401 | 19 | 9.6 | Residential | Yes | Behind the Meter | Net-metered residential rooftop and canopy |  | None | RCL Enterprises Inc. | AC Electric | Accepted | 2020-09-16 | 2020-09-18 | 2021-10-30 | enphase | iq7 | Inverters | 240 |  | 30 |  |  | 0.96 |  | Outdoor | under panels
NJSTRE1545599894 |  | Transition Incentive Program | Clark | 7066 | 10 | 9.8 | Residential | Yes | Behind the Meter | Net-metered residential rooftop and canopy |  | None | Pro Custom Solar dba Momentum Solar | PSE&G | Accepted | 2020-09-16 | 2020-09-18 | 2021-10-30 | Enphase | IQ7Plus-72-2-US | Inverters | 290 |  | 28 |  |  | 0.97 |  | Outdoor | Roof
NJSTRE1545599957 |  | Transition Incentive Program | Edison TWP | 8820 | 11 | 16.32 | Residential | Yes | Behind the Meter | Net-metered residential rooftop and canopy |  | None | Tesla Energy Operations Inc. | PSE&G | Accepted | 2020-09-16 | 2020-09-18 | 2021-10-30 | Delta Electronics | M8-TL-US [240V] | Inverters | 7680 |  | 2 |  |  | 0.975 |  | Outside | Outside
NJSTRE1545599965 |  | Transition Incentive Program | BARNEGAT | 8005 | 18 | 12.16 | Residential | No | Behind the Meter | Net-metered residential rooftop and canopy |  | None | Vivint Solar Developer, LLC | JCP&L | Accepted | 2020-09-21 | 2020-09-21 | 2021-10-30 | SOLAREDGE | SE7600H-US | Inverters | 7600 |  | 1 |  |  | 0.992 |  | Outdoor | Near the Utility Meter
NJSTRE1545599990 |  | Transition Incentive Program | Belleville | 7109 | 9 | 9.8 | Municipality | Yes | Behind the Meter | Net-metered residential rooftop and canopy |  | None | Pro Custom Solar dba Momentum Solar | PSE&G | Accepted | 2020-09-16 | 2020-09-18 | 2021-10-30 | Enphase | IQ7Plus-72-2-US | Inverters | 290 |  | 28 |  |  | 0.97 |  | Outdoor | Roof
NJSTRE1545599995 |  | Transition Incentive Program | Englewood | 7631 | 7 | 5.52 | Residential | Yes | Behind the Meter | Net-metered residential rooftop and canopy |  | None | Sunrun, Inc. | PSE&G | Accepted | 2020-09-16 | 2020-09-18 | 2021-10-30 | Enphase Energy | IQ7PLUS-72-x-US (240V) | Inverters | 290 |  | 16 |  |  | 0.96 |  | Outdoor | Rooftop
NJSTRE1545600025 |  | Transition Incentive Program | Toms River | 8753 | 18 | 5.19 | Residential | Yes | Behind the Meter | Net-metered residential rooftop and canopy |  | None | Sunrun Installation Services, Inc. | JCP&L | Accepted | 2020-09-16 | 2020-09-18 | 2021-10-30 | Enphase Energy | IQ7-60-x-US (240V) | Inverters | 240 |  | 17 |  |  | 0.96 |  | Outdoor | Rooftop
NJSTRE1545600018 |  | Transition Incentive Program | LAWRENCE TOWNSHIP | 8648 | 12 | 10.88 | Residential | No | Behind the Meter | Net-metered residential rooftop and canopy |  | None | Vivint Solar Developer, LLC | PSE&G | Accepted | 2020-09-21 | 2020-09-22 | 2021-10-30 | SOLAREDGE | SE7600H-US | Inverters | 7600 |  | 1 |  |  | 0.992 |  | Outdoor | Near the Utility Meter
NJSTRE1545600423 |  | Transition Incentive Program | Edison | 8837 | 11 | 5.27 | Residential | Yes | Behind the Meter | Net-metered residential rooftop and canopy |  | None | Solar Energy World | PSE&G | Accepted | 2020-09-16 | 2020-09-21 | 2021-10-30 | Solar Edge | SE5000H-USRGM | Inverters | 5000 |  | 1 |  |  | 0.983 |  | Outdoor | near meter
NJSTRE1545600489 |  | Transition Incentive Program | Egg Harbor Township | 8234 | 19 | 4.96 | Residential | Yes | Behind the Meter | Net-metered residential rooftop and canopy |  | None | Solar Energy World | AC Electric | Accepted | 2020-09-16 | 2020-09-21 | 2021-10-30 | Solar Edge | SE5000H-USRGM | Inverters | 5000 |  | 1 |  |  | 0.983 |  | Outdoor | near meter
NJSTRE1545600594 |  | Transition Incentive Program | Washington Township | 8012 | 14 | 15.18 | Residential | Yes | Behind the Meter | Net-metered residential rooftop and canopy |  | None | Sunrun Installation Services, Inc. | PSE&G | Accepted | 2020-09-16 | 2020-09-21 | 2021-10-30 | Enphase Energy | IQ7-60-x-US (240V) | Inverters | 240 |  | 46 |  |  | 0.96 |  | Outdoor | Rooftop
NJSTRE1545600605 |  | Transition Incentive Program | West Tuckerton | 8087 | 18 | 7.02 | Residential | Yes | Behind the Meter | Net-metered residential rooftop and canopy |  | None | Sunrun Installation Services, Inc. | AC Electric | Accepted | 2020-09-16 | 2020-09-21 | 2021-10-30 | Enphase Energy | IQ7-60-x-US (240V) | Inverters | 240 |  | 22 |  |  | 0.96 |  | Outdoor | Rooftop
NJSTRE1545594870 |  | Transition Incentive Program | Cherry Hill | 8002 | 14 | 13.74 | Residential | Yes | Behind the Meter | Net-metered residential rooftop and canopy |  | None | Vision Solar LLC | PSE&G | Accepted | 2020-09-16 | 2020-09-18 | 2021-10-30 | ENPHASE | IQ7-60-2-US | Inverters | 0.24 |  | 41 |  |  | 0.96 |  | Other | BEHIND EACH PANEL
NJSTRE1545599965 |  | Transition Incentive Program | BARNEGAT | 8005 | 18 | 12.16 | Residential | No | Behind the Meter | Net-metered residential rooftop and canopy |  | None | Vivint Solar Developer, LLC | JCP&L | Accepted | 2020-09-21 | 2020-09-21 | 2021-10-30 | SOLAREDGE | SE3800H-US | Inverters | 3800 |  | 1 |  |  | 0.992 |  | Outdoor | Near the Utility Meter
NJSTRE1545600013 |  | Transition Incentive Program | Lake Hopatcong | 7849 | 3 | 14.95 | Residential | Yes | Behind the Meter | Net-metered residential rooftop and canopy |  | None | Sunrun Installation Services, Inc. | JCP&L | Accepted | 2020-09-16 | 2020-09-18 | 2021-10-30 | Delta Electronics | M4-TL-US | Inverters | 4000 |  | 1 |  |  | 0.96 |  | Outdoor | Next To Meter
NJSTRE1545600016 |  | Transition Incentive Program | Villas | 8251 | 21 | 5.78 | Residential | Yes | Behind the Meter | Net-metered residential rooftop and canopy |  | None | Trinity Solar | AC Electric | Accepted | 2020-09-16 | 2020-09-18 | 2021-10-30 | SOLAR EDGE | SE6000H-US | Inverters | 6000 |  | 1 |  |  | 0.97 |  | Outside | SIDE OF HOME
NJSTRE1545600041 |  | Transition Incentive Program | HILLSIDE | 7205 | 10 | 13.98 | Residential | Yes | Behind the Meter | Net-metered residential rooftop and canopy |  | None | Infinity Solar Systems | PSE&G | Accepted | 2020-09-16 | 2020-09-21 | 2021-10-30 | ENPHASE | IQ7PLUS-72-X-US | Inverters | 290 |  | 43 |  |  | 0.97 |  | Outside | MICROINVERTERS
NJSTRE1545383599 | NJSRRE1543067756 | Transition Incentive Program | West Orange | 7052 | 9 | 8.41 | Residential | Yes | Behind the Meter | Behind the Meter |  | None | Sunrun Installation Services, Inc. | PSE&G | Eligible for TI Program | 2019-11-12 | 2019-11-14 | 2021-10-30 | REC Solar | REC290TP2 BLK | Solar Panels |  | 0.29 | 16 | 125 | 32 |  | Fixed | Roof
NJSTRE1545383605 | NJSRRE1542887939 | Transition Incentive Program | Maywood | 7607 | 7 | 13.05 | Residential | Yes | Behind the Meter | Behind the Meter |  | None | Sunrun Installation Services, Inc. | PSE&G | Eligible for TI Program | 2019-11-01 | 2019-11-05 | 2021-10-30 | REC Solar | REC290TP2 BLK | Solar Panels |  | 0.29 | 20 | 107 | 27 |  | Fixed | Roof
NJSTRE1545383605 | NJSRRE1542887939 | Transition Incentive Program | Maywood | 7607 | 7 | 13.05 | Residential | Yes | Behind the Meter | Behind the Meter |  | None | Sunrun Installation Services, Inc. | PSE&G | Eligible for TI Program | 2019-11-01 | 2019-11-05 | 2021-10-30 | REC Solar | REC290TP2 BLK | Solar Panels |  | 0.29 | 15 | 287 | 25 |  | Fixed | Roof
NJSTRE1545383609 | NJSRRE1542518904 | Transition Incentive Program | Sicklerville | 8081 | 14 | 17.69 | Residential | Yes | Behind the Meter | Net-metered residential rooftop and canopy |  | None | Whitman Construction, LLC | AC Electric | Accepted |  | 2019-10-15 | 2021-10-30 | Trina Solar | TSM-305DD05A | Solar Panels |  | 0.305 | 8 | 143 | 30 |  | Fixed | Roof
NJSTRE1545383609 | NJSRRE1542518904 | Transition Incentive Program | Sicklerville | 8081 | 14 | 17.69 | Residential | Yes | Behind the Meter | Net-metered residential rooftop and canopy |  | None | Whitman Construction, LLC | AC Electric | Accepted |  | 2019-10-15 | 2021-10-30 | Trina Solar | TSM-305DD05A | Solar Panels |  | 0.305 | 6 | 233 | 40 |  | Fixed | Roof
NJSTRE1545383618 | NJSRRE1543047273 | Transition Incentive Program | Monroe Township | 8831 | 11 | 9.45 | Residential | Yes | Behind the Meter | Behind the Meter |  | None | Pro Custom Solar dba Momentum Solar | JCP&L | Eligible for TI Program | 2019-11-07 | 2019-11-12 | 2021-10-30 | Hanwha | Q.Peak DUO BLK-G5 315 | Solar Panels |  | 0.315 | 3 | 185 | 32 |  | Fixed | Roof
NJSTRE1545383623 | NJSRRE1542448507 | Transition Incentive Program | Jersey City | 7305 | 8 | 4.58 | Residential | Yes | Behind the Meter | Net-metered residential rooftop and canopy |  | None | Vision Solar LLC | PSE&G | Accepted | 2019-09-27 | 2019-10-01 | 2021-10-30 | sunpower | e20-327-e-ac | Solar Panels |  | 0.327 | 11 | 219 | 0 |  | Fixed | Roof
NJSTRE1545383624 | NJSRRE1542497246 | Transition Incentive Program | Toms River | 8753 | 18 | 12.21 | Residential | No | Behind the Meter | Net-metered residential rooftop and canopy |  | None | Powerlutions | JCP&L | Final As-Built Received |  | 2019-10-04 | 2021-10-30 | Axitec | AC-330MH/120S | Solar Panels |  | 0.33 | 20 | 112 | 39 |  | Fixed | Roof
NJSTRE1545383309 |  | Transition Incentive Program | HAMILTON | 8690 | 12 | 15.93 | Residential | Yes | Behind the Meter | Net-metered residential rooftop and canopy |  | None | Vivint Solar Developer, LLC | PSE&G | Accepted | 2020-08-07 | 2020-08-10 | 2021-10-30 | JINKO SOLAR | JKM325M-60HBL | Solar Panels |  | 0.325 | 34 | 266 | 23 |  | Fixed | Roof
NJSTRE1545383605 | NJSRRE1542887939 | Transition Incentive Program | Maywood | 7607 | 7 | 13.05 | Residential | Yes | Behind the Meter | Behind the Meter |  | None | Sunrun Installation Services, Inc. | PSE&G | Eligible for TI Program | 2019-11-01 | 2019-11-05 | 2021-10-30 | REC Solar | REC290TP2 BLK | Solar Panels |  | 0.29 | 2 | 198 | 26 |  | Fixed | Roof
NJSTRE1545383605 | NJSRRE1542887939 | Transition Incentive Program | Maywood | 7607 | 7 | 13.05 | Residential | Yes | Behind the Meter | Behind the Meter |  | None | Sunrun Installation Services, Inc. | PSE&G | Eligible for TI Program | 2019-11-01 | 2019-11-05 | 2021-10-30 | REC Solar | REC290TP2 BLK | Solar Panels |  | 0.29 | 8 | 198 | 23 |  | Fixed | Roof
NJSTRE1545383609 | NJSRRE1542518904 | Transition Incentive Program | Sicklerville | 8081 | 14 | 17.69 | Residential | Yes | Behind the Meter | Net-metered residential rooftop and canopy |  | None | Whitman Construction, LLC | AC Electric | Accepted |  | 2019-10-15 | 2021-10-30 | Trina Solar | TSM-305DD05A | Solar Panels |  | 0.305 | 3 | 233 | 31 |  | Fixed | Roof
NJSTRE1545383609 | NJSRRE1542518904 | Transition Incentive Program | Sicklerville | 8081 | 14 | 17.69 | Residential | Yes | Behind the Meter | Net-metered residential rooftop and canopy |  | None | Whitman Construction, LLC | AC Electric | Accepted |  | 2019-10-15 | 2021-10-30 | Trina Solar | TSM-305DD05A | Solar Panels |  | 0.305 | 3 | 53 | 31 |  | Fixed | Roof
NJSTRE1545383613 | NJSRRE1542475671 | Transition Incentive Program | Piscataway | 8854 | 11 | 11.04 | Residential | Yes | Behind the Meter | Behind the Meter |  | None | Pro Custom Solar dba Momentum Solar | PSE&G | Eligible for TI Program | 2019-10-01 | 2019-10-03 | 2021-10-30 | LG ELECTRONICS | LG 345N1C-V5 | Solar Panels |  | 0.345 | 21 | 155 | 17 |  | Fixed | Roof
NJSTRE1545383618 | NJSRRE1543047273 | Transition Incentive Program | Monroe Township | 8831 | 11 | 9.45 | Residential | Yes | Behind the Meter | Behind the Meter |  | None | Pro Custom Solar dba Momentum Solar | JCP&L | Eligible for TI Program | 2019-11-07 | 2019-11-12 | 2021-10-30 | Hanwha | Q.Peak DUO BLK-G5 315 | Solar Panels |  | 0.315 | 27 | 95 | 30 |  | Fixed | Roof
NJSTRE1545383623 | NJSRRE1542448507 | Transition Incentive Program | Jersey City | 7305 | 8 | 4.58 | Residential | Yes | Behind the Meter | Net-metered residential rooftop and canopy |  | None | Vision Solar LLC | PSE&G | Accepted | 2019-09-27 | 2019-10-01 | 2021-10-30 | sunpower | e20-327-e-ac | Solar Panels |  | 0.327 | 3 | 309 | 30 |  | Fixed | Roof
NJSTRE1545383636 | NJSRRE1542548374 | Transition Incentive Program | Pompton Plains | 7444 | 3 | 7.25 | Residential | Yes | Behind the Meter | Behind the Meter |  | None | Sunrun Installation Services, Inc. | JCP&L | Eligible for TI Program | 2019-10-16 | 2019-10-18 | 2021-10-30 | REC Solar | REC290TP2 BLK | Solar Panels |  | 0.29 | 4 | 263 | 27 |  | Fixed | Roof
NJSTRE1545383642 | NJSRRE1542832850 | Transition Incentive Program | sicklerville | 8081 | 14 | 16.35 | Residential | Yes | Behind the Meter | Net-metered residential rooftop and canopy |  | None | Vision Solar LLC | AC Electric | Accepted | 2019-10-30 | 2019-11-01 | 2021-10-30 | sunpower | e20-327-e-ac | Solar Panels |  | 0.327 | 15 | 77 | 27 |  | Fixed | Roof
NJSTRE1545383648 | NJSRRE1542433966 | Transition Incentive Program | Newark | 7107 | 9 | 7.32 | Residential | No | Behind the Meter | Net-metered residential rooftop and canopy |  | None | Whitman Construction, LLC | PSE&G | Accepted |  | 2019-09-27 | 2021-10-30 | Trina Solar | TSM-305DD05A | Solar Panels |  | 0.305 | 7 | 21 | 35 |  | Fixed | Roof
NJSTRE1545383648 | NJSRRE1542433966 | Transition Incentive Program | Newark | 7107 | 9 | 7.32 | Residential | No | Behind the Meter | Net-metered residential rooftop and canopy |  | None | Whitman Construction, LLC | PSE&G | Accepted |  | 2019-09-27 | 2021-10-30 | Trina Solar | TSM-305DD05A | Solar Panels |  | 0.305 | 3 | 111 | 35 |  | Fixed | Roof
NJSTRE1545383652 | NJSRRE1542433909 | Transition Incentive Program | Ventnor City | 8406 | 19 | 8.25 | Residential | No | Behind the Meter | Behind the Meter |  | None | Green Power Energy | AC Electric | Eligible for TI Program | 2019-09-25 | 2019-09-27 | 2021-10-30 | Panasonic | VBHN330SA17 | Solar Panels |  | 0.33 | 4 | 147 | 27 |  | Fixed | Roof
NJSTRE1545383637 | NJSRRE1542544504 | Transition Incentive Program | Flemington | 8822 | 4 | 6.27 | Residential | No | Behind the Meter | Behind the Meter |  | None | Sunrun Installation Services, Inc. | JCP&L | Eligible for TI Program | 2019-10-15 | 2019-10-23 | 2021-10-30 | LG Electronics | LG330N1C-A5 | Solar Panels |  | 0.33 | 6 | 52 | 27 |  | Fixed | Roof
NJSTRE1545383646 | NJSRRE1542431763 | Transition Incentive Program | Wayne | 7470 | 6 | 9.28 | Residential | No | Behind the Meter | Behind the Meter |  | None | Sunrun Installation Services, Inc. | PSE&G | Eligible for TI Program | 2019-09-24 | 2019-09-26 | 2021-10-30 | REC Solar | REC290TP2 BLK | Solar Panels |  | 0.29 | 26 | 173 | 10 |  | Fixed | Roof
NJSTRE1545383647 | NJSRRE1542507904 | Transition Incentive Program | Irvington | 7111 | 9 | 4.36 | Residential | Yes | Behind the Meter | Behind the Meter |  | None | Pro Custom Solar dba Momentum Solar | PSE&G | Eligible for TI Program | 2019-10-04 | 2019-10-09 | 2021-10-30 | LG ELECTRONICS | LG 335N1C-V5 | Solar Panels |  | 0.335 | 13 | 227 | 29 |  | Fixed | Roof
NJSTRE1545383649 | NJSRRE1542578637 | Transition Incentive Program | Hamilton Township | 8610 | 12 | 10.85 | Residential | No | Behind the Meter | Behind the Meter |  | None | Green Power Energy | PSE&G | Eligible for TI Program | 2019-10-23 | 2019-10-25 | 2021-10-30 | Silfab | SLA310M | Solar Panels |  | 0.31 | 8 | 298 | 23 |  | Fixed | Roof
NJSTRE1545383658 | NJSRRE1542518870 | Transition Incentive Program | pennsauken | 8109 | 14 | 9.48 | Residential | Yes | Behind the Meter | Net-metered residential rooftop and canopy |  | None | Vision Solar LLC | PSE&G | Accepted | 2019-10-09 | 2019-10-14 | 2021-10-30 | sunpower | e20-327-e-ac | Solar Panels |  | 0.327 | 9 | 82 | 27 |  | Fixed | Roof
NJSTRE1545383658 | NJSRRE1542518870 | Transition Incentive Program | pennsauken | 8109 | 14 | 9.48 | Residential | Yes | Behind the Meter | Net-metered residential rooftop and canopy |  | None | Vision Solar LLC | PSE&G | Accepted | 2019-10-09 | 2019-10-14 | 2021-10-30 | sunpower | e20-327-e-ac | Solar Panels |  | 0.327 | 4 | 262 | 27 |  | Fixed | Roof
NJSTRE1545383661 | NJSRRE1542461618 | Transition Incentive Program | FREEHOLD | 7728 | 17 | 7.56 | Residential | No | Behind the Meter | Behind the Meter |  | None | Tesla Energy Operations | JCP&L | Eligible for TI Program | 2019-09-30 | 2019-10-11 | 2021-10-30 | Hanwha Q-Cells | # Q.Peak DUO BLK-G5/SC315 | Solar Panels |  | 0.315 | 1 | 253 | 37 |  | Fixed | Roof | outside
NJSTRE1545383661 | NJSRRE1542461618 | Transition Incentive Program | FREEHOLD | 7728 | 17 | 7.56 | Residential | No | Behind the Meter | Behind the Meter |  | None | Tesla Energy Operations | JCP&L | Eligible for TI Program | 2019-09-30 | 2019-10-11 | 2021-10-30 | Hanwha Q-Cells | # Q.Peak DUO BLK-G5/SC315 | Solar Panels |  | 0.315 | 14 | 163 | 37 |  | Fixed | Roof | outside
NJSTRE1545383669 | NJSRRE1542967086 | Transition Incentive Program | Cedar Brook | 8018 | 14 | 8.37 | Residential | Yes | Behind the Meter | Behind the Meter |  | None | All Season Solar | AC Electric | Eligible for TI Program | 2019-11-05 | 2019-11-07 | 2021-10-30 | Trina | TSM DD05H.05II 310W AUG 2019 | Solar Panels |  | 0.31 | 6 | 134 | 18 |  | Fixed | Roof
NJSTRE1545383671 | NJSRRE1542476182 | Transition Incentive Program | Sewell | 8080 | 15 | 14.39 | Residential | Yes | Behind the Meter | Net-metered residential rooftop and canopy |  | None | SunPower Corporation, Systems | AC Electric | Accepted |  | 2019-10-03 | 2021-10-30 | SUNPOWER | SPR-E20-327-E-AC | Solar Panels |  | 0.327 | 27 | 111 | 20 |  | Fixed | Roof
NJSTRE1545383671 | NJSRRE1542476182 | Transition Incentive Program | Sewell | 8080 | 15 | 14.39 | Residential | Yes | Behind the Meter | Net-metered residential rooftop and canopy |  | None | SunPower Corporation, Systems | AC Electric | Accepted |  | 2019-10-03 | 2021-10-30 | SUNPOWER | SPR-E20-327-E-AC | Solar Panels |  | 0.327 | 5 | 201 | 20 |  | Fixed | Roof
NJSTRE1545383676 | NJSRRE1542428418 | Transition Incentive Program | Englishtown | 7726 | 17 | 20.79 | Residential | Yes | Behind the Meter | Net-metered residential rooftop and canopy |  | None | Vivint Solar Developer, LLC | JCP&L | Accepted | 2019-09-23 | 2019-09-25 | 2021-10-30 | Hanwha Solar | Q.PEAK BLK-G5 315 | Solar Panels |  | 0.315 | 5 | 73 | 20 |  | Fixed | Roof
NJSTRE1545383677 | NJSRRE1542461133 | Transition Incentive Program | Sicklerville | 8081 | 14 | 13.08 | Residential | Yes | Behind the Meter | Net-metered residential rooftop and canopy |  | None | Castle Energy, LLC | AC Electric | Accepted | 2019-09-30 | 2019-10-02 | 2021-10-30 | SunPower | SPR-E20-327-C-AC | Solar Panels |  | 0.327 | 22 | 245 | 30 |  | Fixed | Roof
NJSTRE1545383617 | NJSRRE1542467636 | Transition Incentive Program | Bayonne | 7002 | 8 | 8.28 | Residential | Yes | Behind the Meter | Behind the Meter |  | None | Pro Custom Solar dba Momentum Solar | PSE&G | Eligible for TI Program | 2019-10-01 | 2019-10-03 | 2021-10-30 | LG ELECTRONICS | LG 345N1C-V5 | Solar Panels |  | 0.345 | 4 | 282 | 30 |  | Fixed | Roof
NJSTRE1545383619 | NJSRRE1542581719 | Transition Incentive Program | Millstone Boro | 8844 | 5 | 11.89 | Residential | No | Behind the Meter | Behind the Meter |  | None | Sunrun Installation Services, Inc. | PSE&G | Eligible for TI Program | 2019-10-24 | 2019-10-28 | 2021-10-30 | REC Solar | REC290TP2 BLK | Solar Panels |  | 0.29 | 23 | 352 | 23 |  | Fixed | Roof
NJSTRE1545383619 | NJSRRE1542581719 | Transition Incentive Program | Millstone Boro | 8844 | 5 | 11.89 | Residential | No | Behind the Meter | Behind the Meter |  | None | Sunrun Installation Services, Inc. | PSE&G | Eligible for TI Program | 2019-10-24 | 2019-10-28 | 2021-10-30 | REC Solar | REC290TP2 BLK | Solar Panels |  | 0.29 | 17 | 172 | 23 |  | Fixed | Roof
NJSTRE1545383629 | NJSRRE1542422947 | Transition Incentive Program | Cape May courthouse | 8210 | 21 | 5.2 | Residential | No | Behind the Meter | Behind the Meter |  | None | Kiss Electric LLC | AC Electric | Eligible for TI Program | 2019-09-25 | 2019-09-25 | 2021-10-30 | q-cell | Q.PEAK DUO-G5 | Solar Panels |  | 0.325 | 16 | 225 | 40 |  | Fixed | Roof
NJSTRE1545383632 | NJSRRE1542509280 | Transition Incentive Program | Leonia | 7605 | 7 | 6.38 | Residential | No | Behind the Meter | Behind the Meter |  | None | Sunrun Installation Services, Inc. | PSE&G | Eligible for TI Program | 2019-10-04 | 2019-10-09 | 2021-10-30 | REC Solar | REC290TP2 BLK | Solar Panels |  | 0.29 | 12 | 129 | 34 |  | Fixed | Roof
NJSTRE1545383633 | NJSRRE1542544117 | Transition Incentive Program | KEYPORT | 7735 | 17 | 4.73 | Residential | Yes | Behind the Meter | Net-metered residential rooftop and canopy |  | None | Vivint Solar Developer, LLC | JCP&L | Accepted | 2019-10-15 | 2019-10-17 | 2021-10-30 | Hanwha Solar | Q.PEAK BLK-G5 315 | Solar Panels |  | 0.315 | 12 | 291 | 34 |  | Fixed | Roof
NJSTRE1545383644 | NJSRRE1543040987 | Transition Incentive Program | Swainton | 8210 | 21 | 99.9 | Commercial | No | Behind the Meter | Behind the Meter |  | None | OCEAN SOLAR | AC Electric | Eligible for TI Program | 2019-11-06 | 2019-11-11 | 2021-10-30 | Solar World | SW 300 Mono | Solar Panels |  | 0.3 | 333 | 202 | 20 |  | Fixed | Ground
NJSTRE1545383651 | NJSRRE1543041116 | Transition Incentive Program | Williamstown | 8094 | 15 | 8.99 | Residential | Yes | Behind the Meter | Behind the Meter |  | None | Sunrun Installation Services, Inc. | AC Electric | Eligible for TI Program | 2019-11-06 | 2019-11-08 | 2021-10-30 | REC Solar | REC290TP2 BLK | Solar Panels |  | 0.29 | 31 | 112 | 34 |  | Fixed | Roof
NJSTRE1545383652 | NJSRRE1542433909 | Transition Incentive Program | Ventnor City | 8406 | 19 | 8.25 | Residential | No | Behind the Meter | Behind the Meter |  | None | Green Power Energy | AC Electric | Eligible for TI Program | 2019-09-25 | 2019-09-27 | 2021-10-30 | Panasonic | VBHN330SA17 | Solar Panels |  | 0.33 | 21 | 148 | 23 |  | Fixed | Roof
NJSTRE1545383653 | NJSRRE1542428863 | Transition Incentive Program | NORTH PLAINFIELD | 7063 | 10 | 7.25 | Residential | Yes | Behind the Meter | Net-metered residential rooftop and canopy |  | None | Vivint Solar Developer, LLC | PSE&G | Accepted | 2019-09-24 | 2019-09-25 | 2021-10-30 | Hanwha | Q.PEAK DUO BLK-G5 315w | Solar Panels |  | 0.315 | 14 | 134 | 35 |  | Fixed | Roof
NJSTRE1545383654 | NJSRRE1542525284 | Transition Incentive Program | northfield | 8225 | 19 | 12.16 | Commercial | Yes | Behind the Meter | Net-metered non-residential rooftop and canopy |  | None | CE Team Inc. | AC Electric | Accepted | 2019-10-10 | 2019-10-14 | 2021-10-30 | Axitec | AC380-72S | Solar Panels |  | 0.38 | 32 | 161 | 10 |  | Fixed | Roof
NJSTRE1545383663 | NJSRRE1542528152 | Transition Incentive Program | Union | 7083 | 10 | 27.2 | Commercial | Yes | Behind the Meter | Net-metered non-residential rooftop and canopy |  | None | Powerlutions | PSE&G | Accepted |  | 2019-10-15 | 2021-10-30 | Axitec | AC-320MH/120S | Solar Panels |  | 0.32 | 36 | 122 | 23 |  | Fixed | Roof
NJSTRE1545383663 | NJSRRE1542528152 | Transition Incentive Program | Union | 7083 | 10 | 27.2 | Commercial | Yes | Behind the Meter | Net-metered non-residential rooftop and canopy |  | None | Powerlutions | PSE&G | Accepted |  | 2019-10-15 | 2021-10-30 | Axitec | AC-320MH/120S | Solar Panels |  | 0.32 | 37 | 302 | 23 |  | Fixed | Roof
NJSTRE1545528775 |  | Transition Incentive Program | Westfield Township | 7090 | 10 | 15.91 | Residential | No | Behind the Meter | Net-metered residential rooftop and canopy |  | None | Green Power Energy | PSE&G | Accepted | 2020-09-02 | 2020-09-04 | 2021-10-30 | Enphase Energy | IQ7PLUS-72-2-US | Inverters | 0.29 |  | 43 |  |  | 0.975 |  | Outside | next to meter
NJSTRE1545528818 |  | Transition Incentive Program | MANASQUAN | 8736 | 17 | 3.69 | Residential | Yes | Behind the Meter | Net-metered residential rooftop and canopy |  | None | Vision Solar LLC | JCP&L | Accepted | 2020-09-02 | 2020-09-04 | 2021-10-30 | ENPHASE | IQ7-60-2-US | Inverters | 0.24 |  | 11 |  |  | 0.96 |  | Other | BEHIND EACH PANEL
NJSTRE1545528814 |  | Transition Incentive Program | Whiting | 8759 | 18 | 13.76 | Residential | No | Behind the Meter | Net-metered residential rooftop and canopy |  | None | Orbit Energy & Power, LLC | JCP&L | Accepted | 2020-09-02 | 2020-09-04 | 2021-10-30 | enphase | iq7-60-2-us | Inverters | 0.24 |  | 43 |  |  | 0.96 |  | Other | behind panels
NJSTRE1545528849 |  | Transition Incentive Program | Rutherford | 7070 | 7 | 6.37 | Residential | Yes | Behind the Meter | Net-metered residential rooftop and canopy |  | None | Vision Solar LLC | PSE&G | Accepted | 2020-09-02 | 2020-09-04 | 2021-10-30 | ENPHASE | IQ7-60-2-US | Inverters | 0.24 |  | 19 |  |  | 0.96 |  | Other | BEHIND EACH PANEL
NJSTRE1545528864 |  | Transition Incentive Program | Neotune | 7753 | 17 | 7.15 | Residential | No | Behind the Meter | Net-metered residential rooftop and canopy |  | None | Whitman Construction, LLC | JCP&L | Accepted | 2020-09-02 | 2020-09-04 | 2021-10-30 | enphase energy | iq7-60-2-us | Inverters | 240 |  | 22 |  |  | 0.975 |  | Outdoor | microinverters located under modules
NJSTRE1545383013 | NJSRRE1541888104 | Transition Incentive Program | Hillside Twp | 7205 | 10 | 5.51 | Residential | No | Behind the Meter | Behind the Meter |  | None | Sunrun Installation Services, Inc. | PSE&G | Eligible for TI Program | 2019-08-27 | 2019-08-29 | 2021-10-30 | REC Solar | REC290TP2 BLK | Solar Panels |  | 0.29 | 19 | 121 | 23 |  | Fixed | Roof
NJSTRE1545383021 | NJSRRE1542419903 | Transition Incentive Program | Englishtown | 7726 | 17 | 4.73 | Residential | Yes | Behind the Meter | Behind the Meter |  | None | Pro Custom Solar dba Momentum Solar | JCP&L | Eligible for TI Program | 2019-09-18 | 2019-09-20 | 2021-10-30 | HANWHA | Q.PEAK DUO BLK-G5 315 | Solar Panels |  | 0.315 | 15 | 159 | 25 |  | Fixed | Roof
NJSTRE1545383033 | NJSRRE1542886236 | Transition Incentive Program | Barnegat Township | 8005 | 18 | 12.54 | Residential | No | Behind the Meter | Behind the Meter |  | None | Sunrun Installation Services, Inc. | PSE&G | Eligible for TI Program | 2019-11-01 | 2019-11-05 | 2021-10-30 | LG Electronics | LG330N1C-A5 | Solar Panels |  | 0.33 | 4 | 148 | 27 |  | Fixed | Roof
NJSTRE1545383036 | NJSRRE1542501342 | Transition Incentive Program | DUNELLEN | 8812 | 11 | 5.36 | Residential | Yes | Behind the Meter | Net-metered residential rooftop and canopy |  | None | Vivint Solar Developer, LLC | PSE&G | Accepted | 2019-10-03 | 2019-10-08 | 2021-10-30 | Hanwha Solar | Q.PEAK BLK-G5 315 | Solar Panels |  | 0.315 | 6 | 351 | 22 |  | Fixed | Roof
NJSTRE1545383041 | NJSRRE1542907649 | Transition Incentive Program | Swedesboro | 8085 | 15 | 7.44 | Residential | No | Behind the Meter | Behind the Meter |  | ACE | EMT Renewables | AC Electric | Eligible for TI Program | 2019-11-04 | 2019-11-06 | 2021-10-30 | Trina | Honeymax 310-BLK | Solar Panels |  | 0.31 | 8 | 301 | 29 |  | Fixed | Roof
NJSTRE1545383046 | NJSRRE1542840682 | Transition Incentive Program | Plainfield | 7062 | 10 | 2.52 | Residential | No | Behind the Meter | Behind the Meter |  | None | Trinity Solar | PSE&G | Eligible for TI Program | 2019-10-31 | 2019-11-04 | 2021-10-30 | HANWHA | Q.PEAK DUO BLK-G5 315 | Solar Panels |  | 0.315 | 8 | 218 | 18 |  | Fixed | Roof
NJSTRE1545383050 | NJSRRE1542528150 | Transition Incentive Program | Sicklerville | 8081 | 14 | 13.12 | Residential | No | Behind the Meter | Net-metered residential rooftop and canopy |  | None | Castle Energy, LLC | AC Electric | Accepted | 2019-10-11 | 2019-10-15 | 2021-10-30 | Hanwha Q-Cells | Q.Peak DUO-BLK-G5 320 | Solar Panels |  | 0.32 | 34 | 221 | 21 |  | Fixed | Roof
NJSTRE1545383054 | NJSRRE1542524833 | Transition Incentive Program | Sicklerville | 8081 | 14 | 9.3 | Residential | No | Behind the Meter | Behind the Meter |  | None | Acos Energy, LLC | AC Electric | Eligible for TI Program | 2019-10-10 | 2019-10-14 | 2021-10-30 | Trina | TSM DD05H 05 II 310W | Solar Panels |  | 0.31 | 11 | 167 | 35 |  | Fixed | Roof
NJSTRE1545594835 |  | Transition Incentive Program | Rahway | 7065 | 10 | 4.2 | Residential | Yes | Behind the Meter | Net-metered residential rooftop and canopy |  | None | Pro Custom Solar dba Momentum Solar | PSE&G | Accepted | 2020-09-16 | 2020-09-18 | 2021-10-30 | Enphase | IQ7Plus-72-2-US | Inverters | 290 |  | 12 |  |  | 0.97 |  | Outdoor | Roof
NJSTRE1545594864 |  | Transition Incentive Program | GREEN BROOK | 8812 | 11 | 12.16 | Residential | No | Behind the Meter | Net-metered residential rooftop and canopy |  | None | Vivint Solar Developer, LLC | PSE&G | Accepted | 2020-09-19 | 2020-09-21 | 2021-10-30 | SOLAREDGE | SE7600H-US | Inverters | 7600 |  | 1 |  |  | 0.992 |  | Outdoor | Near the Utility Meter
NJSTRE1545599691 |  | Transition Incentive Program | Blackwood | 8012 | 14 | 11.06 | Residential | No | Behind the Meter | Net-metered residential rooftop and canopy |  | None | Vision Solar LLC | AC Electric | Accepted | 2020-09-16 | 2020-09-18 | 2021-10-30 | ENPHASE | IQ7-60-2-US | Inverters | 0.24 |  | 33 |  |  | 0.96 |  | Other | behind each panel
NJSTRE1545599873 |  | Transition Incentive Program | BELFORD | 7718 | 17 | 3.78 | Residential | No | Behind the Meter | Net-metered residential rooftop and canopy |  | None | Vivint Solar Developer, LLC | JCP&L | Accepted | 2020-09-21 | 2020-09-23 | 2021-10-30 | SOLAREDGE | SE3800H-US | Inverters | 3800 |  | 1 |  |  | 0.992 |  | Outdoor | Near the Utility Meter
NJSTRE1545599974 |  | Transition Incentive Program | Howell | 7731 | 17 | 6.65 | Residential | Yes | Behind the Meter | Net-metered residential rooftop and canopy |  | None | Pro Custom Solar dba Momentum Solar | JCP&L | Accepted | 2020-09-16 | 2020-09-18 | 2021-10-30 | Enphase | IQ7Plus-72-2-US | Inverters | 290 |  | 19 |  |  | 0.97 |  | Outdoor | Roof
NJSTRE1545599993 |  | Transition Incentive Program | Fords | 8863 | 11 | 6.12 | Residential | No | Behind the Meter | Net-metered residential rooftop and canopy |  | None | Trinity Solar | PSE&G | Accepted | 2020-09-16 | 2020-09-18 | 2021-10-30 | Solar Edge | SE5000H-US | Inverters | 5000 |  | 1 |  |  | 0.97 |  | Outside | side of home
NJSTRE1545600024 |  | Transition Incentive Program | Dunellen | 8812 | 11 | 8.16 | Residential | Yes | Behind the Meter | Net-metered residential rooftop and canopy |  | None | Trinity Solar | PSE&G | Accepted | 2020-09-16 | 2020-09-18 | 2021-10-30 | Solar Edge | SE7600 | Inverters | 7600 |  | 1 |  |  | 0.97 |  | Outside | side of home
NJSTRE1545383622 | NJSRRE1543210234 | Transition Incentive Program | Brick | 8724 | 18 | 4.93 | Residential | Yes | Behind the Meter | Behind the Meter |  | None | Sunrun Installation Services, Inc. | JCP&L | Eligible for TI Program | 2019-11-13 | 2019-11-18 | 2021-10-30 | REC Solar | REC290TP2 BLK | Solar Panels |  | 0.29 | 17 | 174 | 27 |  | Fixed | Roof
NJSTRE1545383625 | NJSRRE1542430891 | Transition Incentive Program | Edison | 8817 | 11 | 6.21 | Residential | Yes | Behind the Meter | Behind the Meter |  | None | Pro Custom Solar dba Momentum Solar | PSE&G | Eligible for TI Program | 2019-09-24 | 2019-09-25 | 2021-10-30 | LG ELECTRONICS | LG 345N1C-V5 | Solar Panels |  | 0.345 | 12 | 257 | 21 |  | Fixed | Roof
NJSTRE1545383641 | NJSRRE1542528139 | Transition Incentive Program | Irvington Town | 7111 | 9 | 7.04 | Residential | Yes | Behind the Meter | Behind the Meter |  | None | Skyline Solar, LLC | PSE&G | Eligible for TI Program | 2019-10-11 | 2019-10-15 | 2021-10-30 | Hanwha Q-Cells | Q.PEAK DUO-G5 320 | Solar Panels |  | 0.32 | 22 | 301 | 14 |  | Fixed | Roof
NJSTRE1545383649 | NJSRRE1542578637 | Transition Incentive Program | Hamilton Township | 8610 | 12 | 10.85 | Residential | No | Behind the Meter | Behind the Meter |  | None | Green Power Energy | PSE&G | Eligible for TI Program | 2019-10-23 | 2019-10-25 | 2021-10-30 | Silfab | SLA310M | Solar Panels |  | 0.31 | 27 | 116 | 18 |  | Fixed | Roof
NJSTRE1545383658 | NJSRRE1542518870 | Transition Incentive Program | pennsauken | 8109 | 14 | 9.48 | Residential | Yes | Behind the Meter | Net-metered residential rooftop and canopy |  | None | Vision Solar LLC | PSE&G | Accepted | 2019-10-09 | 2019-10-14 | 2021-10-30 | sunpowper | e20-327-e-ac | Solar Panels |  | 0.327 | 16 | 262 | 27 |  | Fixed | Roof
NJSTRE1545383630 | NJSRRE1542581462 | Transition Incentive Program | Atlantic City | 8401 | 19 | 2.56 | Residential | No | Behind the Meter | Net-metered residential rooftop and canopy |  | None | Castle Energy, LLC | AC Electric | Accepted | 2019-10-24 | 2019-10-28 | 2021-10-30 | Hanwha Q-Cells | Q.Peak DUO-G5 320 | Solar Panels |  | 0.32 | 8 | 152 | 25 |  | Fixed | Roof
NJSTRE1545383631 | NJSRRE1542948140 | Transition Incentive Program | Sicklerville | 8081 | 14 | 8.82 | Residential | Yes | Behind the Meter | Behind the Meter |  | None | Pro Custom Solar dba Momentum Solar | AC Electric | Eligible for TI Program | 2019-11-05 | 2019-11-06 | 2021-10-30 | Hanwha | Q.Peak DUO BLK-G5 315 | Solar Panels |  | 0.315 | 28 | 174 | 26 |  | Fixed | Roof
NJSTRE1545383636 | NJSRRE1542548374 | Transition Incentive Program | Pompton Plains | 7444 | 3 | 7.25 | Residential | Yes | Behind the Meter | Behind the Meter |  | None | Sunrun Installation Services, Inc. | JCP&L | Eligible for TI Program | 2019-10-16 | 2019-10-18 | 2021-10-30 | REC Solar | REC290TP2 BLK | Solar Panels |  | 0.29 | 21 | 173 | 27 |  | Fixed | Roof
NJSTRE1545383642 | NJSRRE1542832850 | Transition Incentive Program | sicklerville | 8081 | 14 | 16.35 | Residential | Yes | Behind the Meter | Net-metered residential rooftop and canopy |  | None | Vision Solar LLC | AC Electric | Accepted | 2019-10-30 | 2019-11-01 | 2021-10-30 | sunpower | e20-327-e-ac | Solar Panels |  | 0.327 | 35 | 257 | 27 |  | Fixed | Roof
NJSTRE1545383648 | NJSRRE1542433966 | Transition Incentive Program | Newark | 7107 | 9 | 7.32 | Residential | No | Behind the Meter | Net-metered residential rooftop and canopy |  | None | Whitman Construction, LLC | PSE&G | Accepted |  | 2019-09-27 | 2021-10-30 | Trina Solar | TSM-305DD05A | Solar Panels |  | 0.305 | 6 | 291 | 35 |  | Fixed | Roof
NJSTRE1545383648 | NJSRRE1542433966 | Transition Incentive Program | Newark | 7107 | 9 | 7.32 | Residential | No | Behind the Meter | Net-metered residential rooftop and canopy |  | None | Whitman Construction, LLC | PSE&G | Accepted |  | 2019-09-27 | 2021-10-30 | Trina Solar | TSM-305DD05A | Solar Panels |  | 0.305 | 8 | 201 | 35 |  | Fixed | Roof
NJSTRE1545383653 | NJSRRE1542428863 | Transition Incentive Program | NORTH PLAINFIELD | 7063 | 10 | 7.25 | Residential | Yes | Behind the Meter | Net-metered residential rooftop and canopy |  | None | Vivint Solar Developer, LLC | PSE&G | Accepted | 2019-09-24 | 2019-09-25 | 2021-10-30 | Hanwha | Q.PEAK DUO BLK-G5 315w | Solar Panels |  | 0.315 | 6 | 314 | 26 |  | Fixed | Roof
NJSTRE1545383659 | NJSRRE1543151679 | Transition Incentive Program | North Bergen | 7047 | 8 | 6.3 | Residential | Yes | Behind the Meter | Net-metered residential rooftop and canopy |  | None | Suntuity Solar LLC | PSE&G | Accepted | 2019-11-13 | 2019-11-15 | 2021-10-30 | Yingli Green Energy | YL315D-30b | Solar Panels |  | 0.315 | 20 | 120 | 17 |  | Fixed | Roof
NJSTRE1545383660 | NJSRRE1542679433 | Transition Incentive Program | North Bergen | 7047 | 8 | 4.41 | Residential | No | Behind the Meter | Net-metered residential rooftop and canopy |  | None | Suntuity Solar LLC | PSE&G | Accepted | 2019-10-26 | 2019-10-29 | 2021-10-30 | Yingli Green Energy | YL315D-30b | Solar Panels |  | 0.315 | 3 | 301 | 34 |  | Fixed | Roof
NJSTRE1545383664 | NJSRRE1542448621 | Transition Incentive Program | WEST ORANGE | 7052 | 9 | 13.55 | Residential | Yes | Behind the Meter | Net-metered residential rooftop and canopy |  | None | Vivint Solar Developer, LLC | PSE&G | Accepted | 2019-09-27 | 2019-10-01 | 2021-10-30 | Hanwha | Q.PEAK BLK-G5 315 | Solar Panels |  | 0.315 | 12 | 103 | 37 |  | Fixed | Roof
NJSTRE1545383670 | NJSRRE1543257771 | Transition Incentive Program | Blackwood | 8012 | 14 | 5.99 | Residential | Yes | Behind the Meter | Net-metered residential rooftop and canopy |  | None | Vivint Solar Developer, LLC | PSE&G | Accepted | 2019-11-15 | 2019-11-19 | 2021-10-30 | HANWHA SOLAR | Q.PEAK BLK-G5 315 | Solar Panels |  | 0.315 | 2 | 202 | 19 |  | Fixed | Roof
NJSTRE1545383670 | NJSRRE1543257771 | Transition Incentive Program | Blackwood | 8012 | 14 | 5.99 | Residential | Yes | Behind the Meter | Net-metered residential rooftop and canopy |  | None | Vivint Solar Developer, LLC | PSE&G | Accepted | 2019-11-15 | 2019-11-19 | 2021-10-30 | HANWHA SOLAR | Q.PEAK BLK-G5 315 | Solar Panels |  | 0.315 | 14 | 202 | 19 |  | Fixed | Roof
NJSTRE1545599988 |  | Transition Incentive Program | Mays Landing | 8330 | 19 | 6.12 | Residential | Yes | Behind the Meter | Net-metered residential rooftop and canopy |  | None | Trinity Solar | AC Electric | Accepted | 2020-09-16 | 2020-09-18 | 2021-10-30 | SOLAR EDGE | SE5000H-US | Inverters | 5000 |  | 1 |  |  | 0.97 |  | Outside | GARAGE
NJSTRE1545594767 |  | Transition Incentive Program | Hillsborough | 8844 | 5 | 9.72 | Residential | Yes | Behind the Meter | Net-metered residential rooftop and canopy |  | None | Solar Energy World | PSE&G | Accepted | 2020-09-16 | 2020-09-18 | 2021-10-30 | Solar Edge | SE7600H-USRGM | Inverters | 7600 |  | 1 |  |  | 0.98 |  | Outdoor | near meter
NJSTRE1545600332 |  | Transition Incentive Program | Englishtown | 7726 | 17 | 7.02 | Residential | Yes | Behind the Meter | Net-metered residential rooftop and canopy |  | None | Sunrun Installation Services, Inc. | JCP&L | Accepted | 2020-09-16 | 2020-09-18 | 2021-10-30 | Enphase Energy | IQ7-60-x-US (240V) | Inverters | 240 |  | 23 |  |  | 0.96 |  | Outdoor | Rooftop
NJSTRE1545600389 |  | Transition Incentive Program | Cliffwood | 7721 | 17 | 7.94 | Residential | Yes | Behind the Meter | Net-metered residential rooftop and canopy |  | None | Sunrun Installation Services, Inc. | JCP&L | Accepted | 2020-09-16 | 2020-09-18 | 2021-10-30 | Enphase Energy | IQ7PLUS-72-x-US (240V) | Inverters | 290 |  | 23 |  |  | 0.96 |  | Outdoor | Rooftop
NJSTRE1545383666 | NJSRRE1542561127 | Transition Incentive Program | Matawan | 7747 | 17 | 5.28 | Residential | Yes | Behind the Meter | Net-metered residential rooftop and canopy |  | None | Tesla Energy Operations | JCP&L | Accepted | 2019-10-19 | 2019-10-22 | 2021-10-30 | Panasonic | SolarCity Standard #SC330 | Solar Panels |  | 0.33 | 4 | 168 | 40 |  | Fixed | Roof
NJSTRE1545383667 | NJSRRE1543067336 | Transition Incentive Program | WILLINGBORO | 8046 | 13 | 3.47 | Residential | Yes | Behind the Meter | Net-metered residential rooftop and canopy |  | None | Vivint Solar Developer, LLC | PSE&G | Accepted | 2019-11-12 | 2019-11-14 | 2021-10-30 | Hanwha | Q.PEAK BLK-G5 315 | Solar Panels |  | 0.315 | 11 | 189 | 42 |  | Fixed | Roof
NJSTRE1545383672 | NJSRRE1542548346 | Transition Incentive Program | Woodland Park | 7424 | 6 | 10.56 | Residential | No | Behind the Meter | Behind the Meter |  | None | ACDC Solar LLC | PSE&G | Eligible for TI Program | 2019-10-16 | 2019-10-22 | 2021-10-30 | Canadian Solar | CS1H-330MS | Solar Panels |  | 0.33 | 32 | 197 | 41 |  | Fixed | Roof
NJSTRE1545383673 | NJSRRE1542561892 | Transition Incentive Program | PENNSAUKEN | 8109 | 14 | 11.97 | Residential | No | Behind the Meter | Net-metered residential rooftop and canopy |  | None | Vivint Solar Developer, LLC | PSE&G | Accepted | 2019-10-21 | 2019-10-22 | 2021-10-30 | Hanwha | Q.PEAK BLK-G5 315 | Solar Panels |  | 0.315 | 12 | 265 | 25 |  | Fixed | Roof
NJSTRE1545383676 | NJSRRE1542428418 | Transition Incentive Program | Englishtown | 7726 | 17 | 20.79 | Residential | Yes | Behind the Meter | Net-metered residential rooftop and canopy |  | None | Vivint Solar Developer, LLC | JCP&L | Accepted | 2019-09-23 | 2019-09-25 | 2021-10-30 | Hanwha Solar | Q.PEAK BLK-G5 315 | Solar Panels |  | 0.315 | 24 | 253 | 20 |  | Fixed | Roof
NJSTRE1545383676 | NJSRRE1542428418 | Transition Incentive Program | Englishtown | 7726 | 17 | 20.79 | Residential | Yes | Behind the Meter | Net-metered residential rooftop and canopy |  | None | Vivint Solar Developer, LLC | JCP&L | Accepted | 2019-09-23 | 2019-09-25 | 2021-10-30 | Hanwha Solar | Q.PEAK BLK-G5 315 | Solar Panels |  | 0.315 | 8 | 253 | 20 |  | Fixed | Roof
NJSTRE1545383690 | NJSRRE1543238879 | Transition Incentive Program | Manahawkin | 8050 | 18 | 10.4 | Residential | Yes | Behind the Meter | Net-metered residential rooftop and canopy |  | None | Vivint Solar Developer, LLC | AC Electric | Accepted | 2019-11-19 | 2019-11-19 | 2021-10-30 | HANWHA SOLAR | Q.PEAK BLK-G5 315 | Solar Panels |  | 0.315 | 27 | 177 | 33 |  | Fixed | Roof
NJSTRE1545383696 | NJSRRE1542431387 | Transition Incentive Program | Hightstown | 8520 | 12 | 8.91 | Residential | Yes | Behind the Meter | Behind the Meter |  | None | Sunrun Installation Services, Inc. | JCP&L | Eligible for TI Program | 2019-09-24 | 2019-09-26 | 2021-10-30 | LG Electronics | LG330N1C-A5 | Solar Panels |  | 0.33 | 13 | 271 | 18 |  | Fixed | Roof
NJSTRE1545383601 | NJSRRE1543041120 | Transition Incentive Program | West Deptford | 8093 | 15 | 9.45 | Residential | Yes | Behind the Meter | Behind the Meter |  | None | Trinity Solar | PSE&G | Eligible for TI Program | 2019-11-06 | 2019-11-08 | 2021-10-30 | HANWHA | Q.PEAK DUO BLK-G5 315 | Solar Panels |  | 0.315 | 30 | 202 | 23 |  | Fixed | Roof
NJSTRE1545383602 | NJSRRE1542541872 | Transition Incentive Program | Pennsauken | 8110 | 14 | 10.08 | Residential | Yes | Behind the Meter | Net-metered residential rooftop and canopy |  | None | Vivint Solar Developer, LLC | PSE&G | Accepted | 2019-10-14 | 2019-10-16 | 2021-10-30 | Hanwha | Q.PEAK DUO BLK-G5 315w | Solar Panels |  | 0.315 | 26 | 221 | 19 |  | Fixed | Roof
NJSTRE1545383606 | NJSRRE1542568704 | Transition Incentive Program | Budd Lake | 7828 | 3 | 9.28 | Residential | Yes | Behind the Meter | Behind the Meter |  | None | Sunrun Installation Services, Inc. | JCP&L | Eligible for TI Program | 2019-10-21 | 2019-10-23 | 2021-10-30 | REC Solar | REC290TP2 BLK | Solar Panels |  | 0.29 | 23 | 234 | 23 |  | Fixed | Roof
NJSTRE1545383621 | NJSRRE1543158793 | Transition Incentive Program | Mantua | 8051 | 15 | 3.78 | Residential | Yes | Behind the Meter | Net-metered residential rooftop and canopy |  | None | Vivint Solar Developer, LLC | AC Electric | Accepted | 2019-11-13 | 2019-11-15 | 2021-10-30 | Hanwha | Q.PEAK BLK-G5 315 | Solar Panels |  | 0.315 | 9 | 223 | 17 |  | Fixed | Roof
NJSTRE1545383628 | NJSRRE1542559548 | Transition Incentive Program | Paterson | 7502 | 6 | 6.21 | Residential | Yes | Behind the Meter | Behind the Meter |  | None | Pro Custom Solar dba Momentum Solar | PSE&G | Eligible for TI Program | 2019-10-18 | 2019-10-22 | 2021-10-30 | LG ELECTRONICS | LG 345N1C-V5 | Solar Panels |  | 0.345 | 8 | 321 | 37 |  | Fixed | Roof
NJSTRE1545383633 | NJSRRE1542544117 | Transition Incentive Program | KEYPORT | 7735 | 17 | 4.73 | Residential | Yes | Behind the Meter | Net-metered residential rooftop and canopy |  | None | Vivint Solar Developer, LLC | JCP&L | Accepted | 2019-10-15 | 2019-10-17 | 2021-10-30 | Hanwha Solar | Q.PEAK BLK-G5 315 | Solar Panels |  | 0.315 | 3 | 111 | 34 |  | Fixed | Roof
NJSTRE1545383638 | NJSRRE1543040898 | Transition Incentive Program | Swainton | 8210 | 21 | 180 | Commercial | Yes | Behind the Meter | Behind the Meter |  | None | OCEAN SOLAR | AC Electric | Eligible for TI Program | 2019-11-06 | 2019-11-11 | 2021-10-30 | Solar World | SW 300 Mono | Solar Panels |  | 0.3 | 600 | 202 | 20 |  | Fixed | Ground
NJSTRE1545383650 | NJSRRE1542553780 | Transition Incentive Program | Red Bank | 7701 | 17 | 10.01 | Residential | Yes | Behind the Meter | Behind the Meter |  | None | Pro Custom Solar dba Momentum Solar | JCP&L | Eligible for TI Program | 2019-10-17 | 2019-10-21 | 2021-10-30 | LG ELECTRONICS | LG 345N1C-V5 | Solar Panels |  | 0.345 | 5 | 82 | 30 |  | Fixed | Roof
NJSTRE1545383650 | NJSRRE1542553780 | Transition Incentive Program | Red Bank | 7701 | 17 | 10.01 | Residential | Yes | Behind the Meter | Behind the Meter |  | None | Pro Custom Solar dba Momentum Solar | JCP&L | Eligible for TI Program | 2019-10-17 | 2019-10-21 | 2021-10-30 | LG ELECTRONICS | LG 345N1C-V5 | Solar Panels |  | 0.345 | 6 | 353 | 17 |  | Fixed | Roof
NJSTRE1545383662 | NJSRRE1542424989 | Transition Incentive Program | CHERRY HILL | 8003 | 14 | 8.19 | Residential | Yes | Behind the Meter | Net-metered residential rooftop and canopy |  | None | Vivint Solar Developer, LLC | PSE&G | Accepted | 2019-09-20 | 2019-09-24 | 2021-10-30 | HANWHA SOLAR | Q.PEAK BLK-G5 315 | Solar Panels |  | 0.315 | 11 | 281 | 24 |  | Fixed | Roof
NJSTRE1545383668 | NJSRRE1542574959 | Transition Incentive Program | HAWTHORNE | 7506 | 6 | 5.36 | Residential | Yes | Behind the Meter | Behind the Meter |  | None | Pro Custom Solar dba Momentum Solar | PSE&G | Eligible for TI Program | 2019-10-22 | 2019-10-24 | 2021-10-30 | Hanwha | Q.Peak DUO BLK-G5 315 | Solar Panels |  | 0.315 | 17 | 261 | 4 |  | Fixed | Roof
NJSTRE1545383673 | NJSRRE1542561892 | Transition Incentive Program | PENNSAUKEN | 8109 | 14 | 11.97 | Residential | No | Behind the Meter | Net-metered residential rooftop and canopy |  | None | Vivint Solar Developer, LLC | PSE&G | Accepted | 2019-10-21 | 2019-10-22 | 2021-10-30 | Hanwha | Q.PEAK BLK-G5 315 | Solar Panels |  | 0.315 | 6 | 265 | 25 |  | Fixed | Roof
NJSTRE1545383677 | NJSRRE1542461133 | Transition Incentive Program | Sicklerville | 8081 | 14 | 13.08 | Residential | Yes | Behind the Meter | Net-metered residential rooftop and canopy |  | None | Castle Energy, LLC | AC Electric | Accepted | 2019-09-30 | 2019-10-02 | 2021-10-30 | SunPower | SPR-E20-327-C-AC | Solar Panels |  | 0.327 | 18 | 65 | 30 |  | Fixed | Roof
NJSTRE1545383683 | NJSRRE1542547029 | Transition Incentive Program | Cape May | 8204 | 21 | 10.23 | Residential | Yes | Behind the Meter | Behind the Meter |  | None | Orbit Energy & Power, LLC | AC Electric | Eligible for TI Program | 2019-10-16 | 2019-10-18 | 2021-10-30 | trina | tsm 310 | Solar Panels |  | 0.31 | 30 | 114 | 20 |  | Fixed | Roof
NJSTRE1545383687 | NJSRRE1542556276 | Transition Incentive Program | Toms River | 8755 | 18 | 9.81 | Residential | No | Behind the Meter | Net-metered residential rooftop and canopy |  | None | SunPower Corporation, Systems | JCP&L | Accepted |  | 2019-10-21 | 2021-10-30 | SUNPOWER | SPR-E20-327-E-AC | Solar Panels |  | 0.327 | 30 | 217 | 20 |  | Fixed | Roof
NJSTRE1545383691 | NJSRRE1542581806 | Transition Incentive Program | Bayville | 8721 | 18 | 7.56 | Residential | Yes | Behind the Meter | Behind the Meter |  | None | Trinity Solar | JCP&L | Eligible for TI Program | 2019-10-24 | 2019-10-28 | 2021-10-30 | Hanwha | Q.PEAK DUO BLK-G5 315 | Solar Panels |  | 0.315 | 24 | 184 | 18 |  | Fixed | Roof
NJSTRE1545383693 | NJSRRE1542967127 | Transition Incentive Program | Orange | 7050 | 9 | 3.45 | Residential | Yes | Behind the Meter | Behind the Meter |  | None | Pro Custom Solar dba Momentum Solar | PSE&G | Eligible for TI Program | 2019-11-05 | 2019-11-07 | 2021-10-30 | LG Electronics | LG 345N1C-V5 | Solar Panels |  | 0.345 | 5 | 122 | 31 |  | Fixed | Roof
NJSTRE1545383697 | NJSRRE1542515233 | Transition Incentive Program | North Arlington | 7031 | 7 | 5.04 | Residential | Yes | Behind the Meter | Behind the Meter |  | None | Trinity Solar | PSE&G | Eligible for TI Program | 2019-10-08 | 2019-10-10 | 2021-10-30 | Hanwha 315 | Q.PEAK DUO BLK-G5 315 | Solar Panels |  | 0.315 | 6 | 303 | 27 |  | Fixed | Roof
NJSTRE1545383699 | NJSRRE1542431444 | Transition Incentive Program | Absecon | 8201 | 19 | 27.8 | Residential | Yes | Behind the Meter | Behind the Meter |  | None | Sun Up Zero Down | AC Electric | Eligible for TI Program | 2019-09-24 | 2019-09-26 | 2021-10-30 | SUnpower | SPR-E20-327-C-AC | Solar Panels |  | 0.327 | 40 | 187 | 25 |  | Fixed | Roof
NJSTRE1545383701 | NJSRRE1542576384 | Transition Incentive Program | West Berlin | 8091 | 14 | 10.73 | Residential | Yes | Behind the Meter | Behind the Meter |  | None | Sunrun Installation Services, Inc. | AC Electric | Eligible for TI Program | 2019-10-22 | 2019-10-24 | 2021-10-30 | REC Solar | REC290TP2 BLK | Solar Panels |  | 0.29 | 16 | 187 | 23 |  | Fixed | Roof
NJSTRE1545383706 | NJSRRE1542850455 | Transition Incentive Program | Irvington Town | 7111 | 9 | 8.12 | Residential | Yes | Behind the Meter | Behind the Meter |  | None | Sunrun Installation Services, Inc. | PSE&G | Eligible for TI Program | 2019-10-31 | 2019-11-04 | 2021-10-30 | REC Solar | REC290TP2 BLK | Solar Panels |  | 0.29 | 28 | 216 | 10 |  | Fixed | Roof
NJSTRE1545383710 | NJSRRE1542579720 | Transition Incentive Program | West Deptford | 8096 | 15 | 7.59 | Residential | Yes | Behind the Meter | Behind the Meter |  | None | Pro Custom Solar dba Momentum Solar | PSE&G | Eligible for TI Program | 2019-10-23 | 2019-10-25 | 2021-10-30 | LG ELECTRONICS | LG 345N1C-V5 | Solar Panels |  | 0.345 | 18 | 205 | 9 |  | Fixed | Roof
NJSTRE1545383713 | NJSRRE1542428473 | Transition Incentive Program | LONG BRANCH | 7740 | 17 | 2.52 | Residential | Yes | Behind the Meter | Net-metered residential rooftop and canopy |  | None | Vivint Solar Developer, LLC | JCP&L | Accepted | 2019-09-23 | 2019-09-25 | 2021-10-30 | HANWHA SOLAR | Q.PEAK BLK-G5 315 | Solar Panels |  | 0.315 | 2 | 97 | 13 |  | Fixed | Roof
NJSTRE1545383722 | NJSRRE1543066079 | Transition Incentive Program | Elmwood Park | 7407 | 7 | 6.93 | Residential | Yes | Behind the Meter | Net-metered residential rooftop and canopy |  | None | Vivint Solar Developer, LLC | PSE&G | Accepted | 2019-11-11 | 2019-11-14 | 2021-10-30 | Hanwha Solar | Q.PEAK BLK-G5 315 | Solar Panels |  | 0.315 | 8 | 339 | 40 |  | Fixed | Roof
NJSTRE1545383653 | NJSRRE1542428863 | Transition Incentive Program | NORTH PLAINFIELD | 7063 | 10 | 7.25 | Residential | Yes | Behind the Meter | Net-metered residential rooftop and canopy |  | None | Vivint Solar Developer, LLC | PSE&G | Accepted | 2019-09-24 | 2019-09-25 | 2021-10-30 | Hanwha | Q.PEAK DUO BLK-G5 315w | Solar Panels |  | 0.315 | 3 | 134 | 26 |  | Fixed | Roof
NJSTRE1545383660 | NJSRRE1542679433 | Transition Incentive Program | North Bergen | 7047 | 8 | 4.41 | Residential | No | Behind the Meter | Net-metered residential rooftop and canopy |  | None | Suntuity Solar LLC | PSE&G | Accepted | 2019-10-26 | 2019-10-29 | 2021-10-30 | Yingli Green Energy | YL315D-30b | Solar Panels |  | 0.315 | 11 | 121 | 34 |  | Fixed | Roof
NJSTRE1545383664 | NJSRRE1542448621 | Transition Incentive Program | WEST ORANGE | 7052 | 9 | 13.55 | Residential | Yes | Behind the Meter | Net-metered residential rooftop and canopy |  | None | Vivint Solar Developer, LLC | PSE&G | Accepted | 2019-09-27 | 2019-10-01 | 2021-10-30 | Hanwha | Q.PEAK BLK-G5 315w | Solar Panels |  | 0.315 | 16 | 283 | 37 |  | Fixed | Roof
NJSTRE1545383664 | NJSRRE1542448621 | Transition Incentive Program | WEST ORANGE | 7052 | 9 | 13.55 | Residential | Yes | Behind the Meter | Net-metered residential rooftop and canopy |  | None | Vivint Solar Developer, LLC | PSE&G | Accepted | 2019-09-27 | 2019-10-01 | 2021-10-30 | Hanwha | Q.PEAK BLK-G5 315 | Solar Panels |  | 0.315 | 15 | 12 | 31 |  | Fixed | Roof
NJSTRE1545383670 | NJSRRE1543257771 | Transition Incentive Program | Blackwood | 8012 | 14 | 5.99 | Residential | Yes | Behind the Meter | Net-metered residential rooftop and canopy |  | None | Vivint Solar Developer, LLC | PSE&G | Accepted | 2019-11-15 | 2019-11-19 | 2021-10-30 | HANWHA SOLAR | Q.PEAK BLK-G5 315 | Solar Panels |  | 0.315 | 3 | 202 | 19 |  | Fixed | Roof
NJSTRE1545383674 | NJSRRE1542574885 | Transition Incentive Program | South Dennis | 8210 | 21 | 17.66 | Residential | Yes | Behind the Meter | Net-metered residential rooftop and canopy |  | None | Vision Solar LLC | AC Electric | Accepted | 2019-10-22 | 2019-10-23 | 2021-10-30 | sunpower | e20-327-e-ac | Solar Panels |  | 0.327 | 22 | 185 | 18 |  | Fixed | Roof
NJSTRE1545383674 | NJSRRE1542574885 | Transition Incentive Program | South Dennis | 8210 | 21 | 17.66 | Residential | Yes | Behind the Meter | Net-metered residential rooftop and canopy |  | None | Vision Solar LLC | AC Electric | Accepted | 2019-10-22 | 2019-10-23 | 2021-10-30 | sunpower | e20-327-e-ac | Solar Panels |  | 0.327 | 15 | 97 | 27 |  | Fixed | Roof
NJSTRE1545383678 | NJSRRE1543060792 | Transition Incentive Program | Millville | 8332 | 20 | 12.92 | Residential | Yes | Behind the Meter | Net-metered residential rooftop and canopy |  | None | Vivint Solar Developer, LLC | AC Electric | Accepted | 2019-11-08 | 2019-11-13 | 2021-10-30 | HANWHA SOLAR | Q.PEAK BLK-G5 315 | Solar Panels |  | 0.315 | 17 | 85 | 14 |  | Fixed | Roof
NJSTRE1545383679 | NJSRRE1542541850 | Transition Incentive Program | Edison | 8837 | 11 | 7193.39 | Commercial | No | Behind the Meter | Net-metered non-residential rooftop and canopy |  | PSEG SL3 | AMPs Electric | PSE&G | Accepted | 2019-10-18 | 2019-10-24 | 2021-10-30 | Longi | LR6-72PH-360M | Solar Panels |  | 0.36 | 338 | 142 | 5 |  | Fixed | Roof
NJSTRE1545383684 | NJSRRE1542528756 | Transition Incentive Program | Irvington City | 7111 | 9 | 4.06 | Residential | Yes | Behind the Meter | Behind the Meter |  | None | Sunrun Installation Services, Inc. | PSE&G | Eligible for TI Program | 2019-10-11 | 2019-10-15 | 2021-10-30 | REC Solar | REC290TP2 BLK | Solar Panels |  | 0.29 | 11 | 213 | 43 |  | Fixed | Roof
NJSTRE1545383686 | NJSRRE1543040897 | Transition Incentive Program | Phillipsburg | 8865 | 2 | 14.72 | Residential | Yes | Behind the Meter | Net-metered residential rooftop and canopy |  | None | SunPower Corporation, Systems | JCP&L | Accepted |  | 2019-11-08 | 2021-10-30 | SUNPOWER | SPR-E20-327-E-AC | Solar Panels |  | 0.327 | 13 | 67 | 25 |  | Fixed | Roof
NJSTRE1545383692 | NJSRRE1542461030 | Transition Incentive Program | Burlington | 8016 | 13 | 13.34 | Residential | Yes | Behind the Meter | Behind the Meter |  | None | Sunrun Installation Services, Inc. | PSE&G | Eligible for TI Program | 2019-09-30 | 2019-10-02 | 2021-10-30 | REC Solar | REC290TP2 BLK | Solar Panels |  | 0.29 | 26 | 32 | 27 |  | Fixed | Roof
NJSTRE1545383675 | NJSRRE1543046162 | Transition Incentive Program | Mount Laurel Township | 8054 | 13 | 8.5 | Residential | No | Behind the Meter | Net-metered residential rooftop and canopy |  | None | SunPower Corporation, Systems | PSE&G | Accepted |  | 2019-11-12 | 2021-10-30 | SUNPOWER | SPR-E20-327-E-AC | Solar Panels |  | 0.327 | 21 | 153 | 30 |  | Fixed | Roof
NJSTRE1545383675 | NJSRRE1543046162 | Transition Incentive Program | Mount Laurel Township | 8054 | 13 | 8.5 | Residential | No | Behind the Meter | Net-metered residential rooftop and canopy |  | None | SunPower Corporation, Systems | PSE&G | Accepted |  | 2019-11-12 | 2021-10-30 | SUNPOWER | SPR-E20-327-E-AC | Solar Panels |  | 0.327 | 5 | 153 | 30 |  | Fixed | Roof
NJSTRE1545383678 | NJSRRE1543060792 | Transition Incentive Program | Millville | 8332 | 20 | 12.92 | Residential | Yes | Behind the Meter | Net-metered residential rooftop and canopy |  | None | Vivint Solar Developer, LLC | AC Electric | Accepted | 2019-11-08 | 2019-11-13 | 2021-10-30 | HANWHA SOLAR | Q.PEAK BLK-G5 315 | Solar Panels |  | 0.315 | 24 | 265 | 14 |  | Fixed | Roof
NJSTRE1545383679 | NJSRRE1542541850 | Transition Incentive Program | Edison | 8837 | 11 | 7193.39 | Commercial | No | Behind the Meter | Net-metered non-residential rooftop and canopy |  | PSEG SL3 | AMPs Electric | PSE&G | Accepted | 2019-10-18 | 2019-10-24 | 2021-10-30 | Jinko | JKM395M-72H-V | Solar Panels |  | 0.395 | 17518 | 142 | 5 |  | Fixed | Roof
NJSTRE1545383685 | NJSRRE1542521333 | Transition Incentive Program | Lincoln Park | 7035 | 3 | 4.8 | Residential | No | Behind the Meter | Net-metered residential rooftop and canopy |  | None | SunPower Corporation, Systems | JCP&L | Accepted |  | 2019-10-11 | 2021-10-30 | SUNPOWER | SPR-A400-G-AC | Solar Panels |  | 0.4 | 12 | 142 | 8 |  | Fixed | Roof
NJSTRE1545383692 | NJSRRE1542461030 | Transition Incentive Program | Burlington | 8016 | 13 | 13.34 | Residential | Yes | Behind the Meter | Behind the Meter |  | None | Sunrun Installation Services, Inc. | PSE&G | Eligible for TI Program | 2019-09-30 | 2019-10-02 | 2021-10-30 | REC Solar | REC290TP2 BLK | Solar Panels |  | 0.29 | 20 | 211 | 27 |  | Fixed | Roof
NJSTRE1545383693 | NJSRRE1542967127 | Transition Incentive Program | Orange | 7050 | 9 | 3.45 | Residential | Yes | Behind the Meter | Behind the Meter |  | None | Pro Custom Solar dba Momentum Solar | PSE&G | Eligible for TI Program | 2019-11-05 | 2019-11-07 | 2021-10-30 | LG Electronics | LG 345N1C-V5 | Solar Panels |  | 0.345 | 5 | 212 | 31 |  | Fixed | Roof
NJSTRE1545383697 | NJSRRE1542515233 | Transition Incentive Program | North Arlington | 7031 | 7 | 5.04 | Residential | Yes | Behind the Meter | Behind the Meter |  | None | Trinity Solar | PSE&G | Eligible for TI Program | 2019-10-08 | 2019-10-10 | 2021-10-30 | Hanwha 315 | Q.PEAK DUO BLK-G5 315 | Solar Panels |  | 0.315 | 10 | 123 | 27 |  | Fixed | Roof
NJSTRE1545383698 | NJSRRE1542687523 | Transition Incentive Program | Somerset | 8873 | 5 | 9.14 | Residential | Yes | Behind the Meter | Behind the Meter |  | None | Pro Custom Solar dba Momentum Solar | PSE&G | Eligible for TI Program | 2019-10-29 | 2019-10-31 | 2021-10-30 | Hanwha | Q.Peak DUO BLK-G5 315 | Solar Panels |  | 0.315 | 29 | 210 | 19 |  | Fixed | Roof
NJSTRE1545383699 | NJSRRE1542431444 | Transition Incentive Program | Absecon | 8201 | 19 | 27.8 | Residential | Yes | Behind the Meter | Behind the Meter |  | None | Sun Up Zero Down | AC Electric | Eligible for TI Program | 2019-09-24 | 2019-09-26 | 2021-10-30 | Sunpower | SPR-E20-327-C-AC | Solar Panels |  | 0.327 | 34 | 7 | 25 |  | Fixed | Roof
NJSTRE1545383709 | NJSRRE1542425717 | Transition Incentive Program | Barnegat | 8005 | 18 | 4.96 | Residential | No | Behind the Meter | Net-metered residential rooftop and canopy |  | None | Solar Energy World | AC Electric | Accepted | 2019-09-20 | 2019-09-24 | 2021-10-30 | LONGi Green Energy Technology | LR6-60PE-310M | Solar Panels |  | 0.31 | 16 | 314 | 32 |  | Fixed | Roof
NJSTRE1545383715 | NJSRRE1542554079 | Transition Incentive Program | North Brunswick | 8902 | 11 | 5.18 | Residential | Yes | Behind the Meter | Behind the Meter |  | None | Pro Custom Solar dba Momentum Solar | PSE&G | Eligible for TI Program | 2019-10-17 | 2019-10-21 | 2021-10-30 | LG ELECTRONICS | LG 345N1C-V5 | Solar Panels |  | 0.345 | 15 | 137 | 20 |  | Fixed | Roof
NJSTRE1545383676 | NJSRRE1542428418 | Transition Incentive Program | Englishtown | 7726 | 17 | 20.79 | Residential | Yes | Behind the Meter | Net-metered residential rooftop and canopy |  | None | Vivint Solar Developer, LLC | JCP&L | Accepted | 2019-09-23 | 2019-09-25 | 2021-10-30 | Hanwha Solar | Q.PEAK BLK-G5 315 | Solar Panels |  | 0.315 | 7 | 73 | 20 |  | Fixed | Roof
NJSTRE1545383680 | NJSRRE1542501522 | Transition Incentive Program | Bergenfield | 7621 | 7 | 6.7 | Residential | No | Behind the Meter | Behind the Meter |  | None | Pro Custom Solar dba Momentum Solar | PSE&G | Eligible for TI Program | 2019-10-03 | 2019-10-08 | 2021-10-30 | LG ELECTRONICS | LG 335N1C-V5 | Solar Panels |  | 0.335 | 7 | 86 | 28 |  | Fixed | Roof
NJSTRE1545383682 | NJSRRE1543067318 | Transition Incentive Program | Mahwah | 7430 | 7 | 5.36 | Residential | No | Behind the Meter | Net-metered residential rooftop and canopy |  | None | Morgan Associates and Consulting LLC | Orange Rockland Electric | Final As-Built Received |  | 2019-11-14 | 2021-10-30 | LG | LG 335 | Solar Panels |  | 0.335 | 16 | 156 | 14 |  | Fixed | Roof
NJSTRE1545383688 | NJSRRE1542504576 | Transition Incentive Program | North Bergen | 7047 | 8 | 3.02 | Residential | Yes | Behind the Meter | Behind the Meter |  | None | Pro Custom Solar dba Momentum Solar | PSE&G | Eligible for TI Program | 2019-10-04 | 2019-10-08 | 2021-10-30 | LG ELECTRONICS | LG 335N1C-A5 | Solar Panels |  | 0.335 | 9 | 123 | 18 |  | Fixed | Roof
NJSTRE1545383696 | NJSRRE1542431387 | Transition Incentive Program | Hightstown | 8520 | 12 | 8.91 | Residential | Yes | Behind the Meter | Behind the Meter |  | None | Sunrun Installation Services, Inc. | JCP&L | Eligible for TI Program | 2019-09-24 | 2019-09-26 | 2021-10-30 | LG Electronics | LG330N1C-A5 | Solar Panels |  | 0.33 | 8 | 92 | 15 |  | Fixed | Roof
NJSTRE1545383701 | NJSRRE1542576384 | Transition Incentive Program | West Berlin | 8091 | 14 | 10.73 | Residential | Yes | Behind the Meter | Behind the Meter |  | None | Sunrun Installation Services, Inc. | AC Electric | Eligible for TI Program | 2019-10-22 | 2019-10-24 | 2021-10-30 | REC Solar | REC290TP2 BLK | Solar Panels |  | 0.29 | 21 | 7 | 23 |  | Fixed | Roof
NJSTRE1545383705 | NJSRRE1542447193 | Transition Incentive Program | Pleasantville | 8232 | 19 | 9.6 | Residential | Yes | Behind the Meter | Behind the Meter |  | None | Skyline Solar, LLC | AC Electric | Eligible for TI Program | 2019-09-27 | 2019-10-01 | 2021-10-30 | Hanwha Q-Cells | Q.PEAK DUO-G5 320 | Solar Panels |  | 0.32 | 30 | 295115 | 20 |  | Fixed | Roof
NJSTRE1545383711 | NJSRRE1542494042 | Transition Incentive Program | Keyport | 7735 | 17 | 9.77 | Residential | Yes | Behind the Meter | Net-metered residential rooftop and canopy |  | None | Vivint Solar Developer, LLC | JCP&L | Accepted | 2019-10-02 | 2019-10-04 | 2021-10-30 | Hanwha Solar | Q.PEAK BLK-G5 315 | Solar Panels |  | 0.315 | 23 | 346 | 26 |  | Fixed | Roof
NJSTRE1545383712 | NJSRRE1543041009 | Transition Incentive Program | Highland Park | 8904 | 11 | 9.14 | Residential | Yes | Behind the Meter | Behind the Meter |  | None | Pro Custom Solar dba Momentum Solar | PSE&G | Eligible for TI Program | 2019-11-06 | 2019-11-08 | 2021-10-30 | Hanwha | Q.Peak DUO BLK-G5 315 | Solar Panels |  | 0.315 | 19 | 80 | 36 |  | Fixed | Roof
NJSTRE1545383718 | NJSRRE1542581417 | Transition Incentive Program | Washington Twp | 8012 | 14 | 5.89 | Residential | No | Behind the Meter | Behind the Meter |  | None | Spectrum Energy, Inc. | PSE&G | Eligible for TI Program | 2019-10-24 | 2019-10-28 | 2021-10-30 | AXITEC | AC-310MH/120SB | Solar Panels |  | 0.31 | 11 | 207 | 18 |  | Fixed | Roof
NJSTRE1545383724 | NJSRRE1543067479 | Transition Incentive Program | Orange | 7050 | 9 | 11.03 | Residential | Yes | Behind the Meter | Behind the Meter |  | None | Pro Custom Solar dba Momentum Solar | PSE&G | Eligible for TI Program | 2019-11-12 | 2019-11-21 | 2021-10-30 | Hanwha | Q.Peak DUO BLK-G5 315 | Solar Panels |  | 0.315 | 11 | 209 | 43 |  | Fixed | Roof
NJSTRE1545383733 | NJSRRE1542582583 | Transition Incentive Program | Whitehouse Station | 8889 | 4 | 13.05 | Residential | No | Behind the Meter | Behind the Meter |  | None | Sunrun Installation Services, Inc. | JCP&L | Eligible for TI Program | 2019-10-24 | 2019-10-28 | 2021-10-30 | REC Solar | REC290TP2 BLK | Solar Panels |  | 0.29 | 15 | 166 | 23 |  | Fixed | Roof
NJSTRE1545383702 | NJSRRE1542885420 | Transition Incentive Program | Sussex | 7461 | 1 | 10.15 | Residential | Yes | Behind the Meter | Behind the Meter |  | None | Sunrun Installation Services, Inc. | JCP&L | Eligible for TI Program | 2019-11-01 | 2019-11-05 | 2021-10-30 | REC Solar | REC290TP2 BLK | Solar Panels |  | 0.29 | 13 | 303 | 23 |  | Fixed | Roof
NJSTRE1545383703 | NJSRRE1542883223 | Transition Incentive Program | DUNELLEN | 8812 | 11 | 13.23 | Residential | Yes | Behind the Meter | Net-metered residential rooftop and canopy |  | None | Vivint Solar Developer, LLC | PSE&G | Accepted | 2019-11-01 | 2019-11-05 | 2021-10-30 | Hanwha | Q.PEAK BLK-G5 315 | Solar Panels |  | 0.315 | 18 | 262 | 23 |  | Fixed | Roof
NJSTRE1545383708 | NJSRRE1542561913 | Transition Incentive Program | Toms River | 8757 | 18 | 7.88 | Residential | Yes | Behind the Meter | Behind the Meter |  | None | Trinity Solar | JCP&L | Eligible for TI Program | 2019-10-21 | 2019-10-22 | 2021-10-30 | Hanwha | Q.PEAK DUO BLK-G5 315 | Solar Panels |  | 0.315 | 25 | 167 | 18 |  | Fixed | Roof
NJSTRE1545383714 | NJSRRE1542461546 | Transition Incentive Program | Franklinville | 8322 | 15 | 10.03 | Residential | No | Behind the Meter | Net-metered residential rooftop and canopy |  | None | Bright Planet Solar | AC Electric | Accepted |  | 2019-10-01 | 2021-10-30 | HANWHA Q-CELLS | Q.PEAK BLK-G4.1 295W | Solar Panels |  | 0.295 | 24 | 191 | 20 |  | Fixed | Roof
NJSTRE1545383714 | NJSRRE1542461546 | Transition Incentive Program | Franklinville | 8322 | 15 | 10.03 | Residential | No | Behind the Meter | Net-metered residential rooftop and canopy |  | None | Bright Planet Solar | AC Electric | Accepted |  | 2019-10-01 | 2021-10-30 | HANWHA Q-CELLS | Q.PEAK BLK-G4.1 295W | Solar Panels |  | 0.295 | 10 | 11 | 20 |  | Fixed | Roof
NJSTRE1545383720 | NJSRRE1542909170 | Transition Incentive Program | New Brunswick | 8901 | 11 | 9.32 | Residential | Yes | Behind the Meter | Behind the Meter |  | None | Pro Custom Solar dba Momentum Solar | PSE&G | Eligible for TI Program | 2019-11-04 | 2019-11-06 | 2021-10-30 | LG Electronics | LG 345N1C-V5 | Solar Panels |  | 0.345 | 10 | 128 | 35 |  | Fixed | Roof
NJSTRE1545383730 | NJSRRE1542445457 | Transition Incentive Program | Sicklerville | 8081 | 14 | 4.1 | Residential | Yes | Behind the Meter | Net-metered residential rooftop and canopy |  | None | Vivint Solar Developer, LLC | AC Electric | Accepted | 2019-09-26 | 2019-11-22 | 2021-10-30 | Hanwha | Q.PEAK DUO BLK-G5 315w | Solar Panels |  | 0.315 | 13 | 271 | 18 |  | Fixed | Roof
NJSTRE1545383735 | NJSRRE1542553648 | Transition Incentive Program | MILLVILLE | 8332 | 20 | 20.48 | Residential | Yes | Behind the Meter | Net-metered residential rooftop and canopy |  | None | Vivint Solar Developer, LLC | AC Electric | Accepted | 2019-10-17 | 2019-10-21 | 2021-10-30 | HANWHA SOLAR | Q.PEAK BLK-G5 315 | Solar Panels |  | 0.315 | 33 | 273 | 21 |  | Fixed | Roof
NJSTRE1545383736 | NJSRRE1542433947 | Transition Incentive Program | Morristown | 7960 | 3 | 22.37 | Residential | No | Behind the Meter | Behind the Meter |  | None | Maier Solar Engineering dba Solar Me | JCP&L | Eligible for TI Program | 2019-09-25 | 2019-09-27 | 2021-10-30 | Hanwha | Q.Peak DUO G5 315W | Solar Panels |  | 0.315 | 32 | 119 | 20 |  | Fixed | Roof
NJSTRE1545383736 | NJSRRE1542433947 | Transition Incentive Program | Morristown | 7960 | 3 | 22.37 | Residential | No | Behind the Meter | Behind the Meter |  | None | Maier Solar Engineering dba Solar Me | JCP&L | Eligible for TI Program | 2019-09-25 | 2019-09-27 | 2021-10-30 | Hanwha | Q.Peak DUO G5 315W | Solar Panels |  | 0.315 | 9 | 299 | 20 |  | Fixed | Roof
NJSTRE1545383740 | NJSRRE1543269709 | Transition Incentive Program | Perth amboy | 8861 | 11 | 4.91 | Residential | Yes | Behind the Meter | Net-metered residential rooftop and canopy |  | None | Vision Solar LLC | PSE&G | Accepted | 2019-11-22 | 2019-12-05 | 2021-10-30 | sunpower | e20-327-e-ac | Solar Panels |  | 0.327 | 3 | 37 | 285 |  | Fixed | Roof
NJSTRE1545383746 | NJSRRE1542461306 | Transition Incentive Program | Piscataway | 8854 | 11 | 13.11 | Residential | Yes | Behind the Meter | Behind the Meter |  | None | Pro Custom Solar dba Momentum Solar | PSE&G | Eligible for TI Program | 2019-09-30 | 2019-10-02 | 2021-10-30 | LG ELECTRONICS | LG 345N1C-V5 | Solar Panels |  | 0.345 | 4 | 198 | 35 |  | Fixed | Roof
NJSTRE1545383056 | NJSRRE1542498419 | Transition Incentive Program | Jersey City | 7306 | 8 | 6.93 | Residential | Yes | Behind the Meter | Net-metered residential rooftop and canopy |  | None | Vivint Solar Developer, LLC | PSE&G | Accepted | 2019-10-02 | 2019-10-04 | 2021-10-30 | Hanwha Solar | Q.PEAK DUO BLK-G5 315w | Solar Panels |  | 0.315 | 22 | 30 | 2 |  | Fixed | Roof
NJSTRE1545383059 | NJSRRE1542445036 | Transition Incentive Program | Franklinville | 8322 | 15 | 7.2 | Residential | Yes | Behind the Meter | Net-metered residential rooftop and canopy |  | None | Bright Planet Solar | AC Electric | Accepted |  | 2019-09-30 | 2021-10-30 | TRINA SOLAR | TSM-DD05A.05(II) 300W | Solar Panels |  | 0.3 | 24 | 182 | 34 |  | Fixed | Roof
NJSTRE1545383062 | NJSRRE1542431577 | Transition Incentive Program | East Brunswick | 8816 | 11 | 13.34 | Residential | No | Behind the Meter | Behind the Meter |  | None | Sunrun Installation Services, Inc. | PSE&G | Eligible for TI Program | 2019-09-24 | 2019-09-26 | 2021-10-30 | REC Solar | REC290TP2 BLK | Solar Panels |  | 0.29 | 28 | 321 | 18 |  | Fixed | Roof
NJSTRE1545383071 | NJSRRE1543067329 | Transition Incentive Program | Morris Plains | 7950 | 3 | 9.45 | Residential | No | Behind the Meter | Net-metered residential rooftop and canopy |  | None | Suntuity Solar LLC | JCP&L | Accepted | 2019-11-12 | 2019-11-14 | 2021-10-30 | Yingli Green Energy | YL315D-30b | Solar Panels |  | 0.315 | 20 | 137 | 26 |  | Fixed | Roof
NJSTRE1545383074 | NJSRRE1542852980 | Transition Incentive Program | Perth Amboy | 8861 | 11 | 11.03 | Residential | Yes | Behind the Meter | Net-metered residential rooftop and canopy |  | None | Suntuity Solar LLC | PSE&G | Accepted | 2019-11-01 | 2019-11-05 | 2021-10-30 | Yingli Green Energy | YL315D-30b | Solar Panels |  | 0.315 | 24 | 111 | 40 |  | Fixed | Roof
NJSTRE1545383077 | NJSRRE1543315357 | Transition Incentive Program | Englishtown | 7726 | 17 | 11.22 | Residential | No | Behind the Meter | Behind the Meter |  | None | Sunrun Installation Services, Inc. | JCP&L | Eligible for TI Program | 2019-11-14 | 2019-11-19 | 2021-10-30 | LG Electronics | LG330N1C-A5 | Solar Panels |  | 0.33 | 23 | 119 | 30 |  | Fixed | Roof
NJSTRE1545383081 | NJSRRE1542497252 | Transition Incentive Program | LAWRENCE TOWNSHIP | 8648 | 12 | 6.93 | Residential | Yes | Behind the Meter | Net-metered residential rooftop and canopy |  | None | Vivint Solar Developer, LLC | PSE&G | Accepted | 2019-10-02 | 2019-10-04 | 2021-10-30 | Hanwha Solar | Q.PEAK BLK-G5 315 | Solar Panels |  | 0.315 | 8 | 193 | 28 |  | Fixed | Roof
NJSTRE1545383084 | NJSRRE1542687614 | Transition Incentive Program | Holmdel | 7733 | 17 | 13.55 | Residential | No | Behind the Meter | Behind the Meter |  | None | Pro Custom Solar dba Momentum Solar | JCP&L | Eligible for TI Program | 2019-10-29 | 2019-10-31 | 2021-10-30 | Hanwha | Q.Peak DUO BLK-G5 315 | Solar Panels |  | 0.315 | 24 | 131 | 28 |  | Fixed | Roof
NJSTRE1545383091 | NJSRRE1542423035 | Transition Incentive Program | Edison | 8820 | 11 | 9.72 | Residential | Yes | Behind the Meter | Behind the Meter |  | None | Pro Custom Solar dba Momentum Solar | PSE&G | Eligible for TI Program | 2019-09-19 | 2019-09-23 | 2021-10-30 | LG ELECTRONICS | LG 335N1C-V5 | Solar Panels |  | 0.335 | 2 | 86 | 19 |  | Fixed | Roof
NJSTRE1545383093 | NJSRRE1542513414 | Transition Incentive Program | West Orange | 7052 | 9 | 5.51 | Residential | Yes | Behind the Meter | Behind the Meter |  | None | Sunrun Installation Services, Inc. | PSE&G | Eligible for TI Program | 2019-10-07 | 2019-10-10 | 2021-10-30 | REC Solar | REC290TP2 BLK | Solar Panels |  | 0.29 | 13 | 186 | 34 |  | Fixed | Roof
NJSTRE1545528888 |  | Transition Incentive Program | EGG HARBOR TOWNSHIP | 8234 | 19 | 5.2 | Residential | Yes | Behind the Meter | Net-metered residential rooftop and canopy |  | None | Vivint Solar Developer, LLC | AC Electric | Accepted | 2020-09-08 | 2020-09-15 | 2021-10-30 | Solar Edge | SE3800H-US | Inverters | 3800 |  | 1 |  |  | 0.992 |  | Outdoor | Near the Utility Meter
NJSTRE1545528926 |  | Transition Incentive Program | BRANCHBURG | 8876 | 5 | 2.6 | Residential | Yes | Behind the Meter | Net-metered residential rooftop and canopy |  | None | Vivint Solar Developer, LLC | JCP&L | Accepted | 2020-09-08 | 2020-09-09 | 2021-10-30 | Solar Edge | SE3800H-US | Inverters | 3800 |  | 1 |  |  | 0.992 |  | Outdoor | Near the Utility Meter
NJSTRE1545383679 | NJSRRE1542541850 | Transition Incentive Program | Edison | 8837 | 11 | 7193.39 | Commercial | No | Behind the Meter | Net-metered non-residential rooftop and canopy |  | PSEG SL3 | AMPs Electric | PSE&G | Accepted | 2019-10-18 | 2019-10-24 | 2021-10-30 | Longi | LR6-72PH-360M | Solar Panels |  | 0.45 | 338 | 142 | 5 |  | Fixed | Roof
NJSTRE1545383680 | NJSRRE1542501522 | Transition Incentive Program | Bergenfield | 7621 | 7 | 6.7 | Residential | No | Behind the Meter | Behind the Meter |  | None | Pro Custom Solar dba Momentum Solar | PSE&G | Eligible for TI Program | 2019-10-03 | 2019-10-08 | 2021-10-30 | LG ELECTRONICS | LG 335N1C-V5 | Solar Panels |  | 0.335 | 11 | 176 | 26 |  | Fixed | Roof
NJSTRE1545383690 | NJSRRE1543238879 | Transition Incentive Program | Manahawkin | 8050 | 18 | 10.4 | Residential | Yes | Behind the Meter | Net-metered residential rooftop and canopy |  | None | Vivint Solar Developer, LLC | AC Electric | Accepted | 2019-11-19 | 2019-11-19 | 2021-10-30 | HANWHA SOLAR | Q.PEAK BLK-G5 315 | Solar Panels |  | 0.315 | 6 | 357 | 33 |  | Fixed | Roof
NJSTRE1545383694 | NJSRRE1542441004 | Transition Incentive Program | Vineland | 8360 | 20 | 5.04 | Residential | No | Behind the Meter | Behind the Meter |  | None | Trinity Solar | Vineland Muni Electric | Eligible for TI Program | 2019-09-25 | 2019-09-27 | 2021-10-30 | Hanwha | Q.PEAK DUO BLK-G5 315) | Solar Panels |  | 0.315 | 12 | 93 | 34 |  | Fixed | Roof
NJSTRE1545383702 | NJSRRE1542885420 | Transition Incentive Program | Sussex | 7461 | 1 | 10.15 | Residential | Yes | Behind the Meter | Behind the Meter |  | None | Sunrun Installation Services, Inc. | JCP&L | Eligible for TI Program | 2019-11-01 | 2019-11-05 | 2021-10-30 | REC Solar | REC290TP2 BLK | Solar Panels |  | 0.29 | 12 | 123 | 23 |  | Fixed | Roof
NJSTRE1545383703 | NJSRRE1542883223 | Transition Incentive Program | DUNELLEN | 8812 | 11 | 13.23 | Residential | Yes | Behind the Meter | Net-metered residential rooftop and canopy |  | None | Vivint Solar Developer, LLC | PSE&G | Accepted | 2019-11-01 | 2019-11-05 | 2021-10-30 | Hanwha | Q.PEAK BLK-G5 315 | Solar Panels |  | 0.315 | 8 | 82 | 23 |  | Fixed | Roof
NJSTRE1545383703 | NJSRRE1542883223 | Transition Incentive Program | DUNELLEN | 8812 | 11 | 13.23 | Residential | Yes | Behind the Meter | Net-metered residential rooftop and canopy |  | None | Vivint Solar Developer, LLC | PSE&G | Accepted | 2019-11-01 | 2019-11-05 | 2021-10-30 | Hanwha | Q.PEAK BLK-G5 315 | Solar Panels |  | 0.315 | 10 | 172 | 14 |  | Fixed | Roof
NJSTRE1545383704 | NJSRRE1542561789 | Transition Incentive Program | Vineland | 8360 | 20 | 6.62 | Residential | Yes | Behind the Meter | Behind the Meter |  | None | Trinity Solar | Vineland Muni Electric | Eligible for TI Program | 2019-10-21 | 2019-10-22 | 2021-10-30 | Hanwha 315 | Q.PEAK DUO BLK-G5 315 | Solar Panels |  | 0.315 | 18 | 109 | 34 |  | Fixed | Roof
NJSTRE1545383713 | NJSRRE1542428473 | Transition Incentive Program | LONG BRANCH | 7740 | 17 | 2.52 | Residential | Yes | Behind the Meter | Net-metered residential rooftop and canopy |  | None | Vivint Solar Developer, LLC | JCP&L | Accepted | 2019-09-23 | 2019-09-25 | 2021-10-30 | HANWHA SOLAR | Q.PEAK BLK-G5 315 | Solar Panels |  | 0.315 | 6 | 277 | 39 |  | Fixed | Roof
NJSTRE1545383716 | NJSRRE1542909574 | Transition Incentive Program | Manville | 8835 | 5 | 9.45 | Residential | Yes | Behind the Meter | Net-metered residential rooftop and canopy |  | None | Vivint Solar Developer, LLC | PSE&G | Accepted | 2019-11-04 | 2019-11-06 | 2021-10-30 | Hanwha | Q.PEAK BLK-G5 315 | Solar Panels |  | 0.315 | 16 | 308 | 7 |  | Fixed | Roof
NJSTRE1545383724 | NJSRRE1543067479 | Transition Incentive Program | Orange | 7050 | 9 | 11.03 | Residential | Yes | Behind the Meter | Behind the Meter |  | None | Pro Custom Solar dba Momentum Solar | PSE&G | Eligible for TI Program | 2019-11-12 | 2019-11-21 | 2021-10-30 | Hanwha | Q.Peak DUO BLK-G5 315 | Solar Panels |  | 0.315 | 12 | 29 | 45 |  | Fixed | Roof
NJSTRE1545383725 | NJSRRE1543417269 | Transition Incentive Program | West Orange | 7052 | 9 | 4.73 | Residential | Yes | Behind the Meter | Behind the Meter |  | None | Pro Custom Solar dba Momentum Solar | PSE&G | Eligible for TI Program | 2019-11-18 | 2019-11-20 | 2021-10-30 | HANWHA | Q.PEAK DUO BLK-G5 315 | Solar Panels |  | 0.315 | 15 | 118 | 24 |  | Fixed | Roof
NJSTRE1545383726 | NJSRRE1542790697 | Transition Incentive Program | Sicklerville | 8081 | 14 | 20.79 | Residential | Yes | Behind the Meter | Behind the Meter |  | None | Trinity Solar | AC Electric | Eligible for TI Program | 2019-10-30 | 2019-11-01 | 2021-10-30 | HANWHA | Q.PEAK DUO BLK-G5 315 | Solar Panels |  | 0.315 | 9 | 223 | 18 |  | Fixed | Roof
NJSTRE1545383727 | NJSRRE1542528113 | Transition Incentive Program | Burlington | 8016 | 13 | 6.56 | Residential | Yes | Behind the Meter | Behind the Meter |  | None | Pro Custom Solar dba Momentum Solar | PSE&G | Eligible for TI Program | 2019-10-11 | 2019-10-15 | 2021-10-30 | LG ELECTRONICS | LG 345N1C-V5 | Solar Panels |  | 0.345 | 14 | 249 | 5 |  | Fixed | Roof
NJSTRE1545383734 | NJSRRE1543041559 | Transition Incentive Program | Pennsauken | 8110 | 14 | 11.66 | Residential | Yes | Behind the Meter | Net-metered residential rooftop and canopy |  | None | Vivint Solar Developer, LLC | PSE&G | Accepted | 2019-11-06 | 2019-11-11 | 2021-10-30 | HANWHA SOLAR | Q.PEAK BLK-G5 315 | Solar Panels |  | 0.315 | 18 | 218 | 23 |  | Fixed | Roof
NJSTRE1545383735 | NJSRRE1542553648 | Transition Incentive Program | MILLVILLE | 8332 | 20 | 20.48 | Residential | Yes | Behind the Meter | Net-metered residential rooftop and canopy |  | None | Vivint Solar Developer, LLC | AC Electric | Accepted | 2019-10-17 | 2019-10-21 | 2021-10-30 | HANWHA SOLAR | Q.PEAK BLK-G5 315 | Solar Panels |  | 0.315 | 18 | 93 | 21 |  | Fixed | Roof
NJSTRE1545383736 | NJSRRE1542433947 | Transition Incentive Program | Morristown | 7960 | 3 | 22.37 | Residential | No | Behind the Meter | Behind the Meter |  | None | Maier Solar Engineering dba Solar Me | JCP&L | Eligible for TI Program | 2019-09-25 | 2019-09-27 | 2021-10-30 | Hanwha | Q.Peak DUO G5 315W | Solar Panels |  | 0.315 | 15 | 86 | 30 |  | Fixed | Roof
NJSTRE1545383744 | NJSRRE1542512313 | Transition Incentive Program | Jackson | 8527 | 18 | 14.4 | Residential | Yes | Behind the Meter | Net-metered residential rooftop and canopy |  | None | Powerlutions | JCP&L | Accepted | 2019-10-07 | 2019-10-09 | 2021-10-30 | Q-Cells | l Q.Peak DUO BLK-G5 320 | Solar Panels |  | 0.32 | 11 | 135 | 33 |  | Fixed | Roof
NJSTRE1545383746 | NJSRRE1542461306 | Transition Incentive Program | Piscataway | 8854 | 11 | 13.11 | Residential | Yes | Behind the Meter | Behind the Meter |  | None | Pro Custom Solar dba Momentum Solar | PSE&G | Eligible for TI Program | 2019-09-30 | 2019-10-02 | 2021-10-30 | LG ELECTRONICS | LG 345N1C-V5 | Solar Panels |  | 0.345 | 8 | 108 | 36 |  | Fixed | Roof
NJSTRE1545383746 | NJSRRE1542461306 | Transition Incentive Program | Piscataway | 8854 | 11 | 13.11 | Residential | Yes | Behind the Meter | Behind the Meter |  | None | Pro Custom Solar dba Momentum Solar | PSE&G | Eligible for TI Program | 2019-09-30 | 2019-10-02 | 2021-10-30 | LG ELECTRONICS | LG 345N1C-V5 | Solar Panels |  | 0.345 | 11 | 288 | 36 |  | Fixed | Roof
NJSTRE1545383753 | NJSRRE1543417643 | Transition Incentive Program | Maplewood Twp | 7040 | 9 | 11.16 | Residential | No | Behind the Meter | Behind the Meter |  | None | Eznergy | PSE&G | Eligible for TI Program | 2019-11-18 | 2019-11-20 | 2021-10-30 | Trina | TSM310 | Solar Panels |  | 0.31 | 14 | 204 | 36 |  | Fixed | Roof
NJSTRE1545383753 | NJSRRE1543417643 | Transition Incentive Program | Maplewood Twp | 7040 | 9 | 11.16 | Residential | No | Behind the Meter | Behind the Meter |  | None | Eznergy | PSE&G | Eligible for TI Program | 2019-11-18 | 2019-11-20 | 2021-10-30 | Trina | TSM310 | Solar Panels |  | 0.31 | 2 | 294 | 36 |  | Fixed | Roof
NJSTRE1545383754 | NJSRRE1543416839 | Transition Incentive Program | Blairstown | 7825 | 2 | 12.18 | Residential | Yes | Behind the Meter | Behind the Meter |  | None | Sunrun Installation Services, Inc. | JCP&L | Eligible for TI Program | 2019-11-17 | 2019-11-20 | 2021-10-30 | REC Solar | REC290TP2 BLK | Solar Panels |  | 0.29 | 2 | 87 | 30 |  | Fixed | Roof
NJSTRE1545383767 | NJSRRE1542505582 | Transition Incentive Program | Albion | 8009 | 14 | 133.5 | Commercial | No | Behind the Meter | Behind the Meter |  | None | Green Power Energy | AC Electric | Eligible for TI Program | 2019-10-04 | 2019-10-08 | 2021-10-30 | Trina Solar | TSM-375DE14A(II) | Solar Panels |  | 0.375 | 356 | 95 | 0 |  | Fixed | Roof
NJSTRE1545383768 | NJSRRE1542447406 | Transition Incentive Program | Ridgewood | 7450 | 7 | 8.97 | Residential | Yes | Behind the Meter | Behind the Meter |  | None | Pro Custom Solar dba Momentum Solar | PSE&G | Eligible for TI Program | 2019-09-27 | 2019-10-01 | 2021-10-30 | LG ELECTRONICS | LG 345N1C-V5 | Solar Panels |  | 0.345 | 3 | 205 | 20 |  | Fixed | Roof
NJSTRE1545383739 | NJSRRE1542525328 | Transition Incentive Program | Englishtown | 7726 | 17 | 13.86 | Residential | Yes | Behind the Meter | Behind the Meter |  | None | Pro Custom Solar dba Momentum Solar | JCP&L | Eligible for TI Program | 2019-10-10 | 2019-10-14 | 2021-10-30 | HANWHA | Q.PEAK DUO BLK-G5 315 | Solar Panels |  | 0.315 | 15 | 276 | 21 |  | Fixed | Roof
NJSTRE1545383743 | NJSRRE1542576204 | Transition Incentive Program | Morganville | 7751 | 17 | 17.11 | Residential | Yes | Behind the Meter | Behind the Meter |  | None | Sunrun Installation Services, Inc. | JCP&L | Eligible for TI Program | 2019-10-22 | 2019-10-24 | 2021-10-30 | REC Solar | REC290TP2 BLK | Solar Panels |  | 0.29 | 43 | 240 | 28 |  | Fixed | Roof
NJSTRE1545590628 |  | Transition Incentive Program | Villas | 8251 | 21 | 10.54 | Residential | Yes | Behind the Meter | Net-metered residential rooftop and canopy |  | None | Trinity Solar | AC Electric | Accepted | 2020-09-16 | 2020-09-18 | 2021-10-30 | Solar Edge | SE10000H-US | Inverters | 10000 |  | 1 |  |  | 0.97 |  | Outside | side of home
NJSTRE1545590711 |  | Transition Incentive Program | Woodbury | 8096 | 15 | 6.12 | Residential | Yes | Behind the Meter | Net-metered residential rooftop and canopy |  | None | Trinity Solar | PSE&G | Accepted | 2020-09-16 | 2020-09-17 | 2021-10-30 | Solar Edge | SE5000 | Inverters | 5000 |  | 1 |  |  | 0.97 |  | Outside | side of home
NJSTRE1545590738 |  | Transition Incentive Program | Burlington | 8016 | 13 | 4.76 | Residential | Yes | Behind the Meter | Net-metered residential rooftop and canopy |  | None | Trinity Solar | PSE&G | Accepted | 2020-09-16 | 2020-09-18 | 2021-10-30 | Solar Edge | SE3800 | Inverters | 3800 |  | 1 |  |  | 0.97 |  | Outside | side of home
NJSTRE1545594752 |  | Transition Incentive Program | Monroeville | 8343 | 16 | 10.08 | Residential | No | Behind the Meter | Net-metered residential rooftop and canopy |  | None | RCL Enterprises Inc. | AC Electric | Accepted | 2020-09-16 | 2020-09-18 | 2021-10-30 | Enphase | IQ7 | Inverters | 240 |  | 31 |  |  | 0.96 |  | Outdoor | under panels
NJSTRE1545594766 |  | Transition Incentive Program | Neptune | 7753 | 17 | 3.35 | Residential | No | Behind the Meter | Net-metered residential rooftop and canopy |  | None | Vision Solar LLC | JCP&L | Accepted | 2020-09-16 | 2020-09-18 | 2021-10-30 | ENPHASE | IQ7-60-2-US | Inverters | 0.24 |  | 10 |  |  | 0.96 |  | Other | BEHIND EACH PANEL
NJSTRE1545599927 |  | Transition Incentive Program | Somerset | 8873 | 5 | 4.2 | Residential | Yes | Behind the Meter | Net-metered residential rooftop and canopy |  | None | Pro Custom Solar dba Momentum Solar | PSE&G | Accepted | 2020-09-16 | 2020-09-18 | 2021-10-30 | Enphase | IQ7Plus-72-2-US | Inverters | 290 |  | 12 |  |  | 0.97 |  | Outdoor | Roof
NJSTRE1545600031 |  | Transition Incentive Program | HAMILTON TOWNSHIP | 8610 | 12 | 4.08 | Residential | Yes | Behind the Meter | Net-metered residential rooftop and canopy |  | None | Trinity Solar | PSE&G | Accepted | 2020-09-16 | 2020-09-21 | 2021-10-30 | Solar Edge | SE3800H-US000BNC4 | Inverters | 3800 |  | 1 |  |  | 0.97 |  | Outdoor | side of home
NJSTRE1545599938 |  | Transition Incentive Program | Lakewood | 8701 | 18 | 16.5 | Residential | No | Behind the Meter | Net-metered residential rooftop and canopy |  | None | Kamtech Solar Solutions | JCP&L | Accepted | 2020-09-16 | 2020-09-21 | 2021-10-30 | ENPHASE | IQ7PLUS-72-2-US | Inverters | 315 |  | 50 |  |  | 0.96 |  | Other | ROOFTOP
NJSTRE1545600408 |  | Transition Incentive Program | Phillipsburg | 8865 | 2 | 8.16 | Residential | Yes | Behind the Meter | Net-metered residential rooftop and canopy |  | None | Trinity Solar | JCP&L | Accepted | 2020-09-17 | 2020-09-21 | 2021-10-30 | Solar Edge | SE7600 | Inverters | 7600 |  | 1 |  |  | 0.97 |  | Outside | side of home
NJSTRE1545600407 |  | Transition Incentive Program | North Plainfield | 7060 | 10 | 5.49 | Residential | No | Behind the Meter | Net-metered residential rooftop and canopy |  | None | Sunrun Installation Services, Inc. | PSE&G | Accepted | 2020-09-16 | 2020-09-21 | 2021-10-30 | Enphase Energy | IQ7-60-x-US (240V) | Inverters | 240 |  | 18 |  |  | 0.96 |  | Outdoor | Rooftop
NJSTRE1545600437 |  | Transition Incentive Program | Hillsborough Township | 8844 | 5 | 7.02 | Residential | No | Behind the Meter | Net-metered residential rooftop and canopy |  | None | Sunrun Installation Services, Inc. | PSE&G | Accepted | 2020-09-16 | 2020-09-21 | 2021-10-30 | Delta Electronics | M6-TL-US | Inverters | 6000 |  | 1 |  |  | 0.96 |  | Outdoor | Next To Meter
NJSTRE1545383666 | NJSRRE1542561127 | Transition Incentive Program | Matawan | 7747 | 17 | 5.28 | Residential | Yes | Behind the Meter | Net-metered residential rooftop and canopy |  | None | Tesla Energy Operations | JCP&L | Accepted | 2019-10-19 | 2019-10-22 | 2021-10-30 | Panasonic | Standard #SC330 | Solar Panels |  | 0.33 | 5 | 348 | 11 |  | Fixed | Roof
NJSTRE1545383673 | NJSRRE1542561892 | Transition Incentive Program | PENNSAUKEN | 8109 | 14 | 11.97 | Residential | No | Behind the Meter | Net-metered residential rooftop and canopy |  | None | Vivint Solar Developer, LLC | PSE&G | Accepted | 2019-10-21 | 2019-10-22 | 2021-10-30 | Hanwha | Q.PEAK BLK-G5 315 | Solar Panels |  | 0.315 | 14 | 85 | 27 |  | Fixed | Roof
NJSTRE1545383676 | NJSRRE1542428418 | Transition Incentive Program | Englishtown | 7726 | 17 | 20.79 | Residential | Yes | Behind the Meter | Net-metered residential rooftop and canopy |  | None | Vivint Solar Developer, LLC | JCP&L | Accepted | 2019-09-23 | 2019-09-25 | 2021-10-30 | Hanwha Solar | Q.PEAK BLK-G5 315 | Solar Panels |  | 0.315 | 4 | 253 | 20 |  | Fixed | Roof
NJSTRE1545383683 | NJSRRE1542547029 | Transition Incentive Program | Cape May | 8204 | 21 | 10.23 | Residential | Yes | Behind the Meter | Behind the Meter |  | None | Orbit Energy & Power, LLC | AC Electric | Eligible for TI Program | 2019-10-16 | 2019-10-18 | 2021-10-30 | trina | tsm 310 | Solar Panels |  | 0.31 | 3 | 294 | 20 |  | Fixed | Roof
NJSTRE1545383684 | NJSRRE1542528756 | Transition Incentive Program | Irvington City | 7111 | 9 | 4.06 | Residential | Yes | Behind the Meter | Behind the Meter |  | None | Sunrun Installation Services, Inc. | PSE&G | Eligible for TI Program | 2019-10-11 | 2019-10-15 | 2021-10-30 | REC Solar | REC290TP2 BLK | Solar Panels |  | 0.29 | 3 | 212 | 18 |  | Fixed | Roof
NJSTRE1545383686 | NJSRRE1543040897 | Transition Incentive Program | Phillipsburg | 8865 | 2 | 14.72 | Residential | Yes | Behind the Meter | Net-metered residential rooftop and canopy |  | None | SunPower Corporation, Systems | JCP&L | Accepted |  | 2019-11-08 | 2021-10-30 | SUNPOWER | SPR-E20-327-E-AC | Solar Panels |  | 0.327 | 22 | 247 | 25 |  | Fixed | Roof
NJSTRE1545383696 | NJSRRE1542431387 | Transition Incentive Program | Hightstown | 8520 | 12 | 8.91 | Residential | Yes | Behind the Meter | Behind the Meter |  | None | Sunrun Installation Services, Inc. | JCP&L | Eligible for TI Program | 2019-09-24 | 2019-09-26 | 2021-10-30 | LG Electronics | LG330N1C-A5 | Solar Panels |  | 0.33 | 3 | 2 | 18 |  | Fixed | Roof
NJSTRE1545383699 | NJSRRE1542431444 | Transition Incentive Program | Absecon | 8201 | 19 | 27.8 | Residential | Yes | Behind the Meter | Behind the Meter |  | None | Sun Up Zero Down | AC Electric | Eligible for TI Program | 2019-09-24 | 2019-09-26 | 2021-10-30 | Sunpower | SPR-E20-327-C-AC | Solar Panels |  | 0.327 | 11 | 7 | 14 |  | Fixed | Roof
NJSTRE1545383710 | NJSRRE1542579720 | Transition Incentive Program | West Deptford | 8096 | 15 | 7.59 | Residential | Yes | Behind the Meter | Behind the Meter |  | None | Pro Custom Solar dba Momentum Solar | PSE&G | Eligible for TI Program | 2019-10-23 | 2019-10-25 | 2021-10-30 | LG ELECTRONICS | LG 345N1C-V5 | Solar Panels |  | 0.345 | 4 | 205 | 34 |  | Fixed | Roof
NJSTRE1545587452 |  | Transition Incentive Program | Hillside | 7205 | 10 | 9.45 | Residential | Yes | Behind the Meter | Net-metered residential rooftop and canopy |  | None | Pro Custom Solar dba Momentum Solar | PSE&G | Accepted | 2020-09-15 | 2020-09-17 | 2021-10-30 | Enphase | IQ7Plus-72-2-US | Inverters | 290 |  | 27 |  |  | 0.97 |  | Outdoor | Roof
NJSTRE1545590605 |  | Transition Incentive Program | SICKLERVILLE | 8081 | 14 | 11.66 | Residential | Yes | Behind the Meter | Net-metered residential rooftop and canopy |  | None | Suntuity Solar LLC | AC Electric | Accepted | 2020-09-16 | 2020-09-18 | 2021-10-30 | Enphase Energy | IQ7-60-2-US | Inverters | 240 |  | 37 |  |  | 0.97 |  | Outdoor | Behind the PV Modules
NJSTRE1545590607 |  | Transition Incentive Program | PINE HILL | 8021 | 14 | 4.73 | Residential | No | Behind the Meter | Net-metered residential rooftop and canopy |  | None | Suntuity Solar LLC | AC Electric | Accepted | 2020-09-16 | 2020-09-17 | 2021-10-30 | Enphase Energy | IQ7-60-2-US | Inverters | 240 |  | 15 |  |  | 0.97 |  | Outdoor | Behind the PV Modules
NJSTRE1545544188 |  | Transition Incentive Program | Scotch Plains | 7076 | 10 | 7 | Residential | Yes | Behind the Meter | Net-metered residential rooftop and canopy |  | None | Pro Custom Solar dba Momentum Solar | PSE&G | Accepted | 2020-09-02 | 2020-09-04 | 2021-10-30 | Enphase | IQ7Plus-72-2-US | Inverters | 290 |  | 20 |  |  | 0.97 |  | Outdoor | Roof
NJSTRE1545545319 |  | Transition Incentive Program | Linden | 7036 | 10 | 6.3 | Residential | Yes | Behind the Meter | Net-metered residential rooftop and canopy |  | None | Pro Custom Solar dba Momentum Solar | PSE&G | Accepted | 2020-09-02 | 2020-09-08 | 2021-10-30 | Enphase | IQ7Plus-72-2-US | Inverters | 290 |  | 18 |  |  | 0.97 |  | Outdoor | Roof
NJSTRE1545545332 |  | Transition Incentive Program | NORTH BRUNSWICK | 8902 | 11 | 10.73 | Residential | Yes | Behind the Meter | Net-metered residential rooftop and canopy |  | None | Vivint Solar Developer, LLC | PSE&G | Accepted | 2020-09-10 | 2020-09-14 | 2021-10-30 | Solar Edge | SE7600H-US | Inverters | 7600 |  | 1 |  |  | 0.992 |  | Outdoor | Near the Utility Meter
NJSTRE1545545660 |  | Transition Incentive Program | North Wildwood | 8260 | 21 | 7.04 | Residential | Yes | Behind the Meter | Net-metered residential rooftop and canopy |  | None | RCL Enterprises Inc. | AC Electric | Accepted | 2020-09-02 | 2020-09-08 | 2021-10-30 | Enphase | IQ7 | Inverters | 240 |  | 22 |  |  | 0.96 |  | Outdoor | under panels
NJSTRE1545547118 |  | Transition Incentive Program | LINDENWOLD | 8021 | 14 | 7.88 | Residential | Yes | Behind the Meter | Net-metered residential rooftop and canopy |  | None | Suntuity Solar LLC | AC Electric | Accepted | 2020-09-03 | 2020-09-08 | 2021-10-30 | Enphase Energy | IQ7-60-2-US | Inverters | 240 |  | 25 |  |  | 0.97 |  | Outdoor | Behind the PV Modules
NJSTRE1545547133 |  | Transition Incentive Program | Teaneck | 7666 | 7 | 5.36 | Residential | Yes | Behind the Meter | Net-metered residential rooftop and canopy |  | None | Suntuity Solar LLC | PSE&G | Accepted | 2020-09-03 | 2020-09-08 | 2021-10-30 | Enphase Energy | IQ7-60-2-US | Inverters | 240 |  | 17 |  |  | 0.97 |  | Outdoor | Behind the PV Modules
NJSTRE1545547157 |  | Transition Incentive Program | MARLBORO | 7746 | 17 | 13.74 | Residential | No | Behind the Meter | Net-metered residential rooftop and canopy |  | None | Vision Solar LLC | JCP&L | Accepted | 2020-09-03 | 2020-09-08 | 2021-10-30 | ENPHASE | IQ7-60-2-US | Inverters | 0.24 |  | 41 |  |  | 0.96 |  | Other | BEHIND EACH PANEL
NJSTRE1545547270 |  | Transition Incentive Program | Mays Landing | 8330 | 19 | 9.28 | Residential | Yes | Behind the Meter | Net-metered residential rooftop and canopy |  | None | All Season Solar | AC Electric | Accepted | 2020-09-03 | 2020-09-08 | 2021-10-30 | Enphase | IQ7 | Inverters | 240 |  | 29 |  |  | 0.97 |  | Outdoor | under module
NJSTRE1545547594 |  | Transition Incentive Program | BOONTON | 7005 | 3 | 14.3 | Residential | Yes | Behind the Meter | Net-metered residential rooftop and canopy |  | None | Vivint Solar Developer, LLC | JCP&L | Accepted | 2020-09-11 | 2020-09-11 | 2021-10-30 | Solar Edge | SE7600H-US | Inverters | 7600 |  | 1 |  |  | 0.992 |  | Outdoor | Near the Utility Meter
NJSTRE1545547727 |  | Transition Incentive Program | HASBROUCK HEIGHTS | 7604 | 7 | 7.48 | Residential | Yes | Behind the Meter | Net-metered residential rooftop and canopy |  | None | Vivint Solar Developer, LLC | PSE&G | Accepted | 2020-09-11 | 2020-09-11 | 2021-10-30 | Solar Edge | SE7600H-US | Inverters | 7600 |  | 1 |  |  | 0.992 |  | Outdoor | Near the Utility Meter
NJSTRE1545547768 |  | Transition Incentive Program | Mountainside | 7092 | 10 | 16.32 | Residential | No | Behind the Meter | Net-metered residential rooftop and canopy |  | JCPL | Maier Solar Engineering dba Solar Me | JCP&L | Accepted | 2020-09-03 | 2020-09-08 | 2021-10-30 | Enphase | IQ7+ | Inverters | 290 |  | 48 |  |  | 0.96 |  | Outdoor | Next to meter
NJSTRE1545547852 |  | Transition Incentive Program | Old Bridge | 8857 | 11 | 8.75 | Residential | Yes | Behind the Meter | Net-metered residential rooftop and canopy |  | None | Pro Custom Solar dba Momentum Solar | JCP&L | Accepted | 2020-09-03 | 2020-09-08 | 2021-10-30 | Enphase | IQ7Plus-72-2-US | Inverters | 290 |  | 25 |  |  | 0.97 |  | Outdoor | Roof
NJSTRE1545549842 |  | Transition Incentive Program | North Bergen | 7047 | 8 | 5.6 | Residential | Yes | Behind the Meter | Net-metered residential rooftop and canopy |  | None | Pro Custom Solar dba Momentum Solar | PSE&G | Accepted | 2020-09-03 | 2020-09-09 | 2021-10-30 | Enphase | IQ7Plus-72-2-US | Inverters | 290 |  | 16 |  |  | 0.97 |  | Outdoor | Roof
NJSTRE1545592258 |  | Transition Incentive Program | Hammonton | 8037 | 19 | 7.35 | Residential | Yes | Behind the Meter | Net-metered residential rooftop and canopy |  | None | Pro Custom Solar dba Momentum Solar | AC Electric | Accepted | 2020-09-16 | 2020-09-18 | 2021-10-30 | Enphase | IQ7Plus-72-2-US | Inverters | 290 |  | 21 |  |  | 0.97 |  | Outdoor | Roof
NJSTRE1545594783 |  | Transition Incentive Program | Roselle Park | 7204 | 10 | 8.45 | Residential | Yes | Behind the Meter | Net-metered residential rooftop and canopy |  | None | Vivint Solar Developer, LLC | PSE&G | Accepted | 2020-09-19 | 2020-09-21 | 2021-10-30 | Solar Edge | SE7600H-US | Inverters | 7600 |  | 1 |  |  | 0.992 |  | Outdoor | Near the Utility Meter
NJSTRE1545594810 |  | Transition Incentive Program | Sicklerville | 8081 | 14 | 3.4 | Residential | Yes | Behind the Meter | Net-metered residential rooftop and canopy |  | None | Trinity Solar | AC Electric | Accepted | 2020-09-16 | 2020-09-18 | 2021-10-30 | Solar Edge | SE3000H-US | Inverters | 3000 |  | 1 |  |  | 0.97 |  | Outside | Front of home
NJSTRE1545594807 |  | Transition Incentive Program | North Wildwood | 8260 | 21 | 9.92 | Residential | Yes | Behind the Meter | Net-metered residential rooftop and canopy |  | None | RCL Enterprises Inc. | AC Electric | Accepted | 2020-09-16 | 2020-09-18 | 2021-10-30 | enphase | iq7 | Inverters | 240 |  | 31 |  |  | 0.96 |  | Outdoor | under panels
NJSTRE1545594800 |  | Transition Incentive Program | LUMBERTON | 8048 | 13 | 6.4 | Residential | No | Behind the Meter | Net-metered residential rooftop and canopy |  | None | Vivint Solar Developer, LLC | PSE&G | Accepted | 2020-09-19 | 2020-09-21 | 2021-10-30 | Solar Edge | SE7600H-US | Inverters | 7600 |  | 1 |  |  | 0.992 |  | Outdoor | Near the Utility Meter
NJSTRE1545594869 |  | Transition Incentive Program | BLACKWOOD | 8012 | 14 | 9.18 | Residential | Yes | Behind the Meter | Net-metered residential rooftop and canopy |  | None | Trinity Solar | AC Electric | Accepted | 2020-09-16 | 2020-09-18 | 2021-10-30 | Solar Edge | SE7600H-US000BNC4 | Inverters | 7600 |  | 1 |  |  | 0.97 |  | Outdoor | side of home
NJSTRE1545600013 |  | Transition Incentive Program | Lake Hopatcong | 7849 | 3 | 14.95 | Residential | Yes | Behind the Meter | Net-metered residential rooftop and canopy |  | None | Sunrun Installation Services, Inc. | JCP&L | Accepted | 2020-09-16 | 2020-09-18 | 2021-10-30 | Delta Electronics | M10-TL-US | Inverters | 10000 |  | 1 |  |  | 0.96 |  | Outdoor | Next To Meter
NJSTRE1545600042 |  | Transition Incentive Program | Parlin | 8859 | 11 | 5.78 | Residential | No | Behind the Meter | Net-metered residential rooftop and canopy |  | None | Trinity Solar | JCP&L | Accepted | 2020-09-16 | 2020-09-18 | 2021-10-30 | Solar Edge | SE5000H-US | Inverters | 5000 |  | 1 |  |  | 0.97 |  | Outside | side of home
NJSTRE1545600191 |  | Transition Incentive Program | BLOOMFIELD | 7003 | 9 | 5.44 | Residential | Yes | Behind the Meter | Net-metered residential rooftop and canopy |  | None | Trinity Solar | PSE&G | Accepted | 2020-09-16 | 2020-09-21 | 2021-10-30 | Solar Edge | SE5000H-US000BNC4 | Inverters | 5000 |  | 1 |  |  | 0.97 |  | Outdoor | side of home
NJSTRE1545600354 |  | Transition Incentive Program | Beverly | 8010 | 13 | 7.7 | Residential | Yes | Behind the Meter | Net-metered residential rooftop and canopy |  | None | Pro Custom Solar dba Momentum Solar | PSE&G | Accepted | 2020-09-16 | 2020-09-18 | 2021-10-30 | Enphase | IQ7Plus-72-2-US | Inverters | 290 |  | 22 |  |  | 0.97 |  | Outdoor | Roof
NJSTRE1545600374 |  | Transition Incentive Program | Fort Lee Boro | 7024 | 7 | 11.1 | Residential | No | Behind the Meter | Net-metered residential rooftop and canopy |  | None | Green Power Energy | PSE&G | Accepted | 2020-09-16 | 2020-09-18 | 2021-10-30 | Enphase Energy | IQ7PLUS-72-2-US | Inverters | 290 |  | 30 |  |  | 0.975 |  | Outside | next to meter
NJSTRE1545600455 |  | Transition Incentive Program | Riverside | 8075 | 13 | 10.24 | Residential | Yes | Behind the Meter | Net-metered residential rooftop and canopy |  | None | RCL Enterprises Inc. | PSE&G | Accepted | 2020-09-16 | 2020-09-24 | 2021-10-30 | enphase | iq7 | Inverters | 240 |  | 32 |  |  | 0.96 |  | Outdoor | under panels
NJSTRE1545600477 |  | Transition Incentive Program | Lyndhurst | 7071 | 7 | 15.18 | Residential | Yes | Behind the Meter | Net-metered residential rooftop and canopy |  | None | Sunrun Installation Services, Inc. | PSE&G | Accepted | 2020-09-16 | 2020-09-21 | 2021-10-30 | Enphase Energy | IQ7PLUS-72-x-US (240V) | Inverters | 290 |  | 20 |  |  | 0.96 |  | Outdoor | Rooftop
NJSTRE1545590621 |  | Transition Incentive Program | Southampton | 8088 | 13 | 9.24 | Residential | No | Behind the Meter | Net-metered residential ground mount |  | None | Sun Up Zero Down | JCP&L | Accepted | 2020-09-17 | 2020-09-18 | 2021-10-30 | solaredge | SE7600H-US | Inverters | 7600 |  | 1 |  |  | 0.98 |  | Outside | next to utility meter
NJSTRE1545590686 |  | Transition Incentive Program | South Brunswick Twp | 8810 | 11 | 12.24 | Residential | No | Behind the Meter | Net-metered residential rooftop and canopy |  | None | Green Power Energy | PSE&G | Accepted | 2020-09-16 | 2020-09-18 | 2021-10-30 | Enphase Energy | IQ7PLUS-72-2-US | Inverters | 290 |  | 34 |  |  | 0.975 |  | Outside | next to meter
NJSTRE1545594838 |  | Transition Incentive Program | Paramus | 7653 | 7 | 8.38 | Residential | No | Behind the Meter | Net-metered residential rooftop and canopy |  | PSEG | Vision Solar LLC | PSE&G | Accepted | 2020-09-16 | 2020-09-18 | 2021-10-30 | ENPHASE | IQ7-60-2-US | Inverters | 0.24 |  | 25 |  |  | 0.96 |  | Other | BEHIND EACH PANEL
NJSTRE1545599902 |  | Transition Incentive Program | Haddon Township | 8108 | 14 | 6.8 | Residential | No | Behind the Meter | Net-metered residential rooftop and canopy |  | None | Trinity Solar | PSE&G | Accepted | 2020-09-16 | 2020-09-18 | 2021-10-30 | Solar Edge | SE6000H-US | Inverters | 6000 |  | 1 |  |  | 0.97 |  | Outside | side of home
NJSTRE1545599914 |  | Transition Incentive Program | Eatontown | 7724 | 17 | 10.24 | Residential | No | Behind the Meter | Net-metered residential rooftop and canopy |  | None | Vivint Solar Developer, LLC | JCP&L | Accepted | 2020-09-21 | 2020-09-21 | 2021-10-30 | SOLAREDGE | SE7600H-US | Inverters | 7600 |  | 1 |  |  | 0.992 |  | Outdoor | Near the Utility Meter
NJSTRE1545599911 |  | Transition Incentive Program | Hopewell | 8525 | 12 | 18.36 | Residential | Yes | Behind the Meter | Net-metered residential rooftop and canopy |  | None | SunnyMac LLC | PSE&G | Accepted | 2020-09-16 | 2020-09-18 | 2021-10-30 | Solaredge | SE7600H-US | Inverters | 15200 |  | 2 |  |  | 0.99 |  | Outdoor | Next to Meter
NJSTRE1545599984 |  | Transition Incentive Program | Lakewood | 8701 | 18 | 10.36 | Residential | Yes | Behind the Meter | Net-metered residential rooftop and canopy |  | None | Powerlutions | JCP&L | Accepted | 2020-09-16 | 2020-09-18 | 2021-10-30 | SolarEdge | SE7600H-US | Inverters | 7.6 |  | 1 |  |  | 0.99 |  | Outdoor | near meter
NJSTRE1545600341 |  | Transition Incentive Program | Jackson | 8527 | 18 | 11.9 | Residential | No | Behind the Meter | Net-metered residential rooftop and canopy |  | None | Skyline Solar LLC | JCP&L | Accepted | 2020-09-16 | 2020-09-18 | 2021-10-30 | Solaredge | SE10000H-US RGM | Inverters | 10000 |  | 1 |  |  | 0.99 |  | Outdoor | Outside
NJSTRE1545600390 |  | Transition Incentive Program | MARLBORO | 7751 | 17 | 16.8 | Residential | No | Behind the Meter | Net-metered residential rooftop and canopy |  | None | SEA BRIGHT SOLAR, LLC | JCP&L | Accepted | 2020-09-16 | 2020-09-21 | 2021-10-30 | SUNPOWER | SPWR-A4 | Inverters | 349 |  | 42 |  |  | 0.97 |  | Outside | BENEATH ARRAY
NJSTRE1545600412 |  | Transition Incentive Program | Cape May Court house | 8210 | 21 | 9.92 | Residential | No | Behind the Meter | Net-metered residential rooftop and canopy |  | None | Orbit Energy & Power, LLC | AC Electric | Accepted | 2020-09-16 | 2020-09-22 | 2021-10-30 | enphase | iq7-60-2-us | Inverters | 0.24 |  | 31 |  |  | 0.99 |  | Other | behind panels
NJSTRE1545600587 |  | Transition Incentive Program | Pennsauken Township | 8110 | 14 | 4.9 | Residential | Yes | Behind the Meter | Net-metered residential rooftop and canopy |  | None | Pro Custom Solar dba Momentum Solar | PSE&G | Accepted | 2020-09-16 | 2020-09-21 | 2021-10-30 | Enphase | IQ7Plus-72-2-US | Inverters | 290 |  | 14 |  |  | 0.97 |  | Outdoor | Roof
NJSTRE1545607473 |  | Transition Incentive Program | Bloomfield | 7003 | 9 | 4.08 | Residential | Yes | Behind the Meter | Net-metered residential rooftop and canopy |  | None | Trinity Solar | PSE&G | Accepted | 2020-09-17 | 2020-09-21 | 2021-10-30 | SOLAR EDGE | SE3800H-US | Inverters | 3800 |  | 1 |  |  | 0.97 |  | Outside | SIDE OF HOME
NJSTRE1545607522 |  | Transition Incentive Program | Cliffside Park Boro | 7010 | 7 | 5.7 | Residential | No | Behind the Meter | Net-metered residential rooftop and canopy |  | None | GreenPower Energy | PSE&G | Accepted | 2020-09-17 | 2020-09-21 | 2021-10-30 | Enphase Energy | IQ7PLUS-72-2-US | Inverters | 290 |  | 17 |  |  | 0.975 |  | Outside | next to meter
NJSTRE1545383726 | NJSRRE1542790697 | Transition Incentive Program | Sicklerville | 8081 | 14 | 20.79 | Residential | Yes | Behind the Meter | Behind the Meter |  | None | Trinity Solar | AC Electric | Eligible for TI Program | 2019-10-30 | 2019-11-01 | 2021-10-30 | HANWHA | Q.PEAK DUO BLK-G5 315 | Solar Panels |  | 0.315 | 18 | 133 | 18 |  | Fixed | Roof
NJSTRE1545383734 | NJSRRE1543041559 | Transition Incentive Program | Pennsauken | 8110 | 14 | 11.66 | Residential | Yes | Behind the Meter | Net-metered residential rooftop and canopy |  | None | Vivint Solar Developer, LLC | PSE&G | Accepted | 2019-11-06 | 2019-11-11 | 2021-10-30 | HANWHA SOLAR | Q.PEAK BLK-G5 315 | Solar Panels |  | 0.315 | 19 | 218 | 23 |  | Fixed | Roof
NJSTRE1545383736 | NJSRRE1542433947 | Transition Incentive Program | Morristown | 7960 | 3 | 22.37 | Residential | No | Behind the Meter | Behind the Meter |  | None | Maier Solar Engineering dba Solar Me | JCP&L | Eligible for TI Program | 2019-09-25 | 2019-09-27 | 2021-10-30 | Hanwha | Q.Peak DUO G5 315W | Solar Panels |  | 0.315 | 10 | 266 | 30 |  | Fixed | Roof
NJSTRE1545383743 | NJSRRE1542576204 | Transition Incentive Program | Morganville | 7751 | 17 | 17.11 | Residential | Yes | Behind the Meter | Behind the Meter |  | None | Sunrun Installation Services, Inc. | JCP&L | Eligible for TI Program | 2019-10-22 | 2019-10-24 | 2021-10-30 | REC Solar | REC290TP2 BLK | Solar Panels |  | 0.29 | 6 | 60 | 18 |  | Fixed | Roof
NJSTRE1545383744 | NJSRRE1542512313 | Transition Incentive Program | Jackson | 8527 | 18 | 14.4 | Residential | Yes | Behind the Meter | Net-metered residential rooftop and canopy |  | None | Powerlutions | JCP&L | Accepted | 2019-10-07 | 2019-10-09 | 2021-10-30 | Q-Cells | Q.Peak DUO BLK-G5 320 | Solar Panels |  | 0.32 | 6 | 135 | 17 |  | Fixed | Roof
NJSTRE1545383746 | NJSRRE1542461306 | Transition Incentive Program | Piscataway | 8854 | 11 | 13.11 | Residential | Yes | Behind the Meter | Behind the Meter |  | None | Pro Custom Solar dba Momentum Solar | PSE&G | Eligible for TI Program | 2019-09-30 | 2019-10-02 | 2021-10-30 | LG ELECTRONICS | LG 345N1C-V5 | Solar Panels |  | 0.345 | 10 | 108 | 37 |  | Fixed | Roof
NJSTRE1545383749 | NJSRRE1542832153 | Transition Incentive Program | Teaneck | 7666 | 7 | 5.51 | Residential | Yes | Behind the Meter | Behind the Meter |  | None | Sunrun Installation Services, Inc. | PSE&G | Eligible for TI Program | 2019-10-30 | 2019-11-01 | 2021-10-30 | REC Solar | REC290TP2 BLK | Solar Panels |  | 0.29 | 19 | 197 | 37 |  | Fixed | Roof
NJSTRE1545383751 | NJSRRE1542573052 | Transition Incentive Program | Pitman | 8071 | 15 | 12.87 | Residential | Yes | Behind the Meter | Behind the Meter |  | None | Sunrun Installation Services, Inc. | AC Electric | Eligible for TI Program | 2019-10-21 | 2019-10-23 | 2021-10-30 | LG Electronics | LG330N1C-A5 | Solar Panels |  | 0.33 | 19 | 217 | 23 |  | Fixed | Roof
NJSTRE1545383753 | NJSRRE1543417643 | Transition Incentive Program | Maplewood Twp | 7040 | 9 | 11.16 | Residential | No | Behind the Meter | Behind the Meter |  | None | Eznergy | PSE&G | Eligible for TI Program | 2019-11-18 | 2019-11-20 | 2021-10-30 | Trina | TSM310 | Solar Panels |  | 0.31 | 2 | 114 | 36 |  | Fixed | Roof
NJSTRE1545383754 | NJSRRE1543416839 | Transition Incentive Program | Blairstown | 7825 | 2 | 12.18 | Residential | Yes | Behind the Meter | Behind the Meter |  | None | Sunrun Installation Services, Inc. | JCP&L | Eligible for TI Program | 2019-11-17 | 2019-11-20 | 2021-10-30 | REC Solar | REC290TP2 BLK | Solar Panels |  | 0.29 | 24 | 175 | 27 |  | Fixed | Roof
NJSTRE1545383756 | NJSRRE1543067530 | Transition Incentive Program | Paterson | 7504 | 6 | 11.03 | Residential | Yes | Behind the Meter | Behind the Meter |  | None | Pro Custom Solar dba Momentum Solar | PSE&G | Eligible for TI Program | 2019-11-12 | 2019-11-14 | 2021-10-30 | Hanwha | Q.Peak DUO BLK-G5 315 | Solar Panels |  | 0.315 | 4 | 189 | 28 |  | Fixed | Roof
NJSTRE1545383760 | NJSRRE1542511204 | Transition Incentive Program | Mahwah | 7430 | 7 | 6.21 | Residential | Yes | Behind the Meter | Net-metered residential rooftop and canopy |  | None | Vision Solar LLC | Orange Rockland Electric | As-Built Incomplete | 2019-10-07 | 2019-10-09 | 2021-10-30 | sunpower | e20-327-e-ac | Solar Panels |  | 0.327 | 19 | 168 | 30 |  | Fixed | Roof
NJSTRE1545383768 | NJSRRE1542447406 | Transition Incentive Program | Ridgewood | 7450 | 7 | 8.97 | Residential | Yes | Behind the Meter | Behind the Meter |  | None | Pro Custom Solar dba Momentum Solar | PSE&G | Eligible for TI Program | 2019-09-27 | 2019-10-01 | 2021-10-30 | LG ELECTRONICS | LG 345N1C-V5 | Solar Panels |  | 0.345 | 17 | 116 | 7 |  | Fixed | Roof
NJSTRE1545607609 |  | Transition Incentive Program | Passaic | 7055 | 6 | 13.08 | Residential | No | Behind the Meter | Net-metered residential rooftop and canopy |  | None | Kamtech Solar Solutions | PSE&G | Accepted | 2020-09-17 | 2020-09-30 | 2021-10-30 | ENPHASE | ENPHASE 1Q7XS | Inverters | 315 |  | 40 |  |  | 0.96 |  | Other | ROOF TOP
NJSTRE1545607685 |  | Transition Incentive Program | Piscataway | 8854 | 11 | 14.63 | Residential | No | Behind the Meter | Net-metered residential rooftop and canopy |  | None | Rennergy LLC | PSE&G | Accepted | 2020-09-17 | 2020-09-21 | 2021-10-30 | SMA America | Sunny Boy 6.0-240V | Inverters | 6000 |  | 1 |  |  | 0.95 |  | Outdoor | Side of the house
NJSTRE1545608572 |  | Transition Incentive Program | Medford | 8055 | 13 | 7.14 | Residential | No | Behind the Meter | Net-metered residential rooftop and canopy |  | None | Trinity Solar | PSE&G | Accepted | 2020-09-17 | 2020-09-21 | 2021-10-30 | Solar Edge | SE6000 | Inverters | 6000 |  | 1 |  |  | 0.97 |  | Outside | side of home
NJSTRE1545383720 | NJSRRE1542909170 | Transition Incentive Program | New Brunswick | 8901 | 11 | 9.32 | Residential | Yes | Behind the Meter | Behind the Meter |  | None | Pro Custom Solar dba Momentum Solar | PSE&G | Eligible for TI Program | 2019-11-04 | 2019-11-06 | 2021-10-30 | LG Electronics | LG 345N1C-V5 | Solar Panels |  | 0.345 | 11 | 308 | 35 |  | Fixed | Roof
NJSTRE1545383722 | NJSRRE1543066079 | Transition Incentive Program | Elmwood Park | 7407 | 7 | 6.93 | Residential | Yes | Behind the Meter | Net-metered residential rooftop and canopy |  | None | Vivint Solar Developer, LLC | PSE&G | Accepted | 2019-11-11 | 2019-11-14 | 2021-10-30 | Hanwha Solar | Q.PEAK BLK-G5 315 | Solar Panels |  | 0.315 | 14 | 159 | 40 |  | Fixed | Roof
NJSTRE1545383731 | NJSRRE1542554105 | Transition Incentive Program | Piscataway | 8854 | 11 | 11.77 | Residential | No | Behind the Meter | Net-metered residential rooftop and canopy |  | None | Sunpower Capital LLC | PSE&G | Accepted | 2019-11-01 | 2019-11-04 | 2021-10-30 | SunPower | 327W | Solar Panels |  | 0.327 | 36 | 164 | 13 |  | Fixed | Roof
NJSTRE1545383732 | NJSRRE1542556206 | Transition Incentive Program | Mays Landing | 8330 | 19 | 14.88 | Residential | Yes | Behind the Meter | Net-metered residential rooftop and canopy |  | None | Bright Planet Solar | AC Electric | Accepted |  | 2019-10-24 | 2021-10-30 | LONGI | LR6-60PB-310M | Solar Panels |  | 0.31 | 24 | 182 | 18 |  | Fixed | Roof
NJSTRE1545383740 | NJSRRE1543269709 | Transition Incentive Program | Perth amboy | 8861 | 11 | 4.91 | Residential | Yes | Behind the Meter | Net-metered residential rooftop and canopy |  | None | Vision Solar LLC | PSE&G | Accepted | 2019-11-22 | 2019-12-05 | 2021-10-30 | sunpower | e20-327-e-ac | Solar Panels |  | 0.327 | 6 | 105 | 37 |  | Fixed | Roof
NJSTRE1545383748 | NJSRRE1542982223 | Transition Incentive Program | South Plainfield | 7080 | 11 | 10.08 | Residential | Yes | Behind the Meter | Behind the Meter |  | None | Trinity Solar | PSE&G | Eligible for TI Program | 2019-11-05 | 2019-11-07 | 2021-10-30 | Hanwha 315 | Q.PEAK DUO BLK-G5 315 | Solar Panels |  | 0.315 | 12 | 36 | 23 |  | Fixed | Roof
NJSTRE1545383751 | NJSRRE1542573052 | Transition Incentive Program | Pitman | 8071 | 15 | 12.87 | Residential | Yes | Behind the Meter | Behind the Meter |  | None | Sunrun Installation Services, Inc. | AC Electric | Eligible for TI Program | 2019-10-21 | 2019-10-23 | 2021-10-30 | LG Electronics | LG330N1C-A5 | Solar Panels |  | 0.33 | 20 | 37 | 23 |  | Fixed | Roof
NJSTRE1545383757 | NJSRRE1542481286 | Transition Incentive Program | East Brunswick Twp NJ | 8816 | 11 | 7.83 | Residential | Yes | Behind the Meter | Behind the Meter |  | None | Sunrun Installation Services, Inc. | PSE&G | Eligible for TI Program | 2019-10-01 | 2019-10-03 | 2021-10-30 | REC Solar | REC290TP2 BLK | Solar Panels |  | 0.29 | 27 | 180 | 10 |  | Fixed | Roof
NJSTRE1545383758 | NJSRRE1542544455 | Transition Incentive Program | VENTNOR CITY | 8406 | 19 | 3.15 | Residential | Yes | Behind the Meter | Net-metered residential rooftop and canopy |  | None | Vivint Solar Developer, LLC | AC Electric | Accepted | 2019-10-15 | 2019-10-18 | 2021-10-30 | HANWHA SOLAR | Q.PEAK BLK-G5 315 | Solar Panels |  | 0.315 | 6 | 59 | 21 |  | Fixed | Roof
NJSTRE1545383769 | NJSRRE1542423008 | Transition Incentive Program | Belleville | 7109 | 9 | 4.02 | Residential | Yes | Behind the Meter | Behind the Meter |  | None | Pro Custom Solar dba Momentum Solar | PSE&G | Eligible for TI Program | 2019-09-19 | 2019-09-23 | 2021-10-30 | LG ELECTRONICS | LG 335N1C-V5 | Solar Panels |  | 0.335 | 12 | 192 | 30 |  | Fixed | Roof
NJSTRE1545383720 | NJSRRE1542909170 | Transition Incentive Program | New Brunswick | 8901 | 11 | 9.32 | Residential | Yes | Behind the Meter | Behind the Meter |  | None | Pro Custom Solar dba Momentum Solar | PSE&G | Eligible for TI Program | 2019-11-04 | 2019-11-06 | 2021-10-30 | LG Electronics | LG 345N1C-V5 | Solar Panels |  | 0.345 | 3 | 128 | 13 |  | Fixed | Roof
NJSTRE1545383720 | NJSRRE1542909170 | Transition Incentive Program | New Brunswick | 8901 | 11 | 9.32 | Residential | Yes | Behind the Meter | Behind the Meter |  | None | Pro Custom Solar dba Momentum Solar | PSE&G | Eligible for TI Program | 2019-11-04 | 2019-11-06 | 2021-10-30 | LG Electronics | LG 345N1C-V5 | Solar Panels |  | 0.345 | 3 | 308 | 9 |  | Fixed | Roof
NJSTRE1545383726 | NJSRRE1542790697 | Transition Incentive Program | Sicklerville | 8081 | 14 | 20.79 | Residential | Yes | Behind the Meter | Behind the Meter |  | None | Trinity Solar | AC Electric | Eligible for TI Program | 2019-10-30 | 2019-11-01 | 2021-10-30 | HANWHA | Q.PEAK DUO BLK-G5 315 | Solar Panels |  | 0.315 | 20 | 133 | 18 |  | Fixed | Roof
NJSTRE1545383726 | NJSRRE1542790697 | Transition Incentive Program | Sicklerville | 8081 | 14 | 20.79 | Residential | Yes | Behind the Meter | Behind the Meter |  | None | Trinity Solar | AC Electric | Eligible for TI Program | 2019-10-30 | 2019-11-01 | 2021-10-30 | HANWHA | Q.PEAK DUO BLK-G5 315 | Solar Panels |  | 0.315 | 19 | 313 | 18 |  | Fixed | Roof
NJSTRE1545383735 | NJSRRE1542553648 | Transition Incentive Program | MILLVILLE | 8332 | 20 | 20.48 | Residential | Yes | Behind the Meter | Net-metered residential rooftop and canopy |  | None | Vivint Solar Developer, LLC | AC Electric | Accepted | 2019-10-17 | 2019-10-21 | 2021-10-30 | HANWHA SOLAR | Q.PEAK BLK-G5 315 | Solar Panels |  | 0.315 | 14 | 93 | 21 |  | Fixed | Roof
NJSTRE1545383741 | NJSRRE1542575687 | Transition Incentive Program | Little Ferry Boro | 7643 | 7 | 3.9 | Residential | No | Behind the Meter | Behind the Meter |  | None | EMT Renewables | PSE&G | Eligible for TI Program | 2019-10-22 | 2019-10-24 | 2021-10-30 | Trina | TSM-300-Allmax-BLK | Solar Panels |  | 0.3 | 2 | 209 | 22 |  | Fixed | Roof
NJSTRE1545383741 | NJSRRE1542575687 | Transition Incentive Program | Little Ferry Boro | 7643 | 7 | 3.9 | Residential | No | Behind the Meter | Behind the Meter |  | None | EMT Renewables | PSE&G | Eligible for TI Program | 2019-10-22 | 2019-10-24 | 2021-10-30 | Trina | TSM - 300 - Allmax - BLK | Solar Panels |  | 0.3 | 11 | 119 | 22 |  | Fixed | Roof
NJSTRE1545383745 | NJSRRE1542909610 | Transition Incentive Program | Piscataway | 8854 | 11 | 3.72 | Residential | No | Behind the Meter | Behind the Meter |  | None | All Season Solar | PSE&G | Eligible for TI Program | 2019-11-04 | 2019-11-06 | 2021-10-30 | Certain Teed | CT310CH11-04 | Solar Panels |  | 0.31 | 12 | 224 | 33 |  | Fixed | Roof
NJSTRE1545383746 | NJSRRE1542461306 | Transition Incentive Program | Piscataway | 8854 | 11 | 13.11 | Residential | Yes | Behind the Meter | Behind the Meter |  | None | Pro Custom Solar dba Momentum Solar | PSE&G | Eligible for TI Program | 2019-09-30 | 2019-10-02 | 2021-10-30 | LG ELECTRONICS | LG 345N1C-V5 | Solar Panels |  | 0.345 | 5 | 198 | 37 |  | Fixed | Roof
NJSTRE1545383750 | NJSRRE1542461849 | Transition Incentive Program | WEST ORANGE | 7052 | 9 | 10.71 | Residential | Yes | Behind the Meter | Net-metered residential rooftop and canopy |  | None | Vivint Solar Developer, LLC | PSE&G | Accepted | 2019-10-01 | 2019-10-02 | 2021-10-30 | Hanwha Solar | Q.PEAK DUO BLK-G5 315w | Solar Panels |  | 0.315 | 9 | 293 | 28 |  | Fixed | Roof
NJSTRE1545383754 | NJSRRE1543416839 | Transition Incentive Program | Blairstown | 7825 | 2 | 12.18 | Residential | Yes | Behind the Meter | Behind the Meter |  | None | Sunrun Installation Services, Inc. | JCP&L | Eligible for TI Program | 2019-11-17 | 2019-11-20 | 2021-10-30 | REC Solar | REC290TP2 BLK | Solar Panels |  | 0.29 | 10 | 266 | 28 |  | Fixed | Roof
NJSTRE1545383754 | NJSRRE1543416839 | Transition Incentive Program | Blairstown | 7825 | 2 | 12.18 | Residential | Yes | Behind the Meter | Behind the Meter |  | None | Sunrun Installation Services, Inc. | JCP&L | Eligible for TI Program | 2019-11-17 | 2019-11-20 | 2021-10-30 | REC Solar | REC290TP2 BLK | Solar Panels |  | 0.29 | 6 | 353 | 27 |  | Fixed | Roof
NJSTRE1545383758 | NJSRRE1542544455 | Transition Incentive Program | VENTNOR CITY | 8406 | 19 | 3.15 | Residential | Yes | Behind the Meter | Net-metered residential rooftop and canopy |  | None | Vivint Solar Developer, LLC | AC Electric | Accepted | 2019-10-15 | 2019-10-18 | 2021-10-30 | HANWHA SOLAR | Q.PEAK BLK-G5 315 | Solar Panels |  | 0.315 | 4 | 59 | 21 |  | Fixed | Roof
NJSTRE1545383700 | NJSRRE1542501289 | Transition Incentive Program | Newfield | 8344 | 15 | 4.8 | Residential | Yes | Behind the Meter | Net-metered residential rooftop and canopy |  | None | Bright Planet Solar | AC Electric | Accepted |  | 2019-10-08 | 2021-10-30 | HANWHA Q-CELLS | Q.PEAK-G4.1 300W | Solar Panels |  | 0.3 | 9 | 94 | 23 |  | Fixed | Roof
NJSTRE1545383704 | NJSRRE1542561789 | Transition Incentive Program | Vineland | 8360 | 20 | 6.62 | Residential | Yes | Behind the Meter | Behind the Meter |  | None | Trinity Solar | Vineland Muni Electric | Eligible for TI Program | 2019-10-21 | 2019-10-22 | 2021-10-30 | Hanwha 315 | Q.PEAK DUO BLK-G5 315 | Solar Panels |  | 0.315 | 3 | 199 | 43 |  | Fixed | Roof
NJSTRE1545383711 | NJSRRE1542494042 | Transition Incentive Program | Keyport | 7735 | 17 | 9.77 | Residential | Yes | Behind the Meter | Net-metered residential rooftop and canopy |  | None | Vivint Solar Developer, LLC | JCP&L | Accepted | 2019-10-02 | 2019-10-04 | 2021-10-30 | Hanwha Solar | Q.PEAK BLK-G5 315 | Solar Panels |  | 0.315 | 8 | 166 | 26 |  | Fixed | Roof
NJSTRE1545383712 | NJSRRE1543041009 | Transition Incentive Program | Highland Park | 8904 | 11 | 9.14 | Residential | Yes | Behind the Meter | Behind the Meter |  | None | Pro Custom Solar dba Momentum Solar | PSE&G | Eligible for TI Program | 2019-11-06 | 2019-11-08 | 2021-10-30 | Hanwha | Q.Peak DUO BLK-G5 315 | Solar Panels |  | 0.315 | 10 | 170 | 32 |  | Fixed | Roof
NJSTRE1545383717 | NJSRRE1542781325 | Transition Incentive Program | Pleasantville | 8232 | 19 | 5.12 | Residential | Yes | Behind the Meter | Behind the Meter |  | None | Skyline Solar, LLC | AC Electric | Eligible for TI Program | 2019-10-30 | 2019-11-01 | 2021-10-30 | Hanwha Q-Cells | Q.PEAK DUO-G5 320 | Solar Panels |  | 0.32 | 16 | 223133 | 42 |  | Fixed | Roof
NJSTRE1545383718 | NJSRRE1542581417 | Transition Incentive Program | Washington Twp | 8012 | 14 | 5.89 | Residential | No | Behind the Meter | Behind the Meter |  | None | Spectrum Energy, Inc. | PSE&G | Eligible for TI Program | 2019-10-24 | 2019-10-28 | 2021-10-30 | AXITEC | AC-310MH/120SB | Solar Panels |  | 0.31 | 8 | 297 | 19 |  | Fixed | Roof
NJSTRE1545383723 | NJSRRE1542521307 | Transition Incentive Program | Mckee City | 8234 | 19 | 7.04 | Residential | Yes | Behind the Meter | Behind the Meter |  | None | Skyline Solar, LLC | AC Electric | Eligible for TI Program | 2019-10-09 | 2019-10-11 | 2021-10-30 | Hanwha Q-Cells | Q.PEAK DUO-G5 320 | Solar Panels |  | 0.32 | 22 | 109199289 | 34 |  | Fixed | Roof
NJSTRE1545383724 | NJSRRE1543067479 | Transition Incentive Program | Orange | 7050 | 9 | 11.03 | Residential | Yes | Behind the Meter | Behind the Meter |  | None | Pro Custom Solar dba Momentum Solar | PSE&G | Eligible for TI Program | 2019-11-12 | 2019-11-21 | 2021-10-30 | Hanwha | Q.Peak DUO BLK-G5 315 | Solar Panels |  | 0.315 | 12 | 119 | 5 |  | Fixed | Roof
NJSTRE1545383727 | NJSRRE1542528113 | Transition Incentive Program | Burlington | 8016 | 13 | 6.56 | Residential | Yes | Behind the Meter | Behind the Meter |  | None | Pro Custom Solar dba Momentum Solar | PSE&G | Eligible for TI Program | 2019-10-11 | 2019-10-15 | 2021-10-30 | LG ELECTRONICS | LG 345N1C-V5 | Solar Panels |  | 0.345 | 2 | 339 | 35 |  | Fixed | Roof
NJSTRE1545383733 | NJSRRE1542582583 | Transition Incentive Program | Whitehouse Station | 8889 | 4 | 13.05 | Residential | No | Behind the Meter | Behind the Meter |  | None | Sunrun Installation Services, Inc. | JCP&L | Eligible for TI Program | 2019-10-24 | 2019-10-28 | 2021-10-30 | REC Solar | REC290TP2 BLK | Solar Panels |  | 0.29 | 30 | 346 | 23 |  | Fixed | Roof
NJSTRE1545383737 | NJSRRE1542544212 | Transition Incentive Program | Cream Ridge | 8514 | 17 | 9.81 | Residential | Yes | Behind the Meter | Net-metered residential rooftop and canopy |  | None | Vision Solar LLC | JCP&L | Accepted | 2019-10-21 | 2019-10-21 | 2021-10-30 | sunpower | e20-327-e-ac | Solar Panels |  | 0.327 | 30 | 309 | 18 |  | Fixed | Roof
NJSTRE1545600464 |  | Transition Incentive Program | Burlington | 8016 | 13 | 13 | Residential | Yes | Behind the Meter | Net-metered residential rooftop and canopy |  | None | Vivint Solar Developer, LLC | PSE&G | Accepted | 2020-09-21 | 2020-09-22 | 2021-10-30 | SOLAREDGE | SE10000H-US | Inverters | 10000 |  | 1 |  |  | 0.992 |  | Outdoor | Near the Utility Meter
NJSTRE1545549862 |  | Transition Incentive Program | City Paterson | 7513 | 6 | 10.2 | Residential | Yes | Behind the Meter | Net-metered residential rooftop and canopy |  | None | Trinity Solar | PSE&G | Accepted | 2020-09-03 | 2020-09-09 | 2021-10-30 | Solar Edge | SE7600 | Inverters | 7600 |  | 1 |  |  | 0.97 |  | Outside | side of home
NJSTRE1545549895 |  | Transition Incentive Program | Belmar | 7719 | 17 | 5.78 | Residential | No | Behind the Meter | Net-metered residential rooftop and canopy |  | None | Trinity Solar | JCP&L | Accepted | 2020-09-03 | 2020-09-09 | 2021-10-30 | Solar Edge | SE5000 | Inverters | 5000 |  | 1 |  |  | 0.97 |  | Outside | side of home
NJSTRE1545551712 |  | Transition Incentive Program | SOMERVILLE | 8876 | 5 | 8.45 | Residential | Yes | Behind the Meter | Net-metered residential rooftop and canopy |  | None | Vivint Solar Developer, LLC | PSE&G | Accepted | 2020-09-12 | 2020-09-14 | 2021-10-30 | Solar Edge | SE7600H-US | Inverters | 7600 |  | 1 |  |  | 0.992 |  | Outdoor | Near the Utility Meter
NJSTRE1545551713 |  | Transition Incentive Program | Princeton | 8540 | 12 | 13.02 | Residential | No | Behind the Meter | Net-metered residential rooftop and canopy |  | None | Exact Solar | PSE&G | Accepted | 2020-09-03 | 2020-09-09 | 2021-10-30 | Enphase | IQ7+ | Inverters | 295 |  | 37 |  |  | 0.97 |  | Outdoor | under panels
NJSTRE1545383094 | NJSRRE1543417334 | Transition Incentive Program | Paulsboro | 8066 | 15 | 9.45 | Residential | Yes | Behind the Meter | Behind the Meter |  | None | Pro Custom Solar dba Momentum Solar | AC Electric | Eligible for TI Program | 2019-11-18 | 2019-11-20 | 2021-10-30 | HANWHA | Q.PEAK DUO BLK-G5 315 | Solar Panels |  | 0.315 | 4 | 295 | 32 |  | Fixed | Roof
NJSTRE1545383099 | NJSRRE1542445750 | Transition Incentive Program | Perth Amboy City | 8861 | 11 | 10.15 | Residential | Yes | Behind the Meter | Behind the Meter |  | None | Sunrun Installation Services, Inc. | PSE&G | Eligible for TI Program | 2019-09-26 | 2019-09-30 | 2021-10-30 | REC Solar | REC290TP2 BLK | Solar Panels |  | 0.29 | 29 | 96 | 37 |  | Fixed | Roof
NJSTRE1545383101 | NJSRRE1542429128 | Transition Incentive Program | Pennsauken Township | 8109 | 14 | 9.28 | Residential | Yes | Behind the Meter | Behind the Meter |  | None | Sunrun Installation Services, Inc. | PSE&G | Eligible for TI Program | 2019-09-23 | 2019-09-25 | 2021-10-30 | REC Solar | REC290TP2 BLK | Solar Panels |  | 0.29 | 15 | 172 | 18 |  | Fixed | Roof
NJSTRE1545383107 | NJSRRE1542515823 | Transition Incentive Program | Plainfield | 7060 | 10 | 5.67 | Residential | Yes | Behind the Meter | Net-metered residential rooftop and canopy |  | None | Vivint Solar Developer, LLC | PSE&G | Accepted | 2019-10-08 | 2019-10-11 | 2021-10-30 | HANWHA SOLAR | Q.PEAK BLK-G5 315 | Solar Panels |  | 0.315 | 9 | 218 | 26 |  | Fixed | Roof
NJSTRE1545383111 | NJSRRE1542424730 | Transition Incentive Program | Toms River | 8757 | 18 | 12.29 | Residential | Yes | Behind the Meter | Net-metered residential rooftop and canopy |  | None | Vivint Solar Developer, LLC | JCP&L | Accepted | 2019-09-20 | 2019-09-24 | 2021-10-30 | HANWHA SOLAR | Q.PEAK BLK-G5 315 | Solar Panels |  | 0.315 | 21 | 346 | 18 |  | Fixed | Roof
NJSTRE1545383114 | NJSRRE1542883200 | Transition Incentive Program | Matawan | 7747 | 17 | 16.35 | Residential | Yes | Behind the Meter | Behind the Meter |  | None | GenRenew, LLC | JCP&L | Eligible for TI Program | 2019-11-01 | 2019-11-05 | 2021-10-30 | sunpower | SPR-E20-327-E-AC | Solar Panels |  | 0.327 | 29 | 233 | 22 |  | Fixed | Roof
NJSTRE1545383122 | NJSRRE1542422795 | Transition Incentive Program | Jersey City | 7306 | 8 | 3.35 | Residential | Yes | Behind the Meter | Behind the Meter |  | None | Pro Custom Solar dba Momentum Solar | PSE&G | Eligible for TI Program | 2019-09-19 | 2019-09-23 | 2021-10-30 | LG ELECTRONICS | LG 335N1C-V5 | Solar Panels |  | 0.335 | 10 | 111 | 3 |  | Fixed | Roof
NJSTRE1545383126 | NJSRRE1542832973 | Transition Incentive Program | Mansfield | 8022 | 13 | 13.41 | Residential | No | Behind the Meter | Behind the Meter |  | None | Ad Energy | PSE&G | Eligible for TI Program | 2019-10-30 | 2019-11-01 | 2021-10-30 | SunPower | SPR-E20-327-E-AC | Solar Panels |  | 0.327 | 6 | 68 | 27 |  | Fixed | Roof
NJSTRE1545383127 | NJSRRE1542505550 | Transition Incentive Program | Iselin | 8830 | 11 | 5.87 | Residential | Yes | Behind the Meter | Behind the Meter |  | None | Pro Custom Solar dba Momentum Solar | PSE&G | Eligible for TI Program | 2019-10-04 | 2019-10-08 | 2021-10-30 | LG ELECTRONICS | LG 345N1C-V5 | Solar Panels |  | 0.345 | 17 | 129 | 37 |  | Fixed | Roof
NJSTRE1545383770 | NJSRRE1542625116 | Transition Incentive Program | East Orange | 7017 | 9 | 2.84 | Residential | Yes | Behind the Meter | Behind the Meter |  | None | Trinity Solar | PSE&G | Eligible for TI Program | 2019-10-25 | 2019-10-29 | 2021-10-30 | Hanwha | Q.PEAK DUO BLK-G5 315 | Solar Panels |  | 0.315 | 5 | 74 | 44 |  | Fixed | Roof
NJSTRE1545383778 | NJSRRE1542425067 | Transition Incentive Program | GALLOWAY | 8205 | 19 | 2.84 | Residential | Yes | Behind the Meter | Net-metered residential rooftop and canopy |  | None | Vivint Solar Developer, LLC | AC Electric | Accepted | 2019-09-20 | 2019-09-24 | 2021-10-30 | HANWHA SOLAR | Q.PEAK BLK-G5 315 | Solar Panels |  | 0.315 | 3 | 281 | 29 |  | Fixed | Roof
NJSTRE1545383787 | NJSRRE1542460973 | Transition Incentive Program | Ridgefield | 7657 | 7 | 13.34 | Residential | Yes | Behind the Meter | Behind the Meter |  | None | Sunrun Installation Services, Inc. | PSE&G | Eligible for TI Program | 2019-09-30 | 2019-10-02 | 2021-10-30 | REC Solar | REC290TP2 BLK | Solar Panels |  | 0.29 | 13 | 38 | 23 |  | Fixed | Roof
NJSTRE1545383792 | NJSRRE1543098046 | Transition Incentive Program | Williamstown | 8094 | 15 | 5.04 | Residential | Yes | Behind the Meter | Behind the Meter |  | None | Pro Custom Solar dba Momentum Solar | AC Electric | Eligible for TI Program | 2019-11-12 | 2019-11-15 | 2021-10-30 | Hanwha | Q.Peak DUO BLK-G5 315 | Solar Panels |  | 0.315 | 16 | 161 | 24 |  | Fixed | Roof
NJSTRE1545383800 | NJSRRE1542430757 | Transition Incentive Program | HAMILTON TWP MER | 8629 | 12 | 6.87 | Residential | Yes | Behind the Meter | Net-metered residential rooftop and canopy |  | None | Vision Solar LLC | PSE&G | Accepted | 2019-09-24 | 2019-09-25 | 2021-10-30 | sunpower | e20-327-e-ac | Solar Panels |  | 0.327 | 2 | 51 | 34 |  | Fixed | Roof
NJSTRE1545383804 | NJSRRE1542501287 | Transition Incentive Program | Millville | 8332 | 20 | 9.6 | Residential | Yes | Behind the Meter | Behind the Meter |  | None | Skyline Solar, LLC | AC Electric | Eligible for TI Program | 2019-10-03 | 2019-10-08 | 2021-10-30 | Hanwha Q-Cells | Q.PEAK DUO-G5 320 | Solar Panels |  | 0.32 | 30 | 139 | 23 |  | Fixed | Roof
NJSTRE1545600349 |  | Transition Incentive Program | Springfield Township | 7081 | 10 | 7.93 | Residential | Yes | Behind the Meter | Net-metered residential rooftop and canopy |  | None | Sunrun Installation Services, Inc. | JCP&L | Accepted | 2020-09-16 | 2020-09-21 | 2021-10-30 | Enphase Energy | IQ7-60-x-US (240V) | Inverters | 240 |  | 26 |  |  | 0.96 |  | Outdoor | Rooftop
NJSTRE1545600504 |  | Transition Incentive Program | WEST ORANGE | 7052 | 9 | 5.53 | Residential | Yes | Behind the Meter | Net-metered residential rooftop and canopy |  | None | Vivint Solar Developer, LLC | PSE&G | Accepted | 2020-09-21 | 2020-09-22 | 2021-10-30 | SOLAREDGE | SE3800H-US | Inverters | 3800 |  | 1 |  |  | 0.992 |  | Outdoor | Near the Utility Meter
NJSTRE1545600559 |  | Transition Incentive Program | Morristown | 7960 | 3 | 46.92 | Residential | Yes | Behind the Meter | Net-metered residential rooftop and canopy |  | None | Tesla Energy Operations Inc. | JCP&L | Accepted | 2020-09-16 | 2020-09-21 | 2021-10-30 | SolarEdge Technologies | SE7600H-US [240V] | Inverters | 7600 |  | 1 |  |  | 0.99 |  | Outside | Outside
NJSTRE1545600617 |  | Transition Incentive Program | Randolph | 7869 | 3 | 16.32 | Residential | Yes | Behind the Meter | Net-metered residential rooftop and canopy |  | None | Tesla Energy Operations Inc. | JCP&L | Accepted | 2020-09-16 | 2020-09-21 | 2021-10-30 | SolarEdge Technologies | SE7600H-US [240V] | Inverters | 7600 |  | 2 |  |  | 0.99 |  | Indoor | Inside garage
NJSTRE1545607477 |  | Transition Incentive Program | Pitman | 8071 | 15 | 14.95 | Residential | Yes | Behind the Meter | Net-metered residential rooftop and canopy |  | None | SunnyMac LLC | AC Electric | Accepted | 2020-09-17 | 2020-09-21 | 2021-10-30 | Solaredge | SE11400H-US | Inverters | 11400 |  | 1 |  |  | 0.99 |  | Outdoor | Next to Meter
NJSTRE1545607511 |  | Transition Incentive Program | LITTLE EGG HARBOR TOWNSHIP | 8087 | 18 | 10.54 | Residential | Yes | Behind the Meter | Net-metered residential rooftop and canopy |  | None | Trinity Solar | AC Electric | Accepted | 2020-09-17 | 2020-09-21 | 2021-10-30 | Solar Edge | SE10000H-US000BNC4 | Inverters | 10000 |  | 1 |  |  | 0.97 |  | Outdoor | side of home
NJSTRE1545607581 |  | Transition Incentive Program | LAKE HIAWATHA | 7034 | 3 | 3.97 | Residential | Yes | Behind the Meter | Net-metered residential rooftop and canopy |  | None | Sunrun Installation Services, Inc. | JCP&L | Accepted | 2020-09-17 | 2020-09-21 | 2021-10-30 | Enphase Energy | IQ7-60-x-US (240V) | Inverters | 240 |  | 13 |  |  | 0.96 |  | Outdoor | Rooftop
NJSTRE1545600548 |  | Transition Incentive Program | Bloomfield | 7003 | 9 | 6.6 | Residential | No | Behind the Meter | Net-metered residential rooftop and canopy |  | None | Sunrun Installation Services, Inc. | PSE&G | Accepted | 2020-09-16 | 2020-09-21 | 2021-10-30 | Enphase Energy | IQ7-60-x-US (240V) | Inverters | 240 |  | 20 |  |  | 0.96 |  | Outdoor | Rooftop
NJSTRE1545600559 |  | Transition Incentive Program | Morristown | 7960 | 3 | 46.92 | Residential | Yes | Behind the Meter | Net-metered residential rooftop and canopy |  | None | Tesla Energy Operations Inc. | JCP&L | Accepted | 2020-09-16 | 2020-09-21 | 2021-10-30 | SolarEdge Technologies | SE10000H-US [240V] | Inverters | 10000 |  | 2 |  |  | 0.99 |  | Outside | Outside
NJSTRE1545607393 |  | Transition Incentive Program | Trenton | 8609 | 12 | 5.67 | Residential | No | Behind the Meter | Net-metered residential rooftop and canopy |  | None | Suntuity Solar LLC | PSE&G | Accepted | 2020-09-17 | 2020-09-21 | 2021-10-30 | Enphase Energy | IQ7-60-2-US | Inverters | 240 |  | 18 |  |  | 0.97 |  | Outdoor | Behind the PV Modules
NJSTRE1545607578 |  | Transition Incentive Program | Edison | 8820 | 11 | 16.96 | Residential | No | Behind the Meter | Net-metered residential rooftop and canopy |  | None | EMT Renewables | PSE&G | Accepted | 2020-09-17 | 2020-09-21 | 2021-10-30 | Enphase | IQ7-60-2-US | Inverters | 240 |  | 53 |  |  | 0.97 |  | Outside | under panels
NJSTRE1545607602 |  | Transition Incentive Program | Clifton | 7013 | 6 | 7.32 | Residential | Yes | Behind the Meter | Net-metered residential rooftop and canopy |  | None | Sunrun Installation Services, Inc. | PSE&G | Accepted | 2020-09-17 | 2020-09-21 | 2021-10-30 | Enphase Energy | IQ7-60-x-US (240V) | Inverters | 240 |  | 24 |  |  | 0.96 |  | Outdoor | Rooftop
NJSTRE1545607645 |  | Transition Incentive Program | Maple Shade | 8052 | 13 | 14.96 | Residential | Yes | Behind the Meter | Net-metered residential rooftop and canopy |  | None | Trinity Solar | PSE&G | Accepted | 2020-09-17 | 2020-09-21 | 2021-10-30 | SOLAR EDGE | SE11400H-US | Inverters | 11400 |  | 1 |  |  | 0.97 |  | Outside | SIDE OF HOME
NJSTRE1545608650 |  | Transition Incentive Program | Toms River | 8753 | 18 | 13.69 | Residential | No | Behind the Meter | Net-metered residential rooftop and canopy |  | None | Maier Solar Engineering dba Solar Me | JCP&L | Accepted | 2020-09-17 | 2020-09-22 | 2021-10-30 | Enphase | IQ7+ | Inverters | 290 |  | 37 |  |  | 0.96 |  | Outdoor | Next to meter
NJSTRE1545608739 |  | Transition Incentive Program | Cherry Hill Twp | 8034 | 14 | 7.92 | Residential | No | Behind the Meter | Net-metered residential rooftop and canopy |  | None | Green Power Energy | PSE&G | Accepted | 2020-09-17 | 2020-09-21 | 2021-10-30 | Enphase Energy | IQ7PLUS-72-2-US | Inverters | 290 |  | 24 |  |  | 0.975 |  | Outside | next to meter
NJSTRE1545608705 |  | Transition Incentive Program | Pennsauken TWP | 8109 | 14 | 10.08 | Residential | Yes | Behind the Meter | Net-metered residential rooftop and canopy |  | None | Sunbound Solar | PSE&G | Accepted | 2020-09-17 | 2020-09-24 | 2021-10-30 | Enphase | IQ7-60-2-US | Inverters | 240 |  | 31 |  |  | 0.987 |  | Outside | under module
NJSTRE1545608763 |  | Transition Incentive Program | Bloomfield Twp | 7003 | 9 | 10.8 | Residential | No | Behind the Meter | Net-metered residential rooftop and canopy |  | None | Green Power Energy | PSE&G | Accepted | 2020-09-17 | 2020-09-22 | 2021-10-30 | Enphase Energy | IQ7PLUS-72-2-US | Inverters | 290 |  | 30 |  |  | 0.975 |  | Outside | next to meter
NJSTRE1545609061 | NJSRRE1541888080 | Transition Incentive Program | Weehawken | 7087 | 8 | 6.38 | Residential | No | Behind the Meter | Net-metered residential rooftop and canopy |  | None | Sunrun Installation Services, Inc. | PSE&G | Final As-Built Received | 2019-08-27 | 2019-08-29 | 2021-10-30 | SolarEdge Technologies | SE5000H-USRGM | Inverters | 5000 |  | 1 |  |  | 0.96 |  | Outdoor | Next To Meter
NJSTRE1545609076 | NJSRRE1544431799 | Transition Incentive Program | Bloomfield | 7003 | 9 | 4.02 | Residential | Yes | Behind the Meter | Net-metered residential rooftop and canopy |  | None | Pro Custom Solar dba Momentum Solar | PSE&G | Final As-Built Received | 2020-02-11 | 2020-02-14 | 2021-10-30 | Enphase Energy | IQ7-60-2-US | Inverters | 240 |  | 12 |  |  | 0.97 |  | Outdoor | Roof
NJSTRE1545600563 |  | Transition Incentive Program | Montclair | 7042 | 9 | 3.72 | Residential | No | Behind the Meter | Net-metered residential rooftop and canopy |  | None | Sunrun Installation Services, Inc. | PSE&G | Accepted | 2020-09-16 | 2020-09-21 | 2021-10-30 | Enphase Energy | IQ7-60-x-US (240V) | Inverters | 240 |  | 12 |  |  | 0.96 |  | Outdoor | Rooftop
NJSTRE1545600600 |  | Transition Incentive Program | Trenton | 8648 | 12 | 5.87 | Residential | Yes | Behind the Meter | Net-metered residential rooftop and canopy |  | None | Sunrun Installation Services, Inc. | PSE&G | Accepted | 2020-09-16 | 2020-09-21 | 2021-10-30 | Enphase Energy | IQ7PLUS-72-x-US (240V) | Inverters | 290 |  | 16 |  |  | 0.96 |  | Outdoor | Rooftop
NJSTRE1545607392 |  | Transition Incentive Program | Paterson | 7503 | 6 | 7.88 | Residential | No | Behind the Meter | Net-metered residential rooftop and canopy |  | None | Suntuity Solar LLC | PSE&G | Accepted | 2020-09-17 | 2020-09-21 | 2021-10-30 | Enphase Energy | IQ7-60-2-US | Inverters | 240 |  | 25 |  |  | 0.97 |  | Outdoor | Behind the PV Modules
NJSTRE1545607394 |  | Transition Incentive Program | Pennsauken Township | 8110 | 14 | 5.99 | Residential | No | Behind the Meter | Net-metered residential rooftop and canopy |  | None | Suntuity Solar LLC | PSE&G | Accepted | 2020-09-17 | 2020-09-21 | 2021-10-30 | Enphase Energy | IQ7-60-2-US | Inverters | 240 |  | 19 |  |  | 0.97 |  | Outdoor | Behind the PV Modules
NJSTRE1545607414 |  | Transition Incentive Program | Belle Mead | 8558 | 5 | 7.92 | Residential | No | Behind the Meter | Net-metered residential rooftop and canopy |  | None | Whitman Construction, LLC | PSE&G | Accepted | 2020-09-17 | 2020-09-21 | 2021-10-30 | ENPHASE ENERGY | IQ7X-96-2-US | Inverters | 315 |  | 24 |  |  | 0.975 |  | Outdoor | MICROINVERTERS LOCATED UNDER MODULES
NJSTRE1545607527 |  | Transition Incentive Program | Pennsauken Twp | 8109 | 14 | 13 | Residential | Yes | Behind the Meter | Net-metered residential rooftop and canopy |  | None | SunnyMac LLC | PSE&G | Accepted | 2020-09-17 | 2020-09-21 | 2021-10-30 | Solaredge | SE10000H-US | Inverters | 10000 |  | 1 |  |  | 0.99 |  | Outdoor | Next to Meter
NJSTRE1545608523 |  | Transition Incentive Program | Mickleton | 8056 | 15 | 11.52 | Residential | Yes | Behind the Meter | Net-metered residential rooftop and canopy |  | None | All Season Solar | AC Electric | Accepted | 2020-09-17 | 2020-09-21 | 2021-10-30 | Enphase | IQ7 | Inverters | 240 |  | 36 |  |  | 0.97 |  | Outdoor | under module
NJSTRE1545608702 |  | Transition Incentive Program | Toms River | 8753 | 18 | 16.75 | Residential | No | Behind the Meter | Net-metered residential rooftop and canopy |  | None | Kamtech Solar Solutions | JCP&L | Accepted | 2020-09-17 | 2020-09-21 | 2021-10-30 | ENPHASE | ENPHASE IQ7XS | Inverters | 315 |  | 50 |  |  | 0.96 |  | Other | ROOFTOP
NJSTRE1545383752 | NJSRRE1542461230 | Transition Incentive Program | Newton | 7860 | 1 | 13.46 | Residential | Yes | Behind the Meter | Behind the Meter |  | None | Pro Custom Solar dba Momentum Solar | JCP&L | Eligible for TI Program | 2019-09-30 | 2019-10-02 | 2021-10-30 | LG ELECTRONICS | LG 345N1C-V5 | Solar Panels |  | 0.345 | 22 | 229 | 23 |  | Fixed | Roof
NJSTRE1545383756 | NJSRRE1543067530 | Transition Incentive Program | Paterson | 7504 | 6 | 11.03 | Residential | Yes | Behind the Meter | Behind the Meter |  | None | Pro Custom Solar dba Momentum Solar | PSE&G | Eligible for TI Program | 2019-11-12 | 2019-11-14 | 2021-10-30 | Hanwha | Q.Peak DUO BLK-G5 315 | Solar Panels |  | 0.315 | 18 | 99 | 37 |  | Fixed | Roof
NJSTRE1545383756 | NJSRRE1543067530 | Transition Incentive Program | Paterson | 7504 | 6 | 11.03 | Residential | Yes | Behind the Meter | Behind the Meter |  | None | Pro Custom Solar dba Momentum Solar | PSE&G | Eligible for TI Program | 2019-11-12 | 2019-11-14 | 2021-10-30 | Hanwha | Q.Peak DUO BLK-G5 315 | Solar Panels |  | 0.315 | 9 | 279 | 7 |  | Fixed | Roof
NJSTRE1545383762 | NJSRRE1542461467 | Transition Incentive Program | PENNSAUKEN | 8109 | 14 | 6.3 | Residential | Yes | Behind the Meter | Net-metered residential rooftop and canopy |  | None | Vivint Solar Developer, LLC | PSE&G | Accepted | 2019-09-30 | 2019-10-02 | 2021-10-30 | Hanwha | Q.PEAK DUO BLK-G5 315w | Solar Panels |  | 0.315 | 8 | 235 | 21 |  | Fixed | Roof
NJSTRE1545383750 | NJSRRE1542461849 | Transition Incentive Program | WEST ORANGE | 7052 | 9 | 10.71 | Residential | Yes | Behind the Meter | Net-metered residential rooftop and canopy |  | None | Vivint Solar Developer, LLC | PSE&G | Accepted | 2019-10-01 | 2019-10-02 | 2021-10-30 | Hanwha Solar | Q.PEAK DUO BLK-G5 315w | Solar Panels |  | 0.315 | 3 | 203 | 28 |  | Fixed | Roof
NJSTRE1545383750 | NJSRRE1542461849 | Transition Incentive Program | WEST ORANGE | 7052 | 9 | 10.71 | Residential | Yes | Behind the Meter | Net-metered residential rooftop and canopy |  | None | Vivint Solar Developer, LLC | PSE&G | Accepted | 2019-10-01 | 2019-10-02 | 2021-10-30 | Hanwha Solar | Q.PEAK DUO BLK-G5 315w | Solar Panels |  | 0.315 | 13 | 203 | 28 |  | Fixed | Roof
NJSTRE1545383759 | NJSRRE1543041691 | Transition Incentive Program | Phillipsburg | 8865 | 2 | 9.32 | Residential | Yes | Behind the Meter | Behind the Meter |  | None | Pro Custom Solar dba Momentum Solar | JCP&L | Eligible for TI Program | 2019-11-06 | 2019-11-11 | 2021-10-30 | LG Electronics | LG 345N1C-V5 | Solar Panels |  | 0.345 | 14 | 143 | 34 |  | Fixed | Roof
NJSTRE1545383759 | NJSRRE1543041691 | Transition Incentive Program | Phillipsburg | 8865 | 2 | 9.32 | Residential | Yes | Behind the Meter | Behind the Meter |  | None | Pro Custom Solar dba Momentum Solar | JCP&L | Eligible for TI Program | 2019-11-06 | 2019-11-11 | 2021-10-30 | LG Electronics | LG 345N1C-V5 | Solar Panels |  | 0.345 | 13 | 323 | 32 |  | Fixed | Roof
NJSTRE1545383771 | NJSRRE1542581794 | Transition Incentive Program | Little Ferry Boro | 7643 | 7 | 4.5 | Residential | No | Behind the Meter | Behind the Meter |  | PSEG | EMT Renewables | PSE&G | Eligible for TI Program | 2019-10-24 | 2019-10-28 | 2021-10-30 | Trina | TSM-300-Allmax-BLK | Solar Panels |  | 0.3 | 15 | 209 | 22 |  | Fixed | Roof
NJSTRE1545383777 | NJSRRE1542478658 | Transition Incentive Program | Washington Twp mer | 8691 | 12 | 5.51 | Residential | No | Behind the Meter | Behind the Meter |  | None | Sunrun Installation Services, Inc. | PSE&G | Eligible for TI Program | 2019-10-01 | 2019-10-03 | 2021-10-30 | REC Solar | REC290TP2 BLK | Solar Panels |  | 0.29 | 19 | 161 | 34 |  | Fixed | Roof
NJSTRE1545383784 | NJSRRE1542424504 | Transition Incentive Program | Vineland | 8361 | 20 | 6 | Residential | No | Behind the Meter | Net-metered non-residential ground mount |  | None | Bright Planet Solar | Vineland Muni Electric | Accepted |  | 2019-09-24 | 2021-10-30 | Trina Solar | TSM-DD05A.05(II) 300W | Solar Panels |  | 0.3 | 20 | 180 | 25 |  | Fixed | Roof
NJSTRE1545383785 | NJSRRE1542544458 | Transition Incentive Program | East Orange | 7017 | 9 | 9.66 | Residential | Yes | Behind the Meter | Behind the Meter |  | None | Pro Custom Solar dba Momentum Solar | PSE&G | Eligible for TI Program | 2019-10-15 | 2019-10-17 | 2021-10-30 | LG ELECTRONICS | LG 345N1C-V5 | Solar Panels |  | 0.345 | 5 | 285 | 36 |  | Fixed | Roof
NJSTRE1545383788 | NJSRRE1542445053 | Transition Incentive Program | Piscataway | 8854 | 11 | 14.84 | Residential | Yes | Behind the Meter | Behind the Meter |  | None | Pro Custom Solar dba Momentum Solar | PSE&G | Eligible for TI Program | 2019-09-26 | 2019-09-30 | 2021-10-30 | LG ELECTRONICS | LG 345N1C-V5 | Solar Panels |  | 0.345 | 19 | 256 | 26 |  | Fixed | Roof
NJSTRE1545383789 | NJSRRE1542967025 | Transition Incentive Program | Bedminster | 7921 | 5 | 105.08 | Commercial | No | Behind the Meter | Net-metered non-residential rooftop and canopy |  | None | Pfister Energy, Inc. | JCP&L | Final As-Built Received | 2019-12-06 | 2019-12-11 | 2021-10-30 | Heliene | 72M370 | Solar Panels |  | 0.37 | 284 | landscape | 10 |  | Fixed | Roof
NJSTRE1545383801 | NJSRRE1542580040 | Transition Incentive Program | Palermo | 8223 | 21 | 9.57 | Residential | Yes | Behind the Meter | Behind the Meter |  | None | Sunrun Installation Services, Inc. | AC Electric | Eligible for TI Program | 2019-10-23 | 2019-10-25 | 2021-10-30 | REC Solar | REC290TP2 BLK | Solar Panels |  | 0.29 | 26 | 228 | 42 |  | Fixed | Roof
NJSTRE1545383805 | NJSRRE1542528487 | Transition Incentive Program | Passaic City | 7055 | 6 | 6.38 | Residential | Yes | Behind the Meter | Behind the Meter |  | None | Sunrun Installation Services, Inc. | PSE&G | Eligible for TI Program | 2019-10-11 | 2019-10-15 | 2021-10-30 | REC Solar | REC290TP2 BLK | Solar Panels |  | 0.29 | 3 | 133 | 27 |  | Fixed | Roof
NJSTRE1545383765 | NJSRRE1543041579 | Transition Incentive Program | East Brunswick | 8816 | 11 | 8.41 | Residential | No | Behind the Meter | Behind the Meter |  | None | Sunrun Installation Services, Inc. | PSE&G | Eligible for TI Program | 2019-11-06 | 2019-11-11 | 2021-10-30 | REC Solar | REC290TP2 BLK | Solar Panels |  | 0.29 | 29 | 167 | 18 |  | Fixed | Roof
NJSTRE1545383772 | NJSRRE1542425071 | Transition Incentive Program | MILLVILLE | 8332 | 20 | 2.52 | Residential | Yes | Behind the Meter | Net-metered residential rooftop and canopy |  | None | Vivint Solar Developer, LLC | AC Electric | Accepted | 2019-09-20 | 2019-09-24 | 2021-10-30 | HANWHA SOLAR | Q.PEAK BLK-G5 315 | Solar Panels |  | 0.315 | 8 | 266 | 31 |  | Fixed | Roof
NJSTRE1545383783 | NJSRRE1542430911 | Transition Incentive Program | Sicklerville | 8081 | 14 | 9.14 | Residential | Yes | Behind the Meter | Behind the Meter |  | None | Trinity Solar | AC Electric | Eligible for TI Program | 2019-09-24 | 2019-09-25 | 2021-10-30 | HANWHA | Q.PEAK DUO BLK-G5 315 | Solar Panels |  | 0.315 | 29 | 218 | 23 |  | Fixed | Roof
NJSTRE1545383796 | NJSRRE1542568759 | Transition Incentive Program | HEWITT | 7421 | 6 | 12.6 | Residential | Yes | Behind the Meter | Net-metered residential rooftop and canopy |  | None | Vivint Solar Developer, LLC | Orange Rockland Electric | Accepted | 2019-10-21 | 2019-10-23 | 2021-10-30 | Hanwha | Q.PEAK BLK-G5 315 | Solar Panels |  | 0.315 | 18 | 307 | 23 |  | Fixed | Roof
NJSTRE1545383800 | NJSRRE1542430757 | Transition Incentive Program | HAMILTON TWP MER | 8629 | 12 | 6.87 | Residential | Yes | Behind the Meter | Net-metered residential rooftop and canopy |  | None | Vision Solar LLC | PSE&G | Accepted | 2019-09-24 | 2019-09-25 | 2021-10-30 | SUNPOWER | E20-327-E-AC | Solar Panels |  | 0.327 | 9 | 231 | 34 |  | Fixed | Roof
NJSTRE1545383800 | NJSRRE1542430757 | Transition Incentive Program | HAMILTON TWP MER | 8629 | 12 | 6.87 | Residential | Yes | Behind the Meter | Net-metered residential rooftop and canopy |  | None | Vision Solar LLC | PSE&G | Accepted | 2019-09-24 | 2019-09-25 | 2021-10-30 | sunpower | e20-327-e-ac | Solar Panels |  | 0.327 | 7 | 141 | 8 |  | Fixed | Roof
NJSTRE1545383806 | NJSRRE1542500842 | Transition Incentive Program | Asbury | 8802 | 4 | 7.04 | Residential | Yes | Behind the Meter | Behind the Meter |  | None | Skyline Solar, LLC | JCP&L | Eligible for TI Program | 2019-10-03 | 2019-10-08 | 2021-10-30 | Silfab | SLA320M | Solar Panels |  | 0.32 | 22 | 230 | 36 |  | Fixed | Roof
NJSTRE1545383811 | NJSRRE1542460931 | Transition Incentive Program | Englewood | 7631 | 7 | 3.84 | Residential | Yes | Behind the Meter | Behind the Meter |  | None | Trinity Solar | PSE&G | Eligible for TI Program | 2019-09-30 | 2019-10-02 | 2021-10-30 | Hanwha | Q.PEAK-BLK G4.1 295 | Solar Panels |  | 0.295 | 13 | 173 | 34 |  | Fixed | Roof
NJSTRE1545383812 | NJSRRE1542423001 | Transition Incentive Program | KEYPORT | 7735 | 17 | 6.3 | Residential | Yes | Behind the Meter | Net-metered residential rooftop and canopy |  | None | Vivint Solar Developer, LLC | JCP&L | Accepted | 2019-09-19 | 2019-09-23 | 2021-10-30 | Hanwha Solar | Q.PEAK BLK-G5 315 | Solar Panels |  | 0.315 | 2 | 307 | 19 |  | Fixed | Roof
NJSTRE1545383812 | NJSRRE1542423001 | Transition Incentive Program | KEYPORT | 7735 | 17 | 6.3 | Residential | Yes | Behind the Meter | Net-metered residential rooftop and canopy |  | None | Vivint Solar Developer, LLC | JCP&L | Accepted | 2019-09-19 | 2019-09-23 | 2021-10-30 | Hanwha Solar | Q.PEAK BLK-G5 315 | Solar Panels |  | 0.315 | 6 | 37 | 27 |  | Fixed | Roof
NJSTRE1545383815 | NJSRRE1542561946 | Transition Incentive Program | NORTH ARLINGTON | 7031 | 7 | 10.15 | Residential | No | Behind the Meter | Behind the Meter |  | None | Infinity Solar Systems | PSE&G | Eligible for TI Program | 2019-10-21 | 2019-10-23 | 2021-10-30 | LG | LG350N1C-V5 | Solar Panels |  | 0.35 | 6 | 117 | 40 |  | Fixed | Roof
NJSTRE1545383815 | NJSRRE1542561946 | Transition Incentive Program | NORTH ARLINGTON | 7031 | 7 | 10.15 | Residential | No | Behind the Meter | Behind the Meter |  | None | Infinity Solar Systems | PSE&G | Eligible for TI Program | 2019-10-21 | 2019-10-23 | 2021-10-30 | LG | LG350N1C-V5 | Solar Panels |  | 0.35 | 8 | 117 | 30 |  | Fixed | Roof
NJSTRE1545600376 |  | Transition Incentive Program | Lakewood | 8701 | 18 | 11.84 | Residential | No | Behind the Meter | Net-metered residential rooftop and canopy |  | None | Powerlutions | JCP&L | Accepted | 2020-09-16 | 2020-09-18 | 2021-10-30 | SolarEdge | SE10000H-US | Inverters | 10 |  | 1 |  |  | 0.99 |  | Outdoor | Near Meter
NJSTRE1545600537 |  | Transition Incentive Program | Willingboro | 8046 | 13 | 7.48 | Residential | Yes | Behind the Meter | Net-metered residential rooftop and canopy |  | None | Castle Energy, LLC | PSE&G | Accepted | 2020-09-16 | 2020-09-22 | 2021-10-30 | Enphase Energy | IQ7-60-2-US | Inverters | 240 |  | 22 |  |  | 0.967 |  | Outdoor | on the rooftop under each solar panel
NJSTRE1545600596 |  | Transition Incentive Program | Pennsauken Township | 8110 | 14 | 3.85 | Residential | Yes | Behind the Meter | Net-metered residential rooftop and canopy |  | None | Pro Custom Solar dba Momentum Solar | PSE&G | Accepted | 2020-09-16 | 2020-09-21 | 2021-10-30 | Enphase | IQ7Plus-72-2-US | Inverters | 290 |  | 11 |  |  | 0.97 |  | Outdoor | Roof
NJSTRE1545600741 |  | Transition Incentive Program | Bellmawr | 8031 | 14 | 9.45 | Residential | No | Behind the Meter | Net-metered residential rooftop and canopy |  | None | Advanced Renewable Solutions | PSE&G | Accepted | 2020-09-16 | 2020-09-21 | 2021-10-30 | ENPHASE | IQ7-60-2-US | Inverters | 7200 |  | 30 |  |  | 0.976 |  | Outdoor | Micro-inverters are mounted to the underside of every s
NJSTRE1545607490 |  | Transition Incentive Program | Deptford Twp | 8080 | 15 | 4.95 | Residential | No | Behind the Meter | Net-metered residential rooftop and canopy |  | None | Green Power Energy | AC Electric | Accepted | 2020-09-17 | 2020-09-21 | 2021-10-30 | SolarEdge | SE5000H-US | Inverters | 5000 |  | 1 |  |  | 0.97 |  | Outside | next to meter
NJSTRE1545607508 |  | Transition Incentive Program | Pennsauken Twp | 8109 | 14 | 5.85 | Residential | Yes | Behind the Meter | Net-metered residential rooftop and canopy |  | None | SunnyMac LLC | PSE&G | Accepted | 2020-09-17 | 2020-09-21 | 2021-10-30 | SolarEdge | SE5000H-US | Inverters | 5000 |  | 1 |  |  | 0.99 |  | Outdoor | Next to Meter
NJSTRE1545608533 |  | Transition Incentive Program | Jackson | 8527 | 18 | 14.41 | Residential | No | Behind the Meter | Net-metered residential rooftop and canopy |  | None | Kamtech Solar Solutions | JCP&L | Accepted | 2020-09-17 | 2020-09-21 | 2021-10-30 | ENPHASE | ENPHASE IQ7XS | Inverters | 315 |  | 43 |  |  | 0.96 |  | Other | ROOF TOP
NJSTRE1545383778 | NJSRRE1542425067 | Transition Incentive Program | GALLOWAY | 8205 | 19 | 2.84 | Residential | Yes | Behind the Meter | Net-metered residential rooftop and canopy |  | None | Vivint Solar Developer, LLC | AC Electric | Accepted | 2019-09-20 | 2019-09-24 | 2021-10-30 | Hanwha | Q.PEAK BLK-G5 315 | Solar Panels |  | 0.315 | 6 | 101 | 29 |  | Fixed | Roof
NJSTRE1545383780 | NJSRRE1542574879 | Transition Incentive Program | Robbinsville Township | 8691 | 12 | 9.77 | Residential | Yes | Behind the Meter | Net-metered residential rooftop and canopy |  | None | Suntuity Solar LLC | PSE&G | Accepted | 2019-10-22 | 2019-10-24 | 2021-10-30 | Yingli Green Energy | YL315D-30b | Solar Panels |  | 0.315 | 17 | 224 | 23 |  | Fixed | Roof
NJSTRE1545383787 | NJSRRE1542460973 | Transition Incentive Program | Ridgefield | 7657 | 7 | 13.34 | Residential | Yes | Behind the Meter | Behind the Meter |  | None | Sunrun Installation Services, Inc. | PSE&G | Eligible for TI Program | 2019-09-30 | 2019-10-02 | 2021-10-30 | REC Solar | REC290TP2 BLK | Solar Panels |  | 0.29 | 18 | 127 | 27 |  | Fixed | Roof
NJSTRE1545383787 | NJSRRE1542460973 | Transition Incentive Program | Ridgefield | 7657 | 7 | 13.34 | Residential | Yes | Behind the Meter | Behind the Meter |  | None | Sunrun Installation Services, Inc. | PSE&G | Eligible for TI Program | 2019-09-30 | 2019-10-02 | 2021-10-30 | REC Solar | REC290TP2 BLK | Solar Panels |  | 0.29 | 15 | 218 | 23 |  | Fixed | Roof
NJSTRE1545383788 | NJSRRE1542445053 | Transition Incentive Program | Piscataway | 8854 | 11 | 14.84 | Residential | Yes | Behind the Meter | Behind the Meter |  | None | Pro Custom Solar dba Momentum Solar | PSE&G | Eligible for TI Program | 2019-09-26 | 2019-09-30 | 2021-10-30 | LG ELECTRONICS | LG 345N1C-V5 | Solar Panels |  | 0.345 | 18 | 76 | 26 |  | Fixed | Roof
NJSTRE1545383791 | NJSRRE1542619980 | Transition Incentive Program | Bayonne | 7002 | 8 | 11.66 | Residential | Yes | Behind the Meter | Behind the Meter |  | None | Pro Custom Solar dba Momentum Solar | PSE&G | Eligible for TI Program | 2019-10-25 | 2019-10-29 | 2021-10-30 | Hanwha | Q.Peak DUO BLK-G5 315 | Solar Panels |  | 0.315 | 25 | 123 | 15 |  | Fixed | Roof
NJSTRE1545607564 |  | Transition Incentive Program | South Seaville | 8246 | 21 | 9.52 | Residential | No | Behind the Meter | Net-metered residential rooftop and canopy |  | None | Tesla Energy Operations Inc. | AC Electric | Accepted | 2020-09-17 | 2020-09-21 | 2021-10-30 | SolarEdge Technologies | SE7600H-US [240V] | Inverters | 7600 |  | 1 |  |  | 0.99 |  | Outside | Outside
NJSTRE1545607601 |  | Transition Incentive Program | WESTAMPTON | 8060 | 13 | 14.95 | Residential | Yes | Behind the Meter | Net-metered residential rooftop and canopy |  | None | Vivint Solar Developer, LLC | PSE&G | Accepted | 2020-09-23 | 2020-09-23 | 2021-10-30 | SOLAREDGE | SE7600H-US | Inverters | 7600 |  | 1 |  |  | 0.992 |  | Outdoor | Near the Utility Meter
NJSTRE1545607611 |  | Transition Incentive Program | Livingston Twp | 7039 | 9 | 9.36 | Residential | No | Behind the Meter | Net-metered residential rooftop and canopy |  | None | Green Power energy | PSE&G | Accepted | 2020-09-17 | 2020-09-21 | 2021-10-30 | Enphase Energy | IQ7PLUS-72-2-US | Inverters | 290 |  | 30 |  |  | 0.975 |  | Outside | 0.97
NJSTRE1545608622 |  | Transition Incentive Program | Pleasantville | 8232 | 19 | 5.89 | Residential | Yes | Behind the Meter | Net-metered residential rooftop and canopy |  | None | Castle Energy, LLC | AC Electric | Accepted | 2020-09-17 | 2020-09-21 | 2021-10-30 | SunPower | SPR-E20-327-E-AC | Inverters | 320 |  | 18 |  |  | 0.967 |  | Outdoor | on the rooftop under each solar panel
NJSTRE1545608713 |  | Transition Incentive Program | Mount Laurel | 8054 | 13 | 212.5 | Commercial | No | Behind the Meter | Net-metered non-residential rooftop and canopy |  | None | INDEPENDENCE SOLAR, LLC | PSE&G | Accepted | 2020-09-22 | 2020-09-22 | 2021-10-30 | SolarEdge | SE33.3KUS | Inverters | 167 |  | 2 |  |  | 0.595 |  | Outdoor | outdoor
NJSTRE1545609064 | NJSRRE1542476035 | Transition Incentive Program | Roselle | 7203 | 10 | 5.25 | Residential | Yes | Behind the Meter | Net-metered residential rooftop and canopy |  | None | Pro Custom Solar dba Momentum Solar | PSE&G | Final As-Built Received | 2019-10-01 | 2019-10-03 | 2021-10-30 | Enphase Energy | IQ7-60-2-US | Inverters | 240 |  | 15 |  |  | 0.97 |  | Outdoor | Roof
NJSTRE1545609075 | NJSRRE1543513019 | Transition Incentive Program | North Bergen | 7047 | 8 | 9.32 | Residential | Yes | Behind the Meter | Net-metered residential rooftop and canopy |  | None | Pro Custom Solar dba Momentum Solar | PSE&G | Final As-Built Received | 2019-12-11 | 2019-12-16 | 2021-10-30 | Enphase Energy | IQ7Plus-72-2-US | Inverters | 290 |  | 27 |  |  | 0.97 |  | Outdoor | Roof
NJSTRE1545609083 | NJSRRE1544538195 | Transition Incentive Program | Rahway | 7065 | 10 | 14.15 | Residential | Yes | Behind the Meter | Net-metered residential rooftop and canopy |  | None | Sunrun Installation Services, Inc. | PSE&G | Final As-Built Received | 2020-02-25 | 2020-02-28 | 2021-10-30 | Enphase Energy | IQ7PLUS-72-x-US (240V) | Inverters | 290 |  | 41 |  |  | 0.96 |  | Outdoor | Rooftop
NJSTRE1545610776 |  | Transition Incentive Program | FAIRFIELD | 7004 | 9 | 15.93 | Residential | Yes | Behind the Meter | Net-metered residential rooftop and canopy |  | None | Vivint Solar Developer, LLC | PSE&G | Accepted | 2020-09-21 | 2020-09-22 | 2021-10-30 | Solar Edge | SE7600H-US | Inverters | 7600 |  | 1 |  |  | 0.992 |  | Outdoor | Near the Utility Meter
NJSTRE1545612762 |  | Transition Incentive Program | neptune | 7753 | 17 | 9.6 | Residential | No | Behind the Meter | Net-metered residential rooftop and canopy |  | None | Hytek Energy | JCP&L | Final As-Built Received | 2020-09-18 | 2020-09-22 | 2021-10-30 | solaredge | se7600h | Inverters | 7600 |  | 1 |  |  | 0.98 |  | Outside | side of house
NJSTRE1545612827 |  | Transition Incentive Program | Linden | 7036 | 10 | 7.04 | Residential | No | Behind the Meter | Net-metered residential rooftop and canopy |  | None | New Jersey Suntech | PSE&G | Accepted | 2020-09-18 | 2020-09-22 | 2021-10-30 | Solaredge | SE6000-US | Inverters | 6000 |  | 1 |  |  | 0.98 |  | Outside | Side of house
NJSTRE1545609035 |  | Transition Incentive Program | Barnegat | 8005 | 18 | 4.69 | Residential | No | Behind the Meter | Net-metered residential rooftop and canopy |  | None | Seabright Solar | JCP&L | Accepted | 2020-09-17 | 2020-09-22 | 2021-10-30 | Enphase | IQ7XS-96-ACM-US | Inverters | 0.315 |  | 14 |  |  | 0.99 |  | Outside | Roof
NJSTRE1545609221 |  | Transition Incentive Program | ENGLEWOOD | 7631 | 7 | 5.85 | Residential | Yes | Behind the Meter | Net-metered residential rooftop and canopy |  | None | Vivint Solar Developer, LLC | PSE&G | Accepted | 2020-09-21 | 2020-09-22 | 2021-10-30 | Solar Edge | SE7600H-US | Inverters | 7600 |  | 1 |  |  | 0.992 |  | Outdoor | Near the Utility Meter
NJSTRE1545609255 | NJSRRE1544428573 | Transition Incentive Program | Ocean City | 8226 | 21 | 5.89 | Residential | Yes | Behind The Meter | Behind the Meter |  | None | Sunrun Installation Services, Inc. | AC Electric | Eligible for TI Program | 2020-02-10 | 2020-02-12 | 2021-10-30 | Delta Electronics | M5-TL-US | Inverters | 4800 |  | 1 |  |  | 0.96 |  | Outdoor | Next To Meter
NJSTRE1545612883 |  | Transition Incentive Program | Rutherford | 7070 | 7 | 6.5 | Residential | Yes | Behind the Meter | Net-metered residential rooftop and canopy |  | None | Vivint Solar Developer, LLC | PSE&G | Accepted | 2020-09-21 | 2020-09-22 | 2021-10-30 | Solar Edge | SE7600H-US | Inverters | 7600 |  | 1 |  |  | 0.992 |  | Outdoor | Near the Utility Meter
NJSTRE1545612982 |  | Transition Incentive Program | Jackson | 8527 | 18 | 12.58 | Residential | Yes | Behind the Meter | Net-metered residential rooftop and canopy |  | None | Trinity Solar | JCP&L | Accepted | 2020-09-18 | 2020-09-22 | 2021-10-30 | Solar Edge | SE10000 | Inverters | 10000 |  | 1 |  |  | 0.97 |  | Outside | side of home
NJSTRE1545383739 | NJSRRE1542525328 | Transition Incentive Program | Englishtown | 7726 | 17 | 13.86 | Residential | Yes | Behind the Meter | Behind the Meter |  | None | Pro Custom Solar dba Momentum Solar | JCP&L | Eligible for TI Program | 2019-10-10 | 2019-10-14 | 2021-10-30 | HANWHA | Q.PEAK DUO BLK-G5 315 | Solar Panels |  | 0.315 | 29 | 96 | 21 |  | Fixed | Roof
NJSTRE1545383743 | NJSRRE1542576204 | Transition Incentive Program | Morganville | 7751 | 17 | 17.11 | Residential | Yes | Behind the Meter | Behind the Meter |  | None | Sunrun Installation Services, Inc. | JCP&L | Eligible for TI Program | 2019-10-22 | 2019-10-24 | 2021-10-30 | REC Solar | REC290TP2 BLK | Solar Panels |  | 0.29 | 10 | 60 | 30 |  | Fixed | Roof
NJSTRE1545383752 | NJSRRE1542461230 | Transition Incentive Program | Newton | 7860 | 1 | 13.46 | Residential | Yes | Behind the Meter | Behind the Meter |  | None | Pro Custom Solar dba Momentum Solar | JCP&L | Eligible for TI Program | 2019-09-30 | 2019-10-02 | 2021-10-30 | LG ELECTRONICS | LG 345N1C-V5 | Solar Panels |  | 0.345 | 17 | 49 | 25 |  | Fixed | Roof
NJSTRE1545383756 | NJSRRE1543067530 | Transition Incentive Program | Paterson | 7504 | 6 | 11.03 | Residential | Yes | Behind the Meter | Behind the Meter |  | None | Pro Custom Solar dba Momentum Solar | PSE&G | Eligible for TI Program | 2019-11-12 | 2019-11-14 | 2021-10-30 | Hanwha | Q.Peak DUO BLK-G5 315 | Solar Panels |  | 0.315 | 4 | 279 | 10 |  | Fixed | Roof
NJSTRE1545383762 | NJSRRE1542461467 | Transition Incentive Program | PENNSAUKEN | 8109 | 14 | 6.3 | Residential | Yes | Behind the Meter | Net-metered residential rooftop and canopy |  | None | Vivint Solar Developer, LLC | PSE&G | Accepted | 2019-09-30 | 2019-10-02 | 2021-10-30 | Hanwha | Q.PEAK DUO BLK-G5 315w | Solar Panels |  | 0.315 | 12 | 55 | 21 |  | Fixed | Roof
NJSTRE1545383763 | NJSRRE1542476055 | Transition Incentive Program | Perth Amboy | 8861 | 11 | 7.94 | Residential | Yes | Behind the Meter | Behind the Meter |  | None | Pro Custom Solar dba Momentum Solar | PSE&G | Eligible for TI Program | 2019-10-01 | 2019-10-03 | 2021-10-30 | LG ELECTRONICS | LG 345N1C-V5 | Solar Panels |  | 0.345 | 6 | 230 | 30 |  | Fixed | Roof
NJSTRE1545383768 | NJSRRE1542447406 | Transition Incentive Program | Ridgewood | 7450 | 7 | 8.97 | Residential | Yes | Behind the Meter | Behind the Meter |  | None | Pro Custom Solar dba Momentum Solar | PSE&G | Eligible for TI Program | 2019-09-27 | 2019-10-01 | 2021-10-30 | LG ELECTRONICS | LG 345N1C-V5 | Solar Panels |  | 0.345 | 3 | 25 | 20 |  | Fixed | Roof
NJSTRE1545383775 | NJSRRE1542492987 | Transition Incentive Program | Maplewood | 7040 | 9 | 4.49 | Residential | No | Behind the Meter | Behind the Meter |  | None | Pro Custom Solar dba Momentum Solar | PSE&G | Eligible for TI Program | 2019-10-02 | 2019-10-04 | 2021-10-30 | LG ELECTRONICS | LG 345N1C-V5 | Solar Panels |  | 0.345 | 4 | 250 | 0.97 |  | Fixed | Roof
NJSTRE1545383763 | NJSRRE1542476055 | Transition Incentive Program | Perth Amboy | 8861 | 11 | 7.94 | Residential | Yes | Behind the Meter | Behind the Meter |  | None | Pro Custom Solar dba Momentum Solar | PSE&G | Eligible for TI Program | 2019-10-01 | 2019-10-03 | 2021-10-30 | LG ELECTRONICS | LG 345N1C-V5 | Solar Panels |  | 0.345 | 17 | 50 | 15 |  | Fixed | Roof
NJSTRE1545383768 | NJSRRE1542447406 | Transition Incentive Program | Ridgewood | 7450 | 7 | 8.97 | Residential | Yes | Behind the Meter | Behind the Meter |  | None | Pro Custom Solar dba Momentum Solar | PSE&G | Eligible for TI Program | 2019-09-27 | 2019-10-01 | 2021-10-30 | LG ELECTRONICS | LG 345N1C-V5 | Solar Panels |  | 0.345 | 3 | 206 | 26 |  | Fixed | Roof
NJSTRE1545383775 | NJSRRE1542492987 | Transition Incentive Program | Maplewood | 7040 | 9 | 4.49 | Residential | No | Behind the Meter | Behind the Meter |  | None | Pro Custom Solar dba Momentum Solar | PSE&G | Eligible for TI Program | 2019-10-02 | 2019-10-04 | 2021-10-30 | LG ELECTRONICS | LG 345N1C-V5 | Solar Panels |  | 0.345 | 9 | 40 | 11 |  | Fixed | Roof
NJSTRE1545383781 | NJSRRE1542476122 | Transition Incentive Program | Montclair TWP | 7042 | 9 | 3.9 | Residential | No | Behind the Meter | Net-metered residential rooftop and canopy |  | None | Tesla Energy Operations Inc | PSE&G | Accepted | 2019-10-01 | 2019-10-03 | 2021-10-30 | SolarCity Standard | SC325 | Solar Panels |  | 0.325 | 12 | 178 | 18 |  | Fixed | Roof
NJSTRE1545383786 | NJSRRE1542512877 | Transition Incentive Program | Perth Amboy | 8861 | 11 | 6.56 | Residential | No | Behind the Meter | Behind the Meter |  | None | Pro Custom Solar dba Momentum Solar | PSE&G | Eligible for TI Program | 2019-10-07 | 2019-10-10 | 2021-10-30 | LG ELECTRONICS | LG 345N1C-V5 | Solar Panels |  | 0.345 | 8 | 114 | 23 |  | Fixed | Roof
NJSTRE1545383793 | NJSRRE1543066255 | Transition Incentive Program | marlboro | 7746 | 17 | 7.37 | Residential | No | Behind the Meter | Net-metered residential rooftop and canopy |  | None | Morgan Associates and Consulting LLC | JCP&L | Accepted |  | 2019-11-14 | 2021-10-30 | LG | LG 335 | Solar Panels |  | 0.335 | 22 | 171 | 14 |  | Fixed | Roof
NJSTRE1545383799 | NJSRRE1542625308 | Transition Incentive Program | East Orange | 7017 | 9 | 2.52 | Residential | Yes | Behind the Meter | Behind the Meter |  | None | Trinity Solar | PSE&G | Eligible for TI Program | 2019-10-25 | 2019-10-29 | 2021-10-30 | Hanwha | Q.PEAK DUO BLK-G5 315 | Solar Panels |  | 0.315 | 5 | 254 | 44 |  | Fixed | Roof
NJSTRE1545383803 | NJSRRE1542505498 | Transition Incentive Program | Teaneck | 7666 | 7 | 8.7 | Residential | Yes | Behind the Meter | Behind the Meter |  | None | Sunrun Installation Services, Inc. | PSE&G | Eligible for TI Program | 2019-10-04 | 2019-10-08 | 2021-10-30 | REC Solar | REC290TP2 BLK | Solar Panels |  | 0.29 | 6 | 295 | 43 |  | Fixed | Roof
NJSTRE1545383803 | NJSRRE1542505498 | Transition Incentive Program | Teaneck | 7666 | 7 | 8.7 | Residential | Yes | Behind the Meter | Behind the Meter |  | None | Sunrun Installation Services, Inc. | PSE&G | Eligible for TI Program | 2019-10-04 | 2019-10-08 | 2021-10-30 | REC Solar | REC290TP2 BLK | Solar Panels |  | 0.29 | 24 | 115 | 43 |  | Fixed | Roof
NJSTRE1545383808 | NJSRRE1542584417 | Transition Incentive Program | PENNSAUKEN | 8109 | 14 | 5.99 | Residential | Yes | Behind the Meter | Net-metered residential rooftop and canopy |  | None | Vivint Solar Developer, LLC | PSE&G | Accepted |  | 2019-10-29 | 2021-10-30 | Hanwha | Q.PEAK BLK-G5 315 | Solar Panels |  | 0.315 | 8 | 262 | 45 |  | Fixed | Roof
NJSTRE1545383814 | NJSRRE1542431353 | Transition Incentive Program | South Orange | 7079 | 9 | 7.94 | Residential | Yes | Behind the Meter | Behind the Meter |  | None | Pro Custom Solar dba Momentum Solar | PSE&G | Eligible for TI Program | 2019-09-24 | 2019-09-26 | 2021-10-30 | LG ELECTRONICS | LG 345N1C-V5 | Solar Panels |  | 0.345 | 17 | 120 | 23 |  | Fixed | Roof
NJSTRE1545383835 | NJSRRE1542460940 | Transition Incentive Program | East Orange | 7018 | 9 | 7.25 | Residential | Yes | Behind the Meter | Behind the Meter |  | None | Trinity Solar | PSE&G | Eligible for TI Program | 2019-09-30 | 2019-11-07 | 2021-10-30 | Hanwha | Q.PEAK DUO BLK-G5 315 | Solar Panels |  | 0.315 | 10 | 112 | 40 |  | Fixed | Roof
NJSTRE1545383840 | NJSRRE1542523639 | Transition Incentive Program | Trenton | 8618 | 12 | 22.68 | Residential | No | Behind the Meter | Net-metered residential rooftop and canopy |  | None | Suntuity Solar LLC | PSE&G | Accepted | 2019-10-10 | 2019-10-14 | 2021-10-30 | Yingli Green Energy | YL315D-30b | Solar Panels |  | 0.315 | 12 | 231 | 29 |  | Fixed | Roof
NJSTRE1545383807 | NJSRRE1542553553 | Transition Incentive Program | Newark | 7106 | 9 | 9.66 | Residential | Yes | Behind the Meter | Behind the Meter |  | None | Pro Custom Solar dba Momentum Solar | PSE&G | Eligible for TI Program | 2019-10-17 | 2019-10-21 | 2021-10-30 | LG Electrics | LG 345N1C-V5 | Solar Panels |  | 0.345 | 20 | 121 | 40 |  | Fixed | Roof
NJSTRE1545383815 | NJSRRE1542561946 | Transition Incentive Program | NORTH ARLINGTON | 7031 | 7 | 10.15 | Residential | No | Behind the Meter | Behind the Meter |  | None | Infinity Solar Systems | PSE&G | Eligible for TI Program | 2019-10-21 | 2019-10-23 | 2021-10-30 | LG | LG350N1C-V5 | Solar Panels |  | 0.35 | 2 | 207 | 25 |  | Fixed | Roof
NJSTRE1545383821 | NJSRRE1543182809 | Transition Incentive Program | Ewing Township | 8618 | 12 | 4.75 | Residential | No | Behind the Meter | Behind the Meter |  | None | Sunrun Installation Services, Inc. | PSE&G | Eligible for TI Program | 2019-11-13 | 2019-11-18 | 2021-10-30 | LG Electronics | LG365Q1C-V5 | Solar Panels |  | 0.365 | 7 | 267 | 23 |  | Fixed | Roof
NJSTRE1545383828 | NJSRRE1542525216 | Transition Incentive Program | LINWOOD | 8221 | 19 | 3.78 | Residential | Yes | Behind the Meter | Net-metered residential rooftop and canopy |  | None | Vivint Solar Developer, LLC | AC Electric | Accepted | 2019-10-10 | 2019-10-14 | 2021-10-30 | Hanwha | Q.PEAK BLK-G5 315 | Solar Panels |  | 0.315 | 12 | 301 | 21 |  | Fixed | Roof
NJSTRE1545383834 | NJSRRE1542461256 | Transition Incentive Program | Washington | 7676 | 7 | 10.7 | Residential | Yes | Behind the Meter | Behind the Meter |  | None | Pro Custom Solar dba Momentum Solar | PSE&G | Eligible for TI Program | 2019-09-30 | 2019-10-02 | 2021-10-30 | LG ELECTRONICS | LG 345N1C-V5 | Solar Panels |  | 0.345 | 12 | 178 | 24 |  | Fixed | Roof
NJSTRE1545383838 | NJSRRE1543384174 | Transition Incentive Program | PENNINGTON | 8534 | 12 | 17.64 | Residential | Yes | Behind the Meter | Net-metered residential rooftop and canopy |  | None | Vivint Solar Developer, LLC | PSE&G | Accepted | 2019-11-18 | 2019-11-20 | 2021-10-30 | HANWHA SOLAR | Q.PEAK BLK-G5 315 | Solar Panels |  | 0.315 | 9 | 149 | 27 |  | Fixed | Roof
NJSTRE1545383849 | NJSRRE1542589865 | Transition Incentive Program | Monroe Township | 8831 | 11 | 17.49 | Residential | No | Behind the Meter | Behind the Meter |  | None | Green Power Energy | JCP&L | Eligible for TI Program | 2019-10-25 | 2019-10-29 | 2021-10-30 | Panasonic | VBHN330SA17 | Solar Panels |  | 0.33 | 53 | 188 | 27 |  | Fixed | Roof
NJSTRE1545607405 |  | Transition Incentive Program | Wildwood Crest | 8260 | 21 | 5.44 | Residential | No | Behind the Meter | Net-metered residential rooftop and canopy |  | None | Maier Solar Engineering dba Solar Me | AC Electric | Accepted | 2020-09-17 | 2020-09-23 | 2021-10-30 | Enphase | IQ7+ | Inverters | 290 |  | 16 |  |  | 0.96 |  | Outdoor | Next to meter
NJSTRE1545607444 |  | Transition Incentive Program | West Orange | 7052 | 9 | 4.08 | Residential | Yes | Behind the Meter | Net-metered residential rooftop and canopy |  | None | Trinity Solar | PSE&G | Accepted | 2020-09-17 | 2020-09-21 | 2021-10-30 | SOLAR EDGE | SE3800H-US | Inverters | 3800 |  | 1 |  |  | 0.97 |  | Outside | SIDE OF HOME
NJSTRE1545607458 |  | Transition Incentive Program | Atco | 8004 | 14 | 10.54 | Residential | Yes | Behind the Meter | Net-metered residential rooftop and canopy |  | None | Trinity Solar | AC Electric | Accepted | 2020-09-17 | 2020-09-21 | 2021-10-30 | SOLAR EDGE | SE10000H-US | Inverters | 10000 |  | 1 |  |  | 0.97 |  | Outside | SIDE OF HOME
NJSTRE1545607535 |  | Transition Incentive Program | Wall | 7719 | 17 | 7.04 | Residential | No | Behind the Meter | Net-metered residential rooftop and canopy |  | None | Reliable Power and Solar | JCP&L | Accepted | 2020-09-17 | 2020-09-21 | 2021-10-30 | Generac | APKE00014 | Inverters | 7600 |  | 1 |  |  | 0.97 |  | Outdoor | outside
NJSTRE1545383770 | NJSRRE1542625116 | Transition Incentive Program | East Orange | 7017 | 9 | 2.84 | Residential | Yes | Behind the Meter | Behind the Meter |  | None | Trinity Solar | PSE&G | Eligible for TI Program | 2019-10-25 | 2019-10-29 | 2021-10-30 | Hanwha | Q.PEAK DUO BLK-G5 315 | Solar Panels |  | 0.315 | 4 | 164 | 14 |  | Fixed | Roof
NJSTRE1545383774 | NJSRRE1543058109 | Transition Incentive Program | Forked River | 8731 | 18 | 5.67 | Residential | Yes | Behind the Meter | Behind the Meter |  | None | Pro Custom Solar dba Momentum Solar | JCP&L | Eligible for TI Program | 2019-11-08 | 2019-11-13 | 2021-10-30 | Hanwha | Q.Peak DUO BLK-G5 315 | Solar Panels |  | 0.315 | 12 | 148 | 18 |  | Fixed | Roof
NJSTRE1545383782 | NJSRRE1543046233 | Transition Incentive Program | Long Hil | 7980 | 3 | 8.18 | Residential | Yes | Behind the Meter | Net-metered residential rooftop and canopy |  | None | SunPower Capital LLC | JCP&L | Accepted | 2019-11-26 | 2019-11-26 | 2021-10-30 | sunpower | e20-327-e-ac | Solar Panels |  | 0.327 | 4 | 173 | 30 |  | Fixed | Roof
NJSTRE1545383785 | NJSRRE1542544458 | Transition Incentive Program | East Orange | 7017 | 9 | 9.66 | Residential | Yes | Behind the Meter | Behind the Meter |  | None | Pro Custom Solar dba Momentum Solar | PSE&G | Eligible for TI Program | 2019-10-15 | 2019-10-17 | 2021-10-30 | LG ELECTRONICS | LG 345N1C-V5 | Solar Panels |  | 0.345 | 10 | 105 | 3 |  | Fixed | Roof
NJSTRE1545383786 | NJSRRE1542512877 | Transition Incentive Program | Perth Amboy | 8861 | 11 | 6.56 | Residential | No | Behind the Meter | Behind the Meter |  | None | Pro Custom Solar dba Momentum Solar | PSE&G | Eligible for TI Program | 2019-10-07 | 2019-10-10 | 2021-10-30 | LG ELECTRONICS | LG 345N1C-V5 | Solar Panels |  | 0.345 | 11 | 295 | 23 |  | Fixed | Roof
NJSTRE1545383794 | NJSRRE1542505482 | Transition Incentive Program | Barnegat | 8005 | 18 | 9.57 | Residential | Yes | Behind the Meter | Behind the Meter |  | None | Sunrun Installation Services, Inc. | AC Electric | Eligible for TI Program | 2019-10-04 | 2019-10-08 | 2021-10-30 | REC Solar | REC290TP2 BLK | Solar Panels |  | 0.29 | 10 | 304 | 34 |  | Fixed | Roof
NJSTRE1545383796 | NJSRRE1542568759 | Transition Incentive Program | HEWITT | 7421 | 6 | 12.6 | Residential | Yes | Behind the Meter | Net-metered residential rooftop and canopy |  | None | Vivint Solar Developer, LLC | Orange Rockland Electric | Accepted | 2019-10-21 | 2019-10-23 | 2021-10-30 | Hanwha | Q.PEAK BLK-G5 315 | Solar Panels |  | 0.315 | 22 | 127 | 23 |  | Fixed | Roof
NJSTRE1545383797 | NJSRRE1542553278 | Transition Incentive Program | LINWOOD | 8221 | 19 | 14.49 | Residential | Yes | Behind the Meter | Net-metered residential rooftop and canopy |  | None | Vivint Solar Developer, LLC | AC Electric | Accepted | 2019-10-17 | 2019-10-21 | 2021-10-30 | HANWHA SOLAR | Q.PEAK BLK-G5 315 | Solar Panels |  | 0.315 | 24 | 302 | 28 |  | Fixed | Roof
NJSTRE1545383805 | NJSRRE1542528487 | Transition Incentive Program | Passaic City | 7055 | 6 | 6.38 | Residential | Yes | Behind the Meter | Behind the Meter |  | None | Sunrun Installation Services, Inc. | PSE&G | Eligible for TI Program | 2019-10-11 | 2019-10-15 | 2021-10-30 | REC Solar | REC290TP2 BLK | Solar Panels |  | 0.29 | 1 | 313 | 27 |  | Fixed | Roof
NJSTRE1545383807 | NJSRRE1542553553 | Transition Incentive Program | Newark | 7106 | 9 | 9.66 | Residential | Yes | Behind the Meter | Behind the Meter |  | None | Pro Custom Solar dba Momentum Solar | PSE&G | Eligible for TI Program | 2019-10-17 | 2019-10-21 | 2021-10-30 | LG Electronics | LG 345N1C-V5 | Solar Panels |  | 0.345 | 6 | 301 | 23 |  | Fixed | Roof
NJSTRE1545383814 | NJSRRE1542431353 | Transition Incentive Program | South Orange | 7079 | 9 | 7.94 | Residential | Yes | Behind the Meter | Behind the Meter |  | None | Pro Custom Solar dba Momentum Solar | PSE&G | Eligible for TI Program | 2019-09-24 | 2019-09-26 | 2021-10-30 | LG ELECTRONICS | LG 345N1C-V5 | Solar Panels |  | 0.345 | 6 | 210 | 23 |  | Fixed | Roof
NJSTRE1545383816 | NJSRRE1542510396 | Transition Incentive Program | Whippany | 7981 | 3 | 10.73 | Residential | Yes | Behind the Meter | Behind the Meter |  | None | Sunrun Installation Services, Inc. | JCP&L | Eligible for TI Program | 2019-10-05 | 2019-10-09 | 2021-10-30 | REC Solar | REC290TP2 BLK | Solar Panels |  | 0.29 | 16 | 126 | 23 |  | Fixed | Roof
NJSTRE1545383800 | NJSRRE1542430757 | Transition Incentive Program | HAMILTON TWP MER | 8629 | 12 | 6.87 | Residential | Yes | Behind the Meter | Net-metered residential rooftop and canopy |  | None | Vision Solar LLC | PSE&G | Accepted | 2019-09-24 | 2019-09-25 | 2021-10-30 | sunpower | e20-327-e-ac | Solar Panels |  | 0.327 | 3 | 141 | 32 |  | Fixed | Roof
NJSTRE1545383801 | NJSRRE1542580040 | Transition Incentive Program | Palermo | 8223 | 21 | 9.57 | Residential | Yes | Behind the Meter | Behind the Meter |  | None | Sunrun Installation Services, Inc. | AC Electric | Eligible for TI Program | 2019-10-23 | 2019-10-25 | 2021-10-30 | REC Solar | REC290TP2 BLK | Solar Panels |  | 0.29 | 3 | 228 | 18 |  | Fixed | Roof
NJSTRE1545383802 | NJSRRE1542559520 | Transition Incentive Program | Whiting | 8759 | 18 | 14.6 | Residential | Yes | Behind the Meter | Behind the Meter |  | None | Sunrun Installation Services, Inc. | JCP&L | Eligible for TI Program | 2019-10-18 | 2019-10-22 | 2021-10-30 | LG Electronics | LG365Q1C-V5 | Solar Panels |  | 0.365 | 22 | 100 | 34 |  | Fixed | Roof
NJSTRE1545383810 | NJSRRE1542497303 | Transition Incentive Program | Atco | 8004 | 14 | 7.44 | Residential | Yes | Behind the Meter | Behind the Meter |  | None | 1st Light Energy Inc | AC Electric | Eligible for TI Program | 2019-10-02 | 2019-10-04 | 2021-10-30 | Longi | MODULE LR6-60HPB-310M | Solar Panels |  | 0.31 | 16 | 29 | 18 |  | Fixed | Roof
NJSTRE1545383812 | NJSRRE1542423001 | Transition Incentive Program | KEYPORT | 7735 | 17 | 6.3 | Residential | Yes | Behind the Meter | Net-metered residential rooftop and canopy |  | None | Vivint Solar Developer, LLC | JCP&L | Accepted | 2019-09-19 | 2019-09-23 | 2021-10-30 | Hanwha | Q.PEAK BLK-G5 315 | Solar Panels |  | 0.315 | 6 | 307 | 22 |  | Fixed | Roof
NJSTRE1545383819 | NJSRRE1542481272 | Transition Incentive Program | Manahawkin | 8050 | 18 | 6.67 | Residential | Yes | Behind the Meter | Behind the Meter |  | None | Sunrun Installation Services, Inc. | AC Electric | Eligible for TI Program | 2019-10-01 | 2019-10-03 | 2021-10-30 | REC Solar | REC290TP2 BLK | Solar Panels |  | 0.29 | 4 | 173 | 34 |  | Fixed | Roof
NJSTRE1545383831 | NJSRRE1542431363 | Transition Incentive Program | Randolph | 7869 | 3 | 11.6 | Residential | Yes | Behind the Meter | Behind the Meter |  | None | Sunrun Installation Services, Inc. | JCP&L | Eligible for TI Program | 2019-09-24 | 2019-09-26 | 2021-10-30 | REC Solar | REC290TP2 BLK | Solar Panels |  | 0.29 | 26 | 188 | 23 |  | Fixed | Roof
NJSTRE1545383832 | NJSRRE1542559533 | Transition Incentive Program | Long Valley | 7853 | 3 | 13.92 | Residential | Yes | Behind the Meter | Behind the Meter |  | None | Sunrun Installation Services, Inc. | JCP&L | Eligible for TI Program | 2019-10-18 | 2019-10-22 | 2021-10-30 | REC Solar | REC290TP2 BLK | Solar Panels |  | 0.29 | 40 | 239 | 34 |  | Fixed | Roof
NJSTRE1545383834 | NJSRRE1542461256 | Transition Incentive Program | Washington | 7676 | 7 | 10.7 | Residential | Yes | Behind the Meter | Behind the Meter |  | None | Pro Custom Solar dba Momentum Solar | PSE&G | Eligible for TI Program | 2019-09-30 | 2019-10-02 | 2021-10-30 | LG ELECTRONICS | LG 345N1C-V5 | Solar Panels |  | 0.345 | 13 | 268 | 24 |  | Fixed | Roof
NJSTRE1545383842 | NJSRRE1543067839 | Transition Incentive Program | Caldwell | 7006 | 9 | 6.56 | Residential | Yes | Behind the Meter | Behind the Meter |  | None | Pro Custom Solar dba Momentum Solar | PSE&G | Eligible for TI Program | 2019-11-12 | 2019-11-15 | 2021-10-30 | LG Electronics | LG 345N1C-V5 | Solar Panels |  | 0.345 | 9 | 138 | 29 |  | Fixed | Roof
NJSTRE1545383844 | NJSRRE1542443612 | Transition Incentive Program | Franklin Lakes | 7417 | 7 | 8.18 | Residential | Yes | Behind the Meter | Behind the Meter |  | None | Kamtech Solar Solutions | Orange Rockland Electric | Eligible for TI Program | 2019-09-26 | 2019-09-30 | 2021-10-30 | Sunpower Corporation | e20-327-a-ac | Solar Panels |  | 0.327 | 17 | 314 | 32 |  | Fixed | Roof
NJSTRE1545383855 | NJSRRE1542589583 | Transition Incentive Program | Clifton | 7013 | 6 | 7.56 | Residential | No | Behind the Meter | Behind the Meter |  | None | Trinity Solar | PSE&G | Eligible for TI Program | 2019-10-25 | 2019-10-29 | 2021-10-30 | Hanwha 315 | Q.PEAK DUO BLK-G5 315 | Solar Panels |  | 0.315 | 17 | 215 | 40 |  | Fixed | Roof
NJSTRE1545383857 | NJSRRE1543046216 | Transition Incentive Program | Bayonne | 7002 | 8 | 14.39 | Residential | No | Behind the Meter | Net-metered residential rooftop and canopy |  | None | SunPower Corporation, Systems | PSE&G | Accepted |  | 2019-11-11 | 2021-10-30 | SUNPOWER | SPR-E20-327-E-AC | Solar Panels |  | 0.327 | 21 | 270 | 20 |  | Fixed | Roof
NJSTRE1545383780 | NJSRRE1542574879 | Transition Incentive Program | Robbinsville Township | 8691 | 12 | 9.77 | Residential | Yes | Behind the Meter | Net-metered residential rooftop and canopy |  | None | Suntuity Solar LLC | PSE&G | Accepted | 2019-10-22 | 2019-10-24 | 2021-10-30 | Yingli Green Energy | YL315D-30b | Solar Panels |  | 0.315 | 14 | 224 | 23 |  | Fixed | Roof
NJSTRE1545383798 | NJSRRE1542576369 | Transition Incentive Program | RIDGEFIELD | 7657 | 7 | 6.93 | Residential | Yes | Behind the Meter | Net-metered residential rooftop and canopy |  | None | Vivint Solar Developer, LLC | PSE&G | Accepted | 2019-10-24 | 2019-10-24 | 2021-10-30 | Hanwha Solar | Q.PEAK BLK-G5 315 | Solar Panels |  | 0.315 | 22 | 127 | 18 |  | Fixed | Roof
NJSTRE1545383799 | NJSRRE1542625308 | Transition Incentive Program | East Orange | 7017 | 9 | 2.52 | Residential | Yes | Behind the Meter | Behind the Meter |  | None | Trinity Solar | PSE&G | Eligible for TI Program | 2019-10-25 | 2019-10-29 | 2021-10-30 | Hanwha | Q.PEAK DUO BLK-G5 315 | Solar Panels |  | 0.315 | 3 | 164 | 18 |  | Fixed | Roof
NJSTRE1545383802 | NJSRRE1542559520 | Transition Incentive Program | Whiting | 8759 | 18 | 14.6 | Residential | Yes | Behind the Meter | Behind the Meter |  | None | Sunrun Installation Services, Inc. | JCP&L | Eligible for TI Program | 2019-10-18 | 2019-10-22 | 2021-10-30 | LG Electronics | LG365Q1C-V5 | Solar Panels |  | 0.365 | 18 | 280 | 34 |  | Fixed | Roof
NJSTRE1545383808 | NJSRRE1542584417 | Transition Incentive Program | PENNSAUKEN | 8109 | 14 | 5.99 | Residential | Yes | Behind the Meter | Net-metered residential rooftop and canopy |  | None | Vivint Solar Developer, LLC | PSE&G | Accepted |  | 2019-10-29 | 2021-10-30 | Hanwha | Q.PEAK BLK-G5 315 | Solar Panels |  | 0.315 | 3 | 172 | 60 |  | Fixed | Roof
NJSTRE1545383831 | NJSRRE1542431363 | Transition Incentive Program | Randolph | 7869 | 3 | 11.6 | Residential | Yes | Behind the Meter | Behind the Meter |  | None | Sunrun Installation Services, Inc. | JCP&L | Eligible for TI Program | 2019-09-24 | 2019-09-26 | 2021-10-30 | REC Solar | REC290TP2 BLK | Solar Panels |  | 0.29 | 14 | 8 | 23 |  | Fixed | Roof
NJSTRE1545383836 | NJSRRE1542642844 | Transition Incentive Program | PENNSAUKEN | 8109 | 14 | 2.52 | Residential | Yes | Behind the Meter | Net-metered residential rooftop and canopy |  | None | Vivint Solar Developer, LLC | PSE&G | Accepted | 2019-10-25 | 2019-10-29 | 2021-10-30 | HANWHA SOLAR | Q.PEAK BLK-G5 315 | Solar Panels |  | 0.315 | 2 | 157 | 33 |  | Fixed | Roof
NJSTRE1545383840 | NJSRRE1542523639 | Transition Incentive Program | Trenton | 8618 | 12 | 22.68 | Residential | No | Behind the Meter | Net-metered residential rooftop and canopy |  | None | Suntuity Solar LLC | PSE&G | Accepted | 2019-10-10 | 2019-10-14 | 2021-10-30 | Yingli Green Energy | YL315D-30b | Solar Panels |  | 0.315 | 48 | 231 | 26 |  | Fixed | Roof
NJSTRE1545383840 | NJSRRE1542523639 | Transition Incentive Program | Trenton | 8618 | 12 | 22.68 | Residential | No | Behind the Meter | Net-metered residential rooftop and canopy |  | None | Suntuity Solar LLC | PSE&G | Accepted | 2019-10-10 | 2019-10-14 | 2021-10-30 | Yingli Green Energy | YL315D-30b | Solar Panels |  | 0.315 | 12 | 231 | 12 |  | Fixed | Roof
NJSTRE1545383845 | NJSRRE1542431774 | Transition Incentive Program | Burlington | 8016 | 13 | 11.39 | Residential | No | Behind the Meter | Behind the Meter |  | None | Public Service Solar | PSE&G | Eligible for TI Program | 2019-09-24 | 2019-09-26 | 2021-10-30 | LG | LG335N1K-V5 | Solar Panels |  | 0.335 | 34 | 243, 153 | 35 |  | Fixed | Roof
NJSTRE1545383853 | NJSRRE1542850382 | Transition Incentive Program | Plainfield | 7063 | 10 | 2.52 | Residential | Yes | Behind the Meter | Behind the Meter |  | None | Pro Custom Solar dba Momentum Solar | PSE&G | Eligible for TI Program | 2019-10-31 | 2019-11-04 | 2021-10-30 | HANWHA | Q.PEAK DUO BLK-G5 315 | Solar Panels |  | 0.315 | 8 | 140 | 28 |  | Fixed | Roof
NJSTRE1545383810 | NJSRRE1542497303 | Transition Incentive Program | Atco | 8004 | 14 | 7.44 | Residential | Yes | Behind the Meter | Behind the Meter |  | None | 1st Light Energy Inc | AC Electric | Eligible for TI Program | 2019-10-02 | 2019-10-04 | 2021-10-30 | Longi | MODULE LR6-60HPB-310M | Solar Panels |  | 0.31 | 8 | 209 | 18 |  | Fixed | Roof
NJSTRE1545383812 | NJSRRE1542423001 | Transition Incentive Program | KEYPORT | 7735 | 17 | 6.3 | Residential | Yes | Behind the Meter | Net-metered residential rooftop and canopy |  | None | Vivint Solar Developer, LLC | JCP&L | Accepted | 2019-09-19 | 2019-09-23 | 2021-10-30 | Hanwha Solar | Q.PEAK BLK-G5 315 | Solar Panels |  | 0.315 | 3 | 217 | 27 |  | Fixed | Roof
NJSTRE1545383815 | NJSRRE1542561946 | Transition Incentive Program | NORTH ARLINGTON | 7031 | 7 | 10.15 | Residential | No | Behind the Meter | Behind the Meter |  | None | Infinity Solar Systems | PSE&G | Eligible for TI Program | 2019-10-21 | 2019-10-23 | 2021-10-30 | LG | LG350N1C-V5 | Solar Panels |  | 0.35 | 13 | 117 | 15 |  | Fixed | Roof
NJSTRE1545383816 | NJSRRE1542510396 | Transition Incentive Program | Whippany | 7981 | 3 | 10.73 | Residential | Yes | Behind the Meter | Behind the Meter |  | None | Sunrun Installation Services, Inc. | JCP&L | Eligible for TI Program | 2019-10-05 | 2019-10-09 | 2021-10-30 | REC Solar | REC290TP2 BLK | Solar Panels |  | 0.29 | 21 | 306 | 23 |  | Fixed | Roof
NJSTRE1545383829 | NJSRRE1542685033 | Transition Incentive Program | Trenton | 8690 | 12 | 15.41 | Residential | Yes | Behind the Meter | Behind the Meter |  | None | Pro Custom Solar dba Momentum Solar | PSE&G | Eligible for TI Program | 2019-10-28 | 2019-10-30 | 2021-10-30 | LG Electronics | LG 335N1C-V5 | Solar Panels |  | 0.335 | 14 | 332 | 20 |  | Fixed | Roof
NJSTRE1545383832 | NJSRRE1542559533 | Transition Incentive Program | Long Valley | 7853 | 3 | 13.92 | Residential | Yes | Behind the Meter | Behind the Meter |  | None | Sunrun Installation Services, Inc. | JCP&L | Eligible for TI Program | 2019-10-18 | 2019-10-22 | 2021-10-30 | REC Solar | REC290TP2 BLK | Solar Panels |  | 0.29 | 8 | 58 | 34 |  | Fixed | Roof
NJSTRE1545383834 | NJSRRE1542461256 | Transition Incentive Program | Washington | 7676 | 7 | 10.7 | Residential | Yes | Behind the Meter | Behind the Meter |  | None | Pro Custom Solar dba Momentum Solar | PSE&G | Eligible for TI Program | 2019-09-30 | 2019-10-02 | 2021-10-30 | LG ELECTRONICS | LG 345N1C-V5 | Solar Panels |  | 0.345 | 3 | 88 | 22 |  | Fixed | Roof
NJSTRE1545383836 | NJSRRE1542642844 | Transition Incentive Program | PENNSAUKEN | 8109 | 14 | 2.52 | Residential | Yes | Behind the Meter | Net-metered residential rooftop and canopy |  | None | Vivint Solar Developer, LLC | PSE&G | Accepted | 2019-10-25 | 2019-10-29 | 2021-10-30 | HANWHA SOLAR | Q.PEAK BLK-G5 315 | Solar Panels |  | 0.315 | 6 | 337 | 33 |  | Fixed | Roof
NJSTRE1545383844 | NJSRRE1542443612 | Transition Incentive Program | Franklin Lakes | 7417 | 7 | 8.18 | Residential | Yes | Behind the Meter | Behind the Meter |  | None | Kamtech Solar Solutions | Orange Rockland Electric | Eligible for TI Program | 2019-09-26 | 2019-09-30 | 2021-10-30 | Sunpower Corporation | E20-327-C-AC | Solar Panels |  | 0.327 | 8 | 224 | 32 |  | Fixed | Roof
NJSTRE1545383861 | NJSRRE1542440544 | Transition Incentive Program | East Brunswick | 8816 | 11 | 13.46 | Residential | Yes | Behind the Meter | Behind the Meter |  | None | Pro Custom Solar dba Momentum Solar | PSE&G | Eligible for TI Program | 2019-09-25 | 2019-09-27 | 2021-10-30 | LG ELECTRONICS | LG 345N1C-V5 | Solar Panels |  | 0.345 | 6 | 309 | 17 |  | Fixed | Roof
NJSTRE1545383867 | NJSRRE1542561776 | Transition Incentive Program | Tuckerton | 8087 | 18 | 10.71 | Residential | Yes | Behind the Meter | Net-metered residential rooftop and canopy |  | None | Suntuity Solar LLC | AC Electric | Accepted | 2019-10-21 | 2019-10-22 | 2021-10-30 | Longi | LR6-60HPB-315M | Solar Panels |  | 0.315 | 18 | 161 | 9 |  | Fixed | Roof
NJSTRE1545383869 | NJSRRE1542687480 | Transition Incentive Program | Clifton | 7013 | 6 | 15.87 | Residential | Yes | Behind the Meter | Behind the Meter |  | None | Pro Custom Solar dba Momentum Solar | PSE&G | Eligible for TI Program | 2019-10-29 | 2019-12-18 | 2021-10-30 | LG Electronics | LG 345N1C-V5 | Solar Panels |  | 0.345 | 18 | 119 | 32 |  | Fixed | Roof
NJSTRE1545607583 |  | Transition Incentive Program | Clifton City | 7011 | 6 | 4.85 | Residential | Yes | Behind the Meter | Net-metered residential rooftop and canopy |  | None | Tesla Energy Operations Inc | PSE&G | Accepted | 2020-09-17 | 2020-09-21 | 2021-10-30 | Delta Electronics | M8-TL-US [240V] | Inverters | 7680 |  | 1 |  |  | 0.975 |  | Outdoor | Outdoor
NJSTRE1545609063 | NJSRRE1542461598 | Transition Incentive Program | Trenton | 8610 | 12 | 11.55 | Residential | Yes | Behind the Meter | Net-metered residential rooftop and canopy |  | RECO | Pro Custom Solar dba Momentum Solar | PSE&G | Final As-Built Received | 2019-09-30 | 2019-10-02 | 2021-10-30 | Enphase Energy | IQ7-60-2-US | Inverters | 240 |  | 33 |  |  | 0.97 |  | Outdoor | Roof
NJSTRE1545609080 | NJSRRE1544535607 | Transition Incentive Program | Morristown | 7960 | 3 | 3.41 | Residential | Yes | Behind the Meter | Net-metered residential rooftop and canopy |  | None | Sunrun Installation Services, Inc. | JCP&L | Final As-Built Received | 2020-02-25 | 2020-02-27 | 2021-10-30 | Enphase Energy | IQ7-60-x-US (240V) | Inverters | 240 |  | 11 |  |  | 0.96 |  | Outdoor | Rooftop
NJSTRE1545609136 |  | Transition Incentive Program | Bayonne | 7002 | 8 | 5.25 | Residential | Yes | Behind the Meter | Net-metered residential rooftop and canopy |  | None | Pro Custom Solar dba Momentum Solar | PSE&G | Accepted | 2020-09-17 | 2020-09-22 | 2021-10-30 | Enphase | IQ7PLUS-72-2-US | Inverters | 290 |  | 15 |  |  | 0.97 |  | Outdoor | Roof
NJSTRE1545609251 | NJSRRE1544535308 | Transition Incentive Program | Freehold | 7728 | 17 | 5.27 | Residential | No | Behind The Meter | Net-metered residential rooftop and canopy |  | None | Sunrun Installation Services, Inc. | JCP&L | Final As-Built Received | 2020-02-25 | 2020-02-27 | 2021-10-30 | Enphase Energy | IQ7-60-x-US (240V) | Inverters | 240 |  | 17 |  |  | 0.96 |  | Outdoor | Rooftop
NJSTRE1545612751 |  | Transition Incentive Program | WAYNE | 7470 | 6 | 14.18 | Residential | Yes | Behind the Meter | Net-metered residential rooftop and canopy |  | None | Suntuity Solar LLC | JCP&L | Accepted | 2020-09-18 | 2020-09-22 | 2021-10-30 | Enphase Energy | IQ7-60-2-US | Inverters | 240 |  | 45 |  |  | 0.97 |  | Outdoor | Behind the PV Modules
NJSTRE1545612750 |  | Transition Incentive Program | Mt Royal | 8061 | 15 | 6.3 | Residential | No | Behind the Meter | Net-metered residential rooftop and canopy |  | None | Suntuity Solar LLC | AC Electric | Accepted | 2020-09-18 | 2020-09-22 | 2021-10-30 | Enphase Energy | IQ7-60-2-US | Inverters | 240 |  | 20 |  |  | 0.97 |  | Outdoor | Behind the PV Modules
NJSTRE1545613111 |  | Transition Incentive Program | Millstone Township | 8535 | 17 | 9.52 | Residential | No | Behind the Meter | Net-metered residential rooftop and canopy |  | None | Tesla Energy Operations Inc. | JCP&L | Accepted | 2020-09-18 | 2020-09-22 | 2021-10-30 | SolarEdge Technologies | SE7600H-US [240V] | Inverters | 7600 |  | 1 |  |  | 0.99 |  | Outside | Outside
NJSTRE1545613141 |  | Transition Incentive Program | Whippany | 7981 | 3 | 4.69 | Residential | No | Behind the Meter | Net-metered residential rooftop and canopy |  | None | Seabright Solar | JCP&L | Accepted | 2020-09-18 | 2020-09-22 | 2021-10-30 | Enphase | IQ7XS-96-ACM-US | Inverters | 0.315 |  | 14 |  |  | 0.99 |  | Outside | Roof
NJSTRE1545613153 |  | Transition Incentive Program | Wallington | 7057 | 7 | 4.88 | Residential | Yes | Behind the Meter | Net-metered residential rooftop and canopy | NA | None | Sunrun Installation Services, Inc. | PSE&G | Accepted | 2020-09-18 | 2020-09-22 | 2021-10-30 | Enphase Energy | IQ7-60-x-US (240V) | Inverters | 240 |  | 16 |  |  | 0.96 |  | Outdoor | Rooftop
NJSTRE1545613281 |  | Transition Incentive Program | Pennsville | 8070 | 16 | 9.75 | Residential | No | Behind the Meter | Net-metered residential rooftop and canopy |  | None | EMT Renewables | AC Electric | Accepted | 2020-09-18 | 2020-09-22 | 2021-10-30 | Enphase | IQ7-60-H | Inverters | 240 |  | 30 |  |  | 0.97 |  | Outside | under panels
NJSTRE1545613437 |  | Transition Incentive Program | Jersey City | 7306 | 8 | 5.6 | Residential | Yes | Behind the Meter | Net-metered residential rooftop and canopy |  | None | Pro Custom Solar dba Momentum Solar | PSE&G | Accepted | 2020-09-18 | 2020-09-22 | 2021-10-30 | Enphase | IQ7PLUS-72-2-US | Inverters | 290 |  | 16 |  |  | 0.97 |  | Outdoor | Roof
NJSTRE1545600510 |  | Transition Incentive Program | Clementon | 8021 | 14 | 3.85 | Residential | Yes | Behind the Meter | Net-metered residential rooftop and canopy |  | None | Pro Custom Solar dba Momentum Solar | AC Electric | Accepted | 2020-09-16 | 2020-09-21 | 2021-10-30 | Enphase | IQ7Plus-72-2-US | Inverters | 290 |  | 11 |  |  | 0.97 |  | Outdoor | Roof
NJSTRE1545600549 |  | Transition Incentive Program | UNION | 7083 | 10 | 9.75 | Residential | Yes | Behind the Meter | Net-metered residential rooftop and canopy |  | None | Vivint Solar Developer, LLC | PSE&G | Accepted | 2020-09-21 | 2020-09-22 | 2021-10-30 | SOLAREDGE | SE7600H-US | Inverters | 7600 |  | 1 |  |  | 0.992 |  | Outdoor | Near the Utility Meter
NJSTRE1545600584 |  | Transition Incentive Program | Somerdale | 8083 | 14 | 7.32 | Residential | Yes | Behind the Meter | Net-metered residential rooftop and canopy |  | None | Sunrun Installation Services, Inc. | PSE&G | Accepted | 2020-09-16 | 2020-09-21 | 2021-10-30 | Enphase Energy | IQ7-60-x-US (240V) | Inverters | 240 |  | 24 |  |  | 0.96 |  | Outdoor | Rooftop
NJSTRE1545600589 |  | Transition Incentive Program | Woodbridge Township | 7095 | 11 | 6.1 | Residential | Yes | Behind the Meter | Net-metered residential rooftop and canopy |  | None | Sunrun Installation Services, Inc. | PSE&G | Accepted | 2020-09-16 | 2020-09-21 | 2021-10-30 | Enphase Energy | IQ7-60-x-US (240V) | Inverters | 240 |  | 20 |  |  | 0.96 |  | Outdoor | Rooftop
NJSTRE1545607524 |  | Transition Incentive Program | Elizabeth | 7206 | 10 | 5.44 | Residential | No | Behind the Meter | Net-metered residential rooftop and canopy |  | None | New Jersey Suntech | PSE&G | Accepted | 2020-09-17 | 2020-09-21 | 2021-10-30 | Solaredge | SE3800-US | Inverters | 3800 |  | 1 |  |  | 0.98 |  | Outside | Side of house
NJSTRE1545607539 |  | Transition Incentive Program | Belleville | 7109 | 9 | 6.46 | Residential | Yes | Behind the Meter | Net-metered residential rooftop and canopy |  | None | Trinity Solar | PSE&G | Accepted | 2020-09-17 | 2020-09-21 | 2021-10-30 | Solar Edge | SE5000 | Inverters | 5000 |  | 1 |  |  | 0.97 |  | Outside | side of home
NJSTRE1545607594 |  | Transition Incentive Program | Edison | 8817 | 11 | 4.27 | Residential | Yes | Behind the Meter | Net-metered residential rooftop and canopy |  | None | Sunrun Installation Services, Inc. | PSE&G | Accepted | 2020-09-17 | 2020-09-21 | 2021-10-30 | Enphase Energy | IQ7-60-x-US (240V) | Inverters | 240 |  | 13 |  |  | 0.96 |  | Outdoor | Rooftop
NJSTRE1545607619 |  | Transition Incentive Program | Buena | 8310 | 19 | 12.6 | Residential | Yes | Behind the Meter | Net-metered residential ground mount |  | None | All Season Solar | AC Electric | Accepted | 2020-09-17 | 2020-09-22 | 2021-10-30 | Enphase | IQ7 | Inverters | 240 |  | 42 |  |  | 0.97 |  | Outdoor | under module
NJSTRE1545608635 |  | Transition Incentive Program | South River | 8882 | 11 | 3.72 | Residential | No | Behind the Meter | Net-metered residential rooftop and canopy |  | None | Bright Planet Solar | South River | Accepted | 2020-09-17 | 2020-09-25 | 2021-10-30 | SOLAR EDGE | SE3000H-USRGM | Inverters | 3000 |  | 1 |  |  | 0.98 |  | Outdoor | OUTSIDE
NJSTRE1545608687 |  | Transition Incentive Program | MYSTIC ISLANDS | 8087 | 18 | 6.41 | Residential | No | Behind the Meter | Net-metered residential rooftop and canopy |  | None | Sunrun, Inc. | AC Electric | Accepted | 2020-09-17 | 2020-09-21 | 2021-10-30 | Enphase Energy | IQ7-60-x-US (240V) | Inverters | 240 |  | 21 |  |  | 0.96 |  | Outdoor | Rooftop
NJSTRE1545608769 |  | Transition Incentive Program | MAYWOOD | 7607 | 7 | 6.18 | Residential | Yes | Behind the Meter | Net-metered residential rooftop and canopy |  | None | Vivint Solar Developer, LLC | PSE&G | Accepted | 2020-09-21 | 2020-09-22 | 2021-10-30 | SOLAREDGE | SE7600H-US | Inverters | 7600 |  | 1 |  |  | 0.992 |  | Outdoor | Near the Utility Meter
NJSTRE1545609066 | NJSRRE1543067592 | Transition Incentive Program | Warren | 7059 | 5 | 23.8 | Residential | Yes | Behind the Meter | Net-metered residential rooftop and canopy |  | None | Pro Custom Solar dba Momentum Solar | JCP&L | Final As-Built Received | 2019-11-12 | 2019-11-14 | 2021-10-30 | Enphase Energy | IQ7PLUS-72-2-US | Inverters | 290 |  | 68 |  |  | 0.97 |  | Outdoor | Roof
NJSTRE1545609079 | NJSRRE1544546703 | Transition Incentive Program | Cliffside Park | 7010 | 7 | 7.04 | Residential | Yes | Behind the Meter | Net-metered residential rooftop and canopy |  | None | Pro Custom Solar dba Momentum Solar | PSE&G | Final As-Built Received | 2020-02-27 | 2020-03-03 | 2021-10-30 | Enphase Energy | IQ7-60-2-US | Inverters | 240 |  | 21 |  |  | 0.97 |  | Outdoor | roof
NJSTRE1545383827 | NJSRRE1542515237 | Transition Incentive Program | ATCO | 8004 | 14 | 2.84 | Residential | Yes | Behind the Meter | Net-metered residential rooftop and canopy |  | None | Vivint Solar Developer, LLC | AC Electric | Accepted | 2019-10-08 | 2019-10-10 | 2021-10-30 | Hanwha Solar | Q.PEAK BLK-G5 315 | Solar Panels |  | 0.315 | 2 | 193 | 33 |  | Fixed | Roof
NJSTRE1545383837 | NJSRRE1542523775 | Transition Incentive Program | Elmwood Park | 7407 | 7 | 7.25 | Residential | No | Behind the Meter | Behind the Meter |  | None | Pro Custom Solar dba Momentum Solar | PSE&G | Eligible for TI Program | 2019-10-10 | 2019-10-14 | 2021-10-30 | LG ELECTRONICS | LG 345N1C-V5 | Solar Panels |  | 0.345 | 13 | 161 | 25 |  | Fixed | Roof
NJSTRE1545383847 | NJSRRE1542501650 | Transition Incentive Program | Egg Harbor Township | 8234 | 19 | 8.12 | Residential | Yes | Behind the Meter | Behind the Meter |  | None | Sunrun Installation Services, Inc. | AC Electric | Eligible for TI Program | 2019-10-03 | 2019-10-08 | 2021-10-30 | REC Solar | REC290TP2 BLK | Solar Panels |  | 0.29 | 16 | 29 | 18 |  | Fixed | Roof
NJSTRE1545383852 | NJSRRE1543040812 | Transition Incentive Program | Pennsauken Township | 8109 | 14 | 6.2 | Residential | Yes | Behind the Meter | Net-metered residential rooftop and canopy |  | None | Palmetto Solar LLC | PSE&G | Accepted | 2019-11-06 | 2019-11-08 | 2021-10-30 | Yingli | 310D-30B | Solar Panels |  | 0.31 | 4 | 344 | 23 |  | Fixed | Roof
NJSTRE1545383859 | NJSRRE1543042442 | Transition Incentive Program | Elizabeth | 7201 | 10 | 11.03 | Residential | Yes | Behind the Meter | Behind the Meter |  | None | Vivint Solar Developer, LLC | PSE&G | Eligible for TI Program | 2019-11-07 | 2019-11-11 | 2021-10-30 | HANWHA SOLAR | Q.PEAK BLK-G5 315 | Solar Panels |  | 0.315 | 3 | 114 | 40 |  | Fixed | Roof
NJSTRE1545383860 | NJSRRE1542819503 | Transition Incentive Program | Sicklerville | 8081 | 14 | 5.23 | Residential | Yes | Behind the Meter | Net-metered residential rooftop and canopy |  | None | Vision Solar LLC | AC Electric | Accepted | 2019-10-30 | 2019-11-01 | 2021-10-30 | sunpower | e20-327-e-ac | Solar Panels |  | 0.327 | 16 | 219 | 30 |  | Fixed | Roof
NJSTRE1545383861 | NJSRRE1542440544 | Transition Incentive Program | East Brunswick | 8816 | 11 | 13.46 | Residential | Yes | Behind the Meter | Behind the Meter |  | None | Pro Custom Solar dba Momentum Solar | PSE&G | Eligible for TI Program | 2019-09-25 | 2019-09-27 | 2021-10-30 | LG ELECTRONICS | LG 345N1C-V5 | Solar Panels |  | 0.345 | 5 | 39 | 17 |  | Fixed | Roof
NJSTRE1545383869 | NJSRRE1542687480 | Transition Incentive Program | Clifton | 7013 | 6 | 15.87 | Residential | Yes | Behind the Meter | Behind the Meter |  | None | Pro Custom Solar dba Momentum Solar | PSE&G | Eligible for TI Program | 2019-10-29 | 2019-12-18 | 2021-10-30 | LG Electronics | LG 345N1C-V5 | Solar Panels |  | 0.345 | 11 | 299 | 32 |  | Fixed | Roof
NJSTRE1545383877 | NJSRRE1542445447 | Transition Incentive Program | TOTOWA | 7512 | 6 | 5.36 | Residential | Yes | Behind the Meter | Net-metered residential rooftop and canopy |  | None | Vivint Solar Developer, LLC | PSE&G | Accepted | 2019-09-26 | 2019-09-30 | 2021-10-30 | Hanwha Solar | Q.PEAK BLK-G5 315 | Solar Panels |  | 0.315 | 15 | 195 | 31 |  | Fixed | Roof
NJSTRE1545383878 | NJSRRE1542519201 | Transition Incentive Program | Guttenberg | 7093 | 8 | 13.08 | Residential | Yes | Behind the Meter | Net-metered residential rooftop and canopy |  | None | SunPower Corporation, Systems | PSE&G | Accepted |  | 2019-10-11 | 2021-10-30 | SUNPOWER | SPR-E20-327-E-AC | Solar Panels |  | 0.327 | 7 | 32 | 35 |  | Fixed | Roof
NJSTRE1545383888 | NJSRRE1543343636 | Transition Incentive Program | ELMWOOD PARK | 7407 | 7 | 15.41 | Residential | No | Behind the Meter | Behind the Meter |  | None | Infinity Solar Systems | PSE&G | Eligible for TI Program | 2019-11-15 | 2019-11-19 | 2021-10-30 | LG | LG335N1K-V5 | Solar Panels |  | 0.335 | 7 | 161 | 25 |  | Fixed | Roof
NJSTRE1545383890 | NJSRRE1542543921 | Transition Incentive Program | EGG HARBOR TWP | 8234 | 19 | 2.52 | Residential | Yes | Behind the Meter | Net-metered residential rooftop and canopy |  | None | Vivint Solar Developer, LLC | AC Electric | Accepted | 2019-10-15 | 2019-10-17 | 2021-10-30 | HANWHA SOLAR | Q.PEAK BLK-G5 315 | Solar Panels |  | 0.315 | 6 | 199 | 21 |  | Fixed | Roof
NJSTRE1545383862 | NJSRRE1542528762 | Transition Incentive Program | Brick Township | 8724 | 18 | 12.76 | Residential | Yes | Behind the Meter | Behind the Meter |  | None | Sunrun Installation Services, Inc. | JCP&L | Eligible for TI Program | 2019-10-11 | 2019-10-15 | 2021-10-30 | REC Solar | REC290TP2 BLK | Solar Panels |  | 0.29 | 26 | 142 | 18 |  | Fixed | Roof
NJSTRE1545383868 | NJSRRE1542431429 | Transition Incentive Program | NEWARK CITY | 7106 | 9 | 4.1 | Residential | No | Behind the Meter | Net-metered residential rooftop and canopy |  | None | Tesla Energy Operations | PSE&G | Accepted | 2019-09-24 | 2019-09-26 | 2021-10-30 | Hanwha Q-Cells | Q.Peak DUO BLK-G5/SC315 | Solar Panels |  | 0.315 | 13 | 112 | 34 |  | Fixed | Roof
NJSTRE1545383869 | NJSRRE1542687480 | Transition Incentive Program | Clifton | 7013 | 6 | 15.87 | Residential | Yes | Behind the Meter | Behind the Meter |  | None | Pro Custom Solar dba Momentum Solar | PSE&G | Eligible for TI Program | 2019-10-29 | 2019-12-18 | 2021-10-30 | LG Electronics | LG 345N1C-V5 | Solar Panels |  | 0.345 | 7 | 209 | 24 |  | Fixed | Roof
NJSTRE1545383872 | NJSRRE1542445188 | Transition Incentive Program | East Orange | 7017 | 9 | 12.08 | Residential | Yes | Behind the Meter | Behind the Meter |  | None | MOMENTUM CAPITAL NJ I LLC | PSE&G | Eligible for TI Program | 2019-09-26 | 2019-09-30 | 2021-10-30 | LG ELECTRONICS | LG 345N1C-V5 | Solar Panels |  | 0.345 | 12 | 246 | 40 |  | Fixed | Roof
NJSTRE1545383872 | NJSRRE1542445188 | Transition Incentive Program | East Orange | 7017 | 9 | 12.08 | Residential | Yes | Behind the Meter | Behind the Meter |  | None | MOMENTUM CAPITAL NJ I LLC | PSE&G | Eligible for TI Program | 2019-09-26 | 2019-09-30 | 2021-10-30 | LG ELECTRONICS | LG 345N1C-V5 | Solar Panels |  | 0.345 | 3 | 336 | 37 |  | Fixed | Roof
NJSTRE1545383875 | NJSRRE1542518937 | Transition Incentive Program | Little Ferry | 7643 | 7 | 8.28 | Residential | Yes | Behind the Meter | Behind the Meter |  | None | Pro Custom Solar dba Momentum Solar | PSE&G | Eligible for TI Program | 2019-10-09 | 2019-10-11 | 2021-10-30 | LG ELECTRONICS | LG 345N1C-V5 | Solar Panels |  | 0.345 | 16 | 113 | 26 |  | Fixed | Roof
NJSTRE1545383876 | NJSRRE1542687408 | Transition Incentive Program | Willingboro | 8046 | 13 | 7.88 | Residential | Yes | Behind the Meter | Behind the Meter |  | None | Pro Custom Solar dba Momentum Solar | PSE&G | Eligible for TI Program | 2019-10-29 | 2019-10-31 | 2021-10-30 | Hanwha | Q.Peak DUO BLK-G5 315 | Solar Panels |  | 0.315 | 12 | 214 | 19 |  | Fixed | Roof
NJSTRE1545383880 | NJSRRE1542556891 | Transition Incentive Program | Sicklerville | 8081 | 14 | 12.29 | Residential | Yes | Behind the Meter | Behind the Meter |  | None | Trinity Solar | AC Electric | Eligible for TI Program | 2019-10-18 | 2019-10-22 | 2021-10-30 | Hanwha 315 | Q.PEAK DUO BLK-G5 315 | Solar Panels |  | 0.315 | 9 | 293 | 30 |  | Fixed | Roof
NJSTRE1545383881 | NJSRRE1542572996 | Transition Incentive Program | BERNARDSVILLE | 7924 | 5 | 69.84 | Residential | No | Behind the Meter | Behind the Meter |  | None | SEA BRIGHT SOLAR, LLC | JCP&L | Eligible for TI Program | 2019-10-21 | 2019-10-23 | 2021-10-30 | SUNPOWER | SPR-X22-360-E-AC | Solar Panels |  | 0.36 | 194 | 150 | 2 |  | Fixed | Ground | YARD
NJSTRE1545383887 | NJSRRE1543182795 | Transition Incentive Program | Mantua | 8051 | 15 | 7.56 | Residential | Yes | Behind the Meter | Behind the Meter |  | None | Pro Custom Solar dba Momentum Solar | AC Electric | Eligible for TI Program | 2019-11-13 | 2019-11-18 | 2021-10-30 | Hanwha | Q.Peak DUO BLK-G5 315 | Solar Panels |  | 0.315 | 3 | 129 | 23 |  | Fixed | Roof
NJSTRE1545383887 | NJSRRE1543182795 | Transition Incentive Program | Mantua | 8051 | 15 | 7.56 | Residential | Yes | Behind the Meter | Behind the Meter |  | None | Pro Custom Solar dba Momentum Solar | AC Electric | Eligible for TI Program | 2019-11-13 | 2019-11-18 | 2021-10-30 | Hanwha | Q.Peak DUO BLK-G5 315 | Solar Panels |  | 0.315 | 8 | 129 | 22 |  | Fixed | Roof
NJSTRE1545383891 | NJSRRE1542428907 | Transition Incentive Program | Guttenberg | 7093 | 8 | 12.96 | Residential | Yes | Behind the Meter | Net-metered residential rooftop and canopy |  | None | Vision Solar LLC | PSE&G | Accepted | 2019-09-23 | 2019-09-25 | 2021-10-30 | sunpower | e20-327-e-ac | Solar Panels |  | 0.36 | 10 | 211 | 4 |  | Fixed | Roof
NJSTRE1545383854 | NJSRRE1542443709 | Transition Incentive Program | New Brunswick City | 8901 | 11 | 7.04 | Residential | Yes | Behind the Meter | Behind the Meter |  | None | Skyline Solar, LLC | PSE&G | Eligible for TI Program | 2019-09-26 | 2019-09-30 | 2021-10-30 | Hanwha Q-Cells | Q.PEAK DUO-G5 320 | Solar Panels |  | 0.32 | 22 | 271 | 35 |  | Fixed | Roof
NJSTRE1545383859 | NJSRRE1543042442 | Transition Incentive Program | Elizabeth | 7201 | 10 | 11.03 | Residential | Yes | Behind the Meter | Behind the Meter |  | None | Vivint Solar Developer, LLC | PSE&G | Eligible for TI Program | 2019-11-07 | 2019-11-11 | 2021-10-30 | HANWHA SOLAR | Q.PEAK BLK-G5 315 | Solar Panels |  | 0.315 | 32 | 294 | 40 |  | Fixed | Roof
NJSTRE1545383862 | NJSRRE1542528762 | Transition Incentive Program | Brick Township | 8724 | 18 | 12.76 | Residential | Yes | Behind the Meter | Behind the Meter |  | None | Sunrun Installation Services, Inc. | JCP&L | Eligible for TI Program | 2019-10-11 | 2019-10-15 | 2021-10-30 | REC Solar | REC290TP2 BLK | Solar Panels |  | 0.29 | 18 | 321 | 18 |  | Fixed | Roof
NJSTRE1545383872 | NJSRRE1542445188 | Transition Incentive Program | East Orange | 7017 | 9 | 12.08 | Residential | Yes | Behind the Meter | Behind the Meter |  | None | MOMENTUM CAPITAL NJ I LLC | PSE&G | Eligible for TI Program | 2019-09-26 | 2019-09-30 | 2021-10-30 | LG ELECTRONICS | LG 345N1C-V5 | Solar Panels |  | 0.345 | 3 | 156 | 37 |  | Fixed | Roof
NJSTRE1545383876 | NJSRRE1542687408 | Transition Incentive Program | Willingboro | 8046 | 13 | 7.88 | Residential | Yes | Behind the Meter | Behind the Meter |  | None | Pro Custom Solar dba Momentum Solar | PSE&G | Eligible for TI Program | 2019-10-29 | 2019-10-31 | 2021-10-30 | Hanwha | Q.Peak DUO BLK-G5 315 | Solar Panels |  | 0.315 | 13 | 124 | 28 |  | Fixed | Roof
NJSTRE1545383880 | NJSRRE1542556891 | Transition Incentive Program | Sicklerville | 8081 | 14 | 12.29 | Residential | Yes | Behind the Meter | Behind the Meter |  | None | Trinity Solar | AC Electric | Eligible for TI Program | 2019-10-18 | 2019-10-22 | 2021-10-30 | Hanwha 315 | Q.PEAK DUO BLK-G5 315 | Solar Panels |  | 0.315 | 14 | 293 | 30 |  | Fixed | Roof
NJSTRE1545383887 | NJSRRE1543182795 | Transition Incentive Program | Mantua | 8051 | 15 | 7.56 | Residential | Yes | Behind the Meter | Behind the Meter |  | None | Pro Custom Solar dba Momentum Solar | AC Electric | Eligible for TI Program | 2019-11-13 | 2019-11-18 | 2021-10-30 | Hanwha | Q.Peak DUO BLK-G5 315 | Solar Panels |  | 0.315 | 5 | 39 | 23 |  | Fixed | Roof
NJSTRE1545383887 | NJSRRE1543182795 | Transition Incentive Program | Mantua | 8051 | 15 | 7.56 | Residential | Yes | Behind the Meter | Behind the Meter |  | None | Pro Custom Solar dba Momentum Solar | AC Electric | Eligible for TI Program | 2019-11-13 | 2019-11-18 | 2021-10-30 | Hanwha | Q.Peak DUO BLK-G5 315 | Solar Panels |  | 0.315 | 8 | 219 | 23 |  | Fixed | Roof
NJSTRE1545383890 | NJSRRE1542543921 | Transition Incentive Program | EGG HARBOR TWP | 8234 | 19 | 2.52 | Residential | Yes | Behind the Meter | Net-metered residential rooftop and canopy |  | None | Vivint Solar Developer, LLC | AC Electric | Accepted | 2019-10-15 | 2019-10-17 | 2021-10-30 | HANWHA SOLAR | Q.PEAK BLK-G5 315 | Solar Panels |  | 0.315 | 2 | 19 | 21 |  | Fixed | Roof
NJSTRE1545383891 | NJSRRE1542428907 | Transition Incentive Program | Guttenberg | 7093 | 8 | 12.96 | Residential | Yes | Behind the Meter | Net-metered residential rooftop and canopy |  | None | Vision Solar LLC | PSE&G | Accepted | 2019-09-23 | 2019-09-25 | 2021-10-30 | sunpower | e20-327-e-ac | Solar Panels |  | 0.36 | 26 | 211 | 4 |  | Fixed | Roof
NJSTRE1545383897 | NJSRRE1543066057 | Transition Incentive Program | PENNSAUKEN | 8110 | 14 | 9.45 | Residential | Yes | Behind the Meter | Net-metered residential rooftop and canopy |  | None | Vivint Solar Developer, LLC | PSE&G | Accepted | 2019-11-12 | 2019-11-14 | 2021-10-30 | Hanwha | Q.PEAK BLK-G5 315 | Solar Panels |  | 0.315 | 12 | 58 | 36 |  | Fixed | Roof
NJSTRE1545383897 | NJSRRE1543066057 | Transition Incentive Program | PENNSAUKEN | 8110 | 14 | 9.45 | Residential | Yes | Behind the Meter | Net-metered residential rooftop and canopy |  | None | Vivint Solar Developer, LLC | PSE&G | Accepted | 2019-11-12 | 2019-11-14 | 2021-10-30 | Hanwha | Q.PEAK BLK-G5 315 | Solar Panels |  | 0.315 | 11 | 238 | 36 |  | Fixed | Roof
NJSTRE1545383863 | NJSRRE1542559586 | Transition Incentive Program | Piscataway | 8854 | 11 | 5.22 | Residential | Yes | Behind the Meter | Behind the Meter |  | None | Sunrun Installation Services, Inc. | PSE&G | Eligible for TI Program | 2019-10-18 | 2019-10-22 | 2021-10-30 | REC Solar | REC290TP2 BLK | Solar Panels |  | 0.29 | 18 | 219 | 18 |  | Fixed | Roof
NJSTRE1545383864 | NJSRRE1542422969 | Transition Incentive Program | Camden City | 8105 | 14 | 3.48 | Residential | Yes | Behind the Meter | Behind the Meter |  | None | Sunrun Installation Services, Inc. | PSE&G | Eligible for TI Program | 2019-09-19 | 2019-09-23 | 2021-10-30 | REC Solar | REC290TP2 BLK | Solar Panels |  | 0.29 | 12 | 239 | 27 |  | Fixed | Roof
NJSTRE1545383865 | NJSRRE1542544485 | Transition Incentive Program | Pleasantville | 8232 | 19 | 8.99 | Residential | Yes | Behind the Meter | Behind the Meter |  | None | Sunrun Installation Services, Inc. | AC Electric | Eligible for TI Program | 2019-10-15 | 2019-10-17 | 2021-10-30 | REC Solar | REC290TP2 BLK | Solar Panels |  | 0.29 | 10 | 47 | 23 |  | Fixed | Roof
NJSTRE1545383867 | NJSRRE1542561776 | Transition Incentive Program | Tuckerton | 8087 | 18 | 10.71 | Residential | Yes | Behind the Meter | Net-metered residential rooftop and canopy |  | None | Suntuity Solar LLC | AC Electric | Accepted | 2019-10-21 | 2019-10-22 | 2021-10-30 | Longi | LR6-60HPB-315M | Solar Panels |  | 0.315 | 16 | 342 | 14 |  | Fixed | Roof
NJSTRE1545383872 | NJSRRE1542445188 | Transition Incentive Program | East Orange | 7017 | 9 | 12.08 | Residential | Yes | Behind the Meter | Behind the Meter |  | None | MOMENTUM CAPITAL NJ I LLC | PSE&G | Eligible for TI Program | 2019-09-26 | 2019-09-30 | 2021-10-30 | LG ELECTRONICS | LG 345N1C-V5 | Solar Panels |  | 0.345 | 7 | 66 | 19 |  | Fixed | Roof
NJSTRE1545383872 | NJSRRE1542445188 | Transition Incentive Program | East Orange | 7017 | 9 | 12.08 | Residential | Yes | Behind the Meter | Behind the Meter |  | None | MOMENTUM CAPITAL NJ I LLC | PSE&G | Eligible for TI Program | 2019-09-26 | 2019-09-30 | 2021-10-30 | LG ELECTRONICS | LG 345N1C-V5 | Solar Panels |  | 0.345 | 5 | 336 | 38 |  | Fixed | Roof
NJSTRE1545383875 | NJSRRE1542518937 | Transition Incentive Program | Little Ferry | 7643 | 7 | 8.28 | Residential | Yes | Behind the Meter | Behind the Meter |  | None | Pro Custom Solar dba Momentum Solar | PSE&G | Eligible for TI Program | 2019-10-09 | 2019-10-11 | 2021-10-30 | LG ELECTRONICS | LG 345N1C-V5 | Solar Panels |  | 0.345 | 8 | 203 | 26 |  | Fixed | Roof
NJSTRE1545383882 | NJSRRE1542581617 | Transition Incentive Program | Carteret | 7008 | 11 | 4.83 | Residential | Yes | Behind the Meter | Behind the Meter |  | None | Pro Custom Solar dba Momentum Solar | PSE&G | Eligible for TI Program | 2019-10-24 | 2019-10-28 | 2021-10-30 | LG Electronics | LG 345N1C-V5 | Solar Panels |  | 0.345 | 8 | 276 | 12 |  | Fixed | Roof
NJSTRE1545383886 | NJSRRE1542844774 | Transition Incentive Program | Jackson | 8527 | 18 | 3.6 | Residential | No | Behind the Meter | Net-metered residential rooftop and canopy |  | None | Bright Planet Solar | JCP&L | Accepted |  | 2019-11-04 | 2021-10-30 | HANWHA Q-CELLS | Q.PEAK-G4.1 300W | Solar Panels |  | 0.3 | 12 | 177 | 18 |  | Fixed | Roof
NJSTRE1545383893 | NJSRRE1542428481 | Transition Incentive Program | Basking Ridge | 7920 | 5 | 8.06 | Residential | No | Behind the Meter | Net-metered residential rooftop and canopy |  | None | Reliable Power and Solar | JCP&L | Accepted | 2019-09-23 | 2019-09-25 | 2021-10-30 | trina | tsmdd05 | Solar Panels |  | 0.31 | 12 | 184 | 32 |  | Fixed | Roof | roof
NJSTRE1545383896 | NJSRRE1542461913 | Transition Incentive Program | Jersey City | 7304 | 8 | 5.36 | Residential | Yes | Behind the Meter | Net-metered residential rooftop and canopy |  | None | Vivint Solar Developer, LLC | PSE&G | Accepted | 2019-10-01 | 2019-10-02 | 2021-10-30 | Hanwha | Q.PEAK BLK-G5 315w | Solar Panels |  | 0.315 | 17 | 120 | 22 |  | Fixed | Roof
NJSTRE1545383903 | NJSRRE1542562010 | Transition Incentive Program | Millville | 8332 | 20 | 7.04 | Residential | Yes | Behind the Meter | Behind the Meter |  | None | Skyline Solar, LLC | AC Electric | Eligible for TI Program | 2019-10-21 | 2019-10-23 | 2021-10-30 | Hanwha Q-Cells | Q.PEAK DUO-G5 320 | Solar Panels |  | 0.32 | 22 | 203,23 | 25 |  | Fixed | Roof
NJSTRE1545613492 |  | Transition Incentive Program | Absecon | 8201 | 19 | 4.76 | Residential | Yes | Behind the Meter | Net-metered residential rooftop and canopy |  | None | Castle Energy, LLC | AC Electric | Accepted | 2020-09-18 | 2020-09-22 | 2021-10-30 | Enphase Energy | IQ7-60-2-US | Inverters | 240 |  | 14 |  |  | 0.967 |  | Outdoor | on the rooftop under each solar panel
NJSTRE1545383850 | NJSRRE1543060833 | Transition Incentive Program | Linden | 7036 | 10 | 4.1 | Residential | Yes | Behind the Meter | Behind the Meter |  | None | Pro Custom Solar dba Momentum Solar | PSE&G | Eligible for TI Program | 2019-11-08 | 2019-11-13 | 2021-10-30 | Hanwha | Q.Peak DUO BLK-G5 315 | Solar Panels |  | 0.315 | 7 | 99 | 14 |  | Fixed | Roof
NJSTRE1545383856 | NJSRRE1542544368 | Transition Incentive Program | MANVILLE | 8835 | 5 | 8.82 | Residential | Yes | Behind the Meter | Net-metered residential rooftop and canopy |  | None | Vivint Solar Developer, LLC | PSE&G | Accepted | 2019-10-15 | 2019-10-17 | 2021-10-30 | HANWHA SOLAR | Q.PEAK BLK-G5 315 | Solar Panels |  | 0.315 | 3 | 275 | 22 |  | Fixed | Roof
NJSTRE1545383857 | NJSRRE1543046216 | Transition Incentive Program | Bayonne | 7002 | 8 | 14.39 | Residential | No | Behind the Meter | Net-metered residential rooftop and canopy |  | None | SunPower Corporation, Systems | PSE&G | Accepted |  | 2019-11-11 | 2021-10-30 | SUNPOWER | SPR-E20-327-E-AC | Solar Panels |  | 0.327 | 2 | 360 | 20 |  | Fixed | Roof
NJSTRE1545383861 | NJSRRE1542440544 | Transition Incentive Program | East Brunswick | 8816 | 11 | 13.46 | Residential | Yes | Behind the Meter | Behind the Meter |  | None | Pro Custom Solar dba Momentum Solar | PSE&G | Eligible for TI Program | 2019-09-25 | 2019-09-27 | 2021-10-30 | LG ELECTRONICS | LG 345N1C-V5 | Solar Panels |  | 0.345 | 6 | 129 | 16 |  | Fixed | Roof
NJSTRE1545383861 | NJSRRE1542440544 | Transition Incentive Program | East Brunswick | 8816 | 11 | 13.46 | Residential | Yes | Behind the Meter | Behind the Meter |  | None | Pro Custom Solar dba Momentum Solar | PSE&G | Eligible for TI Program | 2019-09-25 | 2019-09-27 | 2021-10-30 | LG ELECTRONICS | LG 345N1C-V5 | Solar Panels |  | 0.345 | 4 | 219 | 15 |  | Fixed | Roof
NJSTRE1545383870 | NJSRRE1542883182 | Transition Incentive Program | North Brunswick Township | 8902 | 11 | 11.03 | Residential | Yes | Behind the Meter | Net-metered residential rooftop and canopy |  | None | Vivint Solar Developer, LLC | PSE&G | Accepted | 2019-11-01 | 2019-11-05 | 2021-10-30 | HANWHA SOLAR | Q.PEAK BLK-G5 315 | Solar Panels |  | 0.315 | 8 | 218 | 18 |  | Fixed | Roof
NJSTRE1545383873 | NJSRRE1542800548 | Transition Incentive Program | Sussex | 7461 | 1 | 8.7 | Residential | Yes | Behind the Meter | Behind the Meter |  | None | Sunrun Installation Services, Inc. | JCP&L | Eligible for TI Program | 2019-10-30 | 2019-11-01 | 2021-10-30 | REC Solar | REC290TP2 BLK | Solar Panels |  | 0.29 | 9 | 220 | 40 |  | Fixed | Roof
NJSTRE1545383878 | NJSRRE1542519201 | Transition Incentive Program | Guttenberg | 7093 | 8 | 13.08 | Residential | Yes | Behind the Meter | Net-metered residential rooftop and canopy |  | None | SunPower Corporation, Systems | PSE&G | Accepted |  | 2019-10-11 | 2021-10-30 | SUNPOWER | SPR-E20-327-E-AC | Solar Panels |  | 0.327 | 9 | 302 | 20 |  | Fixed | Roof
NJSTRE1545383878 | NJSRRE1542519201 | Transition Incentive Program | Guttenberg | 7093 | 8 | 13.08 | Residential | Yes | Behind the Meter | Net-metered residential rooftop and canopy |  | None | SunPower Corporation, Systems | PSE&G | Accepted |  | 2019-10-11 | 2021-10-30 | SUNPOWER | SPR-E20-327-E-AC | Solar Panels |  | 0.327 | 9 | 122 | 20 |  | Fixed | Roof
NJSTRE1545383884 | NJSRRE1543037641 | Transition Incentive Program | Old Bridge Township | 8857 | 11 | 17.82 | Residential | No | Behind the Meter | Behind the Meter |  | None | Sunrun Installation Services, Inc. | JCP&L | Eligible for TI Program | 2019-11-05 | 2019-11-08 | 2021-10-30 | LG Electronics | LG330N1C-A5 | Solar Panels |  | 0.33 | 1 | 164 | 45 |  | Fixed | Roof
NJSTRE1545383884 | NJSRRE1543037641 | Transition Incentive Program | Old Bridge Township | 8857 | 11 | 17.82 | Residential | No | Behind the Meter | Behind the Meter |  | None | Sunrun Installation Services, Inc. | JCP&L | Eligible for TI Program | 2019-11-05 | 2019-11-08 | 2021-10-30 | LG Electronics | LG330N1C-A5 | Solar Panels |  | 0.33 | 4 | 255 | 18 |  | Fixed | Roof
NJSTRE1545609090 | NJSRRE1544760216 | Transition Incentive Program | Roselle Park | 7204 | 10 | 4.36 | Residential | Yes | Behind the Meter | Net-metered residential rooftop and canopy |  | None | Pro Custom Solar dba Momentum Solar | PSE&G | Final As-Built Received | 2020-03-24 | 2020-03-27 | 2021-10-30 | Enphase Energy | IQ7-60-2-US | Inverters | 240 |  | 13 |  |  | 0.97 |  | Outdoor | roof
NJSTRE1545609088 |  | Transition Incentive Program | Little Ferry | 7643 | 7 | 7.15 | Residential | Yes | Behind the Meter | Net-metered residential rooftop and canopy |  | None | Vivint Solar Developer, LLC | PSE&G | Accepted | 2020-09-21 | 2020-09-22 | 2021-10-30 | SOLAREDGE | SE7600H-US | Inverters | 7600 |  | 1 |  |  | 0.992 |  | Outdoor | Near the Utility Meter
NJSTRE1545609129 |  | Transition Incentive Program | Sparta | 7871 | 1 | 8.16 | Residential | Yes | Behind the Meter | Net-metered residential rooftop and canopy |  | None | Tesla Energy Operations Inc. | JCP&L | Accepted | 2020-09-17 | 2020-09-22 | 2021-10-30 | SolarEdge Technologies | SE7600H-US [240V] | Inverters | 7600 |  | 1 |  |  | 0.99 |  | Indoor | Inside garage
NJSTRE1545609174 |  | Transition Incentive Program | Sewell | 8080 | 15 | 13.02 | Residential | No | Behind the Meter | Net-metered residential rooftop and canopy |  | None | Bright Planet Solar | AC Electric | Accepted | 2020-09-17 | 2020-09-30 | 2021-10-30 | SOLAR EDGE | SE10000H-USRGM | Inverters | 10000 |  | 1 |  |  | 0.98 |  | Outdoor | OUTSIDE
NJSTRE1545612752 |  | Transition Incentive Program | Manahawkin | 8050 | 18 | 9.14 | Residential | Yes | Behind the Meter | Net-metered residential rooftop and canopy |  | None | Suntuity Solar LLC | AC Electric | Accepted | 2020-09-18 | 2020-09-22 | 2021-10-30 | Enphase Energy | IQ7-60-2-US | Inverters | 240 |  | 29 |  |  | 0.97 |  | Outdoor | Behind the PV Modules
NJSTRE1545383821 | NJSRRE1543182809 | Transition Incentive Program | Ewing Township | 8618 | 12 | 4.75 | Residential | No | Behind the Meter | Behind the Meter |  | None | Sunrun Installation Services, Inc. | PSE&G | Eligible for TI Program | 2019-11-13 | 2019-11-18 | 2021-10-30 | LG Electronics | LG365Q1C-V5 | Solar Panels |  | 0.365 | 6 | 177 | 24 |  | Fixed | Roof
NJSTRE1545383829 | NJSRRE1542685033 | Transition Incentive Program | Trenton | 8690 | 12 | 15.41 | Residential | Yes | Behind the Meter | Behind the Meter |  | None | Pro Custom Solar dba Momentum Solar | PSE&G | Eligible for TI Program | 2019-10-28 | 2019-10-30 | 2021-10-30 | LG Electronics | LG 335N1C-V5 | Solar Panels |  | 0.335 | 16 | 152 | 20 |  | Fixed | Roof
NJSTRE1545383829 | NJSRRE1542685033 | Transition Incentive Program | Trenton | 8690 | 12 | 15.41 | Residential | Yes | Behind the Meter | Behind the Meter |  | None | Pro Custom Solar dba Momentum Solar | PSE&G | Eligible for TI Program | 2019-10-28 | 2019-10-30 | 2021-10-30 | LG Electronics | LG 335N1C-V5 | Solar Panels |  | 0.335 | 16 | 242 | 20 |  | Fixed | Roof
NJSTRE1545383833 | NJSRRE1542423083 | Transition Incentive Program | Glendora | 8029 | 14 | 9.18 | Residential | No | Behind the Meter | Net-metered residential rooftop and canopy |  | None | Green Power Solution | PSE&G | As-Built Incomplete |  | 2019-10-03 | 2021-10-30 | Trina | TSM-255PD05.082 | Solar Panels |  | 0.255 | 36 | 200 | 24 |  | Fixed | Roof
NJSTRE1545383838 | NJSRRE1543384174 | Transition Incentive Program | PENNINGTON | 8534 | 12 | 17.64 | Residential | Yes | Behind the Meter | Net-metered residential rooftop and canopy |  | None | Vivint Solar Developer, LLC | PSE&G | Accepted | 2019-11-18 | 2019-11-20 | 2021-10-30 | HANWHA SOLAR | Q.PEAK BLK-G5 315 | Solar Panels |  | 0.315 | 17 | 329 | 27 |  | Fixed | Roof
NJSTRE1545383838 | NJSRRE1543384174 | Transition Incentive Program | PENNINGTON | 8534 | 12 | 17.64 | Residential | Yes | Behind the Meter | Net-metered residential rooftop and canopy |  | None | Vivint Solar Developer, LLC | PSE&G | Accepted | 2019-11-18 | 2019-11-20 | 2021-10-30 | HANWHA SOLAR | Q.PEAK BLK-G5 315 | Solar Panels |  | 0.315 | 30 | 149 | 27 |  | Fixed | Roof
NJSTRE1545383848 | NJSRRE1542561931 | Transition Incentive Program | Passaic City | 7055 | 6 | 5.12 | Residential | Yes | Behind the Meter | Behind the Meter |  | None | Skyline Solar, LLC | PSE&G | Eligible for TI Program | 2019-10-21 | 2019-10-23 | 2021-10-30 | Hanhwa Q-Cells | Q.PEAK DUO-G5 320 | Solar Panels |  | 0.32 | 16 | 124 | 40 |  | Fixed | Roof
NJSTRE1545383129 | NJSRRE1542579396 | Transition Incentive Program | Paulsboro | 8066 | 15 | 11.66 | Residential | Yes | Behind the Meter | Behind the Meter |  | None | Pro Custom Solar dba Momentum Solar | AC Electric | Eligible for TI Program | 2019-10-23 | 2019-10-25 | 2021-10-30 | Hanwha | Q.Peak DUO BLK-G5 315 | Solar Panels |  | 0.315 | 7 | 6 | 44 |  | Fixed | Roof
NJSTRE1545383134 | NJSRRE1543348346 | Transition Incentive Program | Roselle | 7203 | 10 | 5.2 | Residential | No | Behind the Meter | Net-metered residential rooftop and canopy |  | None | SunPower Corporation, Systems | PSE&G | Accepted |  | 2019-11-19 | 2021-10-30 | SUNPOWER | SPR-A400-G-AC | Solar Panels |  | 0.4 | 10 | 261 | 31 |  | Fixed | Roof
NJSTRE1545383136 | NJSRRE1543008497 | Transition Incentive Program | Sicklerville | 8081 | 14 | 20.48 | Residential | Yes | Behind the Meter | Net-metered residential rooftop and canopy |  | None | Vivint Solar Developer, LLC | AC Electric | Accepted | 2019-11-05 | 2019-11-07 | 2021-10-30 | HANWHA SOLAR | Q.PEAK BLK-G5 315 | Solar Panels |  | 0.315 | 19 | 192 | 36 |  | Fixed | Roof
NJSTRE1545383138 | NJSRRE1542434058 | Transition Incentive Program | ROCHELLE PARK | 7662 | 7 | 10.98 | Residential | No | Behind the Meter | Net-metered residential rooftop and canopy |  | None | Infinity Solar Systems | PSE&G | Accepted |  | 2019-09-27 | 2021-10-30 | ENPHASE | IQ7-60-X-US | Solar Panels |  | 0.305 | 7 | 87 | 25 |  | Fixed | Roof
NJSTRE1545383147 | NJSRRE1542428583 | Transition Incentive Program | Woodstown | 8098 | 16 | 8.51 | Residential | Yes | Behind the Meter | Behind the Meter |  | None | Trinity Solar | AC Electric | Eligible for TI Program | 2019-09-23 | 2019-09-25 | 2021-10-30 | Hanwha | Q.PEAK DUO BLK-G5 315 | Solar Panels |  | 0.315 | 6 | 158 | 40 |  | Fixed | Roof
NJSTRE1545383151 | NJSRRE1542425700 | Transition Incentive Program | Hammonton | 8037 | 19 | 5.8 | Residential | Yes | Behind the Meter | Behind the Meter |  | None | Sunrun Installation Services, Inc. | AC Electric | Eligible for TI Program | 2019-09-20 | 2019-09-24 | 2021-10-30 | REC Solar | REC290TP2 BLK | Solar Panels |  | 0.29 | 6 | 274 | 23 |  | Fixed | Roof
NJSTRE1545383153 | NJSRRE1542553752 | Transition Incentive Program | Mount Olive | 7836 | 3 | 11.2 | Residential | Yes | Behind the Meter | Net-metered residential rooftop and canopy |  | None | SunPower Capital LLC | JCP&L | Accepted | 2019-10-17 | 2019-10-21 | 2021-10-30 | sunpower | e20-327-e-ac | Solar Panels |  | 0.32 | 6 | 184 | 34 |  | Fixed | Roof
NJSTRE1545383155 | NJSRRE1542576082 | Transition Incentive Program | LINWOOD | 8221 | 19 | 6.3 | Residential | Yes | Behind the Meter | Net-metered residential rooftop and canopy |  | None | Vivint Solar Developer, LLC | AC Electric | Accepted | 2019-10-22 | 2019-10-24 | 2021-10-30 | Hanwha | Q.PEAK BLK-G5 315 | Solar Panels |  | 0.315 | 5 | 27 | 17 |  | Fixed | Roof
NJSTRE1545383157 | NJSRRE1543057939 | Transition Incentive Program | Bayville | 8721 | 18 | 15.6 | Residential | No | Behind the Meter | Behind the Meter |  | None | Maier Solar Engineering dba Solar Me | JCP&L | Eligible for TI Program | 2019-11-08 | 2019-11-12 | 2021-10-30 | Canadian | CS1H-325MS | Solar Panels |  | 0.325 | 6 | 171 | 15 |  | Fixed | Roof
NJSTRE1545383167 | NJSRRE1542580016 | Transition Incentive Program | ENGLEWOOD | 7631 | 7 | 9.14 | Residential | Yes | Behind the Meter | Net-metered residential rooftop and canopy |  | None | Vivint Solar Developer, LLC | PSE&G | Accepted | 2019-10-23 | 2019-10-28 | 2021-10-30 | Hanwha | Q.PEAK BLK-G5 315 | Solar Panels |  | 0.315 | 7 | 308 | 43 |  | Fixed | Roof
NJSTRE1545553185 |  | Transition Incentive Program | CARNEYS POINT | 8069 | 16 | 5.04 | Residential | Yes | Behind the Meter | Net-metered residential rooftop and canopy |  | None | Suntuity Solar LLC | AC Electric | Accepted | 2020-09-04 | 2020-09-10 | 2021-10-30 | Enphase Energy | IQ7-60-2-US | Inverters | 240 |  | 16 |  |  | 0.97 |  | Outdoor | Behind the PV Modules
NJSTRE1545553187 |  | Transition Incentive Program | WOODLAND PARK | 7424 | 6 | 9.77 | Residential | No | Behind the Meter | Net-metered residential rooftop and canopy |  | None | Suntuity Solar LLC | PSE&G | Accepted | 2020-09-04 | 2020-09-09 | 2021-10-30 | Enphase Energy | IQ7-60-2-US | Inverters | 240 |  | 31 |  |  | 0.97 |  | Outdoor | Behind the PV Modules
NJSTRE1545383898 | NJSRRE1543041701 | Transition Incentive Program | Union | 7083 | 10 | 5.04 | Residential | Yes | Behind the Meter | Behind the Meter |  | None | Pro Custom Solar dba Momentum Solar | PSE&G | Eligible for TI Program | 2019-11-06 | 2019-11-11 | 2021-10-30 | HANWHA | Q.PEAK DUO BLK-G5 315 | Solar Panels |  | 0.315 | 4 | 172 | 29 |  | Fixed | Roof
NJSTRE1545383901 | NJSRRE1542875780 | Transition Incentive Program | mahwah | 7430 | 7 | 17.66 | Residential | Yes | Behind the Meter | Net-metered residential rooftop and canopy |  | None | SunPower Capital LLC | Orange Rockland Electric | Accepted | 2019-11-01 | 2019-11-05 | 2021-10-30 | sunpower | e20-327-e-ac | Solar Panels |  | 0.327 | 41 | 122 | 23 |  | Fixed | Roof
NJSTRE1545383911 | NJSRRE1543067667 | Transition Incentive Program | Newark City | 7112 | 9 | 5.12 | Residential | Yes | Behind the Meter | Behind the Meter |  | None | Skyline Solar, LLC | PSE&G | Eligible for TI Program | 2019-11-12 | 2019-11-14 | 2021-10-30 | Hanwha Q-Cells | Q.PEAK DUO-G5 320 | Solar Panels |  | 0.32 | 16 | 210120 | 32 |  | Fixed | Roof
NJSTRE1545383913 | NJSRRE1542909139 | Transition Incentive Program | Brick | 8723 | 18 | 119.2 | Commercial | Yes | Behind the Meter | Behind the Meter |  | None | Safari Energy, LLC | JCP&L | Eligible for TI Program | 2019-11-19 | 2019-11-25 | 2021-10-30 | LG | LG 400N2W-A5 | Solar Panels |  | 0.4 | 298 | 220 | 5 |  | Fixed | Roof
NJSTRE1545608667 |  | Transition Incentive Program | Margate City | 8402 | 19 | 7.14 | Residential | Yes | Behind the Meter | Net-metered residential rooftop and canopy |  | None | Trinity Solar | AC Electric | Accepted | 2020-09-17 | 2020-09-21 | 2021-10-30 | Solar Edge | SE6000H-US | Inverters | 6000 |  | 1 |  |  | 0.97 |  | Outside | side of home
NJSTRE1545608709 |  | Transition Incentive Program | Bernardsville | 7924 | 5 | 5.89 | Residential | Yes | Behind the Meter | Net-metered residential rooftop and canopy |  | None | Sunrun Installation Services, Inc. | JCP&L | Accepted | 2020-09-17 | 2020-09-21 | 2021-10-30 | Enphase Energy | IQ7-60-x-US (240V) | Inverters | 240 |  | 19 |  |  | 0.96 |  | Outdoor | Rooftop
NJSTRE1545609065 | NJSRRE1542581434 | Transition Incentive Program | Irvington | 7111 | 9 | 6.65 | Residential | Yes | Behind the Meter | Net-metered residential rooftop and canopy |  | None | Pro Custom Solar dba Momentum Solar | PSE&G | Final As-Built Received | 2019-10-24 | 2019-10-28 | 2021-10-30 | Enphase Energy | IQ7-60-2-US | Inverters | 240 |  | 19 |  |  | 0.97 |  | Outdoor | Roof
NJSTRE1545609070 | NJSRRE1544466520 | Transition Incentive Program | Kendall Park | 8824 | 11 | 4.69 | Residential | Yes | Behind the Meter | Net-metered residential rooftop and canopy |  | None | Pro Custom Solar dba Momentum Solar | PSE&G | Final As-Built Received | 2020-02-17 | 2020-02-20 | 2021-10-30 | Enphase Energy | IQ7-60-2-US | Inverters | 240 |  | 14 |  |  | 0.97 |  | Outdoor | Roof
NJSTRE1545609078 | NJSRRE1544469869 | Transition Incentive Program | Elmwood Park | 7407 | 7 | 6.7 | Residential | Yes | Behind the Meter | Net-metered residential rooftop and canopy |  | None | Pro Custom Solar dba Momentum Solar | PSE&G | Final As-Built Received | 2020-02-18 | 2020-02-21 | 2021-10-30 | Enphase Energy | IQ7-60-2-US | Inverters | 240 |  | 21 |  |  | 0.97 |  | Outdoor | Roof
NJSTRE1545612757 |  | Transition Incentive Program | EVESHAM TWP | 8053 | 13 | 6.93 | Residential | Yes | Behind the Meter | Net-metered residential rooftop and canopy |  | None | Suntuity Solar LLC | PSE&G | Accepted | 2020-09-18 | 2020-09-22 | 2021-10-30 | Enphase Energy | IQ7-60-2-US | Inverters | 240 |  | 22 |  |  | 0.97 |  | Outdoor | Behind the PV Modules
NJSTRE1545612772 |  | Transition Incentive Program | DUNELLEN | 8812 | 11 | 3.02 | Residential | No | Behind the Meter | Net-metered residential rooftop and canopy |  | None | SEA BRIGHT SOLAR, LLC | PSE&G | Accepted | 2020-09-18 | 2020-09-22 | 2021-10-30 | SUNPOWER | SPR-335-BLK-AC | Inverters | 320 |  | 9 |  |  | 0.96 |  | Outside | BENEATH ARRAY
NJSTRE1545612845 |  | Transition Incentive Program | Browns Mills | 8015 | 13 | 7.02 | Residential | Yes | Behind the Meter | Net-metered residential rooftop and canopy |  | None | Sunrun Installation Services, Inc. | JCP&L | Accepted | 2020-09-18 | 2020-09-22 | 2021-10-30 | Enphase Energy | IQ7-60-x-US (240V) | Inverters | 240 |  | 23 |  |  | 0.96 |  | Outdoor | Rooftop
NJSTRE1545383904 | NJSRRE1542967060 | Transition Incentive Program | Piscataway | 8854 | 11 | 7.88 | Residential | Yes | Behind the Meter | Behind the Meter |  | None | Pro Custom Solar dba Momentum Solar | PSE&G | Eligible for TI Program | 2019-11-05 | 2019-11-07 | 2021-10-30 | Hanwha | Q.Peak DUO BLK-G5 315 | Solar Panels |  | 0.315 | 13 | 311 | 20 |  | Fixed | Roof
NJSTRE1545383906 | NJSRRE1542582606 | Transition Incentive Program | North Arlington | 7031 | 7 | 3.77 | Residential | Yes | Behind the Meter | Behind the Meter |  | None | Sunrun Installation Services, Inc. | PSE&G | Eligible for TI Program | 2019-10-24 | 2019-10-28 | 2021-10-30 | REC Solar | REC290TP2 BLK | Solar Panels |  | 0.29 | 13 | 32 | 34 |  | Fixed | Roof
NJSTRE1545383907 | NJSRRE1542497226 | Transition Incentive Program | Rochelle Park | 7662 | 7 | 5.04 | Residential | Yes | Behind the Meter | Behind the Meter |  | None | Trinity Solar | PSE&G | Eligible for TI Program | 2019-10-02 | 2019-10-04 | 2021-10-30 | HANWHA | Q.PEAK DUO BLK-G5 315 | Solar Panels |  | 0.315 | 16 | 218 | 23 |  | Fixed | Roof
NJSTRE1545383914 | NJSRRE1543242141 | Transition Incentive Program | CLARKSBORO | 8020 | 15 | 17.64 | Residential | Yes | Behind the Meter | Net-metered residential rooftop and canopy |  | None | Vivint Solar Developer, LLC | AC Electric | Accepted | 2019-11-14 | 2019-11-18 | 2021-10-30 | HANWHA SOLAR | Q.PEAK BLK-G5 315 | Solar Panels |  | 0.315 | 5 | 61 | 28 |  | Fixed | Roof
NJSTRE1545383915 | NJSRRE1543041567 | Transition Incentive Program | Rahway | 7065 | 10 | 4.41 | Residential | Yes | Behind the Meter | Behind the Meter |  | None | Pro Custom Solar dba Momentum Solar | PSE&G | Eligible for TI Program | 2019-11-06 | 2019-11-11 | 2021-10-30 | HANWHA | Q.PEAK DUO BLK-G5 315 | Solar Panels |  | 0.315 | 8 | 266 | 39 |  | Fixed | Roof
NJSTRE1545608765 |  | Transition Incentive Program | Oceanport | 7757 | 17 | 6.8 | Residential | Yes | Behind the Meter | Net-metered residential rooftop and canopy |  | None | Trinity Solar | JCP&L | Accepted | 2020-09-17 | 2020-09-21 | 2021-10-30 | SOLAR EDGE | SE6000H-US | Inverters | 6000 |  | 1 |  |  | 0.97 |  | Outdoor | SIDE OF HOME
NJSTRE1545608774 |  | Transition Incentive Program | Beach Haven West | 8050 | 18 | 9.61 | Residential | No | Behind the Meter | Net-metered residential rooftop and canopy |  | None | Bright Planet Solar | AC Electric | Accepted | 2020-09-17 | 2020-09-24 | 2021-10-30 | SOLAR EDGE | SE7600H-USRGM | Inverters | 7600 |  | 1 |  |  | 0.98 |  | Outdoor | OUTSIDE
NJSTRE1545609068 | NJSRRE1543555976 | Transition Incentive Program | East Orange | 7017 | 9 | 3.78 | Residential | Yes | Behind the Meter | Net-metered residential rooftop and canopy |  | None | Pro Custom Solar dba Momentum Solar | PSE&G | Final As-Built Received | 2019-12-17 | 2019-12-20 | 2021-10-30 | Enphase Energy | IQ6-60-2-US | Inverters | 230 |  | 12 |  |  | 0.97 |  | Outdoor | Roof
NJSTRE1545609074 | NJSRRE1543571145 | Transition Incentive Program | Union | 7083 | 10 | 9.14 | Residential | Yes | Behind the Meter | Net-metered residential rooftop and canopy |  | None | Pro Custom Solar dba Momentum Solar | PSE&G | Final As-Built Received | 2019-12-19 | 2019-12-26 | 2021-10-30 | Enphase Energy | IQ6-60-2-US | Inverters | 230 |  | 29 |  |  | 0.97 |  | Outdoor | Roof
NJSTRE1545609087 | NJSRRE1544759165 | Transition Incentive Program | Willingboro | 8046 | 13 | 10.39 | Residential | Yes | Behind the Meter | Net-metered residential rooftop and canopy |  | None | Pro Custom Solar dba Momentum Solar | PSE&G | Final As-Built Received | 2020-03-23 | 2020-03-26 | 2021-10-30 | Enphase Energy | IQ7-60-2-US | Inverters | 240 |  | 31 |  |  | 0.97 |  | Outdoor | roof
NJSTRE1545609052 |  | Transition Incentive Program | Linden | 7036 | 10 | 14.35 | Residential | Yes | Behind the Meter | Net-metered residential rooftop and canopy |  | None | Pro Custom Solar dba Momentum Solar | PSE&G | Accepted | 2020-09-17 | 2020-09-22 | 2021-10-30 | Enphase | IQ7PLUS-72-2-US | Inverters | 290 |  | 41 |  |  | 0.97 |  | Outdoor | Roof
NJSTRE1545609257 | NJSRRE1544543233 | Transition Incentive Program | Iselin | 8830 | 11 | 7.26 | Residential | No | Behind The Meter | Behind the Meter |  | None | Panatec Corporation | PSE&G | Eligible for TI Program | 2020-02-26 | 2020-03-02 | 2021-10-30 | Enphase | IQ 7X | Inverters | 330 |  | 22 |  |  | 0.975 |  | Outdoor | Outdoor
NJSTRE1545612807 |  | Transition Incentive Program | Little Falls | 7424 | 6 | 5.36 | Residential | Yes | Behind the Meter | Net-metered residential rooftop and canopy |  | None | Suntuity Solar LLC | PSE&G | Accepted | 2020-09-18 | 2020-09-22 | 2021-10-30 | Enphase Energy | IQ7-60-2-US | Inverters | 240 |  | 17 |  |  | 0.97 |  | Outdoor | Behind the PV Modules
NJSTRE1545383902 | NJSRRE1542544005 | Transition Incentive Program | LONG BRANCH | 7740 | 17 | 7.25 | Residential | Yes | Behind the Meter | Net-metered residential rooftop and canopy |  | None | Vivint Solar Developer, LLC | JCP&L | Accepted | 2019-10-15 | 2019-10-17 | 2021-10-30 | Hanwha | Q.PEAK BLK-G5 315 | Solar Panels |  | 0.315 | 8 | 137 | 18 |  | Fixed | Roof
NJSTRE1545383902 | NJSRRE1542544005 | Transition Incentive Program | LONG BRANCH | 7740 | 17 | 7.25 | Residential | Yes | Behind the Meter | Net-metered residential rooftop and canopy |  | None | Vivint Solar Developer, LLC | JCP&L | Accepted | 2019-10-15 | 2019-10-17 | 2021-10-30 | Hanwha Solar | Q.PEAK BLK-G5 315 | Solar Panels |  | 0.315 | 7 | 317 | 27 |  | Fixed | Roof
NJSTRE1545383908 | NJSRRE1542526471 | Transition Incentive Program | New Brunswick | 8901 | 11 | 6.38 | Residential | Yes | Behind the Meter | Behind the Meter |  | None | Sunrun Installation Services, Inc. | PSE&G | Eligible for TI Program | 2019-10-10 | 2019-10-14 | 2021-10-30 | REC Solar | REC290TP2 BLK | Solar Panels |  | 0.29 | 22 | 232 | 23 |  | Fixed | Roof
NJSTRE1545383909 | NJSRRE1543065468 | Transition Incentive Program | Newark | 7106 | 9 | 2.61 | Residential | Yes | Behind the Meter | Net-metered residential rooftop and canopy |  | None | Sunrun Installation Services, Inc. | PSE&G | Accepted | 2019-11-11 | 2019-11-13 | 2021-10-30 | REC Solar | REC290TP2 BLK | Solar Panels |  | 0.29 | 2 | 111 | 18 |  | Fixed | Roof
NJSTRE1545383914 | NJSRRE1543242141 | Transition Incentive Program | CLARKSBORO | 8020 | 15 | 17.64 | Residential | Yes | Behind the Meter | Net-metered residential rooftop and canopy |  | None | Vivint Solar Developer, LLC | AC Electric | Accepted | 2019-11-14 | 2019-11-18 | 2021-10-30 | HANWHA SOLAR | Q.PEAK BLK-G5 315 | Solar Panels |  | 0.315 | 16 | 151 | 32 |  | Fixed | Roof
NJSTRE1545383918 | NJSRRE1542443600 | Transition Incentive Program | mays landing | 8330 | 19 | 9.81 | Residential | Yes | Behind the Meter | Net-metered residential rooftop and canopy |  | None | Vision Solar LLC | AC Electric | Accepted | 2019-09-26 | 2019-09-30 | 2021-10-30 | sunpower | e20-327-e-ac | Solar Panels |  | 0.327 | 21 | 22 | 20 |  | Fixed | Roof
NJSTRE1545383928 | NJSRRE1542431658 | Transition Incentive Program | Franklin Township | 8823 | 5 | 8.58 | Residential | No | Behind the Meter | Behind the Meter |  | None | Sunrun Installation Services, Inc. | PSE&G | Eligible for TI Program | 2019-09-24 | 2019-09-26 | 2021-10-30 | LG Electronics | LG330N1C-A5 | Solar Panels |  | 0.33 | 14 | 312 | 34 |  | Fixed | Roof
NJSTRE1545383929 | NJSRRE1542685665 | Transition Incentive Program | Irvington Town | 7111 | 9 | 6.96 | Residential | No | Behind the Meter | Behind the Meter |  | None | Sunrun Installation Services, Inc. | PSE&G | Eligible for TI Program | 2019-10-28 | 2019-10-31 | 2021-10-30 | REC Solar | REC290TP2 BLK | Solar Panels |  | 0.29 | 15 | 226 | 18 |  | Fixed | Roof
NJSTRE1545608720 |  | Transition Incentive Program | Bellmawr Boro | 8031 | 14 | 7.13 | Residential | Yes | Behind the Meter | Net-metered residential rooftop and canopy |  | None | Bright Planet Solar | PSE&G | Accepted | 2020-09-17 | 2020-09-24 | 2021-10-30 | SOLAR EDGE | SE6000H-USRGM | Inverters | 6000 |  | 1 |  |  | 0.98 |  | Outdoor | OUTSIDE
NJSTRE1545609038 |  | Transition Incentive Program | Wayne | 7470 | 6 | 8.05 | Residential | Yes | Behind the Meter | Net-metered residential rooftop and canopy |  | None | Pro Custom Solar dba Momentum Solar | PSE&G | Accepted | 2020-09-17 | 2020-09-22 | 2021-10-30 | Enphase | IQ7PLUS-72-2-US | Inverters | 290 |  | 23 |  |  | 0.97 |  | Outdoor | Roof
NJSTRE1545609069 | NJSRRE1544185706 | Transition Incentive Program | Maywood | 7607 | 7 | 3.72 | Residential | No | Behind the Meter | Net-metered residential rooftop and canopy |  | None | Sunrun Installation Services, Inc. | PSE&G | Final As-Built Received | 2020-01-16 | 2020-01-21 | 2021-10-30 | Delta Electronics | M4-TL-US | Inverters | 4000 |  | 1 |  |  | 0.96 |  | Outdoor | Next To Meter
NJSTRE1545609058 |  | Transition Incentive Program | New Brunswick | 8901 | 11 | 6.29 | Residential | No | Behind the Meter | Net-metered residential rooftop and canopy |  | None | Whitman Construction, LLC | PSE&G | Accepted | 2020-09-17 | 2020-09-22 | 2021-10-30 | enphase energy | iq7plus-72-2-us | Inverters | 295 |  | 17 |  |  | 0.975 |  | Outdoor | micro inverters located under modules
NJSTRE1545383872 | NJSRRE1542445188 | Transition Incentive Program | East Orange | 7017 | 9 | 12.08 | Residential | Yes | Behind the Meter | Behind the Meter |  | None | MOMENTUM CAPITAL NJ I LLC | PSE&G | Eligible for TI Program | 2019-09-26 | 2019-09-30 | 2021-10-30 | LG ELECTRONICS | LG 345N1C-V5 | Solar Panels |  | 0.345 | 5 | 156 | 38 |  | Fixed | Roof
NJSTRE1545383877 | NJSRRE1542445447 | Transition Incentive Program | TOTOWA | 7512 | 6 | 5.36 | Residential | Yes | Behind the Meter | Net-metered residential rooftop and canopy |  | None | Vivint Solar Developer, LLC | PSE&G | Accepted | 2019-09-26 | 2019-09-30 | 2021-10-30 | Hanwha Solar | Q.PEAK BLK-G5 315 | Solar Panels |  | 0.315 | 2 | 105 | 31 |  | Fixed | Roof
NJSTRE1545383879 | NJSRRE1543416868 | Transition Incentive Program | cemden | 8103 | 14 | 35.04 | Commercial | No | Behind the Meter | Behind the Meter |  | None | tj technology | PSE&G | Eligible for TI Program | 2019-12-21 | 2019-12-23 | 2021-10-30 | jinko solar | Eagle HC 72M | Solar Panels |  | 0.385 | 91 | 203 | 5 |  | Fixed | Roof
NJSTRE1545383882 | NJSRRE1542581617 | Transition Incentive Program | Carteret | 7008 | 11 | 4.83 | Residential | Yes | Behind the Meter | Behind the Meter |  | None | Pro Custom Solar dba Momentum Solar | PSE&G | Eligible for TI Program | 2019-10-24 | 2019-10-28 | 2021-10-30 | LG Electronics | LG 345N1C-V5 | Solar Panels |  | 0.345 | 6 | 96 | 14 |  | Fixed | Roof
NJSTRE1545383889 | NJSRRE1542423048 | Transition Incentive Program | Warren | 7059 | 5 | 4.36 | Residential | Yes | Behind the Meter | Behind the Meter |  | None | Pro Custom Solar dba Momentum Solar | JCP&L | Eligible for TI Program | 2019-09-19 | 2019-09-24 | 2021-10-30 | LG ELECTRONICS | LG 335N1C-A5 | Solar Panels |  | 0.335 | 4 | 213 | 37 |  | Fixed | Roof
NJSTRE1545383893 | NJSRRE1542428481 | Transition Incentive Program | Basking Ridge | 7920 | 5 | 8.06 | Residential | No | Behind the Meter | Net-metered residential rooftop and canopy |  | None | Reliable Power and Solar | JCP&L | Accepted | 2019-09-23 | 2019-09-25 | 2021-10-30 | trina | tsmdd05 | Solar Panels |  | 0.31 | 14 | 184 | 32 |  | Fixed | Roof | roof
NJSTRE1545383898 | NJSRRE1543041701 | Transition Incentive Program | Union | 7083 | 10 | 5.04 | Residential | Yes | Behind the Meter | Behind the Meter |  | None | Pro Custom Solar dba Momentum Solar | PSE&G | Eligible for TI Program | 2019-11-06 | 2019-11-11 | 2021-10-30 | HANWHA | Q.PEAK DUO BLK-G5 315 | Solar Panels |  | 0.315 | 8 | 172 | 12 |  | Fixed | Roof
NJSTRE1545383901 | NJSRRE1542875780 | Transition Incentive Program | mahwah | 7430 | 7 | 17.66 | Residential | Yes | Behind the Meter | Net-metered residential rooftop and canopy |  | None | SunPower Capital LLC | Orange Rockland Electric | Accepted | 2019-11-01 | 2019-11-05 | 2021-10-30 | sunpower | e20-327-e-ac | Solar Panels |  | 0.327 | 13 | 302 | 23 |  | Fixed | Roof
NJSTRE1545383904 | NJSRRE1542967060 | Transition Incentive Program | Piscataway | 8854 | 11 | 7.88 | Residential | Yes | Behind the Meter | Behind the Meter |  | None | Pro Custom Solar dba Momentum Solar | PSE&G | Eligible for TI Program | 2019-11-05 | 2019-11-07 | 2021-10-30 | Hanwha | Q.Peak DUO BLK-G5 315 | Solar Panels |  | 0.315 | 12 | 131 | 40 |  | Fixed | Roof
NJSTRE1545383915 | NJSRRE1543041567 | Transition Incentive Program | Rahway | 7065 | 10 | 4.41 | Residential | Yes | Behind the Meter | Behind the Meter |  | None | Pro Custom Solar dba Momentum Solar | PSE&G | Eligible for TI Program | 2019-11-06 | 2019-11-11 | 2021-10-30 | HANWHA | Q.PEAK DUO BLK-G5 315 | Solar Panels |  | 0.315 | 6 | 354 | 9 |  | Fixed | Roof
NJSTRE1545383917 | NJSRRE1542448264 | Transition Incentive Program | Waterford Works | 8089 | 14 | 16.42 | Residential | Yes | Behind the Meter | Net-metered residential ground mount |  | None | Pro Custom Solar dba Momentum Solar | AC Electric | Final As-Built Received | 2019-09-27 | 2019-10-01 | 2021-10-30 | LG ELECTRONICS | LG 345N1C-V5 | Solar Panels |  | 0.335 | 29 | 240 | 9 |  | Fixed | Roof
NJSTRE1545383919 | NJSRRE1542822628 | Transition Incentive Program | Monroe Township | 8831 | 11 | 9.28 | Residential | No | Behind the Meter | Behind the Meter |  | None | Sunrun Installation Services, Inc. | JCP&L | Eligible for TI Program | 2019-10-30 | 2019-11-01 | 2021-10-30 | REC Solar | REC290TP2 BLK | Solar Panels |  | 0.29 | 9 | 212 | 39 |  | Fixed | Roof
NJSTRE1545383888 | NJSRRE1543343636 | Transition Incentive Program | ELMWOOD PARK | 7407 | 7 | 15.41 | Residential | No | Behind the Meter | Behind the Meter |  | None | Infinity Solar Systems | PSE&G | Eligible for TI Program | 2019-11-15 | 2019-11-19 | 2021-10-30 | LG | LG335N1K-V5 | Solar Panels |  | 0.335 | 3 | 161 | 25 |  | Fixed | Roof
NJSTRE1545383888 | NJSRRE1543343636 | Transition Incentive Program | ELMWOOD PARK | 7407 | 7 | 15.41 | Residential | No | Behind the Meter | Behind the Meter |  | None | Infinity Solar Systems | PSE&G | Eligible for TI Program | 2019-11-15 | 2019-11-19 | 2021-10-30 | LG | LG335N1K-V5 | Solar Panels |  | 0.335 | 4 | 341 | 25 |  | Fixed | Roof
NJSTRE1545383894 | NJSRRE1542433889 | Transition Incentive Program | Elizabeth | 7201 | 10 | 8.85 | Residential | No | Behind the Meter | Net-metered residential rooftop and canopy |  | None | Whitman Construction, LLC | PSE&G | Accepted |  | 2019-09-27 | 2021-10-30 | Trina Solar | TSM-305DD05A | Solar Panels |  | 0.305 | 8 | 110 | 23 |  | Fixed | Roof
NJSTRE1545383900 | NJSRRE1542433895 | Transition Incentive Program | Williamstown | 8094 | 15 | 3.15 | Residential | Yes | Behind the Meter | Behind the Meter |  | None | Trinity Solar | AC Electric | Eligible for TI Program | 2019-09-25 | 2019-09-27 | 2021-10-30 | HANWHA | Q.PEAK DUO BLK-G5 315 | Solar Panels |  | 0.315 | 10 | 182 | 27 |  | Fixed | Roof
NJSTRE1545383916 | NJSRRE1542519009 | Transition Incentive Program | New Egypt | 8533 | 18 | 6.62 | Residential | Yes | Behind the Meter | Behind the Meter |  | None | Trinity Solar | JCP&L | Eligible for TI Program | 2019-10-09 | 2019-10-11 | 2021-10-30 | Hanwha 315 | Q.PEAK DUO BLK-G5 315 | Solar Panels |  | 0.315 | 9 | 142 | 7 |  | Fixed | Roof
NJSTRE1545383916 | NJSRRE1542519009 | Transition Incentive Program | New Egypt | 8533 | 18 | 6.62 | Residential | Yes | Behind the Meter | Behind the Meter |  | None | Trinity Solar | JCP&L | Eligible for TI Program | 2019-10-09 | 2019-10-11 | 2021-10-30 | Hanwha 315 | Q.PEAK DUO BLK-G5 315 | Solar Panels |  | 0.315 | 6 | 142 | 34 |  | Fixed | Roof
NJSTRE1545383920 | NJSRRE1542481278 | Transition Incentive Program | Piscataway | 8854 | 11 | 6.67 | Residential | Yes | Behind the Meter | Behind the Meter |  | None | Sunrun Installation Services, Inc. | PSE&G | Eligible for TI Program | 2019-10-01 | 2019-10-03 | 2021-10-30 | REC Solar | REC290TP2 BLK | Solar Panels |  | 0.29 | 23 | 128 | 23 |  | Fixed | Roof
NJSTRE1545383926 | NJSRRE1543041825 | Transition Incentive Program | Freehold | 7728 | 17 | 13.23 | Residential | Yes | Behind the Meter | Behind the Meter |  | None | Pro Custom Solar dba Momentum Solar | JCP&L | Eligible for TI Program | 2019-11-06 | 2019-11-11 | 2021-10-30 | HANWHA | Q.PEAK DUO BLK-G5 315 | Solar Panels |  | 0.315 | 15 | 140 | 37 |  | Fixed | Roof
NJSTRE1545383926 | NJSRRE1543041825 | Transition Incentive Program | Freehold | 7728 | 17 | 13.23 | Residential | Yes | Behind the Meter | Behind the Meter |  | None | Pro Custom Solar dba Momentum Solar | JCP&L | Eligible for TI Program | 2019-11-06 | 2019-11-11 | 2021-10-30 | HANWHA | Q.PEAK DUO BLK-G5 315 | Solar Panels |  | 0.315 | 18 | 140 | 25 |  | Fixed | Roof
NJSTRE1545383931 | NJSRRE1542687535 | Transition Incentive Program | East Orange City | 7018 | 9 | 11.45 | Residential | No | Behind the Meter | Net-metered residential rooftop and canopy |  | None | SunnyMac LLC | PSE&G | Accepted |  | 2019-11-01 | 2021-10-30 | SunPower | SPR-E20-327 | Solar Panels |  | 0.327 | 7 | 294 | 14 |  | Fixed | Roof
NJSTRE1545383931 | NJSRRE1542687535 | Transition Incentive Program | East Orange City | 7018 | 9 | 11.45 | Residential | No | Behind the Meter | Net-metered residential rooftop and canopy |  | None | SunnyMac LLC | PSE&G | Accepted |  | 2019-11-01 | 2021-10-30 | SunPower | SPR-E20-327 | Solar Panels |  | 0.327 | 7 | 24 | 45 |  | Fixed | Roof
NJSTRE1545383937 | NJSRRE1543041001 | Transition Incentive Program | Sicklerville | 8081 | 14 | 16.8 | Residential | No | Behind the Meter | Behind the Meter |  | None | Orbit Energy & Power, LLC | AC Electric | Eligible for TI Program | 2019-11-06 | 2019-11-08 | 2021-10-30 | trina | tsm 300 | Solar Panels |  | 0.3 | 14 | 120 | 37 |  | Fixed | Roof
NJSTRE1545383943 | NJSRRE1542527829 | Transition Incentive Program | Carteret | 7008 | 11 | 8.63 | Residential | Yes | Behind the Meter | Behind the Meter |  | None | Pro Custom Solar dba Momentum Solar | PSE&G | Eligible for TI Program | 2019-10-11 | 2019-10-15 | 2021-10-30 | LG ELECTRONICS | LG 345N1C-V5 | Solar Panels |  | 0.345 | 4 | 294 | 20 |  | Fixed | Roof
NJSTRE1545383897 | NJSRRE1543066057 | Transition Incentive Program | PENNSAUKEN | 8110 | 14 | 9.45 | Residential | Yes | Behind the Meter | Net-metered residential rooftop and canopy |  | None | Vivint Solar Developer, LLC | PSE&G | Accepted | 2019-11-12 | 2019-11-14 | 2021-10-30 | Hanwha | Q.PEAK BLK-G5 315 | Solar Panels |  | 0.315 | 3 | 58 | 14 |  | Fixed | Roof
NJSTRE1545383897 | NJSRRE1543066057 | Transition Incentive Program | PENNSAUKEN | 8110 | 14 | 9.45 | Residential | Yes | Behind the Meter | Net-metered residential rooftop and canopy |  | None | Vivint Solar Developer, LLC | PSE&G | Accepted | 2019-11-12 | 2019-11-14 | 2021-10-30 | Hanwha | Q.PEAK BLK-G5 315 | Solar Panels |  | 0.315 | 4 | 328 | 36 |  | Fixed | Roof
NJSTRE1545383902 | NJSRRE1542544005 | Transition Incentive Program | LONG BRANCH | 7740 | 17 | 7.25 | Residential | Yes | Behind the Meter | Net-metered residential rooftop and canopy |  | None | Vivint Solar Developer, LLC | JCP&L | Accepted | 2019-10-15 | 2019-10-17 | 2021-10-30 | Hanwha Solar | Q.PEAK BLK-G5 315 | Solar Panels |  | 0.315 | 8 | 137 | 27 |  | Fixed | Roof
NJSTRE1545383909 | NJSRRE1543065468 | Transition Incentive Program | Newark | 7106 | 9 | 2.61 | Residential | Yes | Behind the Meter | Net-metered residential rooftop and canopy |  | None | Sunrun Installation Services, Inc. | PSE&G | Accepted | 2019-11-11 | 2019-11-13 | 2021-10-30 | REC Solar | REC290TP2 BLK | Solar Panels |  | 0.29 | 7 | 291 | 37 |  | Fixed | Roof
NJSTRE1545383914 | NJSRRE1543242141 | Transition Incentive Program | CLARKSBORO | 8020 | 15 | 17.64 | Residential | Yes | Behind the Meter | Net-metered residential rooftop and canopy |  | None | Vivint Solar Developer, LLC | AC Electric | Accepted | 2019-11-14 | 2019-11-18 | 2021-10-30 | HANWHA SOLAR | Q.PEAK BLK-G5 315 | Solar Panels |  | 0.315 | 16 | 331 | 32 |  | Fixed | Roof
NJSTRE1545383914 | NJSRRE1543242141 | Transition Incentive Program | CLARKSBORO | 8020 | 15 | 17.64 | Residential | Yes | Behind the Meter | Net-metered residential rooftop and canopy |  | None | Vivint Solar Developer, LLC | AC Electric | Accepted | 2019-11-14 | 2019-11-18 | 2021-10-30 | HANWHA SOLAR | Q.PEAK BLK-G5 315 | Solar Panels |  | 0.315 | 9 | 241 | 28 |  | Fixed | Roof
NJSTRE1545383918 | NJSRRE1542443600 | Transition Incentive Program | mays landing | 8330 | 19 | 9.81 | Residential | Yes | Behind the Meter | Net-metered residential rooftop and canopy |  | None | Vision Solar LLC | AC Electric | Accepted | 2019-09-26 | 2019-09-30 | 2021-10-30 | sunpower | e20-327-e-ac | Solar Panels |  | 0.327 | 9 | 202 | 20 |  | Fixed | Roof
NJSTRE1545383923 | NJSRRE1542842273 | Transition Incentive Program | Howell Township | 7731 | 17 | 11.22 | Residential | No | Behind the Meter | Behind the Meter |  | None | Green Power Energy | JCP&L | Eligible for TI Program | 2019-10-31 | 2019-11-04 | 2021-10-30 | Panasonic | VBHN330SA17 | Solar Panels |  | 0.33 | 5 | 256 | 18 |  | Fixed | Roof
NJSTRE1545383928 | NJSRRE1542431658 | Transition Incentive Program | Franklin Township | 8823 | 5 | 8.58 | Residential | No | Behind the Meter | Behind the Meter |  | None | Sunrun Installation Services, Inc. | PSE&G | Eligible for TI Program | 2019-09-24 | 2019-09-26 | 2021-10-30 | LG Electronics | LG330N1C-A5 | Solar Panels |  | 0.33 | 12 | 132 | 34 |  | Fixed | Roof
NJSTRE1545383934 | NJSRRE1542461537 | Transition Incentive Program | West Orange | 7052 | 9 | 7.59 | Residential | Yes | Behind the Meter | Behind the Meter |  | None | Pro Custom Solar dba Momentum Solar | PSE&G | Eligible for TI Program | 2019-09-30 | 2019-10-02 | 2021-10-30 | LG ELECTRONCIS | LG 345N1C-V5 | Solar Panels |  | 0.345 | 10 | 116 | 31 |  | Fixed | Roof
NJSTRE1545383944 | NJSRRE1542521727 | Transition Incentive Program | TENAFLY BORO | 7670 | 7 | 14.21 | Residential | Yes | Behind the Meter | Behind the Meter |  | None | Sunrun Installation Services, Inc. | PSE&G | Eligible for TI Program | 2019-10-09 | 2019-10-11 | 2021-10-30 | REC Solar | REC290TP2 BLK | Solar Panels |  | 0.29 | 23 | 355 | 27 |  | Fixed | Roof
NJSTRE1545383945 | NJSRRE1542573028 | Transition Incentive Program | MICKLETON | 8056 | 15 | 18.27 | Residential | Yes | Behind the Meter | Net-metered residential rooftop and canopy |  | None | Vivint Solar Developer, LLC | AC Electric | Final As-Built Received | 2019-10-21 | 2019-10-23 | 2021-10-30 | Hanwha | Q.PEAK BLK-G5 315 | Solar Panels |  | 0.315 | 9 | 252 | 39 |  | Fixed | Roof
NJSTRE1545383850 | NJSRRE1543060833 | Transition Incentive Program | Linden | 7036 | 10 | 4.1 | Residential | Yes | Behind the Meter | Behind the Meter |  | None | Pro Custom Solar dba Momentum Solar | PSE&G | Eligible for TI Program | 2019-11-08 | 2019-11-13 | 2021-10-30 | Hanwha | Q.Peak DUO BLK-G5 315 | Solar Panels |  | 0.315 | 6 | 279 | 43 |  | Fixed | Roof
NJSTRE1545383856 | NJSRRE1542544368 | Transition Incentive Program | MANVILLE | 8835 | 5 | 8.82 | Residential | Yes | Behind the Meter | Net-metered residential rooftop and canopy |  | None | Vivint Solar Developer, LLC | PSE&G | Accepted | 2019-10-15 | 2019-10-17 | 2021-10-30 | HANWHA SOLAR | Q.PEAK BLK-G5 315 | Solar Panels |  | 0.315 | 12 | 185 | 21 |  | Fixed | Roof
NJSTRE1545383856 | NJSRRE1542544368 | Transition Incentive Program | MANVILLE | 8835 | 5 | 8.82 | Residential | Yes | Behind the Meter | Net-metered residential rooftop and canopy |  | None | Vivint Solar Developer, LLC | PSE&G | Accepted | 2019-10-15 | 2019-10-17 | 2021-10-30 | HANWHA SOLAR | Q.PEAK BLK-G5 315 | Solar Panels |  | 0.315 | 13 | 5 | 21 |  | Fixed | Roof
NJSTRE1545383861 | NJSRRE1542440544 | Transition Incentive Program | East Brunswick | 8816 | 11 | 13.46 | Residential | Yes | Behind the Meter | Behind the Meter |  | None | Pro Custom Solar dba Momentum Solar | PSE&G | Eligible for TI Program | 2019-09-25 | 2019-09-27 | 2021-10-30 | LG ELECTRONICS | LG 345N1C-V5 | Solar Panels |  | 0.345 | 4 | 219 | 10 |  | Fixed | Roof
NJSTRE1545383861 | NJSRRE1542440544 | Transition Incentive Program | East Brunswick | 8816 | 11 | 13.46 | Residential | Yes | Behind the Meter | Behind the Meter |  | None | Pro Custom Solar dba Momentum Solar | PSE&G | Eligible for TI Program | 2019-09-25 | 2019-09-27 | 2021-10-30 | LG ELECTRONICS | LG 345N1C-V5 | Solar Panels |  | 0.345 | 10 | 220 | 17 |  | Fixed | Roof
NJSTRE1545383865 | NJSRRE1542544485 | Transition Incentive Program | Pleasantville | 8232 | 19 | 8.99 | Residential | Yes | Behind the Meter | Behind the Meter |  | None | Sunrun Installation Services, Inc. | AC Electric | Eligible for TI Program | 2019-10-15 | 2019-10-17 | 2021-10-30 | REC Solar | REC290TP2 BLK | Solar Panels |  | 0.29 | 21 | 227 | 23 |  | Fixed | Roof
NJSTRE1545383870 | NJSRRE1542883182 | Transition Incentive Program | North Brunswick Township | 8902 | 11 | 11.03 | Residential | Yes | Behind the Meter | Net-metered residential rooftop and canopy |  | None | Vivint Solar Developer, LLC | PSE&G | Accepted | 2019-11-01 | 2019-11-05 | 2021-10-30 | HANWHA SOLAR | Q.PEAK BLK-G5 315 | Solar Panels |  | 0.315 | 11 | 218 | 19 |  | Fixed | Roof
NJSTRE1545383870 | NJSRRE1542883182 | Transition Incentive Program | North Brunswick Township | 8902 | 11 | 11.03 | Residential | Yes | Behind the Meter | Net-metered residential rooftop and canopy |  | None | Vivint Solar Developer, LLC | PSE&G | Accepted | 2019-11-01 | 2019-11-05 | 2021-10-30 | HANWHA SOLAR | Q.PEAK BLK-G5 315 | Solar Panels |  | 0.315 | 16 | 38 | 19 |  | Fixed | Roof
NJSTRE1545383873 | NJSRRE1542800548 | Transition Incentive Program | Sussex | 7461 | 1 | 8.7 | Residential | Yes | Behind the Meter | Behind the Meter |  | None | Sunrun Installation Services, Inc. | JCP&L | Eligible for TI Program | 2019-10-30 | 2019-11-01 | 2021-10-30 | REC Solar | REC290TP2 BLK | Solar Panels |  | 0.29 | 21 | 221 | 18 |  | Fixed | Roof
NJSTRE1545383878 | NJSRRE1542519201 | Transition Incentive Program | Guttenberg | 7093 | 8 | 13.08 | Residential | Yes | Behind the Meter | Net-metered residential rooftop and canopy |  | None | SunPower Corporation, Systems | PSE&G | Accepted |  | 2019-10-11 | 2021-10-30 | SUNPOWER | SPR-E20-327-E-AC | Solar Panels |  | 0.327 | 15 | 212 | 35 |  | Fixed | Roof
NJSTRE1545383884 | NJSRRE1543037641 | Transition Incentive Program | Old Bridge Township | 8857 | 11 | 17.82 | Residential | No | Behind the Meter | Behind the Meter |  | None | Sunrun Installation Services, Inc. | JCP&L | Eligible for TI Program | 2019-11-05 | 2019-11-08 | 2021-10-30 | LG Electronics | LG330N1C-A5 | Solar Panels |  | 0.33 | 21 | 73 | 34 |  | Fixed | Roof
NJSTRE1545612763 |  | Transition Incentive Program | North Brunswick | 8902 | 11 | 6.3 | Residential | No | Behind the Meter | Net-metered residential rooftop and canopy |  | None | Suntuity Solar LLC | PSE&G | Accepted | 2020-09-18 | 2020-09-22 | 2021-10-30 | Enphase Energy | IQ7-60-2-US | Inverters | 240 |  | 20 |  |  | 0.97 |  | Outdoor | Behind the PV Modules
NJSTRE1545383923 | NJSRRE1542842273 | Transition Incentive Program | Howell Township | 7731 | 17 | 11.22 | Residential | No | Behind the Meter | Behind the Meter |  | None | Green Power Energy | JCP&L | Eligible for TI Program | 2019-10-31 | 2019-11-04 | 2021-10-30 | Panasonic | VBHN330SA17 | Solar Panels |  | 0.33 | 10 | 166 | 23 |  | Fixed | Roof
NJSTRE1545383925 | NJSRRE1543065252 | Transition Incentive Program | Englewood | 7631 | 7 | 13.86 | Residential | Yes | Behind the Meter | Behind the Meter |  | None | Trinity Solar | PSE&G | Eligible for TI Program | 2019-11-11 | 2019-11-13 | 2021-10-30 | Hanwha 315 | Q.PEAK DUO BLK-G5 315 | Solar Panels |  | 0.315 | 22 | 105 | 41 |  | Fixed | Roof
NJSTRE1545383932 | NJSRRE1542687320 | Transition Incentive Program | Mount Holly | 8060 | 13 | 6.93 | Residential | No | Behind the Meter | Behind the Meter |  | None | Green Power energy | PSE&G | Eligible for TI Program | 2019-10-29 | 2019-10-31 | 2021-10-30 | Hanwha | Q.PEAK DUO BLK-G5 315 | Solar Panels |  | 0.315 | 22 | 105 | 30 |  | Fixed | Roof
NJSTRE1545383945 | NJSRRE1542573028 | Transition Incentive Program | MICKLETON | 8056 | 15 | 18.27 | Residential | Yes | Behind the Meter | Net-metered residential rooftop and canopy |  | None | Vivint Solar Developer, LLC | AC Electric | Final As-Built Received | 2019-10-21 | 2019-10-23 | 2021-10-30 | Hanwha | Q.PEAK BLK-G5 315 | Solar Panels |  | 0.315 | 4 | 252 | 32 |  | Fixed | Roof
NJSTRE1545383946 | NJSRRE1542428592 | Transition Incentive Program | Cherry Hill | 8002 | 14 | 5.04 | Residential | Yes | Behind the Meter | Net-metered residential rooftop and canopy |  | None | Vivint Solar Developer, LLC | PSE&G | Accepted | 2019-09-23 | 2019-09-25 | 2021-10-30 | Hanwha | Q.PEAK DUO BLK-G5 315w | Solar Panels |  | 0.315 | 12 | 113 | 28 |  | Fixed | Roof
NJSTRE1545383964 | NJSRRE1542884823 | Transition Incentive Program | GLEN ROCK | 7452 | 7 | 8.51 | Residential | Yes | Behind the Meter | Net-metered residential rooftop and canopy |  | None | Vivint Solar Developer, LLC | PSE&G | Accepted | 2019-11-01 | 2019-11-05 | 2021-10-30 | HANWHA SOLAR | Q.PEAK BLK-G5 315 | Solar Panels |  | 0.315 | 19 | 162 | 25 |  | Fixed | Roof
NJSTRE1545383966 | NJSRRE1543315321 | Transition Incentive Program | ROSELLE | 7203 | 10 | 5.99 | Residential | Yes | Behind the Meter | Net-metered residential rooftop and canopy |  | None | Vivint Solar Developer, LLC | PSE&G | Accepted | 2019-11-19 | 2019-11-19 | 2021-10-30 | HANWHA SOLAR | Q.PEAK BLK-G5 315 | Solar Panels |  | 0.315 | 14 | 168 | 35 |  | Fixed | Roof
NJSTRE1545383968 | NJSRRE1543417671 | Transition Incentive Program | Clementon | 8021 | 14 | 14.81 | Residential | Yes | Behind the Meter | Net-metered residential rooftop and canopy |  | None | Vivint Solar Developer, LLC | AC Electric | Accepted | 2019-11-18 | 2019-11-20 | 2021-10-30 | Hanwha | Q.PEAK BLK-G5 315 | Solar Panels |  | 0.315 | 9 | 30 | 14 |  | Fixed | Roof
NJSTRE1545383972 | NJSRRE1542441092 | Transition Incentive Program | OLD BRIDGE | 8857 | 11 | 3.15 | Residential | Yes | Behind the Meter | Net-metered residential rooftop and canopy |  | None | Vivint Solar Developer, LLC | JCP&L | Accepted | 2019-09-26 | 2019-09-27 | 2021-10-30 | Hanwha Solar | Q.PEAK BLK-G5 315 | Solar Panels |  | 0.315 | 3 | 274 | 16 |  | Fixed | Roof
NJSTRE1545383984 | NJSRRE1542553201 | Transition Incentive Program | Newfield | 8344 | 15 | 6.3 | Residential | Yes | Behind the Meter | Behind the Meter |  | None | Trinity Solar | AC Electric | Eligible for TI Program | 2019-10-17 | 2019-10-21 | 2021-10-30 | Hanwha | Q.PEAK DUO BLK-G5 315 | Solar Panels |  | 0.315 | 20 | 191 | 23 |  | Fixed | Roof
NJSTRE1545383988 | NJSRRE1542548467 | Transition Incentive Program | PATERSON CITY | 7514 | 6 | 4.35 | Residential | No | Behind the Meter | Behind the Meter |  | None | Sunrun Installation Services, Inc. | PSE&G | Eligible for TI Program | 2019-10-16 | 2019-10-18 | 2021-10-30 | REC Solar | REC290TP2 BLK | Solar Panels |  | 0.29 | 15 | 187 | 37 |  | Fixed | Roof
NJSTRE1545384003 | NJSRRE1542422845 | Transition Incentive Program | South Dennis | 8210 | 21 | 12.18 | Residential | Yes | Behind the Meter | Behind the Meter |  | None | Sunrun Installation Services, Inc. | AC Electric | Eligible for TI Program | 2019-09-19 | 2019-09-23 | 2021-10-30 | REC Solar | REC290TP2 BLK | Solar Panels |  | 0.29 | 13 | 5 | 27 |  | Fixed | Roof
NJSTRE1545383947 | NJSRRE1542445096 | Transition Incentive Program | Camden City | 8102 | 14 | 5.12 | Residential | Yes | Behind the Meter | Behind the Meter |  | None | Skyline Solar, LLC | PSE&G | Eligible for TI Program | 2019-09-26 | 2019-09-30 | 2021-10-30 | Hanwha Q-Cells | Q.PEAK DUO-G5 320 | Solar Panels |  | 0.32 | 16 | 92 | 10 |  | Fixed | Roof
NJSTRE1545383949 | NJSRRE1542443609 | Transition Incentive Program | Colts Neck | 7722 | 17 | 14.15 | Residential | Yes | Behind the Meter | Behind the Meter |  | RECO | Pro Custom Solar dba Momentum Solar | JCP&L | Eligible for TI Program | 2019-09-26 | 2019-09-30 | 2021-10-30 | LG ELECTRONICS | LG 345N1C-V5 | Solar Panels |  | 0.345 | 25 | 80 | 36 |  | Fixed | Roof
NJSTRE1545383954 | NJSRRE1542683686 | Transition Incentive Program | Vineland | 8360 | 20 | 6.6 | Residential | No | Behind the Meter | Net-metered residential rooftop and canopy |  | None | Bright Planet Solar | Vineland Muni Electric | Accepted |  | 2019-10-29 | 2021-10-30 | Hanwha Q-Cells | Q.PEAK-G4.1 300W | Solar Panels |  | 0.3 | 22 | 93 | 23 |  | Fixed | Roof
NJSTRE1545383967 | NJSRRE1542576117 | Transition Incentive Program | Bergenfield | 7621 | 7 | 12.76 | Residential | Yes | Behind the Meter | Behind the Meter |  | None | Sunrun Installation Services, Inc. | PSE&G | Eligible for TI Program | 2019-10-22 | 2019-10-24 | 2021-10-30 | REC Solar | REC290TP2 BLK | Solar Panels |  | 0.29 | 30 | 96 | 34 |  | Fixed | Roof
NJSTRE1545383973 | NJSRRE1542581402 | Transition Incentive Program | Freehold | 7728 | 17 | 5.67 | Residential | Yes | Behind the Meter | Behind the Meter |  | None | Pro Custom Solar dba Momentum Solar | JCP&L | Eligible for TI Program | 2019-10-24 | 2019-10-28 | 2021-10-30 | Hanwha | Q.Peak DUO BLK-G5 315 | Solar Panels |  | 0.315 | 18 | 224 | 30 |  | Fixed | Roof
NJSTRE1545383981 | NJSRRE1542967042 | Transition Incentive Program | Tabernacle | 8088 | 13 | 26.66 | Residential | Yes | Behind the Meter | Behind the Meter |  | None | All Season Solar | AC Electric | Eligible for TI Program | 2019-11-05 | 2019-11-07 | 2021-10-30 | Trina | TSM DD05H.05II 310W AUG 2019 | Solar Panels |  | 0.31 | 17 | 243 | 23 |  | Fixed | Roof
NJSTRE1545383994 | NJSRRE1542425606 | Transition Incentive Program | Little Ferry | 7643 | 7 | 6.03 | Residential | Yes | Behind the Meter | Behind the Meter |  | RECO | Pro Custom Solar dba Momentum Solar | PSE&G | Eligible for TI Program | 2019-09-20 | 2019-09-24 | 2021-10-30 | LG ELECTRONICS | LG 335N1C-V5 | Solar Panels |  | 0.335 | 18 | 227 | 38 |  | Fixed | Roof
NJSTRE1545384000 | NJSRRE1542583123 | Transition Incentive Program | Pennsauken | 8110 | 14 | 7.25 | Residential | Yes | Behind the Meter | Net-metered residential rooftop and canopy |  | None | Vivint Solar Developer, LLC | PSE&G | Accepted | 2019-10-25 | 2019-10-28 | 2021-10-30 | Hanwha Solar | Q.PEAK DUO BLK-G5 315 | Solar Panels |  | 0.315 | 8 | 57 | 18 |  | Fixed | Roof
NJSTRE1545384000 | NJSRRE1542583123 | Transition Incentive Program | Pennsauken | 8110 | 14 | 7.25 | Residential | Yes | Behind the Meter | Net-metered residential rooftop and canopy |  | None | Vivint Solar Developer, LLC | PSE&G | Accepted | 2019-10-25 | 2019-10-28 | 2021-10-30 | Hanwha Solar | Q.PEAK DUO BLK-G5 315 | Solar Panels |  | 0.315 | 3 | 237 | 38 |  | Fixed | Roof
NJSTRE1545384016 | NJSRRE1542431414 | Transition Incentive Program | Clifton | 7012 | 6 | 7.88 | Residential | Yes | Behind the Meter | Net-metered residential rooftop and canopy |  | None | Vivint Solar Developer, LLC | PSE&G | Accepted | 2019-09-24 | 2019-09-26 | 2021-10-30 | HANWHA SOLAR | Q.PEAK BLK-G5 315 | Solar Panels |  | 0.315 | 7 | 222 | 31 |  | Fixed | Roof
NJSTRE1545384017 | NJSRRE1543060848 | Transition Incentive Program | HILLSIDE | 7205 | 10 | 18.27 | Residential | Yes | Behind the Meter | Net-metered residential rooftop and canopy |  | None | Vivint Solar Developer, LLC | PSE&G | Accepted | 2019-11-08 | 2019-11-13 | 2021-10-30 | Hanwha | Q.PEAK BLK-G5 315 | Solar Panels |  | 0.315 | 9 | 357 | 24 |  | Fixed | Roof
NJSTRE1545384029 | NJSRRE1543065531 | Transition Incentive Program | Willingboro | 8046 | 13 | 7.56 | Residential | Yes | Behind the Meter | Behind the Meter |  | None | Pro Custom Solar dba Momentum Solar | PSE&G | Eligible for TI Program | 2019-11-11 | 2019-11-13 | 2021-10-30 | Hanwha | Q.Peak DUO BLK-G5 315 | Solar Panels |  | 0.315 | 24 | 197 | 26 |  | Fixed | Roof
NJSTRE1545383943 | NJSRRE1542527829 | Transition Incentive Program | Carteret | 7008 | 11 | 8.63 | Residential | Yes | Behind the Meter | Behind the Meter |  | None | Pro Custom Solar dba Momentum Solar | PSE&G | Eligible for TI Program | 2019-10-11 | 2019-10-15 | 2021-10-30 | LG ELECTRONICS | LG 345N1C-V5 | Solar Panels |  | 0.345 | 5 | 204 | 21 |  | Fixed | Roof
NJSTRE1545383945 | NJSRRE1542573028 | Transition Incentive Program | MICKLETON | 8056 | 15 | 18.27 | Residential | Yes | Behind the Meter | Net-metered residential rooftop and canopy |  | None | Vivint Solar Developer, LLC | AC Electric | Final As-Built Received | 2019-10-21 | 2019-10-23 | 2021-10-30 | Hanwha | Q.PEAK BLK-G5 315 | Solar Panels |  | 0.315 | 6 | 162 | 40 |  | Fixed | Roof
NJSTRE1545383945 | NJSRRE1542573028 | Transition Incentive Program | MICKLETON | 8056 | 15 | 18.27 | Residential | Yes | Behind the Meter | Net-metered residential rooftop and canopy |  | None | Vivint Solar Developer, LLC | AC Electric | Final As-Built Received | 2019-10-21 | 2019-10-23 | 2021-10-30 | Hanwha | Q.PEAK BLK-G5 315 | Solar Panels |  | 0.315 | 7 | 72 | 32 |  | Fixed | Roof
NJSTRE1545383965 | NJSRRE1542425689 | Transition Incentive Program | Clementon | 8021 | 14 | 10.4 | Residential | Yes | Behind the Meter | Net-metered residential rooftop and canopy |  | None | Vivint Solar Developer, LLC | AC Electric | Accepted | 2019-09-20 | 2019-09-24 | 2021-10-30 | Hanwha | Q.PEAK BLK-G5 315 | Solar Panels |  | 0.315 | 15 | 113 | 27 |  | Fixed | Roof
NJSTRE1545383965 | NJSRRE1542425689 | Transition Incentive Program | Clementon | 8021 | 14 | 10.4 | Residential | Yes | Behind the Meter | Net-metered residential rooftop and canopy |  | None | Vivint Solar Developer, LLC | AC Electric | Accepted | 2019-09-20 | 2019-09-24 | 2021-10-30 | Hanwha | Q.PEAK BLK-G5 315 | Solar Panels |  | 0.315 | 13 | 293 | 27 |  | Fixed | Roof
NJSTRE1545383982 | NJSRRE1542515383 | Transition Incentive Program | Little Egg Harbor Township | 8087 | 18 | 17.82 | Residential | No | Behind the Meter | Net-metered residential rooftop and canopy |  | None | Whitman Construction, LLC | AC Electric | Final As-Built Received | 2019-10-14 | 2019-10-14 | 2021-10-30 | Panasonic | VBHN330SA16 | Solar Panels |  | 0.33 | 23 | 194 | 17 |  | Fixed | Roof
NJSTRE1545383997 | NJSRRE1542685470 | Transition Incentive Program | Fair Lawn | 7410 | 7 | 4.35 | Residential | Yes | Behind the Meter | Behind the Meter |  | None | Sunrun Installation Services, Inc. | PSE&G | Eligible for TI Program | 2019-10-28 | 2019-10-31 | 2021-10-30 | REC Solar | REC290TP2 BLK | Solar Panels |  | 0.29 | 15 | 69 | 23 |  | Fixed | Roof
NJSTRE1545384002 | NJSRRE1542541838 | Transition Incentive Program | Union | 7083 | 10 | 5.1 | Residential | No | Behind the Meter | Behind the Meter |  | None | Green Power Energy | PSE&G | Eligible for TI Program | 2019-10-14 | 2019-10-17 | 2021-10-30 | Panasonic | VBHN340SA17 | Solar Panels |  | 0.34 | 9 | 235 | 20 |  | Fixed | Roof
NJSTRE1545384002 | NJSRRE1542541838 | Transition Incentive Program | Union | 7083 | 10 | 5.1 | Residential | No | Behind the Meter | Behind the Meter |  | None | Green Power Energy | PSE&G | Eligible for TI Program | 2019-10-14 | 2019-10-17 | 2021-10-30 | Panasonic | VBHN340SA17 | Solar Panels |  | 0.34 | 6 | 145 | 20 |  | Fixed | Roof
NJSTRE1545384013 | NJSRRE1542850427 | Transition Incentive Program | NEWFOUNDLAND | 7435 | 6 | 5.67 | Residential | Yes | Behind the Meter | Net-metered residential rooftop and canopy |  | None | Vivint Solar Developer, LLC | JCP&L | Accepted | 2019-10-31 | 2019-11-04 | 2021-10-30 | HANWHA SOLAR | Q.PEAK BLK-G5 315 | Solar Panels |  | 0.315 | 18 | 224 | 36 |  | Fixed | Roof
NJSTRE1545384018 | NJSRRE1542423314 | Transition Incentive Program | Bridgewater | 8807 | 5 | 11.34 | Residential | Yes | Behind the Meter | Net-metered residential rooftop and canopy |  | None | Vivint Solar Developer, LLC | PSE&G | Accepted | 2019-09-19 | 2019-09-24 | 2021-10-30 | Hanwha | Q.PEAK BLK-G5 315 | Solar Panels |  | 0.315 | 10 | 55 | 30 |  | Fixed | Roof
NJSTRE1545384018 | NJSRRE1542423314 | Transition Incentive Program | Bridgewater | 8807 | 5 | 11.34 | Residential | Yes | Behind the Meter | Net-metered residential rooftop and canopy |  | None | Vivint Solar Developer, LLC | PSE&G | Accepted | 2019-09-19 | 2019-09-24 | 2021-10-30 | Hanwha | Q.PEAK BLK-G5 315 | Solar Panels |  | 0.315 | 6 | 55 | 30 |  | Fixed | Roof
NJSTRE1545612927 |  | Transition Incentive Program | Edison | 8820 | 11 | 12.2 | Residential | Yes | Behind the Meter | Net-metered residential rooftop and canopy |  | None | Sunrun, Inc. | PSE&G | Accepted | 2020-09-18 | 2020-09-22 | 2021-10-30 | Enphase Energy | IQ7-60-x-US (240V) | Inverters | 240 |  | 40 |  |  | 0.96 |  | Outdoor | Rooftop
NJSTRE1545612928 |  | Transition Incentive Program | BARNEGAT | 8005 | 18 | 9.1 | Residential | Yes | Behind the Meter | Net-metered residential rooftop and canopy |  | None | Vivint Solar Developer, LLC | AC Electric | Accepted | 2020-09-22 | 2020-09-22 | 2021-10-30 | Solar Edge | SE7600H-US | Inverters | 7600 |  | 1 |  |  | 0.992 |  | Outdoor | Near the Utility Meter
NJSTRE1545613238 |  | Transition Incentive Program | West Caldwell | 7006 | 9 | 10.5 | Residential | Yes | Behind the Meter | Net-metered residential rooftop and canopy |  | None | Pro Custom Solar dba Momentum Solar | PSE&G | Accepted | 2020-09-18 | 2020-09-22 | 2021-10-30 | Enphase | IQ7PLUS-72-2-US | Inverters | 290 |  | 30 |  |  | 0.97 |  | Outdoor | Roof
NJSTRE1545613251 |  | Transition Incentive Program | Wallington | 7057 | 7 | 5.6 | Residential | Yes | Behind the Meter | Net-metered residential rooftop and canopy |  | None | Pro Custom Solar dba Momentum Solar | PSE&G | Accepted | 2020-09-18 | 2020-09-22 | 2021-10-30 | Enphase | IQ7PLUS-72-2-US | Inverters | 290 |  | 16 |  |  | 0.97 |  | Outdoor | Roof
NJSTRE1545613255 |  | Transition Incentive Program | Millville | 8332 | 20 | 14.08 | Residential | Yes | Behind the Meter | Net-metered residential rooftop and canopy |  | None | RCL Enterprises Inc. | AC Electric | Accepted | 2020-09-18 | 2020-09-22 | 2021-10-30 | enphase | iq7 | Inverters | 240 |  | 44 |  |  | 0.96 |  | Outdoor | under panels
NJSTRE1545613529 |  | Transition Incentive Program | North Bergen Twp | 7047 | 8 | 6.2 | Residential | Yes | Behind the Meter | Net-metered residential rooftop and canopy |  | None | Freedom Forever New Jersey, LLC | PSE&G | Accepted | 2020-09-23 | 2020-09-23 | 2021-10-30 | Solar Edge | SE5000H-US [SI1] RGM | Inverters | 21 |  | 1 |  |  | 0.99 |  | Outdoor | N/A
NJSTRE1545615732 |  | Transition Incentive Program | Washington TWP MER | 8691 | 12 | 15.98 | Residential | Yes | Behind the Meter | Net-metered residential rooftop and canopy |  | None | Tesla Energy Operations Inc. | PSE&G | Accepted | 2020-09-19 | 2020-09-22 | 2021-10-30 | SolarEdge Technologies | SE7600H-US [240V] | Inverters | 7600 |  | 2 |  |  | 0.99 |  | Indoor | Inside
NJSTRE1545616603 |  | Transition Incentive Program | EGG HARBOR CITY | 8215 | 19 | 8.82 | Residential | No | Behind the Meter | Net-metered residential rooftop and canopy |  | None | Suntuity Solar LLC | AC Electric | Accepted | 2020-09-21 | 2020-09-22 | 2021-10-30 | Enphase Energy | IQ7-60-2-US | Inverters | 240 |  | 28 |  |  | 0.97 |  | Outdoor | Behind the PV Modules
NJSTRE1545616625 |  | Transition Incentive Program | Moorestown | 8057 | 13 | 4.36 | Residential | Yes | Behind the Meter | Net-metered residential rooftop and canopy |  | None | Vision Solar LLC | PSE&G | Accepted | 2020-09-21 | 2020-09-23 | 2021-10-30 | ENPHASE | IQ7-60-2-US | Inverters | 0.24 |  | 13 |  |  | 0.96 |  | Other | BEHIND EACH PANEL
NJSTRE1545616639 |  | Transition Incentive Program | Rochelle Park | 7662 | 7 | 9.72 | Residential | Yes | Behind the Meter | Net-metered residential rooftop and canopy |  | None | Trinity Solar | PSE&G | Accepted | 2020-09-21 | 2020-09-22 | 2021-10-30 | solar edge | SE7600 | Inverters | 7600 |  | 1 |  |  | 0.97 |  | Outside | side of home
NJSTRE1545383919 | NJSRRE1542822628 | Transition Incentive Program | Monroe Township | 8831 | 11 | 9.28 | Residential | No | Behind the Meter | Behind the Meter |  | None | Sunrun Installation Services, Inc. | JCP&L | Eligible for TI Program | 2019-10-30 | 2019-11-01 | 2021-10-30 | REC Solar | REC290TP2 BLK | Solar Panels |  | 0.29 | 23 | 121 | 33 |  | Fixed | Roof
NJSTRE1545383922 | NJSRRE1542434146 | Transition Incentive Program | Columbus | 8022 | 13 | 13.3 | Residential | No | Behind the Meter | Net-metered residential rooftop and canopy |  | None | Bahamian Solar Management Group LLC. | PSE&G | Accepted | 2019-09-25 | 2019-09-27 | 2021-10-30 | LG | LG350Q1E-A5 | Solar Panels |  | 0.35 | 38 | 162 | 35 |  | Fixed | Roof
NJSTRE1545384005 | NJSRRE1542498352 | Transition Incentive Program | Jersey City | 7307 | 8 | 14.06 | Residential | No | Behind the Meter | Net-metered residential rooftop and canopy |  | None | Ampericon | PSE&G | Accepted | 2019-10-02 | 2019-10-08 | 2021-10-30 | Silfab | SLA-M-370 | Solar Panels |  | 0.37 | 13 | 26 | 25 |  | Fixed | Roof
NJSTRE1545384010 | NJSRRE1542507863 | Transition Incentive Program | Livingston | 7039 | 9 | 5.87 | Residential | No | Behind the Meter | Behind the Meter |  | None | Pro Custom Solar dba Momentum Solar | PSE&G | Eligible for TI Program | 2019-10-04 | 2019-10-09 | 2021-10-30 | LG ELECTRONICS | LG 345N1C-V5 | Solar Panels |  | 0.345 | 9 | 260 | 12 |  | Fixed | Roof
NJSTRE1545612867 |  | Transition Incentive Program | MANAHAWKIN | 8050 | 18 | 12.35 | Residential | Yes | Behind the Meter | Net-metered residential rooftop and canopy |  | None | Vivint Solar Developer, LLC | AC Electric | Accepted | 2020-09-18 | 2020-09-22 | 2021-10-30 | Solar Edge | SE10000H-US | Inverters | 10000 |  | 1 |  |  | 0.992 |  | Outdoor | Near the Utility Meter
NJSTRE1545613077 |  | Transition Incentive Program | Clayton | 8312 | 15 | 6.18 | Residential | No | Behind the Meter | Net-metered residential rooftop and canopy |  | None | EMT Renewables | AC Electric | Accepted | 2020-09-18 | 2020-09-22 | 2021-10-30 | Enphase | IQ7+-72-2-US | Inverters | 290 |  | 19 |  |  | 0.97 |  | Outside | under panels
NJSTRE1545613069 |  | Transition Incentive Program | MAPLE SHADE | 8052 | 13 | 6.5 | Residential | Yes | Behind the Meter | Net-metered residential rooftop and canopy |  | None | Vivint Solar Developer, LLC | PSE&G | Accepted | 2020-09-18 | 2020-09-22 | 2021-10-30 | Solar Edge | SE7600H-US | Inverters | 7600 |  | 1 |  |  | 0.992 |  | Outdoor | Near the Utility Meter
NJSTRE1545613101 |  | Transition Incentive Program | PENNSAUKEN | 8110 | 14 | 11.7 | Residential | Yes | Behind the Meter | Net-metered residential rooftop and canopy |  | None | Vivint Solar Developer, LLC | PSE&G | Accepted | 2020-09-22 | 2020-09-22 | 2021-10-30 | Solar Edge | SE7600H-US | Inverters | 7600 |  | 1 |  |  | 0.992 |  | Outdoor | Near the Utility Meter
NJSTRE1545613503 |  | Transition Incentive Program | Highland Park | 8904 | 11 | 4.88 | Residential | Yes | Behind the Meter | Net-metered residential rooftop and canopy |  | None | Vivint Solar Developer, LLC | PSE&G | Accepted | 2020-09-18 | 2020-09-22 | 2021-10-30 | Solar Edge | SE7600H-US | Inverters | 7600 |  | 1 |  |  | 0.992 |  | Outdoor | Near the Utility Meter
NJSTRE1545613856 |  | Transition Incentive Program | Bergenfield | 7621 | 7 | 5.53 | Residential | No | Behind the Meter | Net-metered residential rooftop and canopy |  | None | Vivint Solar Developer, LLC | PSE&G | Accepted | 2020-09-22 | 2020-09-24 | 2021-10-30 | Solar Edge | SE7600H-US | Inverters | 7600 |  | 1 |  |  | 0.992 |  | Outdoor | Near the Utility Meter
NJSTRE1545616604 |  | Transition Incentive Program | Pennsauken Township | 8109 | 14 | 5.67 | Residential | Yes | Behind the Meter | Net-metered residential rooftop and canopy |  | None | Suntuity Solar LLC | PSE&G | Accepted | 2020-09-21 | 2020-09-22 | 2021-10-30 | Enphase Energy | IQ7-60-2-US | Inverters | 240 |  | 18 |  |  | 0.97 |  | Outdoor | Behind the PV Modules
NJSTRE1545616605 |  | Transition Incentive Program | SOMERSET | 8873 | 5 | 10.08 | Residential | No | Behind the Meter | Net-metered residential rooftop and canopy |  | None | Suntuity Solar LLC | PSE&G | Accepted | 2020-09-21 | 2020-09-22 | 2021-10-30 | Enphase Energy | IQ7-60-2-US | Inverters | 240 |  | 32 |  |  | 0.97 |  | Outdoor | Behind the PV Modules
NJSTRE1545616641 |  | Transition Incentive Program | MOORESTOWN | 8057 | 13 | 4.08 | Residential | No | Behind the Meter | Net-metered residential rooftop and canopy |  | None | Trinity Solar | PSE&G | Accepted | 2020-09-21 | 2020-09-23 | 2021-10-30 | Solar Edge | SE3800H-US000BNC4 | Inverters | 3800 |  | 1 |  |  | 0.97 |  | Outdoor | side of home
NJSTRE1545616689 |  | Transition Incentive Program | Mt. Laurel | 8054 | 13 | 16.32 | Residential | No | Behind the Meter | Net-metered residential rooftop and canopy |  | None | Impact Solar LLC | PSE&G | Accepted | 2020-09-21 | 2020-09-22 | 2021-10-30 | SolarEdge | SE7600H-US | Inverters | 7600 |  | 2 |  |  | 0.96 |  | Indoor | garage
NJSTRE1545616747 |  | Transition Incentive Program | Bordentown Twp | 8505 | 13 | 3.72 | Residential | No | Behind the Meter | Net-metered residential rooftop and canopy |  | None | Bright Planet Solar | PSE&G | Accepted | 2020-09-21 | 2020-09-24 | 2021-10-30 | SOLAR EDGE | SE3000H-USRGM | Inverters | 3000 |  | 1 |  |  | 0.98 |  | Outdoor | OUTSIDE
NJSTRE1545612895 |  | Transition Incentive Program | Villas | 8251 | 21 | 7.14 | Residential | Yes | Behind the Meter | Net-metered residential rooftop and canopy |  | None | Trinity Solar | AC Electric | Accepted | 2020-09-18 | 2020-09-24 | 2021-10-30 | Solar Edge | SE6000 | Inverters | 6000 |  | 1 |  |  | 0.97 |  | Outside | side of home
NJSTRE1545613004 |  | Transition Incentive Program | Carneys Point | 8069 | 16 | 5.76 | Residential | Yes | Behind the Meter | Net-metered residential rooftop and canopy |  | None | RCL Enterprises Inc. | AC Electric | Accepted | 2020-09-18 | 2020-09-22 | 2021-10-30 | enphase | iq7 | Inverters | 240 |  | 18 |  |  | 0.96 |  | Outdoor | under panels
NJSTRE1545613135 |  | Transition Incentive Program | Pennsauken | 8110 | 14 | 5.85 | Residential | Yes | Behind the Meter | Net-metered residential rooftop and canopy |  | None | Vivint Solar Developer, LLC | PSE&G | Accepted | 2020-09-18 | 2020-09-22 | 2021-10-30 | Solar Edge | SE3800H-US | Inverters | 3800 |  | 1 |  |  | 0.992 |  | Outdoor | Near the Utility Meter
NJSTRE1545613200 |  | Transition Incentive Program | East Brunswick | 8816 | 11 | 16.32 | Residential | No | Behind the Meter | Net-metered residential rooftop and canopy |  | None | Tesla Energy Operations Inc. | JCP&L | Accepted | 2020-09-18 | 2020-09-22 | 2021-10-30 | SolarEdge Technologies | SE11400H-US [240V] | Inverters | 11400 |  | 1 |  |  | 0.99 |  | Outside | Outside
NJSTRE1545613200 |  | Transition Incentive Program | East Brunswick | 8816 | 11 | 16.32 | Residential | No | Behind the Meter | Net-metered residential rooftop and canopy |  | None | Tesla Energy Operations Inc. | JCP&L | Accepted | 2020-09-18 | 2020-09-22 | 2021-10-30 | SolarEdge Technologies | SE3800H-US [240V] | Inverters | 3800 |  | 1 |  |  | 0.99 |  | Outside | Outside
NJSTRE1545613449 |  | Transition Incentive Program | Raritan | 8869 | 5 | 9.1 | Residential | Yes | Behind the Meter | Net-metered residential rooftop and canopy |  | None | Pro Custom Solar dba Momentum Solar | PSE&G | Accepted | 2020-09-18 | 2020-09-22 | 2021-10-30 | Enphase | IQ7PLUS-72-2-US | Inverters | 290 |  | 26 |  |  | 0.97 |  | Outdoor | Roof
NJSTRE1545613459 |  | Transition Incentive Program | Egg Harbor Township | 8234 | 19 | 7.48 | Residential | Yes | Behind the Meter | Net-metered residential rooftop and canopy |  | None | Sun Up Zero Down | AC Electric | Accepted | 2020-09-18 | 2020-09-22 | 2021-10-30 | enphase | IQ7-60-2-US | Inverters | 240 |  | 23 |  |  | 0.976 |  | Outdoor | behind panel
NJSTRE1545613552 |  | Transition Incentive Program | HACKENSACK | 7601 | 7 | 5.53 | Residential | Yes | Behind the Meter | Net-metered residential rooftop and canopy |  | None | Vivint Solar Developer, LLC | PSE&G | Accepted | 2020-09-24 | 2020-09-25 | 2021-10-30 | Solar Edge | SE3800H-US | Inverters | 3800 |  | 1 |  |  | 0.992 |  | Outdoor | Near the Utility Meter
NJSTRE1545615726 |  | Transition Incentive Program | PITMAN | 8071 | 15 | 4.88 | Residential | Yes | Behind the Meter | Net-metered residential rooftop and canopy |  | None | Vivint Solar Developer, LLC | AC Electric | Accepted | 2020-09-21 | 2020-09-22 | 2021-10-30 | Solar Edge | SE3800H-US | Inverters | 3800 |  | 1 |  |  | 0.992 |  | Outdoor | Near the Utility Meter
NJSTRE1545616270 |  | Transition Incentive Program | Pennsauken TWP | 8110 | 14 | 5.76 | Residential | Yes | Behind the Meter | Net-metered residential rooftop and canopy |  | None | Sunbound Solar | PSE&G | Accepted | 2020-09-20 | 2020-09-23 | 2021-10-30 | Enphase | IQ7-60-2-US MICROINVERTER | Inverters | 240 |  | 18 |  |  | 0.987 |  | Outdoor | Under module
NJSTRE1545616606 |  | Transition Incentive Program | BLACKWOOD | 8012 | 14 | 10.71 | Residential | Yes | Behind the Meter | Net-metered residential rooftop and canopy |  | None | Suntuity Solar LLC | PSE&G | Accepted | 2020-09-21 | 2020-09-22 | 2021-10-30 | Enphase Energy | IQ7-60-2-US | Inverters | 240 |  | 34 |  |  | 0.97 |  | Outdoor | Behind the PV Modules
NJSTRE1545383916 | NJSRRE1542519009 | Transition Incentive Program | New Egypt | 8533 | 18 | 6.62 | Residential | Yes | Behind the Meter | Behind the Meter |  | None | Trinity Solar | JCP&L | Eligible for TI Program | 2019-10-09 | 2019-10-11 | 2021-10-30 | Hanwha 315 | Q.PEAK DUO BLK-G5 315 | Solar Panels |  | 0.315 | 2 | 142 | 5 |  | Fixed | Roof
NJSTRE1545383917 | NJSRRE1542448264 | Transition Incentive Program | Waterford Works | 8089 | 14 | 16.42 | Residential | Yes | Behind the Meter | Net-metered residential ground mount |  | None | Pro Custom Solar dba Momentum Solar | AC Electric | Final As-Built Received | 2019-09-27 | 2019-10-01 | 2021-10-30 | LG ELECTRONICS | LG 345N1C-V5 | Solar Panels |  | 0.335 | 20 | 180 | 18 |  | Fixed | Roof
NJSTRE1545612796 |  | Transition Incentive Program | Bridgeton | 8302 | 20 | 7.04 | Residential | Yes | Behind the Meter | Net-metered residential rooftop and canopy |  | None | RCL Enterprises Inc. | AC Electric | Accepted | 2020-09-18 | 2020-09-22 | 2021-10-30 | enphase | iq7 | Inverters | 240 |  | 22 |  |  | 0.96 |  | Outdoor | under panels
NJSTRE1545612856 |  | Transition Incentive Program | Monroe Township | 8831 | 11 | 25.32 | Residential | No | Behind the Meter | Net-metered residential rooftop and canopy |  | None | Sunrun Installation Services, Inc. | JCP&L | Accepted | 2020-09-18 | 2020-09-22 | 2021-10-30 | Enphase Energy | IQ7-60-x-US (240V) | Inverters | 240 |  | 83 |  |  | 0.96 |  | Outdoor | Rooftop
NJSTRE1545612914 |  | Transition Incentive Program | Bound Brook Boro | 8805 | 5 | 12.24 | Residential | Yes | Behind the Meter | Net-metered residential rooftop and canopy |  | None | Tesla Energy Operations Inc. | PSE&G | Accepted | 2020-09-18 | 2020-09-22 | 2021-10-30 | SolarEdge Technologies | SE10000H-US [240V] | Inverters | 10000 |  | 1 |  |  | 0.99 |  | Outside | Outside
NJSTRE1545613015 |  | Transition Incentive Program | South Plainfield | 7080 | 11 | 7.14 | Residential | Yes | Behind the Meter | Net-metered residential rooftop and canopy |  | None | Trinity Solar | PSE&G | Accepted | 2020-09-18 | 2020-09-22 | 2021-10-30 | SOLAR EDGE | SE6000H-US | Inverters | 6000 |  | 1 |  |  | 0.97 |  | Outside | SIDE OF HOME
NJSTRE1545613129 |  | Transition Incentive Program | LODI | 7644 | 7 | 7.15 | Residential | Yes | Behind the Meter | Net-metered residential rooftop and canopy |  | None | Vivint Solar Developer, LLC | PSE&G | Accepted | 2020-09-22 | 2020-09-23 | 2021-10-30 | Solar Edge | SE7600H-US | Inverters | 7600 |  | 1 |  |  | 0.992 |  | Outdoor | Near the Utility Meter
NJSTRE1545613146 |  | Transition Incentive Program | LUMBERTON | 8048 | 13 | 6.18 | Residential | Yes | Behind the Meter | Net-metered residential rooftop and canopy |  | None | Vivint Solar Developer, LLC | PSE&G | Accepted | 2020-09-22 | 2020-09-25 | 2021-10-30 | Solar Edge | SE7600H-US | Inverters | 7600 |  | 1 |  |  | 0.992 |  | Outdoor | Near the Utility Meter
NJSTRE1545613187 |  | Transition Incentive Program | MOUNT EPHRAIM | 8059 | 14 | 9.52 | Residential | Yes | Behind the Meter | Net-metered residential rooftop and canopy |  | None | Trinity Solar | PSE&G | Accepted | 2020-09-18 | 2020-09-22 | 2021-10-30 | Solar Edge | SE7600H-US000BNC4 | Inverters | 7600 |  | 1 |  |  | 0.97 |  | Outdoor | side of home
NJSTRE1545613205 |  | Transition Incentive Program | TOMS RIVER | 8753 | 18 | 11.7 | Residential | Yes | Behind the Meter | Net-metered residential rooftop and canopy |  | None | Vivint Solar Developer, LLC | JCP&L | Accepted | 2020-09-18 | 2020-09-22 | 2021-10-30 | Solar Edge | SE7600H-US | Inverters | 7600 |  | 1 |  |  | 0.992 |  | Outdoor | Near the Utility Meter
NJSTRE1545613453 |  | Transition Incentive Program | Bridgewater TWP | 8807 | 5 | 8.16 | Residential | No | Behind the Meter | Net-metered residential rooftop and canopy |  | None | Tesla Energy Operations Inc. | PSE&G | Accepted | 2020-09-18 | 2020-09-22 | 2021-10-30 | Delta Electronics | M8-TL-US [240V] | Inverters | 7680 |  | 1 |  |  | 0.975 |  | Outside | Outside
NJSTRE1545613845 |  | Transition Incentive Program | UNION | 7083 | 10 | 5.53 | Residential | Yes | Behind the Meter | Net-metered residential rooftop and canopy |  | None | Vivint Solar Developer, LLC | PSE&G | Accepted | 2020-09-22 | 2020-09-23 | 2021-10-30 | Solar Edge | SE3800H-US | Inverters | 3800 |  | 1 |  |  | 0.992 |  | Outdoor | Near the Utility Meter
NJSTRE1545615699 |  | Transition Incentive Program | Newark | 7106 | 9 | 7.37 | Residential | No | Behind the Meter | Net-metered residential rooftop and canopy |  | None | Vision Solar LLC | PSE&G | Accepted | 2020-09-19 | 2020-09-23 | 2021-10-30 | ENPHASE | IQ7-60-2-US | Inverters | 0.24 |  | 22 |  |  | 0.96 |  | Other | BEHIND EACH PANEL
NJSTRE1545616316 |  | Transition Incentive Program | Egg Harbor Township | 8234 | 19 | 8.83 | Residential | Yes | Behind the Meter | Net-metered residential rooftop and canopy |  | None | Fusion Solar Energy LLC | AC Electric | Final As-Built Received | 2020-09-22 | 2020-09-22 | 2021-10-30 | SunPower | Type-E | Inverters | 290 |  | 27 |  |  | 0.96 |  | Outdoor | Integrated
NJSTRE1545616826 |  | Transition Incentive Program | Mullica Hill | 8062 | 15 | 12.03 | Residential | No | Behind the Meter | Net-metered residential rooftop and canopy |  | None | Sunny Corp | AC Electric | Accepted | 2020-09-21 | 2020-09-23 | 2021-10-30 | enphase | envoy | Inverters | 11.655 |  | 37 |  |  | 0.96 |  | Outdoor | rooftop
NJSTRE1545609073 | NJSRRE1544201403 | Transition Incentive Program | Marlboro Township | 7746 | 17 | 39.55 | Residential | No | Behind the Meter | Net-metered residential rooftop and canopy |  | None | Pro Custom Solar dba Momentum Solar | JCP&L | Final As-Built Received | 2020-01-21 | 2020-01-24 | 2021-10-30 | ENPHASE ENERGY | IQ7-60-2-US | Inverters | 240 |  | 113 |  |  | 0.97 |  | Outdoor | ROOF
NJSTRE1545609077 | NJSRRE1544610951 | Transition Incentive Program | PATERSON | 7503 | 6 | 7.37 | Residential | Yes | Behind the Meter | Net-metered residential rooftop and canopy |  | None | Pro Custom Solar dba Momentum Solar | PSE&G | Final As-Built Received | 2020-03-05 | 2020-03-10 | 2021-10-30 | Enphase Energy | IQ6-60-2-US | Inverters | 240 |  | 24 |  |  | 0.97 |  | Outdoor | roof
NJSTRE1545609085 | NJSRRE1544623760 | Transition Incentive Program | Phillipsburg | 8865 | 2 | 10.15 | Residential | Yes | Behind the Meter | Net-metered residential rooftop and canopy |  | None | Pro Custom Solar dba Momentum Solar | JCP&L | Final As-Built Received | 2020-03-10 | 2020-03-16 | 2021-10-30 | Enphase Energy | IQ7PLUS-72-2-US | Inverters | 290 |  | 29 |  |  | 0.97 |  | Outdoor | roof
NJSTRE1545609151 |  | Transition Incentive Program | Carteret | 7008 | 11 | 5.6 | Residential | Yes | Behind the Meter | Net-metered residential rooftop and canopy |  | None | Pro Custom Solar dba Momentum Solar | PSE&G | Accepted | 2020-09-17 | 2020-09-22 | 2021-10-30 | Enphase | IQ7PLUS-72-2-US | Inverters | 290 |  | 16 |  |  | 0.97 |  | Outdoor | Roof
NJSTRE1545610776 |  | Transition Incentive Program | FAIRFIELD | 7004 | 9 | 15.93 | Residential | Yes | Behind the Meter | Net-metered residential rooftop and canopy |  | None | Vivint Solar Developer, LLC | PSE&G | Accepted | 2020-09-21 | 2020-09-22 | 2021-10-30 | Solar Edge | SE3800H-US | Inverters | 3800 |  | 1 |  |  | 0.992 |  | Outdoor | Near the Utility Meter
NJSTRE1545612803 |  | Transition Incentive Program | Brick | 8724 | 18 | 14.43 | Residential | No | Behind the Meter | Net-metered residential rooftop and canopy |  | None | Whitman Construction, LLC | JCP&L | Accepted | 2020-09-18 | 2020-09-22 | 2021-10-30 | ENPHASE ENERGY | IQ7Plus-72-2-us | Inverters | 295 |  | 39 |  |  | 0.975 |  | Outdoor | microinverters located under modules
NJSTRE1545612829 |  | Transition Incentive Program | Montclair Twp | 7043 | 9 | 3.63 | Residential | No | Behind the Meter | Net-metered residential rooftop and canopy |  | None | Green Power Energy | PSE&G | Accepted | 2020-09-18 | 2020-09-22 | 2021-10-30 | SolarEdge | SE7600H-USS3 | Inverters | 7600 |  | 1 |  |  | 0.97 |  | Outside | next to meter
NJSTRE1545612878 |  | Transition Incentive Program | Union beach | 7735 | 17 | 9.18 | Residential | Yes | Behind the Meter | Net-metered residential rooftop and canopy |  | None | Trinity Solar | JCP&L | Accepted | 2020-09-18 | 2020-09-22 | 2021-10-30 | Solar Edge | SE7600 | Inverters | 7600 |  | 1 |  |  | 0.97 |  | Outside | side of home
NJSTRE1545612968 |  | Transition Incentive Program | TOTOWA | 7512 | 6 | 9.1 | Residential | Yes | Behind the Meter | Net-metered residential rooftop and canopy |  | None | Vivint Solar Developer, LLC | PSE&G | Accepted | 2020-09-22 | 2020-09-22 | 2021-10-30 | Solar Edge | SE7600H-US | Inverters | 7600 |  | 1 |  |  | 0.992 |  | Outdoor | Near the Utility Meter
NJSTRE1545613179 |  | Transition Incentive Program | Lanoka Harbor | 8734 | 18 | 4.02 | Residential | No | Behind the Meter | Net-metered residential rooftop and canopy |  | None | Vision Solar LLC | JCP&L | Accepted | 2020-09-18 | 2020-09-23 | 2021-10-30 | ENPHASE | IQ7-60-2-US | Inverters | 0.24 |  | 12 |  |  | 0.96 |  | Other | BEHIND EACH PANEL
NJSTRE1545613540 |  | Transition Incentive Program | North Brunswick | 8902 | 11 | 11.7 | Residential | No | Behind the Meter | Net-metered residential rooftop and canopy |  | None | EMT Renewables | PSE&G | Accepted | 2020-09-18 | 2020-09-22 | 2021-10-30 | Enphase | IQ7+-72-2-US | Inverters | 290 |  | 36 |  |  | 0.97 |  | Outside | under panels
NJSTRE1545613568 |  | Transition Incentive Program | Edison TWP | 8820 | 11 | 6.8 | Residential | No | Behind the Meter | Net-metered residential rooftop and canopy |  | None | Tesla Energy Operations Inc. | PSE&G | Accepted | 2020-09-18 | 2020-09-22 | 2021-10-30 | SolarEdge Technologies | SE7600H-US [240V] | Inverters | 7600 |  | 1 |  |  | 0.99 |  | Indoor | Inside garage
NJSTRE1545615696 |  | Transition Incentive Program | Turnersville | 8012 | 14 | 4.02 | Residential | Yes | Behind the Meter | Net-metered residential rooftop and canopy |  | None | Vision Solar LLC | AC Electric | Accepted | 2020-09-19 | 2020-09-23 | 2021-10-30 | ENPHASE | IQ7-60-2-US | Inverters | 0.24 |  | 12 |  |  | 0.96 |  | Other | BEHIND EACH PANEL
NJSTRE1545383923 | NJSRRE1542842273 | Transition Incentive Program | Howell Township | 7731 | 17 | 11.22 | Residential | No | Behind the Meter | Behind the Meter |  | None | Green Power Energy | JCP&L | Eligible for TI Program | 2019-10-31 | 2019-11-04 | 2021-10-30 | Panasonic | VBHN330SA17 | Solar Panels |  | 0.33 | 19 | 258 | 18 |  | Fixed | Roof
NJSTRE1545383929 | NJSRRE1542685665 | Transition Incentive Program | Irvington Town | 7111 | 9 | 6.96 | Residential | No | Behind the Meter | Behind the Meter |  | None | Sunrun Installation Services, Inc. | PSE&G | Eligible for TI Program | 2019-10-28 | 2019-10-31 | 2021-10-30 | REC Solar | REC290TP2 BLK | Solar Panels |  | 0.29 | 9 | 318 | 18 |  | Fixed | Roof
NJSTRE1545383930 | NJSRRE1542441108 | Transition Incentive Program | Newton | 7860 | 1 | 14.3 | Residential | No | Behind the Meter | Behind the Meter |  | None | Green Power Energy | JCP&L | Eligible for TI Program | 2019-09-25 | 2019-10-04 | 2021-10-30 | Panasonic | VBHN325KA03 | Solar Panels |  | 0.325 | 44 | 187 | 23 |  | Fixed | Roof
NJSTRE1545383933 | NJSRRE1542578577 | Transition Incentive Program | Manahawkin | 8050 | 18 | 3.15 | Residential | Yes | Behind the Meter | Net-metered residential rooftop and canopy |  | None | Suntuity Solar LLC | AC Electric | Accepted | 2019-10-23 | 2019-10-25 | 2021-10-30 | Yingli Green Energy | YL315D-30b | Solar Panels |  | 0.315 | 10 | 235 | 20 |  | Fixed | Roof
NJSTRE1545383941 | NJSRRE1542561126 | Transition Incentive Program | West Deptford | 8096 | 15 | 5.4 | Residential | Yes | Behind the Meter | Net-metered residential rooftop and canopy |  | None | Bright Planet Solar | PSE&G | Accepted |  | 2019-10-22 | 2021-10-30 | Solar Edge | SE5000H-USRGM | Solar Panels |  | 0.3 | 3 | 168 | 9 |  | Fixed | Roof
NJSTRE1545383942 | NJSRRE1543315540 | Transition Incentive Program | LODI | 7644 | 7 | 4.41 | Residential | Yes | Behind the Meter | Net-metered residential rooftop and canopy |  | None | Vivint Solar Developer, LLC | PSE&G | Accepted | 2019-11-18 | 2019-11-19 | 2021-10-30 | HANWHA SOLAR | Q.PEAK BLK-G5 315 | Solar Panels |  | 0.315 | 12 | 128 | 27 |  | Fixed | Roof
NJSTRE1545383943 | NJSRRE1542527829 | Transition Incentive Program | Carteret | 7008 | 11 | 8.63 | Residential | Yes | Behind the Meter | Behind the Meter |  | None | Pro Custom Solar dba Momentum Solar | PSE&G | Eligible for TI Program | 2019-10-11 | 2019-10-15 | 2021-10-30 | LG ELECTRONICS | LG 345N1C-V5 | Solar Panels |  | 0.345 | 8 | 204 | 21 |  | Fixed | Roof
NJSTRE1545383944 | NJSRRE1542521727 | Transition Incentive Program | TENAFLY BORO | 7670 | 7 | 14.21 | Residential | Yes | Behind the Meter | Behind the Meter |  | None | Sunrun Installation Services, Inc. | PSE&G | Eligible for TI Program | 2019-10-09 | 2019-10-11 | 2021-10-30 | REC Solar | REC290TP2 BLK | Solar Panels |  | 0.29 | 14 | 175 | 18 |  | Fixed | Roof
NJSTRE1545383950 | NJSRRE1542850486 | Transition Incentive Program | Somerville | 8876 | 5 | 10.15 | Residential | Yes | Behind the Meter | Behind the Meter |  | None | Sunrun Installation Services, Inc. | PSE&G | Eligible for TI Program | 2019-10-31 | 2019-11-04 | 2021-10-30 | REC Solar | REC290TP2 BLK | Solar Panels |  | 0.29 | 6 | 195 | 18 |  | Fixed | Roof
NJSTRE1545383952 | NJSRRE1543394225 | Transition Incentive Program | Toms River | 8753 | 18 | 8.19 | Residential | Yes | Behind the Meter | Net-metered residential rooftop and canopy |  | None | Vivint Solar Developer, LLC | JCP&L | Accepted | 2019-11-18 | 2019-11-20 | 2021-10-30 | HANWHA SOLAR | Q.PEAK BLK-G5 315 | Solar Panels |  | 0.315 | 26 | 352 | 26 |  | Fixed | Roof
NJSTRE1545383963 | NJSRRE1542579761 | Transition Incentive Program | Teaneck | 7666 | 7 | 6.93 | Residential | Yes | Behind the Meter | Behind the Meter |  | None | Trinity Solar | PSE&G | Eligible for TI Program | 2019-10-23 | 2019-10-25 | 2021-10-30 | Hanwha | Q.PEAK DUO BLK-G5 315 | Solar Panels |  | 0.315 | 22 | 188 | 23 |  | Fixed | Roof
NJSTRE1545383966 | NJSRRE1543315321 | Transition Incentive Program | ROSELLE | 7203 | 10 | 5.99 | Residential | Yes | Behind the Meter | Net-metered residential rooftop and canopy |  | None | Vivint Solar Developer, LLC | PSE&G | Accepted | 2019-11-19 | 2019-11-19 | 2021-10-30 | HANWHA SOLAR | Q.PEAK BLK-G5 315 | Solar Panels |  | 0.315 | 5 | 348 | 35 |  | Fixed | Roof
NJSTRE1545383975 | NJSRRE1542702341 | Transition Incentive Program | NEPTUNE | 7753 | 17 | 11.34 | Residential | Yes | Behind the Meter | Net-metered residential rooftop and canopy |  | None | Vivint Solar Developer, LLC | JCP&L | Accepted | 2019-10-29 | 2019-10-31 | 2021-10-30 | HANWHA SOLAR | Q.PEAK BLK-G5 315 | Solar Panels |  | 0.315 | 31 | 209 | 18 |  | Fixed | Roof
NJSTRE1545553318 |  | Transition Incentive Program | Paterson | 7504 | 6 | 5.44 | Residential | Yes | Behind the Meter | Net-metered residential rooftop and canopy |  | None | Trinity Solar | PSE&G | Accepted | 2020-09-04 | 2020-09-09 | 2021-10-30 | Solar Edge | SE5000 | Inverters | 5000 |  | 1 |  |  | 0.97 |  | Outside | side of home
NJSTRE1545553298 |  | Transition Incentive Program | Sewell | 8080 | 15 | 8.45 | Residential | No | Behind the Meter | Net-metered residential rooftop and canopy |  | None | SunnyMac LLC | AC Electric | Accepted | 2020-09-08 | 2020-09-09 | 2021-10-30 | SolarEdge | SE7600H-US | Inverters | 7600 |  | 1 |  |  | 0.99 |  | Outdoor | Next to meter
NJSTRE1545553338 |  | Transition Incentive Program | FAIRLAWN | 7410 | 7 | 10.54 | Residential | Yes | Behind the Meter | Net-metered residential rooftop and canopy |  | None | Trinity Solar | PSE&G | Accepted | 2020-09-04 | 2020-09-09 | 2021-10-30 | Solar Edge | SE10000H-US000BNC4 | Inverters | 10000 |  | 1 |  |  | 0.97 |  | Outdoor | side of home
NJSTRE1545553408 |  | Transition Incentive Program | Perth Amboy | 8861 | 11 | 381.06 | Commercial | No | Behind the Meter | Net-metered non-residential rooftop and canopy |  | None | Green Power Developers LLC | PSE&G | Accepted | 2020-09-04 | 2020-09-09 | 2021-10-30 | CPS | SCA60KTL-DO/US-480 | Inverters | 60000 |  | 5 |  |  | 0.988 |  | Outdoor | Roof
NJSTRE1545553482 |  | Transition Incentive Program | Burlington | 8016 | 13 | 10.2 | Residential | No | Behind the Meter | Net-metered residential rooftop and canopy |  | None | Trinity Solar | PSE&G | Accepted | 2020-09-04 | 2020-09-09 | 2021-10-30 | Solar Edge | SE7600 | Inverters | 7600 |  | 1 |  |  | 0.97 |  | Outside | side of home
NJSTRE1545553503 |  | Transition Incentive Program | Secaucus | 7094 | 8 | 5.78 | Residential | No | Behind the Meter | Net-metered residential rooftop and canopy |  | None | Trinity Solar | PSE&G | Accepted | 2020-09-04 | 2020-09-09 | 2021-10-30 | Solar Edge | SE5000H-US | Inverters | 5000 |  | 1 |  |  | 0.97 |  | Outdoor | Side of home
NJSTRE1545553810 |  | Transition Incentive Program | ENGLISHTOWN | 7726 | 17 | 3.11 | Residential | Yes | Behind the Meter | Net-metered residential rooftop and canopy |  | None | Sunrun Installation Services, Inc. | JCP&L | Accepted | 2020-09-04 | 2020-09-10 | 2021-10-30 | Enphase Energy | IQ7PLUS-72-x-US (240V) | Inverters | 290 |  | 9 |  |  | 0.96 |  | Outdoor | Rooftop
NJSTRE1545553928 |  | Transition Incentive Program | LIVINGSTON TWP | 7039 | 9 | 9.76 | Residential | Yes | Behind the Meter | Net-metered residential rooftop and canopy |  | None | Sunrun Installation Services, Inc. | PSE&G | Accepted | 2020-09-04 | 2020-09-10 | 2021-10-30 | Enphase Energy | IQ7-60-x-US (240V) | Inverters | 240 |  | 32 |  |  | 0.96 |  | Outdoor | Rooftop
NJSTRE1545559630 |  | Transition Incentive Program | WILLIAMSTOWN | 8094 | 15 | 8.19 | Residential | Yes | Behind the Meter | Net-metered residential rooftop and canopy |  | None | Suntuity Solar LLC | AC Electric | Accepted | 2020-09-07 | 2020-09-10 | 2021-10-30 | Enphase Energy | IQ7-60-2-US | Inverters | 240 |  | 26 |  |  | 0.97 |  | Outdoor | Behind the PV Modules
NJSTRE1545559673 |  | Transition Incentive Program | Ventnor City | 8406 | 19 | 12.1 | Residential | Yes | Behind the Meter | Net-metered residential rooftop and canopy |  | None | Seabright Solar | AC Electric | Accepted | 2020-09-07 | 2020-09-10 | 2021-10-30 | Enphase | IQ7XS-96-ACM-US | Inverters | 315 |  | 37 |  |  | 0.99 |  | Outside | Roof
NJSTRE1545559683 |  | Transition Incentive Program | Lakewood | 8701 | 18 | 32.95 | Commercial | Yes | Behind the Meter | Net-metered non-residential rooftop and canopy |  | None | Green Revoluton Solar | JCP&L | Accepted | 2020-09-07 | 2020-09-11 | 2021-10-30 | SMA | SB7.0-1 SP-US-41 | Inverters | 7000 |  | 4 |  |  | 0.97 |  | Outside | near the meter
NJSTRE1545560745 |  | Transition Incentive Program | Port Norris | 8349 | 20 | 8.19 | Residential | No | Behind the Meter | Net-metered residential rooftop and canopy |  | None | Suntuity Solar LLC | AC Electric | Accepted | 2020-09-08 | 2020-09-10 | 2021-10-30 | Enphase Energy | IQ7-60-2-US | Inverters | 240 |  | 26 |  |  | 0.97 |  | Outdoor | Behind the PV Modules
NJSTRE1545560748 |  | Transition Incentive Program | MARLTON | 8053 | 13 | 12.6 | Residential | No | Behind the Meter | Net-metered residential rooftop and canopy |  | None | Suntuity Solar LLC | PSE&G | Accepted | 2020-09-08 | 2020-09-10 | 2021-10-30 | Enphase Energy | IQ7-60-2-US | Inverters | 240 |  | 40 |  |  | 0.97 |  | Outdoor | Behind the PV Modules
NJSTRE1545383925 | NJSRRE1543065252 | Transition Incentive Program | Englewood | 7631 | 7 | 13.86 | Residential | Yes | Behind the Meter | Behind the Meter |  | None | Trinity Solar | PSE&G | Eligible for TI Program | 2019-11-11 | 2019-11-13 | 2021-10-30 | Hanwha 315 | Q.PEAK DUO BLK-G5 315 | Solar Panels |  | 0.315 | 12 | 285 | 41 |  | Fixed | Roof
NJSTRE1545383926 | NJSRRE1543041825 | Transition Incentive Program | Freehold | 7728 | 17 | 13.23 | Residential | Yes | Behind the Meter | Behind the Meter |  | None | Pro Custom Solar dba Momentum Solar | JCP&L | Eligible for TI Program | 2019-11-06 | 2019-11-11 | 2021-10-30 | HANWHA | Q.PEAK DUO BLK-G5 315 | Solar Panels |  | 0.315 | 5 | 320 | 37 |  | Fixed | Roof
NJSTRE1545383935 | NJSRRE1542541788 | Transition Incentive Program | Wenonah | 8090 | 15 | 5.56 | Residential | Yes | Behind the Meter | Behind the Meter |  | None | Ad Energy | AC Electric | Eligible for TI Program | 2019-10-14 | 2019-11-01 | 2021-10-30 | SunPower | SPR-E20-327-E-AC | Solar Panels |  | 0.327 | 17 | 78 | 27 |  | Fixed | Roof
NJSTRE1545383938 | NJSRRE1542524453 | Transition Incentive Program | Caldwell | 7006 | 9 | 3.15 | Residential | Yes | Behind the Meter | Behind the Meter |  | None | Pro Custom Solar dba Momentum Solar | PSE&G | Eligible for TI Program | 2019-10-10 | 2019-10-14 | 2021-10-30 | Hanwha | Q.Peak DUO BLK-G5 315 | Solar Panels |  | 0.315 | 5 | 233 | 33 |  | Fixed | Roof
NJSTRE1545383945 | NJSRRE1542573028 | Transition Incentive Program | MICKLETON | 8056 | 15 | 18.27 | Residential | Yes | Behind the Meter | Net-metered residential rooftop and canopy |  | None | Vivint Solar Developer, LLC | AC Electric | Final As-Built Received | 2019-10-21 | 2019-10-23 | 2021-10-30 | Hanwha | Q.PEAK BLK-G5 315 | Solar Panels |  | 0.315 | 10 | 342 | 32 |  | Fixed | Roof
NJSTRE1545383945 | NJSRRE1542573028 | Transition Incentive Program | MICKLETON | 8056 | 15 | 18.27 | Residential | Yes | Behind the Meter | Net-metered residential rooftop and canopy |  | None | Vivint Solar Developer, LLC | AC Electric | Final As-Built Received | 2019-10-21 | 2019-10-23 | 2021-10-30 | Hanwha | Q.PEAK BLK-G5 315 | Solar Panels |  | 0.315 | 7 | 162 | 32 |  | Fixed | Roof
NJSTRE1545383946 | NJSRRE1542428592 | Transition Incentive Program | Cherry Hill | 8002 | 14 | 5.04 | Residential | Yes | Behind the Meter | Net-metered residential rooftop and canopy |  | None | Vivint Solar Developer, LLC | PSE&G | Accepted | 2019-09-23 | 2019-09-25 | 2021-10-30 | Hanwha | Q.PEAK DUO BLK-G5 315w | Solar Panels |  | 0.315 | 4 | 293 | 28 |  | Fixed | Roof
NJSTRE1545383957 | NJSRRE1543416869 | Transition Incentive Program | cemden | 8103 | 14 | 17.71 | Commercial | No | Behind the Meter | Behind the Meter |  | None | tj technology | PSE&G | Eligible for TI Program | 2019-12-21 | 2019-12-23 | 2021-10-30 | jinko solar | Eagle HC 72M | Solar Panels |  | 0.385 | 46 | 203 | 10 |  | Fixed | Roof
NJSTRE1545383960 | NJSRRE1543138279 | Transition Incentive Program | Passaic | 7055 | 6 | 3.48 | Residential | Yes | Behind the Meter | Behind the Meter |  | None | Sunrun Installation Services, Inc. | PSE&G | Eligible for TI Program | 2019-11-12 | 2019-11-15 | 2021-10-30 | REC Solar | REC290TP2 BLK | Solar Panels |  | 0.29 | 8 | 213 | 37 |  | Fixed | Roof
NJSTRE1545383960 | NJSRRE1543138279 | Transition Incentive Program | Passaic | 7055 | 6 | 3.48 | Residential | Yes | Behind the Meter | Behind the Meter |  | None | Sunrun Installation Services, Inc. | PSE&G | Eligible for TI Program | 2019-11-12 | 2019-11-15 | 2021-10-30 | REC Solar | REC290TP2 BLK | Solar Panels |  | 0.29 | 3 | 121 | 37 |  | Fixed | Roof
NJSTRE1545383968 | NJSRRE1543417671 | Transition Incentive Program | Clementon | 8021 | 14 | 14.81 | Residential | Yes | Behind the Meter | Net-metered residential rooftop and canopy |  | None | Vivint Solar Developer, LLC | AC Electric | Accepted | 2019-11-18 | 2019-11-20 | 2021-10-30 | Hanwha | Q.PEAK BLK-G5 315 | Solar Panels |  | 0.315 | 10 | 30 | 18 |  | Fixed | Roof
NJSTRE1545383969 | NJSRRE1542544139 | Transition Incentive Program | Sicklerville | 8081 | 14 | 6.62 | Residential | Yes | Behind the Meter | Behind the Meter |  | None | Trinity Solar | AC Electric | Eligible for TI Program | 2019-10-15 | 2019-10-17 | 2021-10-30 | Hanwha | Q.PEAK DUO BLK-G5 315 | Solar Panels |  | 0.315 | 21 | 211 | 32 |  | Fixed | Roof
NJSTRE1545383971 | NJSRRE1542500859 | Transition Incentive Program | Jersey City | 7305 | 8 | 6.21 | Residential | Yes | Behind the Meter | Behind the Meter |  | None | Pro Custom Solar dba Momentum Solar | PSE&G | Eligible for TI Program | 2019-10-03 | 2019-10-08 | 2021-10-30 | LG ELECTRONICS | LG 345N1C-V5 | Solar Panels |  | 0.345 | 18 | 57 | 2 |  | Fixed | Roof
NJSTRE1545616626 |  | Transition Incentive Program | Carteret Boro | 7008 | 11 | 5.76 | Residential | No | Behind the Meter | Net-metered residential rooftop and canopy |  | None | Green Power Energy | PSE&G | Accepted | 2020-09-21 | 2020-09-22 | 2021-10-30 | Enphase Energy | IQ7PLUS-72-2-US | Inverters | 290 |  | 16 |  |  | 0.975 |  | Outside | next to meter
NJSTRE1545616766 |  | Transition Incentive Program | Trenton | 8618 | 12 | 9.52 | Residential | Yes | Behind the Meter | Net-metered residential rooftop and canopy |  | None | Trinity Solar | PSE&G | Accepted | 2020-09-21 | 2020-09-23 | 2021-10-30 | Solar Edge | SE7600 | Inverters | 7600 |  | 1 |  |  | 0.97 |  | Outside | side of home
NJSTRE1545383934 | NJSRRE1542461537 | Transition Incentive Program | West Orange | 7052 | 9 | 7.59 | Residential | Yes | Behind the Meter | Behind the Meter |  | None | Pro Custom Solar dba Momentum Solar | PSE&G | Eligible for TI Program | 2019-09-30 | 2019-10-02 | 2021-10-30 | LG ELECTRONICS | LG 345N1C-V5 | Solar Panels |  | 0.345 | 12 | 296 | 30 |  | Fixed | Roof
NJSTRE1545383939 | NJSRRE1543056206 | Transition Incentive Program | Jersey City | 7305 | 8 | 6.62 | Residential | Yes | Behind the Meter | Net-metered residential rooftop and canopy |  | None | Vivint Solar Developer, LLC | PSE&G | Accepted | 2019-11-07 | 2019-11-12 | 2021-10-30 | HANWHA SOLAR | Q.PEAK BLK-G5 315 | Solar Panels |  | 0.315 | 21 | 148 | 32 |  | Fixed | Roof
NJSTRE1545383940 | NJSRRE1543182856 | Transition Incentive Program | Maywood | 7607 | 7 | 6.96 | Residential | Yes | Behind the Meter | Behind the Meter |  | None | Sunrun Installation Services, Inc. | PSE&G | Eligible for TI Program | 2019-11-13 | 2019-11-18 | 2021-10-30 | REC Solar | REC290TP2 BLK | Solar Panels |  | 0.29 | 24 | 103 | 40 |  | Fixed | Roof
NJSTRE1545383944 | NJSRRE1542521727 | Transition Incentive Program | TENAFLY BORO | 7670 | 7 | 14.21 | Residential | Yes | Behind the Meter | Behind the Meter |  | None | Sunrun Installation Services, Inc. | PSE&G | Eligible for TI Program | 2019-10-09 | 2019-10-11 | 2021-10-30 | REC Solar | REC290TP2 BLK | Solar Panels |  | 0.29 | 12 | 266 | 27 |  | Fixed | Roof
NJSTRE1545383949 | NJSRRE1542443609 | Transition Incentive Program | Colts Neck | 7722 | 17 | 14.15 | Residential | Yes | Behind the Meter | Behind the Meter |  | RECO | Pro Custom Solar dba Momentum Solar | JCP&L | Eligible for TI Program | 2019-09-26 | 2019-09-30 | 2021-10-30 | LG ELECTRONICS | LG 345N1C-V5 | Solar Panels |  | 0.345 | 16 | 170 | 37 |  | Fixed | Roof
NJSTRE1545383955 | NJSRRE1542461039 | Transition Incentive Program | North Bergen | 7047 | 8 | 6.54 | Residential | Yes | Behind the Meter | Behind the Meter |  | None | Kamtech Solar Solutions | PSE&G | Eligible for TI Program | 2019-09-30 | 2019-10-02 | 2021-10-30 | Sunpower Corporation | E20-327-C-AC | Solar Panels |  | 0.327 | 20 | 214 | 18 |  | Fixed | Roof
NJSTRE1545383961 | NJSRRE1542544171 | Transition Incentive Program | Teaneck | 7666 | 7 | 6.09 | Residential | Yes | Behind the Meter | Behind the Meter |  | None | Sunrun Installation Services, Inc. | PSE&G | Eligible for TI Program | 2019-10-15 | 2019-10-17 | 2021-10-30 | REC Solar | REC290TP2 BLK | Solar Panels |  | 0.29 | 21 | 212 | 45 |  | Fixed | Roof
NJSTRE1545383962 | NJSRRE1542505661 | Transition Incentive Program | Galloway | 8205 | 19 | 4.68 | Residential | No | Behind the Meter | Behind the Meter |  | None | Green Power Energy | AC Electric | Eligible for TI Program | 2019-10-04 | 2019-10-09 | 2021-10-30 | S-Energy | SN360M-10 | Solar Panels |  | 0.36 | 13 | 186 | 25 |  | Fixed | Roof
NJSTRE1545383967 | NJSRRE1542576117 | Transition Incentive Program | Bergenfield | 7621 | 7 | 12.76 | Residential | Yes | Behind the Meter | Behind the Meter |  | None | Sunrun Installation Services, Inc. | PSE&G | Eligible for TI Program | 2019-10-22 | 2019-10-24 | 2021-10-30 | REC Solar | REC290TP2 BLK | Solar Panels |  | 0.29 | 14 | 96 | 14 |  | Fixed | Roof
NJSTRE1545383968 | NJSRRE1543417671 | Transition Incentive Program | Clementon | 8021 | 14 | 14.81 | Residential | Yes | Behind the Meter | Net-metered residential rooftop and canopy |  | None | Vivint Solar Developer, LLC | AC Electric | Accepted | 2019-11-18 | 2019-11-20 | 2021-10-30 | Hanwha | Q.PEAK BLK-G5 315 | Solar Panels |  | 0.315 | 12 | 210 | 14 |  | Fixed | Roof
NJSTRE1545383972 | NJSRRE1542441092 | Transition Incentive Program | OLD BRIDGE | 8857 | 11 | 3.15 | Residential | Yes | Behind the Meter | Net-metered residential rooftop and canopy |  | None | Vivint Solar Developer, LLC | JCP&L | Accepted | 2019-09-26 | 2019-09-27 | 2021-10-30 | Hanwha Solar | Q.PEAK BLK-G5 315 | Solar Panels |  | 0.315 | 7 | 94 | 10 |  | Fixed | Roof
NJSTRE1545616844 |  | Transition Incentive Program | Millville | 8332 | 20 | 7.14 | Residential | Yes | Behind the Meter | Net-metered residential rooftop and canopy |  | None | Trinity Solar | AC Electric | Accepted | 2020-09-21 | 2020-09-23 | 2021-10-30 | Solar Edge | SE6000 | Inverters | 6000 |  | 1 |  |  | 0.97 |  | Outside | side of home
NJSTRE1545616868 |  | Transition Incentive Program | North Brunswick Twp | 8902 | 11 | 17.98 | Residential | No | Behind the Meter | Net-metered residential rooftop and canopy |  | None | Bright Planet Solar | PSE&G | Accepted | 2020-09-21 | 2020-09-24 | 2021-10-30 | SOLAR EDGE | SE6000H-USRGM | Inverters | 6000 |  | 2 |  |  | 0.98 |  | Outdoor | OUTSIDE
NJSTRE1545616935 |  | Transition Incentive Program | Medford | 8055 | 13 | 8.16 | Commercial | No | Behind the Meter | Net-metered non-residential rooftop and canopy |  | PSEG | Maier Engineering dba Solar Me | PSE&G | Accepted | 2020-09-21 | 2020-09-23 | 2021-10-30 | Enphase | IQ7+ | Inverters | 290 |  | 24 |  |  | 0.96 |  | Outdoor | Next to meter
NJSTRE1545616957 |  | Transition Incentive Program | EGG HARBOR TOWNSHIP | 8234 | 19 | 6.08 | Residential | No | Behind the Meter | Net-metered residential rooftop and canopy |  | None | Vivint Solar Developer, LLC | AC Electric | Accepted | 2020-09-23 | 2020-09-23 | 2021-10-30 | Solar Edge | SE7600H-US | Inverters | 7600 |  | 1 |  |  | 0.992 |  | Outdoor | Near the Utility Meter
NJSTRE1545616958 |  | Transition Incentive Program | Marlboro | 7746 | 17 | 10.08 | Residential | No | Behind the Meter | Net-metered residential rooftop and canopy |  | None | Palmetto Solar LLC | JCP&L | Accepted | 2020-09-21 | 2020-09-23 | 2021-10-30 | SolarEdge Technologies | SE7600H-US | Inverters | 7600 |  | 1 |  |  | 0.99 |  | Outside | side of the house
NJSTRE1545383884 | NJSRRE1543037641 | Transition Incentive Program | Old Bridge Township | 8857 | 11 | 17.82 | Residential | No | Behind the Meter | Behind the Meter |  | None | Sunrun Installation Services, Inc. | JCP&L | Eligible for TI Program | 2019-11-05 | 2019-11-08 | 2021-10-30 | LG Electronics | LG330N1C-A5 | Solar Panels |  | 0.33 | 28 | 253 | 34 |  | Fixed | Roof
NJSTRE1545383888 | NJSRRE1543343636 | Transition Incentive Program | ELMWOOD PARK | 7407 | 7 | 15.41 | Residential | No | Behind the Meter | Behind the Meter |  | None | Infinity Solar Systems | PSE&G | Eligible for TI Program | 2019-11-15 | 2019-11-19 | 2021-10-30 | LG | LG335N1K-V5 | Solar Panels |  | 0.335 | 19 | 341 | 25 |  | Fixed | Roof
NJSTRE1545383889 | NJSRRE1542423048 | Transition Incentive Program | Warren | 7059 | 5 | 4.36 | Residential | Yes | Behind the Meter | Behind the Meter |  | None | Pro Custom Solar dba Momentum Solar | JCP&L | Eligible for TI Program | 2019-09-19 | 2019-09-24 | 2021-10-30 | LG ELECTRONICS | LG 335N1C-A5 | Solar Panels |  | 0.335 | 9 | 213 | 36 |  | Fixed | Roof
NJSTRE1545383894 | NJSRRE1542433889 | Transition Incentive Program | Elizabeth | 7201 | 10 | 8.85 | Residential | No | Behind the Meter | Net-metered residential rooftop and canopy |  | None | Whitman Construction, LLC | PSE&G | Accepted |  | 2019-09-27 | 2021-10-30 | Trina Solar | TSM-305DD05A | Solar Panels |  | 0.305 | 21 | 110 | 37 |  | Fixed | Roof
NJSTRE1545383895 | NJSRRE1542461020 | Transition Incentive Program | Hazlet | 7730 | 17 | 5.18 | Residential | Yes | Behind the Meter | Behind the Meter |  | RECO | Pro Custom Solar dba Momentum Solar | JCP&L | Eligible for TI Program | 2019-09-30 | 2019-10-02 | 2021-10-30 | LG ELECTRONICS | LG 345N1C-V5 | Solar Panels |  | 0.345 | 15 | 99 | 20 |  | Fixed | Roof
NJSTRE1545383899 | NJSRRE1542568541 | Transition Incentive Program | NORTH BRUNSWICK | 8902 | 11 | 3.78 | Residential | Yes | Behind the Meter | Net-metered residential rooftop and canopy |  | None | Vivint Solar Developer, LLC | PSE&G | Accepted | 2019-10-21 | 2019-10-23 | 2021-10-30 | HANWHA SOLAR | Q.PEAK BLK-G5 315 | Solar Panels |  | 0.315 | 8 | 127 | 18 |  | Fixed | Roof
NJSTRE1545383899 | NJSRRE1542568541 | Transition Incentive Program | NORTH BRUNSWICK | 8902 | 11 | 3.78 | Residential | Yes | Behind the Meter | Net-metered residential rooftop and canopy |  | None | Vivint Solar Developer, LLC | PSE&G | Accepted | 2019-10-21 | 2019-10-23 | 2021-10-30 | HANWHA SOLAR | Q.PEAK BLK-G5 315 | Solar Panels |  | 0.315 | 4 | 127 | 17 |  | Fixed | Roof
NJSTRE1545383905 | NJSRRE1542521460 | Transition Incentive Program | North Bergen | 7047 | 8 | 4.35 | Residential | Yes | Behind the Meter | Behind the Meter |  | None | Sunrun Installation Services, Inc. | PSE&G | Eligible for TI Program | 2019-10-09 | 2019-10-11 | 2021-10-30 | REC Solar | REC290TP2 BLK | Solar Panels |  | 0.29 | 8 | 116 | 43 |  | Fixed | Roof
NJSTRE1545560765 |  | Transition Incentive Program | Clayton | 8312 | 15 | 8.71 | Residential | Yes | Behind the Meter | Net-metered residential rooftop and canopy |  | None | Vision Solar LLC | AC Electric | Accepted | 2020-09-08 | 2020-09-10 | 2021-10-30 | ENPHASE | IQ7-60-2-US | Inverters | 0.24 |  | 26 |  |  | 0.96 |  | Other | BEHIND EACH PANEL
NJSTRE1545560782 |  | Transition Incentive Program | SICKLERVILLE | 8081 | 14 | 12.92 | Residential | Yes | Behind the Meter | Net-metered residential rooftop and canopy |  | None | Suntuity Solar LLC | AC Electric | Accepted | 2020-09-08 | 2020-09-10 | 2021-10-30 | Enphase Energy | IQ7-60-2-US | Inverters | 240 |  | 41 |  |  | 0.97 |  | Outdoor | Behind the PV Modules
NJSTRE1545560815 |  | Transition Incentive Program | Beachwood | 8722 | 18 | 10.14 | Residential | Yes | Behind the Meter | Net-metered residential rooftop and canopy |  | None | EMT Renewables | JCP&L | Accepted | 2020-09-08 | 2020-09-10 | 2021-10-30 | Sunpower | 320W IQ7X Micro Inverters | Inverters | 315 |  | 31 |  |  | 0.97 |  | Outside | under panels
NJSTRE1545560904 |  | Transition Incentive Program | National Park | 8063 | 15 | 7.8 | Residential | Yes | Behind the Meter | Net-metered residential rooftop and canopy |  | None | SunnyMac LLC | PSE&G | Accepted | 2020-09-08 | 2020-09-11 | 2021-10-30 | Solaredge | SE6000H-US | Inverters | 6000 |  | 1 |  |  | 0.99 |  | Outside | Next to Meter
NJSTRE1545383169 | NJSRRE1542461400 | Transition Incentive Program | Teaneck | 7666 | 7 | 6.38 | Residential | No | Behind the Meter | Behind the Meter |  | None | Sunrun Installation Services, Inc. | PSE&G | Eligible for TI Program | 2019-09-30 | 2019-10-02 | 2021-10-30 | REC Solar | REC290TP2 BLK | Solar Panels |  | 0.29 | 6 | 290 | 18 |  | Fixed | Roof
NJSTRE1545383174 | NJSRRE1542511522 | Transition Incentive Program | Maplewood Township | 7040 | 9 | 6.51 | Residential | No | Behind the Meter | Net-metered residential rooftop and canopy |  | None | Palmetto Solar LLC | PSE&G | Accepted | 2019-10-07 | 2019-10-09 | 2021-10-30 | Yingli | 310D-30B | Solar Panels |  | 0.31 | 21 | 260 | 40 |  | Fixed | Roof
NJSTRE1545383183 | NJSRRE1542765490 | Transition Incentive Program | Newark City | 7106 | 9 | 5.12 | Residential | Yes | Behind the Meter | Behind the Meter |  | None | Skyline Solar, LLC | PSE&G | Eligible for TI Program | 2019-10-30 | 2019-11-01 | 2021-10-30 | Hanwha Q-Cells | Q.PEAK DUO-G5 320 | Solar Panels |  | 0.32 | 16 | 111 | 34 |  | Fixed | Roof
NJSTRE1545383187 | NJSRRE1543319116 | Transition Incentive Program | Jackson Township | 8527 | 18 | 14.18 | Residential | No | Behind the Meter | Behind the Meter |  | None | Pro Custom Solar dba Momentum Solar | JCP&L | Eligible for TI Program | 2019-11-15 | 2019-11-19 | 2021-10-30 | HANWHA | Q.PEAK DUO BLK-G5 315 | Solar Panels |  | 0.315 | 16 | 281 | 15 |  | Fixed | Roof
NJSTRE1545383189 | NJSRRE1542553067 | Transition Incentive Program | Cherry Hill | 8034 | 14 | 9.75 | Residential | No | Behind the Meter | Behind the Meter |  | None | Sunny Corp | PSE&G | Eligible for TI Program | 2019-10-17 | 2019-10-21 | 2021-10-30 | PANASONIC | VBHN325KA03 | Solar Panels |  | 0.325 | 13 | 75 | 30 |  | Fixed | Roof
NJSTRE1545383197 | NJSRRE1542431420 | Transition Incentive Program | Plainfield | 7060 | 10 | 5.04 | Residential | Yes | Behind the Meter | Net-metered residential rooftop and canopy |  | None | Vivint Solar Developer, LLC | PSE&G | Accepted | 2019-09-24 | 2019-09-26 | 2021-10-30 | HANWHA SOLAR | Q.PEAK BLK-G5 315 | Solar Panels |  | 0.315 | 11 | 41 | 21 |  | Fixed | Roof
NJSTRE1545383200 | NJSRRE1542509303 | Transition Incentive Program | Ventnor City | 8406 | 19 | 11.1 | Residential | No | Behind the Meter | Net-metered residential rooftop and canopy |  | None | Bright Planet Solar | AC Electric | Accepted |  | 2019-10-09 | 2021-10-30 | Hanwha Q-Cells | Q.PEAK BLK-G4.1 300W | Solar Panels |  | 0.3 | 15 | 330 | 18 |  | Fixed | Roof
NJSTRE1545383202 | NJSRRE1542579298 | Transition Incentive Program | North Plainfield | 7060 | 10 | 15.53 | Residential | Yes | Behind the Meter | Behind the Meter |  | None | Pro Custom Solar dba Momentum Solar | PSE&G | Eligible for TI Program | 2019-10-23 | 2019-10-25 | 2021-10-30 | LG Electronics | LG 345N1C-V5 | Solar Panels |  | 0.345 | 8 | 128 | 21 |  | Fixed | Roof
NJSTRE1545383216 | NJSRRE1542540330 | Transition Incentive Program | Mays Landing | 8330 | 19 | 19.84 | Residential | No | Behind the Meter | Behind the Meter |  | None | Orbit Energy & Power, LLC | AC Electric | Eligible for TI Program | 2019-10-14 | 2019-10-16 | 2021-10-30 | axitec | axitec 310 | Solar Panels |  | 0.31 | 36 | 259 | 20 |  | Fixed | Roof
NJSTRE1545613175 |  | Transition Incentive Program | Florence Township | 8518 | 13 | 5.49 | Residential | No | Behind the Meter | Net-metered residential rooftop and canopy |  | None | Sunrun Installation Services, Inc. | PSE&G | Accepted | 2020-09-18 | 2020-09-22 | 2021-10-30 | Delta Electronics | M5-TL-US | Inverters | 5000 |  | 1 |  |  | 0.96 |  | Outdoor | Next To Meter
NJSTRE1545613190 |  | Transition Incentive Program | Newark | 7104 | 9 | 4.14 | Residential | No | Behind the Meter | Net-metered residential rooftop and canopy |  | None | Sunrun Installation Services, Inc. | PSE&G | Accepted | 2020-09-18 | 2020-09-22 | 2021-10-30 | Enphase Energy | IQ7PLUS-72-x-US (240V) | Inverters | 290 |  | 12 |  |  | 0.96 |  | Outdoor | Rooftop
NJSTRE1545613189 |  | Transition Incentive Program | Eatontown | 7724 | 17 | 115.2 | Commercial | No | Behind the Meter | Net-metered non-residential rooftop and canopy |  | None | InFEWsion LLC | JCP&L | Final As-Built Received | 2020-09-18 | 2020-09-22 | 2021-10-30 | Solaredge | SE33.3KUS | Inverters | 33300 |  | 3 |  |  | 0.985 |  | Outdoor | On the building wall
NJSTRE1545613206 |  | Transition Incentive Program | Lavallette | 8735 | 18 | 2.68 | Residential | Yes | Behind the Meter | Net-metered residential rooftop and canopy |  | None | Vision Solar LLC | JCP&L | Accepted | 2020-09-18 | 2020-09-23 | 2021-10-30 | ENPHASE | IQ7-60-2-US | Inverters | 0.24 |  | 8 |  |  | 0.96 |  | Other | BEHIND EACH PANEL
NJSTRE1545613210 |  | Transition Incentive Program | Cherry Hill | 8003 | 14 | 4.2 | Residential | Yes | Behind the Meter | Net-metered residential rooftop and canopy |  | None | Pro Custom Solar dba Momentum Solar | PSE&G | Accepted | 2020-09-18 | 2020-09-22 | 2021-10-30 | Enphase | IQ7PLUS-72-2-US | Inverters | 290 |  | 12 |  |  | 0.97 |  | Outdoor | Roof
NJSTRE1545613847 |  | Transition Incentive Program | Audubon | 8106 | 14 | 9.1 | Residential | Yes | Behind the Meter | Net-metered residential rooftop and canopy |  | None | Vivint Solar Developer, LLC | PSE&G | Accepted | 2020-09-21 | 2020-09-22 | 2021-10-30 | Solar Edge | SE7600H-US | Inverters | 7600 |  | 1 |  |  | 0.992 |  | Outdoor | Near the Utility Meter
NJSTRE1545616773 |  | Transition Incentive Program | Bergenfield | 7621 | 7 | 5.78 | Residential | Yes | Behind the Meter | Net-metered residential rooftop and canopy |  | None | Trinity Solar | PSE&G | Accepted | 2020-09-21 | 2020-09-22 | 2021-10-30 | Solar Edge | SE5000H-US | Inverters | 5000 |  | 1 |  |  | 0.97 |  | Outside | side of home
NJSTRE1545616840 |  | Transition Incentive Program | Westwood | 7675 | 7 | 10.88 | Residential | Yes | Behind the Meter | Net-metered residential rooftop and canopy |  | None | Trinity Solar | PSE&G | Accepted | 2020-09-21 | 2020-09-23 | 2021-10-30 | Solar Edge | SE10000H-US | Inverters | 10000 |  | 1 |  |  | 0.97 |  | Outside | side of home
NJSTRE1545616918 |  | Transition Incentive Program | Freehold | 7728 | 17 | 13.6 | Residential | Yes | Behind the Meter | Net-metered residential rooftop and canopy |  | None | Trinity Solar | JCP&L | Accepted | 2020-09-21 | 2020-09-23 | 2021-10-30 | solar edge | SE11400 | Inverters | 11400 |  | 1 |  |  | 0.97 |  | Outside | side of home
NJSTRE1545617063 |  | Transition Incentive Program | Pennsauken | 8110 | 14 | 6.7 | Residential | No | Behind the Meter | Net-metered residential rooftop and canopy |  | None | Vision Solar LLC | PSE&G | Accepted | 2020-09-21 | 2020-09-23 | 2021-10-30 | ENPHASE | IQ7-60-2-US | Inverters | 0.24 |  | 20 |  |  | 0.96 |  | Other | BEHIND EACH PANEL
NJSTRE1545617054 |  | Transition Incentive Program | SECAUCUS | 7094 | 8 | 7.15 | Residential | No | Behind the Meter | Net-metered residential rooftop and canopy |  | None | Infinity Solar Systems | PSE&G | Accepted | 2020-09-21 | 2020-09-23 | 2021-10-30 | ENPHASE | IQ7PLUS-72-X-US | Inverters | 290 |  | 22 |  |  | 0.97 |  | Outside | MICROINVERTERS
NJSTRE1545617376 |  | Transition Incentive Program | North Plainfield Boro | 7060 | 10 | 5.67 | Residential | No | Behind the Meter | Net-metered residential rooftop and canopy |  | None | Palmetto Solar LLC | PSE&G | Accepted | 2020-09-22 | 2020-09-23 | 2021-10-30 | SolarEdge Technologies | SE5000H-US | Inverters | 5000 |  | 1 |  |  | 0.99 |  | Outside | side of the house
NJSTRE1545617520 |  | Transition Incentive Program | Burlington | 8016 | 13 | 10.08 | Residential | Yes | Behind the Meter | Net-metered residential rooftop and canopy |  | None | Vivint Solar Developer, LLC | PSE&G | Accepted | 2020-09-21 | 2020-09-24 | 2021-10-30 | Solar Edge | SE7600H-US | Inverters | 7600 |  | 1 |  |  | 0.992 |  | Outdoor | Near the Utility Meter
NJSTRE1545384024 | NJSRRE1542827281 | Transition Incentive Program | Camden City | 8103 | 14 | 9.6 | Residential | Yes | Behind the Meter | Behind the Meter |  | None | Skyline Solar, LLC | PSE&G | Eligible for TI Program | 2019-10-30 | 2019-11-01 | 2021-10-30 | Hanwha Q-Cells | Q.PEAK DUO-G5 320 | Solar Panels |  | 0.32 | 30 | 271 | 20 |  | Fixed | Roof
NJSTRE1545384031 | NJSRRE1542884145 | Transition Incentive Program | NORTH PLAINFIELD | 7063 | 10 | 5.99 | Residential | Yes | Behind the Meter | Net-metered residential rooftop and canopy |  | None | Vivint Solar Developer, LLC | PSE&G | Accepted | 2019-11-01 | 2019-11-05 | 2021-10-30 | Hanwha | Q.PEAK BLK-G5 315 | Solar Panels |  | 0.315 | 5 | 309 | 34 |  | Fixed | Roof
NJSTRE1545613812 |  | Transition Incentive Program | BLACKWOOD | 8012 | 14 | 8.96 | Residential | No | Behind the Meter | Net-metered residential rooftop and canopy |  | None | Vivint Solar Developer, LLC | PSE&G | Accepted | 2020-09-22 | 2020-09-22 | 2021-10-30 | Solar Edge | SE7600H-US | Inverters | 7600 |  | 1 |  |  | 0.992 |  | Outdoor | Near the Utility Meter
NJSTRE1545615720 |  | Transition Incentive Program | MAPLE SHADE | 8052 | 13 | 10.4 | Residential | Yes | Behind the Meter | Net-metered residential rooftop and canopy |  | None | Vivint Solar Developer, LLC | PSE&G | Accepted | 2020-09-21 | 2020-09-22 | 2021-10-30 | Solar Edge | SE7600H-US | Inverters | 7600 |  | 1 |  |  | 0.992 |  | Outdoor | Near the Utility Meter
NJSTRE1545616720 |  | Transition Incentive Program | Mt. Laurel | 8054 | 13 | 9.18 | Residential | No | Behind the Meter | Net-metered residential rooftop and canopy |  | None | Maier Solar Engineering dba Solar Me | PSE&G | Accepted | 2020-09-21 | 2020-09-23 | 2021-10-30 | Enphase | IQ7+ | Inverters | 290 |  | 27 |  |  | 0.96 |  | Outdoor | Next to meter
NJSTRE1545616792 |  | Transition Incentive Program | Wayne | 7470 | 6 | 22.44 | Residential | No | Behind the Meter | Net-metered residential rooftop and canopy |  | None | Maier Engineering dba Solar Me | PSE&G | Accepted | 2020-09-21 | 2020-09-23 | 2021-10-30 | Enphase | IQ7+ | Inverters | 290 |  | 66 |  |  | 0.96 |  | Outside | Next to meter
NJSTRE1545617010 |  | Transition Incentive Program | Fortescue | 8321 | 20 | 15.3 | Residential | Yes | Behind the Meter | Net-metered residential rooftop and canopy |  | None | Trinity Solar | AC Electric | Accepted | 2020-09-21 | 2020-09-23 | 2021-10-30 | Solar Edge | SE11400 | Inverters | 11400 |  | 1 |  |  | 0.97 |  | Outside | side of home
NJSTRE1545617037 |  | Transition Incentive Program | Bayonne | 7002 | 8 | 6.03 | Residential | Yes | Behind the Meter | Net-metered residential rooftop and canopy |  | None | Vision Solar LLC | PSE&G | Accepted | 2020-09-21 | 2020-09-23 | 2021-10-30 | ENPHASE | IQ7-60-2-US | Inverters | 0.24 |  | 18 |  |  | 0.96 |  | Other | BEHIND EACH PANEL
NJSTRE1545617101 |  | Transition Incentive Program | Hightstown | 8520 | 12 | 5.95 | Residential | Yes | Behind the Meter | Net-metered residential rooftop and canopy |  | None | Pro Custom Solar dba Momentum Solar | JCP&L | Accepted | 2020-09-21 | 2020-09-23 | 2021-10-30 | Enphase | IQ7PLUS-72-2-US | Inverters | 290 |  | 17 |  |  | 0.97 |  | Outdoor | Roof
NJSTRE1545617286 |  | Transition Incentive Program | PASSAIC | 7055 | 6 | 12.35 | Residential | Yes | Behind the Meter | Net-metered residential rooftop and canopy |  | None | Infinity Solar Systems | PSE&G | Accepted | 2020-09-21 | 2020-09-23 | 2021-10-30 | ENPHASE | IQ7PLUS-72-X-US | Inverters | 290 |  | 38 |  |  | 0.97 |  | Outside | MICROINVERTERS
NJSTRE1545617380 |  | Transition Incentive Program | ROSELLE | 7203 | 10 | 5.25 | Residential | Yes | Behind the Meter | Net-metered residential rooftop and canopy |  | None | Pro Custom Solar dba Momentum Solar | PSE&G | Accepted | 2020-09-21 | 2020-09-23 | 2021-10-30 | Enphase | IQ7PLUS-72-2-US | Inverters | 290 |  | 15 |  |  | 0.97 |  | Outdoor | Roof
NJSTRE1545617410 |  | Transition Incentive Program | Elmer | 8318 | 16 | 6.5 | Residential | Yes | Behind the Meter | Net-metered residential rooftop and canopy |  | None | Castle Energy, LLC | AC Electric | Accepted | 2020-09-21 | 2020-09-23 | 2021-10-30 | Enphase Energy | IQ7-60-2-US | Inverters | 240 |  | 20 |  |  | 0.967 |  | Outdoor | on the rooftop under each solar module
NJSTRE1545383979 | NJSRRE1542501311 | Transition Incentive Program | Lawrence TWP | 8648 | 12 | 8.06 | Residential | No | Behind the Meter | Behind the Meter |  | None | 1st Light Energy Inc | PSE&G | Eligible for TI Program | 2019-10-03 | 2019-10-08 | 2021-10-30 | Longi | LR6-60HPB-310M | Solar Panels |  | 0.31 | 15 | 138 | 18 |  | Fixed | Roof
NJSTRE1545383980 | NJSRRE1542423105 | Transition Incentive Program | EGG HBR TWP | 8234 | 19 | 2.52 | Residential | Yes | Behind the Meter | Net-metered residential rooftop and canopy |  | None | Vivint Solar Developer, LLC | AC Electric | Accepted | 2019-09-19 | 2019-09-24 | 2021-10-30 | HANWHA SOLAR | Q.PEAK BLK-G5 315 | Solar Panels |  | 0.315 | 8 | 30 | 34 |  | Fixed | Roof
NJSTRE1545383987 | NJSRRE1542540384 | Transition Incentive Program | Mount Laurel Township | 8054 | 13 | 5.53 | Residential | No | Behind the Meter | Behind the Meter |  | None | Green power Energy | PSE&G | Eligible for TI Program | 2019-10-14 | 2019-10-16 | 2021-10-30 | Panasonic | VBHN325KA03 | Solar Panels |  | 0.325 | 17 | 132 | 27 |  | Fixed | Roof
NJSTRE1545383993 | NJSRRE1542498599 | Transition Incentive Program | JERSEY CITY | 7305 | 8 | 3.78 | Residential | Yes | Behind the Meter | Net-metered residential rooftop and canopy |  | None | Vivint Solar Developer, LLC | PSE&G | Accepted | 2019-10-03 | 2019-10-04 | 2021-10-30 | Hanwha Solar | Q.PEAK DUO BLK-G5 315 | Solar Panels |  | 0.315 | 12 | 129 | 20 |  | Fixed | Roof
NJSTRE1545384000 | NJSRRE1542583123 | Transition Incentive Program | Pennsauken | 8110 | 14 | 7.25 | Residential | Yes | Behind the Meter | Net-metered residential rooftop and canopy |  | None | Vivint Solar Developer, LLC | PSE&G | Accepted | 2019-10-25 | 2019-10-28 | 2021-10-30 | Hanwha Solar | Q.PEAK DUO BLK-G5 315 | Solar Panels |  | 0.315 | 8 | 57 | 14 |  | Fixed | Roof
NJSTRE1545384000 | NJSRRE1542583123 | Transition Incentive Program | Pennsauken | 8110 | 14 | 7.25 | Residential | Yes | Behind the Meter | Net-metered residential rooftop and canopy |  | None | Vivint Solar Developer, LLC | PSE&G | Accepted | 2019-10-25 | 2019-10-28 | 2021-10-30 | Hanwha Solar | Q.PEAK DUO BLK-G5 315 | Solar Panels |  | 0.315 | 4 | 147 | 38 |  | Fixed | Roof
NJSTRE1545384005 | NJSRRE1542498352 | Transition Incentive Program | Jersey City | 7307 | 8 | 14.06 | Residential | No | Behind the Meter | Net-metered residential rooftop and canopy |  | None | Ampericon | PSE&G | Accepted | 2019-10-02 | 2019-10-08 | 2021-10-30 | Silfab | SLA-M-370 | Solar Panels |  | 0.37 | 25 | 206 | 25 |  | Fixed | Roof
NJSTRE1545384010 | NJSRRE1542507863 | Transition Incentive Program | Livingston | 7039 | 9 | 5.87 | Residential | No | Behind the Meter | Behind the Meter |  | None | Pro Custom Solar dba Momentum Solar | PSE&G | Eligible for TI Program | 2019-10-04 | 2019-10-09 | 2021-10-30 | LG ELECTRONICS | LG 345N1C-V5 | Solar Panels |  | 0.345 | 8 | 260 | 30 |  | Fixed | Roof
NJSTRE1545616809 |  | Transition Incentive Program | Ewing | 8618 | 12 | 5.1 | Residential | Yes | Behind the Meter | Net-metered residential rooftop and canopy |  | None | Trinity Solar | PSE&G | Accepted | 2020-09-21 | 2020-09-23 | 2021-10-30 | Solar Edge | SE3800 | Inverters | 3800 |  | 1 |  |  | 0.97 |  | Outside | side of home
NJSTRE1545616863 |  | Transition Incentive Program | Bound Brook | 8805 | 5 | 10.56 | Residential | Yes | Behind the Meter | Net-metered residential rooftop and canopy |  | None | e2/ECTA | PSE&G | Accepted | 2020-09-25 | 2020-09-25 | 2021-10-30 | SolarEdge | SE7600H-US | Inverters | 32 |  | 1 |  |  | 0.96 |  | Outside | back of house
NJSTRE1545616909 |  | Transition Incentive Program | Elizabeth | 7201 | 10 | 9.45 | Residential | No | Behind the Meter | Net-metered residential rooftop and canopy |  | None | New Jersey Suntech | PSE&G | Accepted | 2020-09-21 | 2020-09-23 | 2021-10-30 | Solaredge | SE7600 | Inverters | 7600 |  | 1 |  |  | 0.97 |  | Outside | Side of house
NJSTRE1545616910 |  | Transition Incentive Program | Freehold | 7728 | 17 | 11.56 | Residential | Yes | Behind the Meter | Net-metered residential rooftop and canopy |  | None | Trinity Solar | JCP&L | Accepted | 2020-09-21 | 2020-09-23 | 2021-10-30 | Solar Edge | SE10000H-US | Inverters | 10000 |  | 1 |  |  | 0.97 |  | Outside | side of home
NJSTRE1545616949 |  | Transition Incentive Program | Sicklerville | 8081 | 14 | 9.45 | Residential | No | Behind the Meter | Net-metered residential rooftop and canopy |  | None | Advanced Renewable Solutions | AC Electric | Accepted | 2020-09-21 | 2020-09-23 | 2021-10-30 | ENPHASE | IQ7-60-2-US | Inverters | 7200 |  | 30 |  |  | 0.976 |  | Other | Micro-inverters are mounted to the underside of every s
NJSTRE1545383220 | NJSRRE1542851375 | Transition Incentive Program | Carteret | 7008 | 11 | 9.77 | Residential | Yes | Behind the Meter | Behind the Meter |  | None | Pro Custom Solar dba Momentum Solar | PSE&G | Eligible for TI Program | 2019-10-31 | 2019-11-04 | 2021-10-30 | HANWHA | Q.PEAK DUO BLK-G5 315 | Solar Panels |  | 0.315 | 10 | 259 | 27 |  | Fixed | Roof
NJSTRE1545383224 | NJSRRE1543022505 | Transition Incentive Program | Plainfield | 7063 | 10 | 2.52 | Residential | Yes | Behind the Meter | Net-metered residential rooftop and canopy |  | None | Vivint Solar Developer, LLC | PSE&G | Accepted | 2019-11-05 | 2019-11-08 | 2021-10-30 | Hanwha | Q.PEAK BLK-G5 315 | Solar Panels |  | 0.315 | 4 | 317 | 29 |  | Fixed | Roof
NJSTRE1545383233 | NJSRRE1542497296 | Transition Incentive Program | BELFORD | 7718 | 17 | 7.8 | Residential | Yes | Behind the Meter | Net-metered residential rooftop and canopy |  | None | Vivint Solar Developer, LLC | JCP&L | Accepted | 2019-10-02 | 2019-10-04 | 2021-10-30 | Trina Solar | TSM-260PD05.08 | Solar Panels |  | 0.26 | 12 | 298 | 22 |  | Fixed | Roof
NJSTRE1545383239 | NJSRRE1542813099 | Transition Incentive Program | Roselle | 7203 | 10 | 5.04 | Residential | Yes | Behind the Meter | Behind the Meter |  | None | Pro Custom Solar dba Momentum Solar | PSE&G | Eligible for TI Program | 2019-10-30 | 2019-11-01 | 2021-10-30 | Hanwha | Q.Peak DUO BLK-G5 315 | Solar Panels |  | 0.315 | 6 | 261 | 37 |  | Fixed | Roof
NJSTRE1545383250 | NJSRRE1542515537 | Transition Incentive Program | Haledon | 7508 | 6 | 6.41 | Residential | Yes | Behind the Meter | Behind the Meter |  | None | Whitman Construction, LLC | PSE&G | Eligible for TI Program | 2019-10-15 | 2019-10-15 | 2021-10-30 | Trina Solar | TSM-305DD05A | Solar Panels |  | 0.305 | 3 | 139 | 20 |  | Fixed | Roof
NJSTRE1545383254 | NJSRRE1542684939 | Transition Incentive Program | Elizabeth | 7202 | 10 | 8.97 | Residential | Yes | Behind the Meter | Behind the Meter |  | None | Pro Custom Solar dba Momentum Solar | PSE&G | Eligible for TI Program | 2019-10-28 | 2019-10-30 | 2021-10-30 | LG ELECTRONICS | LG 345N1C-V5 | Solar Panels |  | 0.345 | 12 | 275 | 4 |  | Fixed | Roof
NJSTRE1545383256 | NJSRRE1542548498 | Transition Incentive Program | Newark | 7106 | 9 | 7.56 | Residential | Yes | Behind the Meter | Net-metered residential rooftop and canopy |  | None | Vivint Solar Developer, LLC | PSE&G | Accepted | 2019-10-16 | 2019-10-18 | 2021-10-30 | Hanwha | Q.PEAK BLK-G5 315 | Solar Panels |  | 0.315 | 17 | 101 | 24 |  | Fixed | Roof
NJSTRE1545383270 | NJSRRE1542832930 | Transition Incentive Program | Lakewood | 8701 | 18 | 12.09 | Residential | No | Behind the Meter | Net-metered residential rooftop and canopy |  | None | Powerlutions | JCP&L | Accepted |  | 2019-11-01 | 2021-10-30 | Axitec | AC-310P/156-72S | Solar Panels |  | 0.31 | 39 | 187 | 31 |  | Fixed | Roof
NJSTRE1545383275 | NJSRRE1542538839 | Transition Incentive Program | Edison | 8837 | 11 | 14.49 | Residential | Yes | Behind the Meter | Net-metered residential rooftop and canopy |  | None | Suntuity Solar LLC | PSE&G | Accepted | 2019-10-12 | 2019-10-16 | 2021-10-30 | Longi | LR6-60HPB-315M | Solar Panels |  | 0.315 | 25 | 193 | 41 |  | Fixed | Roof
NJSTRE1545383291 | NJSRRE1542462122 | Transition Incentive Program | Rockaway | 7866 | 3 | 3.78 | Residential | Yes | Behind the Meter | Net-metered residential rooftop and canopy |  | None | Vivint Solar Developer, LLC | JCP&L | Accepted | 2019-10-01 | 2019-10-02 | 2021-10-30 | Hanwha Solar | Q.PEAK BLK-G5 315 | Solar Panels |  | 0.315 | 8 | 64 | 39 |  | Fixed | Roof
NJSTRE1545561017 |  | Transition Incentive Program | Chesterfield | 8515 | 13 | 5.94 | Residential | No | Behind the Meter | Net-metered residential rooftop and canopy |  | None | Whitman Construction, LLC | PSE&G | Accepted | 2020-09-08 | 2020-09-10 | 2021-10-30 | ENPHASE ENERGY | IQ7X-96-2-US | Inverters | 240 |  | 18 |  |  | 0.975 |  | Outdoor | Microinverters located under modules
NJSTRE1545564353 |  | Transition Incentive Program | Parsippany | 7054 | 3 | 15.28 | Residential | Yes | Behind the Meter | Net-metered residential rooftop and canopy |  | None | Vivint Solar Developer, LLC | JCP&L | Accepted | 2020-09-12 | 2020-09-14 | 2021-10-30 | Solar Edge | SE3800H-US | Inverters | 3800 |  | 1 |  |  | 0.992 |  | Outdoor | Near the Utility Meter
NJSTRE1545383905 | NJSRRE1542521460 | Transition Incentive Program | North Bergen | 7047 | 8 | 4.35 | Residential | Yes | Behind the Meter | Behind the Meter |  | None | Sunrun Installation Services, Inc. | PSE&G | Eligible for TI Program | 2019-10-09 | 2019-10-11 | 2021-10-30 | REC Solar | REC290TP2 BLK | Solar Panels |  | 0.29 | 7 | 206 | 40 |  | Fixed | Roof
NJSTRE1545383921 | NJSRRE1542512272 | Transition Incentive Program | MANAHAWKIN | 8050 | 18 | 6.3 | Residential | Yes | Behind the Meter | Net-metered residential rooftop and canopy |  | None | Vivint Solar Developer, LLC | AC Electric | Accepted | 2019-10-07 | 2019-10-09 | 2021-10-30 | Hanwha | Q.PEAK BLK-G5 315 | Solar Panels |  | 0.315 | 20 | 195 | 18 |  | Fixed | Roof
NJSTRE1545383925 | NJSRRE1543065252 | Transition Incentive Program | Englewood | 7631 | 7 | 13.86 | Residential | Yes | Behind the Meter | Behind the Meter |  | None | Trinity Solar | PSE&G | Eligible for TI Program | 2019-11-11 | 2019-11-13 | 2021-10-30 | Hanwha 315 | Q.PEAK DUO BLK-G5 315 | Solar Panels |  | 0.315 | 10 | 105 | 23 |  | Fixed | Roof
NJSTRE1545383926 | NJSRRE1543041825 | Transition Incentive Program | Freehold | 7728 | 17 | 13.23 | Residential | Yes | Behind the Meter | Behind the Meter |  | None | Pro Custom Solar dba Momentum Solar | JCP&L | Eligible for TI Program | 2019-11-06 | 2019-11-11 | 2021-10-30 | HANWHA | Q.PEAK DUO BLK-G5 315 | Solar Panels |  | 0.315 | 4 | 320 | 16 |  | Fixed | Roof
NJSTRE1545383931 | NJSRRE1542687535 | Transition Incentive Program | East Orange City | 7018 | 9 | 11.45 | Residential | No | Behind the Meter | Net-metered residential rooftop and canopy |  | None | SunnyMac LLC | PSE&G | Accepted |  | 2019-11-01 | 2021-10-30 | SunPower | SPR-E20-327 | Solar Panels |  | 0.327 | 3 | 114 | 45 |  | Fixed | Roof
NJSTRE1545383931 | NJSRRE1542687535 | Transition Incentive Program | East Orange City | 7018 | 9 | 11.45 | Residential | No | Behind the Meter | Net-metered residential rooftop and canopy |  | None | SunnyMac LLC | PSE&G | Accepted |  | 2019-11-01 | 2021-10-30 | SunPower | SPR-E20-327 | Solar Panels |  | 0.327 | 15 | 204 | 45 |  | Fixed | Roof
NJSTRE1545383937 | NJSRRE1543041001 | Transition Incentive Program | Sicklerville | 8081 | 14 | 16.8 | Residential | No | Behind the Meter | Behind the Meter |  | None | Orbit Energy & Power, LLC | AC Electric | Eligible for TI Program | 2019-11-06 | 2019-11-08 | 2021-10-30 | trina | tsm 300 | Solar Panels |  | 0.3 | 30 | 120 | 38 |  | Fixed | Roof
NJSTRE1545383937 | NJSRRE1543041001 | Transition Incentive Program | Sicklerville | 8081 | 14 | 16.8 | Residential | No | Behind the Meter | Behind the Meter |  | None | Orbit Energy & Power, LLC | AC Electric | Eligible for TI Program | 2019-11-06 | 2019-11-08 | 2021-10-30 | trina | tsm 300 | Solar Panels |  | 0.3 | 12 | 300 | 38 |  | Fixed | Roof
NJSTRE1545383942 | NJSRRE1543315540 | Transition Incentive Program | LODI | 7644 | 7 | 4.41 | Residential | Yes | Behind the Meter | Net-metered residential rooftop and canopy |  | None | Vivint Solar Developer, LLC | PSE&G | Accepted | 2019-11-18 | 2019-11-19 | 2021-10-30 | HANWHA SOLAR | Q.PEAK BLK-G5 315 | Solar Panels |  | 0.315 | 2 | 128 | 22 |  | Fixed | Roof
NJSTRE1545383943 | NJSRRE1542527829 | Transition Incentive Program | Carteret | 7008 | 11 | 8.63 | Residential | Yes | Behind the Meter | Behind the Meter |  | None | Pro Custom Solar dba Momentum Solar | PSE&G | Eligible for TI Program | 2019-10-11 | 2019-10-15 | 2021-10-30 | LG ELECTRONICS | LG 345N1C-V5 | Solar Panels |  | 0.345 | 8 | 114 | 19 |  | Fixed | Roof
NJSTRE1545383945 | NJSRRE1542573028 | Transition Incentive Program | MICKLETON | 8056 | 15 | 18.27 | Residential | Yes | Behind the Meter | Net-metered residential rooftop and canopy |  | None | Vivint Solar Developer, LLC | AC Electric | Final As-Built Received | 2019-10-21 | 2019-10-23 | 2021-10-30 | Hanwha | Q.PEAK BLK-G5 315 | Solar Panels |  | 0.315 | 3 | 252 | 40 |  | Fixed | Roof
NJSTRE1545617041 |  | Transition Incentive Program | Chesterfield | 8515 | 13 | 5.95 | Residential | No | Behind the Meter | Net-metered residential rooftop and canopy |  | None | Pro Custom Solar dba Momentum Solar | PSE&G | Accepted | 2020-09-21 | 2020-09-23 | 2021-10-30 | Enphase | IQ7PLUS-72-2-US | Inverters | 290 |  | 17 |  |  | 0.97 |  | Outdoor | Roof
NJSTRE1545617084 |  | Transition Incentive Program | Mount Holly | 8060 | 13 | 4.08 | Residential | Yes | Behind the Meter | Net-metered residential rooftop and canopy |  | None | Trinity Solar | PSE&G | Accepted | 2020-09-21 | 2020-09-23 | 2021-10-30 | Solar Edge | SE3800 | Inverters | 3800 |  | 1 |  |  | 0.97 |  | Outside | side of home
NJSTRE1545383981 | NJSRRE1542967042 | Transition Incentive Program | Tabernacle | 8088 | 13 | 26.66 | Residential | Yes | Behind the Meter | Behind the Meter |  | None | All Season Solar | AC Electric | Eligible for TI Program | 2019-11-05 | 2019-11-07 | 2021-10-30 | Trina | TSM DD05H.05II 310W AUG 2019 | Solar Panels |  | 0.31 | 22 | 243 | 34 |  | Fixed | Roof
NJSTRE1545383981 | NJSRRE1542967042 | Transition Incentive Program | Tabernacle | 8088 | 13 | 26.66 | Residential | Yes | Behind the Meter | Behind the Meter |  | None | All Season Solar | AC Electric | Eligible for TI Program | 2019-11-05 | 2019-11-07 | 2021-10-30 | Trina | TSM DD05H.05II 310W AUG 2019 | Solar Panels |  | 0.31 | 9 | 153 | 20 |  | Fixed | Roof
NJSTRE1545383983 | NJSRRE1542500882 | Transition Incentive Program | Mannington | 8079 | 16 | 7.04 | Residential | Yes | Behind the Meter | Behind the Meter |  | None | Skyline Solar, LLC | AC Electric | Eligible for TI Program | 2019-10-03 | 2019-10-08 | 2021-10-30 | Hanwha Q-Cells | Q.PEAK DUO-G5 320 | Solar Panels |  | 0.32 | 22 | 166 | 20 |  | Fixed | Roof
NJSTRE1545383995 | NJSRRE1543417584 | Transition Incentive Program | HIGHLAND PARK | 8904 | 11 | 4.73 | Residential | Yes | Behind the Meter | Net-metered residential rooftop and canopy |  | None | Vivint Solar Developer, LLC | PSE&G | Accepted | 2019-11-18 | 2019-11-20 | 2021-10-30 | Hanwha | Q.PEAK BLK-G5 315 | Solar Panels |  | 0.315 | 15 | 162 | 35 |  | Fixed | Roof
NJSTRE1545616671 |  | Transition Incentive Program | Point Pleasant Boro | 8742 | 18 | 3.06 | Residential | Yes | Behind the Meter | Net-metered residential rooftop and canopy |  | None | Trinity Solar | JCP&L | Accepted | 2020-09-21 | 2020-09-22 | 2021-10-30 | Solar Edge | SE3000 | Inverters | 3000 |  | 1 |  |  | 0.97 |  | Outside | side of home
NJSTRE1545616695 |  | Transition Incentive Program | Hackensack City | 7601 | 7 | 8.4 | Residential | No | Behind the Meter | Net-metered residential rooftop and canopy |  | None | Bright Planet Solar | PSE&G | Accepted | 2020-09-21 | 2020-09-24 | 2021-10-30 | SOLAR EDGE | SE6000H-USRGM | Inverters | 6000 |  | 1 |  |  | 0.98 |  | Outdoor | OUTSIDE
NJSTRE1545616757 |  | Transition Incentive Program | Morganville | 7751 | 17 | 28.9 | Residential | No | Behind the Meter | Net-metered residential rooftop and canopy |  | None | Maier Engineering dba Solar Me | JCP&L | Accepted | 2020-09-21 | 2020-09-23 | 2021-10-30 | Solar Edge | SE7600H-US | Inverters | 7600 |  | 2 |  |  | 0.97 |  | Outdoor | Next to meter
NJSTRE1545616798 |  | Transition Incentive Program | North Arlington | 7031 | 7 | 7.48 | Residential | Yes | Behind the Meter | Net-metered residential rooftop and canopy |  | None | Trinity Solar | PSE&G | Accepted | 2020-09-21 | 2020-09-23 | 2021-10-30 | Solar Edge | SE6000 | Inverters | 6000 |  | 1 |  |  | 0.97 |  | Outside | side of home
NJSTRE1545616951 |  | Transition Incentive Program | South Brunswick Twp | 8852 | 11 | 8.64 | Residential | No | Behind the Meter | Net-metered residential rooftop and canopy |  | None | Green Power energy | PSE&G | Accepted | 2020-09-21 | 2020-09-23 | 2021-10-30 | Enphase Energy | IQ7PLUS-72-2-US | Inverters | 290 |  | 24 |  |  | 0.975 |  | Outside | next to meter
NJSTRE1545616945 |  | Transition Incentive Program | Toms River | 8755 | 18 | 9.18 | Residential | Yes | Behind the Meter | Net-metered residential rooftop and canopy |  | None | Trinity Solar | JCP&L | Accepted | 2020-09-21 | 2020-09-23 | 2021-10-30 | Solar Edge | SE7600H-US | Inverters | 7600 |  | 1 |  |  | 0.97 |  | Outside | side of home
NJSTRE1545616994 |  | Transition Incentive Program | Piscataway TWP | 8854 | 11 | 13.26 | Residential | No | Behind the Meter | Net-metered residential rooftop and canopy |  | None | Tesla Energy Operations Inc. | PSE&G | Accepted | 2020-09-21 | 2020-09-23 | 2021-10-30 | SolarEdge Technologies | SE11400H-US [240V] | Inverters | 11400 |  | 1 |  |  | 0.99 |  | Outside | Outside
NJSTRE1545617124 |  | Transition Incentive Program | Brick | 8724 | 18 | 7.7 | Residential | Yes | Behind the Meter | Net-metered residential rooftop and canopy |  | None | Pro Custom Solar dba Momentum Solar | JCP&L | Accepted | 2020-09-21 | 2020-09-23 | 2021-10-30 | Enphase | IQ7PLUS-72-2-US | Inverters | 290 |  | 22 |  |  | 0.97 |  | Outdoor | Roof
NJSTRE1545617270 |  | Transition Incentive Program | Swedesboro | 8085 | 15 | 10.54 | Residential | Yes | Behind the Meter | Net-metered residential rooftop and canopy |  | None | Trinity Solar | AC Electric | Accepted | 2020-09-21 | 2020-09-23 | 2021-10-30 | Solar Edge | SE10000 | Inverters | 10000 |  | 1 |  |  | 0.97 |  | Outside | side of home
NJSTRE1545383978 | NJSRRE1542561911 | Transition Incentive Program | Passaic City | 7055 | 6 | 5.12 | Residential | Yes | Behind the Meter | Behind the Meter |  | None | Skyline Solar, LLC | PSE&G | Eligible for TI Program | 2019-10-21 | 2019-10-23 | 2021-10-30 | Hanwha Q-Cells | Q.PEAK DUO-G5 320 | Solar Panels |  | 0.32 | 16 | 124 | 40 |  | Fixed | Roof
NJSTRE1545383979 | NJSRRE1542501311 | Transition Incentive Program | Lawrence TWP | 8648 | 12 | 8.06 | Residential | No | Behind the Meter | Behind the Meter |  | None | 1st Light Energy Inc | PSE&G | Eligible for TI Program | 2019-10-03 | 2019-10-08 | 2021-10-30 | Longi | LR6-60HPB-310M | Solar Panels |  | 0.31 | 11 | 135 | 9 |  | Fixed | Roof
NJSTRE1545383990 | NJSRRE1543046204 | Transition Incentive Program | Tuckerton | 8087 | 18 | 8.25 | Residential | No | Behind the Meter | Net-metered residential rooftop and canopy |  | None | Whitman Construction, LLC | AC Electric | Accepted |  | 2019-11-11 | 2021-10-30 | Panasonic | VBHN330SA17 | Solar Panels |  | 0.33 | 25 | 147 | 25 |  | Fixed | Roof
NJSTRE1545383992 | NJSRRE1542430864 | Transition Incentive Program | West Orange | 7052 | 9 | 9.66 | Residential | Yes | Behind the Meter | Behind the Meter |  | None | Pro Custom Solar dba Momentum Solar | PSE&G | Eligible for TI Program | 2019-09-24 | 2019-10-08 | 2021-10-30 | LG ELECTRONICS | LG 345N1C-V5 | Solar Panels |  | 0.345 | 17 | 71 | 40 |  | Fixed | Roof
NJSTRE1545616883 |  | Transition Incentive Program | South Brunswick Twp | 8528 | 5 | 10.23 | Residential | No | Behind the Meter | Net-metered residential rooftop and canopy |  | None | Green Power Energy | PSE&G | Accepted | 2020-09-21 | 2020-09-23 | 2021-10-30 | Enphase Energy | IQ7PLUS-72-2-US | Inverters | 290 |  | 31 |  |  | 0.975 |  | Outside | next to meter
NJSTRE1545616875 |  | Transition Incentive Program | Medford | 8055 | 13 | 19.04 | Residential | No | Behind the Meter | Net-metered residential rooftop and canopy |  | PSEG | Maier Engineering dba Solar Me | PSE&G | Accepted | 2020-09-21 | 2020-09-23 | 2021-10-30 | Enphase | IQ7+ | Inverters | 290 |  | 56 |  |  | 0.96 |  | Outdoor | Next to meter
NJSTRE1545616986 |  | Transition Incentive Program | West Berlin | 8091 | 14 | 9.52 | Residential | No | Behind the Meter | Net-metered residential rooftop and canopy |  | None | Maier Engineering dba Solar Me | AC Electric | Accepted | 2020-09-21 | 2020-09-23 | 2021-10-30 | Enphase | IQ7+ | Inverters | 290 |  | 28 |  |  | 0.96 |  | Outdoor | Next to meter
NJSTRE1545616999 |  | Transition Incentive Program | LODI | 7644 | 7 | 11.05 | Residential | Yes | Behind the Meter | Net-metered residential rooftop and canopy |  | None | Vivint Solar Developer, LLC | PSE&G | Accepted | 2020-09-22 | 2020-09-23 | 2021-10-30 | Solar Edge | SE7600H-US | Inverters | 7600 |  | 1 |  |  | 0.992 |  | Outdoor | Near the Utility Meter
NJSTRE1545617095 |  | Transition Incentive Program | Lakewood | 8701 | 18 | 4.32 | Residential | Yes | Behind the Meter | Net-metered residential rooftop and canopy |  | None | Ecological Systems LLC | JCP&L | Accepted | 2020-09-22 | 2020-09-24 | 2021-10-30 | SOLAREDGE | SE3000H-US | Inverters | 30000 |  | 1 |  |  | 0.99 |  | Outside | at meter
NJSTRE1545617331 |  | Transition Incentive Program | Plainfield | 7063 | 10 | 7.02 | Residential | Yes | Behind the Meter | Net-metered residential rooftop and canopy |  | None | Sunrun Installation Services, Inc. | PSE&G | Accepted | 2020-09-21 | 2020-09-23 | 2021-10-30 | Delta Electronics | M6-TL-US | Inverters | 6000 |  | 1 |  |  | 0.96 |  | Outdoor | Next To Meter
NJSTRE1545617533 |  | Transition Incentive Program | Somerset | 8873 | 5 | 12.92 | Residential | No | Behind the Meter | Net-metered residential rooftop and canopy |  | None | NJ Solar Power, LLC | PSE&G | Accepted | 2020-09-21 | 2020-09-23 | 2021-10-30 | solaredge | SE7600H-US | Inverters | 7600 |  | 1 |  |  | 0.99 |  | Outdoor | garage
NJSTRE1545617550 |  | Transition Incentive Program | Bridgewater | 8807 | 5 | 20.06 | Residential | No | Behind the Meter | Net-metered residential rooftop and canopy |  | None | NJ Solar Power, LLC | PSE&G | Accepted | 2020-09-21 | 2020-09-23 | 2021-10-30 | solaredge | Se10000H-US | Inverters | 10000 |  | 1 |  |  | 0.99 |  | Outdoor | garage
NJSTRE1545618515 |  | Transition Incentive Program | SOUTH BRUNSWICK TWP | 8824 | 11 | 13.55 | Residential | No | Behind the Meter | Net-metered residential rooftop and canopy |  | None | Suntuity Solar LLC | PSE&G | Accepted | 2020-09-22 | 2020-09-23 | 2021-10-30 | GENERAC | APK00014-X7602 | Inverters | 7600 |  | 2 |  |  | 0.97 |  | Outdoor | Besies the PV Modules
NJSTRE1545616819 |  | Transition Incentive Program | South River | 8882 | 11 | 12.71 | Residential | No | Behind the Meter | Net-metered residential rooftop and canopy |  | None | Bright Planet Solar | South River | Accepted | 2020-09-21 | 2020-09-24 | 2021-10-30 | SOLAR EDGE | SE10000H-USRGM | Inverters | 10000 |  | 1 |  |  | 0.98 |  | Outdoor | OUTSIDE
NJSTRE1545616938 |  | Transition Incentive Program | Brick | 8724 | 18 | 15.64 | Residential | No | Behind the Meter | Net-metered residential rooftop and canopy |  | None | Impact Solar LLC | JCP&L | Accepted | 2020-09-21 | 2020-09-23 | 2021-10-30 | SolarEdge | SE7600H-US | Inverters | 7600 |  | 2 |  |  | 0.96 |  | Indoor | garage
NJSTRE1545617038 |  | Transition Incentive Program | Whiting | 8759 | 18 | 8.54 | Residential | Yes | Behind the Meter | Net-metered residential rooftop and canopy | NA | None | Sunrun Installation Services, Inc. | JCP&L | Accepted | 2020-09-21 | 2020-09-23 | 2021-10-30 | Enphase Energy | IQ7-60-x-US (240V) | Inverters | 240 |  | 28 |  |  | 0.96 |  | Outdoor | Rooftop
NJSTRE1545617068 |  | Transition Incentive Program | Hightstown | 8520 | 12 | 8.1 | Residential | No | Behind the Meter | Net-metered residential rooftop and canopy |  | None | Morgan Associates and Consulting LLC | JCP&L | Accepted | 2020-09-21 | 2020-09-23 | 2021-10-30 | Enphase | IQ7 | Inverters | 0.24 |  | 30 |  |  | 0.99 |  | Outside | roof
NJSTRE1545617276 |  | Transition Incentive Program | Bridgeton | 8302 | 20 | 13.02 | Residential | Yes | Behind the Meter | Net-metered residential rooftop and canopy |  | None | Bright Planet Solar | AC Electric | Accepted | 2020-09-21 | 2020-09-25 | 2021-10-30 | SOLAR EDGE | SE11400H-USRGM | Inverters | 11400 |  | 1 |  |  | 0.98 |  | Outdoor | OUTSIDE
NJSTRE1545617293 |  | Transition Incentive Program | Long Valley | 7853 | 3 | 3.5 | Residential | Yes | Behind the Meter | Net-metered residential rooftop and canopy |  | None | Pro Custom Solar dba Momentum Solar | JCP&L | Accepted | 2020-09-21 | 2020-09-23 | 2021-10-30 | Enphase | IQ7PLUS-72-2-US | Inverters | 290 |  | 10 |  |  | 0.97 |  | Outdoor | Roof
NJSTRE1545617366 |  | Transition Incentive Program | Robbinsville | 8691 | 12 | 8.16 | Residential | Yes | Behind the Meter | Net-metered residential rooftop and canopy |  | None | Tesla Energy Operations Inc. | JCP&L | Final As-Built Received | 2020-09-21 | 2020-09-23 | 2021-10-30 | SolarEdge Technologies | SE7600H-US | Inverters | 7600 |  | 1 |  |  | 0.99 |  | Outdoor | Outdoor
NJSTRE1545617456 |  | Transition Incentive Program | HACKETTSTOWN | 7840 | 2 | 2.6 | Residential | Yes | Behind the Meter | Net-metered residential rooftop and canopy |  | None | Vivint Solar Developer, LLC | JCP&L | Accepted | 2020-09-21 | 2020-09-25 | 2021-10-30 | Solar Edge | SE3800H-US | Inverters | 3800 |  | 1 |  |  | 0.992 |  | Outdoor | Near the Utility Meter
NJSTRE1545618679 |  | Transition Incentive Program | Egg Harbor Township | 8234 | 19 | 5.44 | Residential | Yes | Behind the Meter | Net-metered residential rooftop and canopy |  | None | Trinity Solar | AC Electric | Accepted | 2020-09-22 | 2020-09-24 | 2021-10-30 | Solar Edge | SE5000 | Inverters | 5000 |  | 1 |  |  | 0.97 |  | Outside | side of home
NJSTRE1545619098 |  | Transition Incentive Program | Linden | 7036 | 10 | 4.69 | Residential | Yes | Behind the Meter | Net-metered residential rooftop and canopy |  | None | Vision Solar LLC | PSE&G | Accepted | 2020-09-22 | 2020-09-24 | 2021-10-30 | ENPHASE | IQ7-60-2-US | Inverters | 0.24 |  | 14 |  |  | 0.96 |  | Other | BEHIND EACH PANEL
NJSTRE1545619119 |  | Transition Incentive Program | Pleasantville | 8232 | 19 | 4.55 | Residential | Yes | Behind the Meter | Net-metered residential rooftop and canopy |  | None | Pro Custom Solar dba Momentum Solar | AC Electric | Accepted | 2020-09-22 | 2020-09-24 | 2021-10-30 | Enphase | IQ7PLUS-72-2-US | Inverters | 290 |  | 13 |  |  | 0.97 |  | Outdoor | Roof
NJSTRE1545619168 |  | Transition Incentive Program | IRVINGTON | 7111 | 9 | 6.5 | Residential | Yes | Behind the Meter | Net-metered residential rooftop and canopy |  | None | Vivint Solar Developer, LLC | PSE&G | Accepted | 2020-09-24 | 2020-09-25 | 2021-10-30 | Solar Edge | SE7600H-US | Inverters | 7600 |  | 1 |  |  | 0.992 |  | Outdoor | Near the Utility Meter
NJSTRE1545616969 |  | Transition Incentive Program | Cherry Hill | 8003 | 14 | 6.8 | Residential | No | Behind the Meter | Net-metered residential rooftop and canopy |  | None | Trinity Solar | PSE&G | Accepted | 2020-09-21 | 2020-09-23 | 2021-10-30 | Solar Edge | SE6000H-US | Inverters | 6000 |  | 1 |  |  | 0.97 |  | Outside | side of home
NJSTRE1545617012 |  | Transition Incentive Program | Lake Hopatcong | 7849 | 3 | 6.9 | Residential | No | Behind the Meter | Net-metered residential rooftop and canopy |  | None | Sundial Solar Innovations | JCP&L | Accepted | 2020-09-21 | 2020-09-23 | 2021-10-30 | Enphase | IQ7+ | Inverters | 290 |  | 20 |  |  | 0.97 |  | Outdoor | roof
NJSTRE1545617159 |  | Transition Incentive Program | Hamilton | 8620 | 12 | 8.45 | Residential | No | Behind the Meter | Net-metered residential rooftop and canopy |  | None | Kopp Electric Company | PSE&G | Accepted | 2020-09-21 | 2020-09-25 | 2021-10-30 | Solar Edge | SE10000H-US | Inverters | 10000 |  | 1 |  |  | 0.975 |  | Outdoor | next to meter
NJSTRE1545617273 |  | Transition Incentive Program | Maple Shade | 8052 | 13 | 7.7 | Residential | Yes | Behind the Meter | Net-metered residential rooftop and canopy |  | None | Pro Custom Solar dba Momentum Solar | PSE&G | Accepted | 2020-09-21 | 2020-09-23 | 2021-10-30 | Enphase | IQ7PLUS-72-2-US | Inverters | 290 |  | 22 |  |  | 0.97 |  | Outdoor | Roof
NJSTRE1545617381 |  | Transition Incentive Program | Hamilton Township | 8690 | 12 | 12.77 | Residential | Yes | Behind the Meter | Net-metered residential rooftop and canopy |  | None | Sunrun Installation Services, Inc. | PSE&G | Accepted | 2020-09-21 | 2020-09-24 | 2021-10-30 | Enphase Energy | IQ7PLUS-72-x-US (240V) | Inverters | 290 |  | 37 |  |  | 0.96 |  | Outdoor | Rooftop
NJSTRE1545617550 |  | Transition Incentive Program | Bridgewater | 8807 | 5 | 20.06 | Residential | No | Behind the Meter | Net-metered residential rooftop and canopy |  | None | NJ Solar Power, LLC | PSE&G | Accepted | 2020-09-21 | 2020-09-23 | 2021-10-30 | solaredge | Se7600H-US energy hub | Inverters | 7600 |  | 1 |  |  | 0.99 |  | Outdoor | garage
NJSTRE1545618559 |  | Transition Incentive Program | Voorhees Township | 8043 | 14 | 12.24 | Residential | No | Behind the Meter | Net-metered residential rooftop and canopy |  | None | Green Power Energy | AC Electric | Accepted | 2020-09-22 | 2020-09-24 | 2021-10-30 | Enphase Energy | IQ7PLUS-72-2-US | Inverters | 290 |  | 34 |  |  | 0.975 |  | Outside | next to meter
NJSTRE1545618634 |  | Transition Incentive Program | Springfield | 8068 | 13 | 13 | Residential | No | Behind the Meter | Net-metered residential rooftop and canopy |  | None | Whitman Construction, LLC | PSE&G | Accepted | 2020-09-22 | 2020-09-23 | 2021-10-30 | enphase energy | iq7-60-2-us | Inverters | 240 |  | 40 |  |  | 0.975 |  | Outside | microinverters located under modules
NJSTRE1545618664 |  | Transition Incentive Program | Rahway City | 7065 | 10 | 3.78 | Residential | No | Behind the Meter | Net-metered residential rooftop and canopy |  | None | Palmetto Solar LLC | PSE&G | Accepted | 2020-09-24 | 2020-09-24 | 2021-10-30 | SolarEdge Technologies | SE3000H-US | Inverters | 3000 |  | 1 |  |  | 0.99 |  | Outside | side of the house
NJSTRE1545618742 |  | Transition Incentive Program | MORRISTOWN | 7960 | 3 | 14.95 | Residential | Yes | Behind the Meter | Net-metered residential rooftop and canopy |  | None | Vivint Solar Developer, LLC | JCP&L | Accepted | 2020-09-23 | 2020-09-24 | 2021-10-30 | Solar Edge | SE3800H-US | Inverters | 3800 |  | 1 |  |  | 0.992 |  | Outdoor | Near the Utility Meter
NJSTRE1545619008 |  | Transition Incentive Program | Lodi Boro | 7644 | 7 | 11.97 | Residential | No | Behind the Meter | Net-metered residential rooftop and canopy |  | None | Palmetto Solar LLC | PSE&G | Accepted | 2020-09-22 | 2020-09-24 | 2021-10-30 | SolarEdge Technologies | SE10000H-US | Inverters | 10000 |  | 1 |  |  | 0.99 |  | Outside | side of the house
NJSTRE1545619085 |  | Transition Incentive Program | Englewood Cliffs | 7632 | 7 | 10.98 | Residential | Yes | Behind the Meter | Net-metered residential rooftop and canopy |  | None | Sunrun Installation Services, Inc. | PSE&G | Accepted | 2020-09-22 | 2020-09-24 | 2021-10-30 | Enphase Energy | IQ7-60-x-US (240V) | Inverters | 240 |  | 36 |  |  | 0.96 |  | Outdoor | Rooftop
NJSTRE1545619133 |  | Transition Incentive Program | Plainfield | 7060 | 10 | 9.75 | Residential | Yes | Behind the Meter | Net-metered residential rooftop and canopy |  | None | Vivint Solar Developer, LLC | PSE&G | Accepted | 2020-09-24 | 2020-09-29 | 2021-10-30 | Solar Edge | SE7600H-US | Inverters | 7600 |  | 1 |  |  | 0.992 |  | Outdoor | Near the Utility Meter
NJSTRE1545617119 |  | Transition Incentive Program | Mountainside | 7092 | 10 | 6.46 | Residential | Yes | Behind the Meter | Net-metered residential rooftop and canopy |  | None | Tesla Energy Operations Inc. | PSE&G | Accepted | 2020-09-21 | 2020-09-23 | 2021-10-30 | SolarEdge Technologies | SE7600H-US [240V] | Inverters | 7600 |  | 1 |  |  | 0.99 |  | Indoor | Inside garage
NJSTRE1545617157 |  | Transition Incentive Program | South Orangr | 7079 | 9 | 17.39 | Residential | No | Behind the Meter | Net-metered residential rooftop and canopy |  | None | Whitman Construction, LLC | PSE&G | Accepted | 2020-09-21 | 2020-09-23 | 2021-10-30 | ENPHASE ENERGY | 1Q7PLus-72-2-us | Inverters | 295 |  | 47 |  |  | 0.975 |  | Outdoor | microinverters located under modules
NJSTRE1545617308 |  | Transition Incentive Program | Berkeley Heights | 7922 | 10 | 9.9 | Residential | Yes | Behind the Meter | Net-metered residential rooftop and canopy |  | None | Sunrun Installation Services, Inc. | JCP&L | Accepted | 2020-09-21 | 2020-09-23 | 2021-10-30 | Enphase Energy | IQ7-60-x-US (240V) | Inverters | 240 |  | 30 |  |  | 0.96 |  | Outdoor | Rooftop
NJSTRE1545617325 |  | Transition Incentive Program | Monroe Township | 8831 | 11 | 6.9 | Residential | No | Behind the Meter | Net-metered residential rooftop and canopy |  | None | Sunrun Installation Services, Inc. | JCP&L | Accepted | 2020-09-21 | 2020-09-23 | 2021-10-30 | Enphase Energy | IQ7PLUS-72-x-US (240V) | Inverters | 290 |  | 20 |  |  | 0.96 |  | Outdoor | Rooftop
NJSTRE1545617521 |  | Transition Incentive Program | MIDDLESEX | 8846 | 11 | 5.85 | Residential | Yes | Behind the Meter | Net-metered residential rooftop and canopy |  | None | Vivint Solar Developer, LLC | PSE&G | Accepted | 2020-09-22 | 2020-09-23 | 2021-10-30 | Solar Edge | SE3800H-US | Inverters | 3800 |  | 1 |  |  | 0.992 |  | Outdoor | Near the Utility Meter
NJSTRE1545618526 |  | Transition Incentive Program | Little Falls | 7424 | 6 | 6.62 | Residential | Yes | Behind the Meter | Net-metered residential rooftop and canopy |  | None | Suntuity Solar LLC | PSE&G | Accepted | 2020-09-22 | 2020-09-24 | 2021-10-30 | Enphase Energy | IQ7-60-2-US | Inverters | 240 |  | 21 |  |  | 0.97 |  | Outdoor | Behind the PV Modules
NJSTRE1545618527 |  | Transition Incentive Program | Deptford Township | 8096 | 15 | 9.45 | Residential | No | Behind the Meter | Net-metered residential rooftop and canopy |  | None | Suntuity Solar LLC | PSE&G | Accepted | 2020-09-22 | 2020-09-23 | 2021-10-30 | Enphase Energy | IQ7-60-2-US | Inverters | 240 |  | 30 |  |  | 0.97 |  | Outdoor | Behind the PV Modules
NJSTRE1545618640 |  | Transition Incentive Program | Pennington | 8534 | 12 | 9.14 | Residential | No | Behind the Meter | Net-metered residential rooftop and canopy |  | None | Vivint Solar Developer, LLC | PSE&G | Final As-Built Received | 2020-09-22 | 2020-09-25 | 2021-10-30 | Solar Edge | SE3800H-US | Inverters | 3800 |  | 1 |  |  | 0.992 |  | Outdoor | Near the Utility Meter
NJSTRE1545618777 |  | Transition Incentive Program | Butler | 7405 | 3 | 7.8 | Residential | No | Behind the Meter | Net-metered residential rooftop and canopy |  | None | Whitman Construction, LLC | Butler | Accepted | 2020-09-22 | 2020-09-24 | 2021-10-30 | ENPHASE ENERGY | IQ7-60-2-US | Inverters | 240 |  | 24 |  |  | 0.975 |  | Outdoor | microinverters located under modules
NJSTRE1545618983 |  | Transition Incentive Program | Bargaintown | 8234 | 19 | 6.03 | Residential | Yes | Behind the Meter | Net-metered residential rooftop and canopy |  | None | Vision Solar LLC | AC Electric | Accepted | 2020-09-22 | 2020-09-24 | 2021-10-30 | ENPHASE | IQ7-60-2-US | Inverters | 0.24 |  | 18 |  |  | 0.96 |  | Other | BEHIND EACH PANEL
NJSTRE1545619095 |  | Transition Incentive Program | Clementon | 8021 | 14 | 8.54 | Residential | Yes | Behind the Meter | Net-metered residential rooftop and canopy |  | None | Sunrun Installation Services, Inc. | AC Electric | Accepted | 2020-09-22 | 2020-09-24 | 2021-10-30 | Enphase Energy | IQ7-60-x-US (240V) | Inverters | 240 |  | 28 |  |  | 0.96 |  | Outdoor | Rooftop
NJSTRE1545619108 |  | Transition Incentive Program | Lincroft | 7738 | 17 | 13.63 | Residential | Yes | Behind the Meter | Net-metered residential rooftop and canopy |  | None | Freedom Forever New Jersey, LLC | JCP&L | Accepted | 2020-09-24 | 2020-09-25 | 2021-10-30 | Solar Edge | SE7600H-US [SI1] RGM | Inverters | 32 |  | 2 |  |  | 0.99 |  | Outdoor | N/A
NJSTRE1545617305 |  | Transition Incentive Program | Princeton Junction | 8550 | 12 | 12.24 | Residential | No | Behind the Meter | Net-metered residential rooftop and canopy |  | None | MOORE ENERGY LLC | JCP&L | Accepted | 2020-09-21 | 2020-09-23 | 2021-10-30 | SolarEdge | 10000H-US | Inverters | 10000 |  | 1 |  |  | 0.992 |  | Outdoor | Exterior Wall Next to Meter
NJSTRE1545617355 |  | Transition Incentive Program | Bellmawr Boro | 8031 | 14 | 12.21 | Residential | Yes | Behind the Meter | Net-metered residential rooftop and canopy |  | None | Bright Planet Solar | PSE&G | Accepted | 2020-09-21 | 2020-09-25 | 2021-10-30 | SOLAR EDGE | SE10000H-USRGM | Inverters | 10000 |  | 1 |  |  | 0.98 |  | Outdoor | OUTSIDE
NJSTRE1545617553 |  | Transition Incentive Program | Middletown | 7758 | 17 | 8.5 | Residential | No | Behind the Meter | Net-metered residential rooftop and canopy |  | None | NJ Solar Power, LLC | JCP&L | Accepted | 2020-09-24 | 2020-09-25 | 2021-10-30 | solaredge | SE7600H-US | Inverters | 7600 |  | 1 |  |  | 0.99 |  | Outdoor | garage
NJSTRE1545618521 |  | Transition Incentive Program | Brick | 8724 | 18 | 22.43 | Residential | No | Behind the Meter | Net-metered residential rooftop and canopy |  | None | Whitman Construction, LLC | JCP&L | Accepted | 2020-09-24 | 2020-09-24 | 2021-10-30 | ENPHASE ENERGY | IQ7-60-2-US | Inverters | 240 |  | 69 |  |  | 0.975 |  | Outdoor | microinverters located under modules
NJSTRE1545618524 |  | Transition Incentive Program | WILLIAMSTOWN | 8094 | 15 | 10.08 | Residential | Yes | Behind the Meter | Net-metered residential rooftop and canopy |  | None | Suntuity Solar LLC | AC Electric | Accepted | 2020-09-22 | 2020-09-23 | 2021-10-30 | Enphase Energy | IQ7-60-2-US | Inverters | 240 |  | 32 |  |  | 0.97 |  | Outdoor | Behind the PV Modules
NJSTRE1545618710 |  | Transition Incentive Program | Hillsborough TWP | 8844 | 5 | 7.82 | Residential | Yes | Behind the Meter | Net-metered residential rooftop and canopy |  | None | Tesla Energy Operations Inc. | PSE&G | Accepted | 2020-09-22 | 2020-09-24 | 2021-10-30 | SolarEdge Technologies | SE7600H-US [240V] | Inverters | 7600 |  | 1 |  |  | 0.99 |  | Outside | Outside
NJSTRE1545619143 |  | Transition Incentive Program | Toms River | 8753 | 18 | 9.1 | Residential | Yes | Behind the Meter | Net-metered residential rooftop and canopy |  | None | Pro Custom Solar dba Momentum Solar | JCP&L | Accepted | 2020-09-22 | 2020-09-24 | 2021-10-30 | Enphase | IQ7PLUS-72-2-US | Inverters | 290 |  | 26 |  |  | 0.97 |  | Outdoor | Roof
NJSTRE1545619135 |  | Transition Incentive Program | Emerson | 7630 | 7 | 11.38 | Residential | No | Behind the Meter | Net-metered residential rooftop and canopy |  | None | Vivint Solar Developer, LLC | PSE&G | Accepted | 2020-09-22 | 2020-09-25 | 2021-10-30 | Solar Edge | SE7600H-US | Inverters | 7600 |  | 1 |  |  | 0.992 |  | Outdoor | Near the Utility Meter
NJSTRE1545619213 |  | Transition Incentive Program | Mantua | 8051 | 15 | 10.2 | Residential | No | Behind the Meter | Net-metered residential rooftop and canopy |  | None | EMT Renewables | AC Electric | Accepted | 2020-09-22 | 2020-09-24 | 2021-10-30 | Enphase | IQ7+-72-2-US | Inverters | 290 |  | 30 |  |  | 0.97 |  | Outside | under panels
NJSTRE1545619615 |  | Transition Incentive Program | Little Egg Harbor | 8087 | 18 | 10.2 | Residential | No | Behind the Meter | Net-metered residential rooftop and canopy |  | None | NJ Solar Power, LLC | AC Electric | Accepted | 2020-09-22 | 2020-09-24 | 2021-10-30 | solaredge | SE10000H-us | Inverters | 10000 |  | 1 |  |  | 0.99 |  | Outdoor | garage
NJSTRE1545383996 | NJSRRE1542790802 | Transition Incentive Program | Galloway | 8205 | 19 | 9.6 | Residential | Yes | Behind the Meter | Behind the Meter |  | None | Skyline Solar, LLC | AC Electric | Eligible for TI Program | 2019-10-30 | 2019-11-01 | 2021-10-30 | Hanwha Q-Cells | Q.PEAK DUO-G5 320 | Solar Panels |  | 0.32 | 30 | 187,7 | 24 |  | Fixed | Roof
NJSTRE1545383999 | NJSRRE1542526477 | Transition Incentive Program | Paterson City | 7501 | 6 | 2.9 | Residential | Yes | Behind the Meter | Behind the Meter |  | None | Sunrun Installation Services, Inc. | PSE&G | Eligible for TI Program | 2019-10-10 | 2019-10-14 | 2021-10-30 | REC Solar | REC290TP2 BLK | Solar Panels |  | 0.29 | 3 | 104 | 27 |  | Fixed | Roof
NJSTRE1545384006 | NJSRRE1542448491 | Transition Incentive Program | Brielle | 8730 | 17 | 14.81 | Residential | No | Behind the Meter | Behind the Meter |  | None | Trinity Solar | JCP&L | Eligible for TI Program | 2019-09-27 | 2019-10-01 | 2021-10-30 | Hanwha | Q.PEAK DUO BLK-G5 315 | Solar Panels |  | 0.315 | 2 | 219 | 34 |  | Fixed | Roof
NJSTRE1545617522 |  | Transition Incentive Program | Stafford Township | 8050 | 18 | 25.83 | Residential | Yes | Behind the Meter | Net-metered residential rooftop and canopy |  | None | Ad Energy | AC Electric | Accepted | 2020-09-21 | 2020-09-29 | 2021-10-30 | Enphase Energy | IQ7XS-96-ACM-US | Inverters | 315 |  | 79 |  |  | 0.975 |  | Outdoor | At each panel
NJSTRE1545618522 |  | Transition Incentive Program | berlin | 8009 | 14 | 9.16 | Residential | Yes | Behind the Meter | Net-metered residential rooftop and canopy |  | None | Vision Solar LLC | AC Electric | Accepted | 2020-09-22 | 2020-09-24 | 2021-10-30 | ENPHASE | IQ7-60-2-US | Inverters | 0.24 |  | 28 |  |  | 0.96 |  | Other | BEHIND EACH PANEL
NJSTRE1545618530 |  | Transition Incentive Program | Marlboro | 7751 | 17 | 14.14 | Residential | No | Behind the Meter | Net-metered residential rooftop and canopy |  | None | Whitman Construction, LLC | JCP&L | Accepted | 2020-09-22 | 2020-09-24 | 2021-10-30 | enphase | IQ7-60-2-US | Inverters | 240 |  | 41 |  |  | 0.975 |  | Outdoor | microinverters located under rmodules
NJSTRE1545618565 |  | Transition Incentive Program | PALMYRA | 8065 | 13 | 7.56 | Residential | No | Behind the Meter | Net-metered residential rooftop and canopy |  | None | Infinity Solar Systems | PSE&G | Accepted | 2020-09-22 | 2020-09-24 | 2021-10-30 | ENPHASE | IQ7-60-X-US | Inverters | 240 |  | 24 |  |  | 0.97 |  | Outside | MICROINVERTERS
NJSTRE1545618742 |  | Transition Incentive Program | MORRISTOWN | 7960 | 3 | 14.95 | Residential | Yes | Behind the Meter | Net-metered residential rooftop and canopy |  | None | Vivint Solar Developer, LLC | JCP&L | Accepted | 2020-09-23 | 2020-09-24 | 2021-10-30 | Solar Edge | SE7600H-US | Inverters | 7600 |  | 1 |  |  | 0.992 |  | Outdoor | Near the Utility Meter
NJSTRE1545619026 |  | Transition Incentive Program | Paterson City | 7522 | 6 | 4.41 | Residential | No | Behind the Meter | Net-metered residential rooftop and canopy |  | None | Palmetto Solar LLC | PSE&G | Accepted | 2020-09-22 | 2020-09-24 | 2021-10-30 | SolarEdge Technologies | SE3800H-US | Inverters | 3800 |  | 1 |  |  | 0.99 |  | Outside | side of the house
NJSTRE1545618767 |  | Transition Incentive Program | West Deptford | 8086 | 15 | 220 | Commercial | No | Behind the Meter | Net-metered non-residential rooftop and canopy |  | None | SCG | PSE&G | Accepted | 2020-09-22 | 2020-09-24 | 2021-10-30 | SolarEdge | SE100K-USRP0BNU4 | Inverters | 200 |  | 2 |  |  | 0.985 |  | Outdoor | Outside Wall
NJSTRE1545619080 |  | Transition Incentive Program | BLACKWOOD | 8012 | 14 | 9.52 | Residential | Yes | Behind the Meter | Net-metered residential rooftop and canopy |  | None | Trinity Solar | AC Electric | Accepted | 2020-09-22 | 2020-09-24 | 2021-10-30 | Solar Edge | SE7600H-US000BNC4 | Inverters | 7600 |  | 1 |  |  | 0.97 |  | Outdoor | side of home
NJSTRE1545619214 |  | Transition Incentive Program | Turnerville | 8012 | 14 | 24.75 | Residential | No | Behind the Meter | Net-metered residential rooftop and canopy |  | None | Sun Up Zero Down | AC Electric | Accepted | 2020-09-24 | 2020-09-24 | 2021-10-30 | Solaredge | SE11400H-US | Inverters | 11400 |  | 1 |  |  | 0.98 |  | Outside | next to utility meter
NJSTRE1545619406 |  | Transition Incentive Program | Elizabeth | 7208 | 10 | 6.65 | Residential | Yes | Behind the Meter | Net-metered residential rooftop and canopy |  | None | Pro Custom Solar dba Momentum Solar | PSE&G | Accepted | 2020-09-22 | 2020-09-24 | 2021-10-30 | Enphase | IQ7PLUS-72-2-US | Inverters | 290 |  | 19 |  |  | 0.97 |  | Outdoor | Roof
NJSTRE1545619442 |  | Transition Incentive Program | Edison | 8817 | 11 | 11.56 | Residential | Yes | Behind the Meter | Net-metered residential rooftop and canopy |  | None | Tesla Energy Operations Inc. | PSE&G | Accepted | 2020-09-22 | 2020-09-24 | 2021-10-30 | SolarEdge Technologies | SE10000H-US [240V] | Inverters | 10000 |  | 1 |  |  | 0.99 |  | Outside | Outside
NJSTRE1545619467 |  | Transition Incentive Program | FAIR LAWN BORO | 7410 | 7 | 6.51 | Residential | Yes | Behind the Meter | Net-metered residential rooftop and canopy |  | None | Bright Planet Solar | PSE&G | Accepted | 2020-09-22 | 2020-09-25 | 2021-10-30 | SOLAR EDGE | SE6000H-USRGM | Inverters | 6000 |  | 1 |  |  | 0.98 |  | Outdoor | OUTSIDE
NJSTRE1545619186 |  | Transition Incentive Program | Dover | 7801 | 3 | 6.1 | Residential | Yes | Behind the Meter | Net-metered residential rooftop and canopy |  | None | Sunrun Installation Services, Inc. | JCP&L | Accepted | 2020-09-22 | 2020-09-24 | 2021-10-30 | Enphase Energy | IQ7-60-x-US (240V) | Inverters | 240 |  | 20 |  |  | 0.96 |  | Outdoor | Rooftop
NJSTRE1545619214 |  | Transition Incentive Program | Turnerville | 8012 | 14 | 24.75 | Residential | No | Behind the Meter | Net-metered residential rooftop and canopy |  | None | Sun Up Zero Down | AC Electric | Accepted | 2020-09-24 | 2020-09-24 | 2021-10-30 | Solaredge | SE7600H-US | Inverters | 7600 |  | 1 |  |  | 0.98 |  | Outside | next to utility meter
NJSTRE1545619314 |  | Transition Incentive Program | North Bergen TWP | 7047 | 8 | 11.39 | Residential | No | Behind the Meter | Net-metered residential rooftop and canopy |  | None | Palmetto Solar LLC | PSE&G | Accepted | 2020-09-22 | 2020-09-24 | 2021-10-30 | SolarEdge Technologies | SE10000H-US | Inverters | 10000 |  | 1 |  |  | 0.99 |  | Outside | side of the house
NJSTRE1545619368 |  | Transition Incentive Program | Maple Shade | 8052 | 13 | 5.53 | Residential | Yes | Behind the Meter | Net-metered residential rooftop and canopy |  | None | Vivint Solar Developer, LLC | PSE&G | Accepted | 2020-09-24 | 2020-09-25 | 2021-10-30 | Solar Edge | SE3800H-US | Inverters | 3800 |  | 1 |  |  | 0.992 |  | Outdoor | Near the Utility Meter
NJSTRE1545619428 |  | Transition Incentive Program | Elizabeth | 7202 | 10 | 11.59 | Residential | No | Behind the Meter | Net-metered residential rooftop and canopy |  | None | Sunrun Installation Services, Inc. | PSE&G | Accepted | 2020-09-22 | 2020-09-24 | 2021-10-30 | Enphase Energy | IQ7-60-x-US (240V) | Inverters | 240 |  | 38 |  |  | 0.96 |  | Outdoor | Rooftop
NJSTRE1545619432 |  | Transition Incentive Program | Sicklerville | 8081 | 14 | 8.84 | Residential | No | Behind the Meter | Net-metered residential rooftop and canopy |  | None | NJ Solar Power, LLC | AC Electric | Accepted | 2020-09-22 | 2020-09-24 | 2021-10-30 | solaredge | SE7600H-US | Inverters | 7600 |  | 1 |  |  | 0.99 |  | Outdoor | garage
NJSTRE1545619481 |  | Transition Incentive Program | BURLINGTON | 8016 | 13 | 8.13 | Residential | Yes | Behind the Meter | Net-metered residential rooftop and canopy |  | None | Vivint Solar Developer, LLC | PSE&G | Accepted | 2020-09-24 | 2020-09-24 | 2021-10-30 | Solar Edge | SE7600H-US | Inverters | 7600 |  | 1 |  |  | 0.992 |  | Outdoor | Near the Utility Meter
NJSTRE1545621116 |  | Transition Incentive Program | Bridgewater Township | 8807 | 5 | 8.83 | Residential | No | Behind the Meter | Net-metered residential rooftop and canopy |  | None | GenRenew, LLC | JCP&L | Accepted | 2020-09-23 | 2020-09-24 | 2021-10-30 | Sunpower | MI-E-320-US208/240 | Inverters | 320 |  | 27 |  |  | 0.96 |  | Outdoor | microinverters under modules
NJSTRE1545622152 |  | Transition Incentive Program | PERTH AMBOY | 8861 | 11 | 3.15 | Residential | Yes | Behind the Meter | Net-metered residential rooftop and canopy |  | None | Suntuity Solar LLC | PSE&G | Accepted | 2020-09-23 | 2020-09-29 | 2021-10-30 | Enphase Energy | IQ7-60-2-US | Inverters | 240 |  | 10 |  |  | 0.97 |  | Outdoor | Behind the PV Modules
NJSTRE1545622347 |  | Transition Incentive Program | Toms River | 8757 | 18 | 9.6 | Residential | Yes | Behind the Meter | Net-metered residential rooftop and canopy |  | None | Posigen NJ LLC | JCP&L | Accepted | 2020-09-23 | 2020-09-25 | 2021-10-30 | SolarEdge | SE10000H-US | Inverters | 10000 |  | 1 |  |  | 0.99 |  | Outside | within ten feet of meter
NJSTRE1545622568 |  | Transition Incentive Program | Monmouth Junction | 8852 | 11 | 9.1 | Residential | Yes | Behind the Meter | Net-metered residential rooftop and canopy |  | None | Pro Custom Solar dba Momentum Solar | PSE&G | Accepted | 2020-09-23 | 2020-09-25 | 2021-10-30 | Enphase | IQ7Plus-72-2-US | Inverters | 290 |  | 26 |  |  | 0.97 |  | Outdoor | Roof
NJSTRE1545564453 |  | Transition Incentive Program | Clifton | 7013 | 6 | 2.93 | Residential | Yes | Behind the Meter | Net-metered residential rooftop and canopy |  | None | Vivint Solar Developer, LLC | PSE&G | Accepted | 2020-09-14 | 2020-09-15 | 2021-10-30 | Solar Edge | SE3800H-US | Inverters | 3800 |  | 1 |  |  | 0.992 |  | Outdoor | Near the Utility Meter
NJSTRE1545564557 |  | Transition Incentive Program | Jersey city | 7305 | 8 | 6.21 | Residential | No | Behind the Meter | Net-metered residential rooftop and canopy |  | None | Fusion Solar Energy LLC | PSE&G | Accepted | 2020-09-30 | 2020-09-30 | 2021-10-30 | Sunpower | Sunpower type e | Inverters | 320 |  | 19 |  |  | 0.94 |  | Outdoor | Roof top
NJSTRE1545567534 |  | Transition Incentive Program | DELRAN | 8075 | 13 | 6.3 | Residential | Yes | Behind the Meter | Net-metered residential rooftop and canopy |  | None | Suntuity Solar LLC | PSE&G | Accepted | 2020-09-09 | 2020-09-11 | 2021-10-30 | Enphase Energy | IQ7-60-2-US | Inverters | 240 |  | 20 |  |  | 0.97 |  | Outdoor | Behind the PV Modules
NJSTRE1545567537 |  | Transition Incentive Program | WILLIAMSTOWN | 8094 | 15 | 7.56 | Residential | No | Behind the Meter | Net-metered residential rooftop and canopy |  | None | Suntuity Solar LLC | AC Electric | Accepted | 2020-09-09 | 2020-09-11 | 2021-10-30 | Enphase Energy | IQ7-60-2-US | Inverters | 240 |  | 24 |  |  | 0.97 |  | Outdoor | Behind the PV Modules
NJSTRE1545567598 |  | Transition Incentive Program | National park | 8063 | 15 | 12.73 | Residential | No | Behind the Meter | Net-metered residential rooftop and canopy |  | None | Vision Solar LLC | PSE&G | Accepted | 2020-09-09 | 2020-09-11 | 2021-10-30 | ENPHASE | IQ7-60-2-US | Inverters | 0.24 |  | 38 |  |  | 0.96 |  | Other | BEHIND EACH PANEL
NJSTRE1545569043 |  | Transition Incentive Program | Sparta | 7871 | 1 | 16.47 | Residential | Yes | Behind the Meter | Net-metered residential rooftop and canopy |  | None | Sunrun Installation Services, Inc. | JCP&L | Accepted | 2020-09-09 | 2020-09-11 | 2021-10-30 | Enphase Energy | IQ7-60-x-US (240V) | Inverters | 240 |  | 54 |  |  | 0.96 |  | Outdoor | Rooftop
NJSTRE1545569136 |  | Transition Incentive Program | Kirkwood | 8043 | 14 | 9.9 | Residential | Yes | Behind the Meter | Net-metered residential rooftop and canopy |  | None | Sunrun, Inc. | AC Electric | Accepted | 2020-09-09 | 2020-09-14 | 2021-10-30 | Enphase Energy | IQ7-60-x-US (240V) | Inverters | 240 |  | 30 |  |  | 0.96 |  | Outdoor | Rooftop
NJSTRE1545569167 |  | Transition Incentive Program | Hackensack | 7601 | 7 | 6.03 | Residential | Yes | Behind the Meter | Net-metered residential rooftop and canopy |  | None | Vision Solar LLC | PSE&G | Accepted | 2020-09-09 | 2020-09-14 | 2021-10-30 | ENPHASE | IQ7-60-2-US | Inverters | 0.24 |  | 18 |  |  | 0.96 |  | Other | BEHIND EACH PANEL
NJSTRE1545569263 |  | Transition Incentive Program | Carteret | 7008 | 11 | 7.35 | Residential | Yes | Behind the Meter | Net-metered residential rooftop and canopy |  | None | Pro Custom Solar dba Momentum Solar | PSE&G | Accepted | 2020-09-09 | 2020-09-14 | 2021-10-30 | Enphase | IQ7Plus-72-2-US | Inverters | 290 |  | 21 |  |  | 0.97 |  | Outdoor | Roof
NJSTRE1545570252 |  | Transition Incentive Program | Allentown (Hamilton Twp.) | 8501 | 17 | 6.3 | Residential | No | Behind the Meter | Net-metered residential rooftop and canopy |  | None | Kopp Electric Company | PSE&G | Accepted | 2020-09-09 | 2020-09-14 | 2021-10-30 | Solar Edge | SE6000H-US | Inverters | 6000 |  | 1 |  |  | 0.975 |  | Outdoor | Next to meter
NJSTRE1545571107 |  | Transition Incentive Program | Alloway | 8001 | 16 | 9.6 | Residential | Yes | Behind the Meter | Net-metered residential rooftop and canopy |  | None | RCL Enterprises Inc. | AC Electric | Accepted | 2020-09-09 | 2020-09-14 | 2021-10-30 | Enphase | iQ7 | Inverters | 240 |  | 30 |  |  | 0.96 |  | Outdoor | under panels
NJSTRE1545571849 |  | Transition Incentive Program | Somerville | 8876 | 5 | 7.7 | Residential | Yes | Behind the Meter | Net-metered residential rooftop and canopy |  | None | Pro Custom Solar dba Momentum Solar | PSE&G | Accepted | 2020-09-09 | 2020-09-14 | 2021-10-30 | Enphase | IQ7Plus-72-2-US | Inverters | 290 |  | 22 |  |  | 0.97 |  | Outdoor | Roof
NJSTRE1545572494 |  | Transition Incentive Program | West Deptford | 8086 | 15 | 18.3 | Residential | Yes | Behind the Meter | Net-metered residential rooftop and canopy |  | None | Sunrun Installation Services, Inc. | PSE&G | Accepted | 2020-09-09 | 2020-09-14 | 2021-10-30 | Enphase Energy | IQ7-60-x-US (240V) | Inverters | 240 |  | 60 |  |  | 0.96 |  | Outdoor | Rooftop
NJSTRE1545619164 |  | Transition Incentive Program | Newark | 7108 | 9 | 3.85 | Residential | Yes | Behind the Meter | Net-metered residential rooftop and canopy |  | None | Pro Custom Solar dba Momentum Solar | PSE&G | Accepted | 2020-09-22 | 2020-09-24 | 2021-10-30 | Enphase | IQ7PLUS-72-2-US | Inverters | 290 |  | 11 |  |  | 0.97 |  | Outdoor | Roof
NJSTRE1545619389 |  | Transition Incentive Program | Gloucester City | 8030 | 14 | 3.11 | Residential | Yes | Behind the Meter | Net-metered residential rooftop and canopy |  | None | Sunrun Installation Services, Inc. | PSE&G | Accepted | 2020-09-24 | 2020-09-25 | 2021-10-30 | Enphase Energy | IQ7PLUS-72-x-US (240V) | Inverters | 290 |  | 9 |  |  | 0.96 |  | Outdoor | Rooftop
NJSTRE1545619609 |  | Transition Incentive Program | East Brunswick | 8816 | 11 | 6.18 | Residential | No | Behind the Meter | Net-metered residential rooftop and canopy |  | None | NJ Solar Power, LLC | PSE&G | Accepted | 2020-09-22 | 2020-09-24 | 2021-10-30 | solaredge | SE6000H-US energy hub | Inverters | 6000 |  | 1 |  |  | 0.99 |  | Outdoor | garage
NJSTRE1545622153 |  | Transition Incentive Program | SICKLERVILLE | 8081 | 14 | 7.7 | Residential | Yes | Behind the Meter | Net-metered residential rooftop and canopy |  | None | Suntuity Solar LLC | AC Electric | Accepted | 2020-09-23 | 2020-09-24 | 2021-10-30 | Enphase Energy | IQ7-60-2-US | Inverters | 240 |  | 22 |  |  | 0.97 |  | Outdoor | Behind the PV Modules
NJSTRE1545383945 | NJSRRE1542573028 | Transition Incentive Program | MICKLETON | 8056 | 15 | 18.27 | Residential | Yes | Behind the Meter | Net-metered residential rooftop and canopy |  | None | Vivint Solar Developer, LLC | AC Electric | Final As-Built Received | 2019-10-21 | 2019-10-23 | 2021-10-30 | Hanwha | Q.PEAK BLK-G5 315 | Solar Panels |  | 0.315 | 9 | 162 | 32 |  | Fixed | Roof
NJSTRE1545383951 | NJSRRE1543399268 | Transition Incentive Program | NUTLEY | 7110 | 9 | 8.82 | Residential | No | Behind the Meter | Net-metered residential rooftop and canopy |  | None | Vivint Solar Developer, LLC | PSE&G | Accepted | 2019-11-18 | 2019-11-20 | 2021-10-30 | HANWHA SOLAR | Q.PEAK BLK-G5 315 | Solar Panels |  | 0.315 | 14 | 302 | 25 |  | Fixed | Roof
NJSTRE1545383951 | NJSRRE1543399268 | Transition Incentive Program | NUTLEY | 7110 | 9 | 8.82 | Residential | No | Behind the Meter | Net-metered residential rooftop and canopy |  | None | Vivint Solar Developer, LLC | PSE&G | Accepted | 2019-11-18 | 2019-11-20 | 2021-10-30 | HANWHA SOLAR | Q.PEAK BLK-G5 315 | Solar Panels |  | 0.315 | 14 | 122 | 25 |  | Fixed | Roof
NJSTRE1545383959 | NJSRRE1542887987 | Transition Incentive Program | MAYS LANDING | 8330 | 19 | 3.47 | Residential | Yes | Behind the Meter | Net-metered residential rooftop and canopy |  | None | Vivint Solar Developer, LLC | AC Electric | Accepted | 2019-11-01 | 2019-11-05 | 2021-10-30 | Hanwha | Q.PEAK BLK-G5 315 | Solar Panels |  | 0.315 | 11 | 206 | 32 |  | Fixed | Roof
NJSTRE1545383964 | NJSRRE1542884823 | Transition Incentive Program | GLEN ROCK | 7452 | 7 | 8.51 | Residential | Yes | Behind the Meter | Net-metered residential rooftop and canopy |  | None | Vivint Solar Developer, LLC | PSE&G | Accepted | 2019-11-01 | 2019-11-05 | 2021-10-30 | HANWHA SOLAR | Q.PEAK BLK-G5 315 | Solar Panels |  | 0.315 | 8 | 342 | 25 |  | Fixed | Roof
NJSTRE1545383970 | NJSRRE1542839955 | Transition Incentive Program | Eatontown | 7724 | 17 | 8.71 | Residential | Yes | Behind the Meter | Behind the Meter |  | None | Pro Custom Solar dba Momentum Solar | JCP&L | Eligible for TI Program | 2019-10-31 | 2019-11-04 | 2021-10-30 | LG ELECTRONICS | LG 335N1C-V5 | Solar Panels |  | 0.335 | 20 | 215 | 23 |  | Fixed | Roof
NJSTRE1545383970 | NJSRRE1542839955 | Transition Incentive Program | Eatontown | 7724 | 17 | 8.71 | Residential | Yes | Behind the Meter | Behind the Meter |  | None | Pro Custom Solar dba Momentum Solar | JCP&L | Eligible for TI Program | 2019-10-31 | 2019-11-04 | 2021-10-30 | LG ELECTRONICS | LG 335N1C-V5 | Solar Panels |  | 0.335 | 6 | 126 | 26 |  | Fixed | Roof
NJSTRE1545618627 |  | Transition Incentive Program | Columbus | 8022 | 13 | 18.36 | Residential | No | Behind the Meter | Net-metered residential rooftop and canopy |  | None | Maier Engineering dba Solar Me | PSE&G | Accepted | 2020-09-22 | 2020-09-24 | 2021-10-30 | Enphase | IQ7+ | Inverters | 290 |  | 54 |  |  | 0.96 |  | Outdoor | Next to meter
NJSTRE1545618684 |  | Transition Incentive Program | Bellmawr | 8031 | 14 | 8.38 | Residential | Yes | Behind the Meter | Net-metered residential rooftop and canopy |  | None | Vision Solar LLC | PSE&G | Accepted | 2020-09-22 | 2020-09-24 | 2021-10-30 | ENPHASE | IQ7-60-2-US | Inverters | 0.24 |  | 25 |  |  | 0.96 |  | Other | behind each panel
NJSTRE1545618675 |  | Transition Incentive Program | Colts Neck | 7722 | 17 | 12.58 | Residential | Yes | Behind the Meter | Net-metered residential rooftop and canopy |  | None | Tesla Energy Operations Inc | JCP&L | Accepted | 2020-09-22 | 2020-09-24 | 2021-10-30 | SolarEdge Technologies Ltd. | SE11400H-US | Inverters | 11400 |  | 1 |  |  | 0.99 |  | Indoor | Indoor
NJSTRE1545619070 |  | Transition Incentive Program | Orange | 7050 | 9 | 8.84 | Residential | Yes | Behind the Meter | Net-metered residential rooftop and canopy |  | None | Trinity Solar | PSE&G | Accepted | 2020-09-22 | 2020-09-24 | 2021-10-30 | Solar Edge | SE7600H-US | Inverters | 7600 |  | 1 |  |  | 0.97 |  | Outside | side of home
NJSTRE1545619183 |  | Transition Incentive Program | Manalapan Township | 7726 | 17 | 5.95 | Residential | No | Behind the Meter | Net-metered residential rooftop and canopy |  | None | Pro Custom Solar dba Momentum Solar | JCP&L | Accepted | 2020-09-22 | 2020-09-24 | 2021-10-30 | Enphase | IQ7PLUS-72-2-US | Inverters | 290 |  | 17 |  |  | 0.97 |  | Outdoor | Roof
NJSTRE1545619320 |  | Transition Incentive Program | Waterford | 8089 | 14 | 3.84 | Residential | Yes | Behind the Meter | Net-metered residential rooftop and canopy |  | None | Bright Planet Solar | AC Electric | Accepted | 2020-09-22 | 2020-09-30 | 2021-10-30 | SOLAR EDGE | SE3000H-USRGM | Inverters | 3000 |  | 1 |  |  | 0.98 |  | Outdoor | OUTSIDE
NJSTRE1545619346 |  | Transition Incentive Program | East Brunswick | 8816 | 11 | 9.52 | Residential | No | Behind the Meter | Net-metered residential rooftop and canopy |  | None | Tesla Energy Operations Inc. | JCP&L | Accepted | 2020-09-22 | 2020-09-24 | 2021-10-30 | SolarEdge Technologies | SE10000H-US [240V] | Inverters | 10000 |  | 1 |  |  | 0.99 |  | Outside | Outside
NJSTRE1545619342 |  | Transition Incentive Program | EGG HARBOR TOWNSHIP | 8234 | 19 | 5.9 | Residential | Yes | Behind the Meter | Net-metered residential rooftop and canopy |  | None | Bright Planet Solar | AC Electric | Accepted | 2020-09-22 | 2020-09-25 | 2021-10-30 | SOLAR EDGE | SE5000H-USRGM | Inverters | 5000 |  | 1 |  |  | 0.98 |  | Outdoor | OUTSIDE
NJSTRE1545619382 |  | Transition Incentive Program | Clarksboro | 8020 | 15 | 5.25 | Residential | Yes | Behind the Meter | Net-metered residential rooftop and canopy |  | None | Pro Custom Solar dba Momentum Solar | AC Electric | Accepted | 2020-09-22 | 2020-09-24 | 2021-10-30 | Enphase | IQ7PLUS-72-2-US | Inverters | 290 |  | 15 |  |  | 0.97 |  | Outdoor | Roof
NJSTRE1545619502 |  | Transition Incentive Program | SICKLERVILLE | 8081 | 14 | 12.71 | Residential | Yes | Behind the Meter | Net-metered residential rooftop and canopy |  | None | Bright Planet Solar | AC Electric | Accepted | 2020-09-22 | 2020-09-25 | 2021-10-30 | SOLAR EDGE | SE10000H-USRGM | Inverters | 10000 |  | 1 |  |  | 0.98 |  | Outdoor | OUTSIDE
NJSTRE1545384003 | NJSRRE1542422845 | Transition Incentive Program | South Dennis | 8210 | 21 | 12.18 | Residential | Yes | Behind the Meter | Behind the Meter |  | None | Sunrun Installation Services, Inc. | AC Electric | Eligible for TI Program | 2019-09-19 | 2019-09-23 | 2021-10-30 | REC Solar | REC290TP2 BLK | Solar Panels |  | 0.29 | 8 | 185 | 18 |  | Fixed | Roof
NJSTRE1545384003 | NJSRRE1542422845 | Transition Incentive Program | South Dennis | 8210 | 21 | 12.18 | Residential | Yes | Behind the Meter | Behind the Meter |  | None | Sunrun Installation Services, Inc. | AC Electric | Eligible for TI Program | 2019-09-19 | 2019-09-23 | 2021-10-30 | REC Solar | REC290TP2 BLK | Solar Panels |  | 0.29 | 21 | 185 | 27 |  | Fixed | Roof
NJSTRE1545384023 | NJSRRE1542528147 | Transition Incentive Program | Jackson | 8527 | 18 | 8.32 | Residential | No | Behind the Meter | Net-metered residential rooftop and canopy |  | None | Powerlutions | JCP&L | Accepted |  | 2019-10-15 | 2021-10-30 | REC | 320NP BLACK | Solar Panels |  | 0.32 | 23 | 183 | 17 |  | Fixed | Roof
NJSTRE1545619159 |  | Transition Incentive Program | Long Branch | 7740 | 17 | 7.93 | Residential | Yes | Behind the Meter | Net-metered residential rooftop and canopy |  | None | Sunrun Installation Services, Inc. | JCP&L | Accepted | 2020-09-22 | 2020-09-24 | 2021-10-30 | Enphase Energy | IQ7-60-x-US (240V) | Inverters | 240 |  | 26 |  |  | 0.96 |  | Outdoor | Rooftop
NJSTRE1545619394 |  | Transition Incentive Program | NORTH BRUNSWICK | 8902 | 11 | 14.63 | Residential | Yes | Behind the Meter | Net-metered residential rooftop and canopy |  | None | Vivint Solar Developer, LLC | PSE&G | Accepted | 2020-09-23 | 2020-09-24 | 2021-10-30 | Solar Edge | SE10000H-US | Inverters | 10000 |  | 1 |  |  | 0.992 |  | Outdoor | Near the Utility Meter
NJSTRE1545619418 |  | Transition Incentive Program | Hawthorne Boro | 7506 | 6 | 13.02 | Residential | Yes | Behind the Meter | Net-metered residential rooftop and canopy |  | None | Bright Planet Solar | PSE&G | Accepted | 2020-09-22 | 2020-09-25 | 2021-10-30 | SOLAR EDGE | SE10000H-USRGM | Inverters | 10000 |  | 1 |  |  | 0.98 |  | Outdoor | OUTSIDE
NJSTRE1545619443 |  | Transition Incentive Program | Bloomfield | 7003 | 9 | 3.05 | Residential | Yes | Behind the Meter | Net-metered residential rooftop and canopy |  | None | Sunrun Installation Services, Inc. | PSE&G | Accepted | 2020-09-22 | 2020-09-24 | 2021-10-30 | Enphase Energy | IQ7-60-x-US (240V) | Inverters | 240 |  | 10 |  |  | 0.96 |  | Outdoor | Rooftop
NJSTRE1545619453 |  | Transition Incentive Program | Kearny | 7032 | 8 | 5.19 | Residential | Yes | Behind the Meter | Net-metered residential rooftop and canopy |  | None | Sunrun Installation Services, Inc. | PSE&G | Accepted | 2020-09-22 | 2020-09-24 | 2021-10-30 | Enphase Energy | IQ7-60-x-US (240V) | Inverters | 240 |  | 17 |  |  | 0.96 |  | Outdoor | Rooftop
NJSTRE1545619479 |  | Transition Incentive Program | Cherry Hill | 8003 | 14 | 13.3 | Residential | No | Behind the Meter | Net-metered residential rooftop and canopy |  | None | Open Sky Enegy | PSE&G | Accepted | 2020-09-30 | 2020-09-30 | 2021-10-30 | Solar Edge | HD Wave 11400H | Inverters | 11400 |  | 1 |  |  | 0.99 |  | Outdoor | Next to PSEG meter on north side of house
NJSTRE1545622159 |  | Transition Incentive Program | Audubon | 8106 | 14 | 10.71 | Residential | No | Behind the Meter | Net-metered residential rooftop and canopy |  | None | Advanced Renewable Solutions | PSE&G | Accepted | 2020-09-23 | 2020-09-25 | 2021-10-30 | ENPHASE | IQ7-60-2-US | Inverters | 8160 |  | 34 |  |  | 0.976 |  | Outdoor | Micro-inverters are mounted to the underside of every s
NJSTRE1545622276 |  | Transition Incentive Program | Willingboro | 8046 | 13 | 9.6 | Residential | No | Behind the Meter | Net-metered residential rooftop and canopy |  | None | Posigen NJ LLC | PSE&G | Accepted | 2020-09-23 | 2020-09-25 | 2021-10-30 | SolarEdge | SE10000H-US | Inverters | 10000 |  | 1 |  |  | 0.99 |  | Outside | within ten feet of meter
NJSTRE1545622299 |  | Transition Incentive Program | Camden | 8102 | 14 | 3.84 | Residential | No | Behind the Meter | Net-metered residential rooftop and canopy |  | None | Posigen NJ LLC | PSE&G | Accepted | 2020-09-23 | 2020-09-25 | 2021-10-30 | SolarEdge | SE3800H-US | Inverters | 3800 |  | 1 |  |  | 0.99 |  | Outside | within ten feet of meter
NJSTRE1545622391 |  | Transition Incentive Program | HIGHTSTOWN | 8520 | 12 | 4.27 | Residential | Yes | Behind the Meter | Net-metered residential rooftop and canopy |  | None | Sunrun Installation Services, Inc. | JCP&L | Accepted | 2020-09-23 | 2020-09-25 | 2021-10-30 | Enphase Energy | IQ7-60-x-US (240V) | Inverters | 240 |  | 14 |  |  | 0.96 |  | Outdoor | Rooftop
NJSTRE1545622385 |  | Transition Incentive Program | Perth Amboy | 8861 | 11 | 5.25 | Residential | Yes | Behind the Meter | Net-metered residential rooftop and canopy |  | None | Pro Custom Solar dba Momentum Solar | PSE&G | Accepted | 2020-09-23 | 2020-09-25 | 2021-10-30 | Enphase | IQ7Plus-72-2-US | Inverters | 290 |  | 15 |  |  | 0.97 |  | Outdoor | Roof
NJSTRE1545622405 |  | Transition Incentive Program | Old Bridge Township | 8857 | 11 | 6.9 | Residential | Yes | Behind the Meter | Net-metered residential rooftop and canopy |  | None | Sunrun Installation Services, Inc. | JCP&L | Accepted | 2020-09-23 | 2020-09-25 | 2021-10-30 | Enphase Energy | IQ7PLUS-72-x-US (240V) | Inverters | 290 |  | 20 |  |  | 0.96 |  | Outdoor | Rooftop
NJSTRE1545618520 |  | Transition Incentive Program | Hamilton Township | 8610 | 12 | 7.88 | Residential | No | Behind the Meter | Net-metered residential rooftop and canopy |  | None | Suntuity Solar LLC | PSE&G | Accepted | 2020-09-22 | 2020-09-23 | 2021-10-30 | Enphase Energy | IQ7-60-2-US | Inverters | 240 |  | 25 |  |  | 0.97 |  | Outdoor | Behind the PV Modules
NJSTRE1545618528 |  | Transition Incentive Program | Manahawkin | 8050 | 18 | 12.29 | Residential | Yes | Behind the Meter | Net-metered residential rooftop and canopy |  | None | Suntuity Solar LLC | AC Electric | Accepted | 2020-09-22 | 2020-09-23 | 2021-10-30 | Enphase Energy | IQ7-60-2-US | Inverters | 240 |  | 39 |  |  | 0.97 |  | Outdoor | Behind the PV Modules
NJSTRE1545618640 |  | Transition Incentive Program | Pennington | 8534 | 12 | 9.14 | Residential | No | Behind the Meter | Net-metered residential rooftop and canopy |  | None | Vivint Solar Developer, LLC | PSE&G | Final As-Built Received | 2020-09-22 | 2020-09-25 | 2021-10-30 | Solar Edge | SE7600H-US | Inverters | 7600 |  | 1 |  |  | 0.992 |  | Outdoor | Near the Utility Meter
NJSTRE1545618706 |  | Transition Incentive Program | Sicklerville | 8081 | 14 | 12.24 | Residential | Yes | Behind the Meter | Net-metered residential rooftop and canopy |  | None | Vision Solar LLC | AC Electric | Accepted | 2020-09-22 | 2020-09-24 | 2021-10-30 | ENPHASE | IQ7-60-2-US | Inverters | 0.24 |  | 36 |  |  | 0.96 |  | Other | BEHIND EACH PANEL
NJSTRE1545618774 |  | Transition Incentive Program | Plainfield | 7063 | 10 | 7.56 | Residential | No | Behind the Meter | Net-metered residential rooftop and canopy |  | None | Palmetto Solar LLC | PSE&G | Accepted | 2020-09-22 | 2020-09-24 | 2021-10-30 | SolarEdge Technologies | SE6000H-US | Inverters | 6000 |  | 1 |  |  | 0.99 |  | Outside | side of the house
NJSTRE1545618798 |  | Transition Incentive Program | Jackson | 8527 | 18 | 10.46 | Residential | Yes | Behind the Meter | Net-metered residential rooftop and canopy |  | None | Kamtech Solar | JCP&L | Accepted | 2020-09-22 | 2020-09-24 | 2021-10-30 | ENPHASE | ENPAHSE 1Q7XS | Inverters | 0.315 |  | 32 |  |  | 0.96 |  | Other | ROOF TOP
NJSTRE1545619062 |  | Transition Incentive Program | Elizabeth | 7201 | 10 | 6.3 | Residential | No | Behind the Meter | Net-metered residential rooftop and canopy |  | None | New Jersey Suntech | PSE&G | Accepted | 2020-09-22 | 2020-09-24 | 2021-10-30 | Solaredge | SE5000-US | Inverters | 5000 |  | 1 |  |  | 0.98 |  | Outdoor | Side of house
NJSTRE1545619097 |  | Transition Incentive Program | Watchung Boro | 7069 | 5 | 21.24 | Residential | No | Behind the Meter | Net-metered residential rooftop and canopy |  | None | Green Power Energy | PSE&G | Accepted | 2020-09-22 | 2020-09-24 | 2021-10-30 | Enphase Energy | IQ7PLUS-72-2-US | Inverters | 290 |  | 59 |  |  | 0.975 |  | Outside | 0.97
NJSTRE1545619117 |  | Transition Incentive Program | UPPER SADDLE RV | 7458 | 7 | 16.32 | Residential | Yes | Behind the Meter | Net-metered residential rooftop and canopy |  | None | Tesla Energy Operations Inc | Orange Rockland Electric | Accepted | 2020-09-22 | 2020-09-24 | 2021-10-30 | Solaredge Technologies | SE7600H-US [240V] | Inverters | 7.6 |  | 2 |  |  | 0.99 |  | Indoor | Indoor
NJSTRE1545619153 |  | Transition Incentive Program | PRINCETON | 8550 | 12 | 6.7 | Residential | No | Behind the Meter | Net-metered residential rooftop and canopy |  | None | Vision Solar LLC | JCP&L | Accepted | 2020-09-22 | 2020-09-24 | 2021-10-30 | ENPHASE | IQ7-60-2-US | Inverters | 0.24 |  | 20 |  |  | 0.96 |  | Other | BEHIND EACH PANEL
NJSTRE1545619155 |  | Transition Incentive Program | Blairstown | 7825 | 2 | 4.2 | Residential | No | Behind the Meter | Net-metered residential rooftop and canopy |  | None | United Solar LLC | JCP&L | Final As-Built Received | 2020-09-23 | 2020-09-25 | 2021-10-30 | SUNNY BOY | SMA | Inverters | 240 |  | 1 |  |  | 0.965 |  | Outside | roof
NJSTRE1545619180 |  | Transition Incentive Program | Great Meadows | 7838 | 2 | 4.8 | Residential | No | Behind the Meter | Net-metered residential rooftop and canopy |  | None | United Solar LLC | JCP&L | Accepted | 2020-09-22 | 2020-09-25 | 2021-10-30 | ap systems | yc600 (240V) | Inverters | 320 |  | 8 |  |  | 0.965 |  | Outside | roof
NJSTRE1545619449 |  | Transition Incentive Program | PATERSON | 7524 | 6 | 11.7 | Residential | Yes | Behind the Meter | Net-metered residential rooftop and canopy |  | None | Vivint Solar Developer, LLC | PSE&G | Accepted | 2020-09-24 | 2020-09-25 | 2021-10-30 | Solar Edge | SE7600H-US | Inverters | 7600 |  | 1 |  |  | 0.992 |  | Outdoor | Near the Utility Meter
NJSTRE1545622688 |  | Transition Incentive Program | Willingboro | 8046 | 13 | 8.16 | Residential | No | Behind the Meter | Net-metered residential rooftop and canopy |  | None | Maier Engineering dba Solar Me | PSE&G | Accepted | 2020-09-23 | 2020-09-25 | 2021-10-30 | Enphase | IQ7+ | Inverters | 290 |  | 24 |  |  | 0.96 |  | Outdoor | Next to meter
NJSTRE1545384015 | NJSRRE1542424604 | Transition Incentive Program | Perth Amboy | 8861 | 11 | 6.21 | Residential | No | Behind the Meter | Behind the Meter |  | None | Seabright Solar | PSE&G | Eligible for TI Program | 2019-10-09 | 2019-10-10 | 2021-10-30 | Sunpower | SPR-E20-327 | Solar Panels |  | 0.327 | 19 | 205 | 5 |  | Fixed | Roof
NJSTRE1545384018 | NJSRRE1542423314 | Transition Incentive Program | Bridgewater | 8807 | 5 | 11.34 | Residential | Yes | Behind the Meter | Net-metered residential rooftop and canopy |  | None | Vivint Solar Developer, LLC | PSE&G | Accepted | 2019-09-19 | 2019-09-24 | 2021-10-30 | Hanwha | Q.PEAK BLK-G5 315 | Solar Panels |  | 0.315 | 3 | 235 | 30 |  | Fixed | Roof
NJSTRE1545384022 | NJSRRE1542525026 | Transition Incentive Program | SICKLERVILLE | 8081 | 14 | 3.15 | Residential | Yes | Behind the Meter | Net-metered residential rooftop and canopy |  | None | Vivint Solar Developer, LLC | AC Electric | Accepted | 2019-10-10 | 2019-10-14 | 2021-10-30 | HANWHA SOLAR | Q.PEAK BLK-G5 315 | Solar Panels |  | 0.315 | 10 | 163 | 27 |  | Fixed | Roof
NJSTRE1545384033 | NJSRRE1542556231 | Transition Incentive Program | Cedar Run | 8092 | 18 | 38.25 | Non Profit | Yes | Behind the Meter | Behind the Meter |  | None | Spectrum Energy, Inc. | AC Electric | Eligible for TI Program | 2019-10-23 | 2019-10-24 | 2021-10-30 | TRINA | TSM-245PA05 | Solar Panels |  | 0.245 | 11 | 202 | 40 |  | Fixed | Roof
NJSTRE1545384035 | NJSRRE1543324907 | Transition Incentive Program | HAWTHORNE | 7506 | 6 | 5.36 | Residential | Yes | Behind the Meter | Behind the Meter |  | None | Pro Custom Solar dba Momentum Solar | PSE&G | Eligible for TI Program | 2019-11-15 | 2019-11-19 | 2021-10-30 | HANWHA | Q.PEAK DUO BLK-G5 315 | Solar Panels |  | 0.315 | 17 | 261 | 4 |  | Fixed | Roof
NJSTRE1545384155 |  | Transition Incentive Program | Union Twp Uni | 7083 | 10 | 7.32 | Residential | Yes | Behind the Meter | Net-metered residential rooftop and canopy |  | None | Sunrun Installation Services, Inc. | PSE&G | Accepted | 2020-07-31 | 2020-08-07 | 2021-10-30 | LONGi Green Energy Technology Co Ltd | LR6-60HPB-305M | Solar Panels |  | 0.305 | 2 | 125 | 30 |  | Fixed | Roof
NJSTRE1545384173 | NJSRRE1542790655 | Transition Incentive Program | Cherry Hill Twp | 8003 | 14 | 7.04 | Residential | Yes | Behind the Meter | Behind the Meter |  | None | Skyline Solar, LLC | PSE&G | Eligible for TI Program | 2019-10-30 | 2019-11-01 | 2021-10-30 | Hanwha Q-Cells | Q.PEAK DUO-G5 320 | Solar Panels |  | 0.32 | 22 | 310131130 | 20 |  | Fixed | Roof
NJSTRE1545384176 | NJSRRE1542685340 | Transition Incentive Program | Waretown | 8758 | 18 | 14.49 | Residential | Yes | Behind the Meter | Behind the Meter |  | None | Pro Custom Solar dba Momentum Solar | JCP&L | Eligible for TI Program | 2019-10-28 | 2019-12-18 | 2021-10-30 | LG Electronics | LG 345N1C-V5 | Solar Panels |  | 0.345 | 4 | 293 | 31 |  | Fixed | Roof
NJSTRE1545384180 | NJSRRE1542559439 | Transition Incentive Program | ROBBINSVILLE | 8691 | 12 | 7.88 | Residential | Yes | Behind the Meter | Net-metered residential rooftop and canopy |  | None | Vivint Solar Developer, LLC | JCP&L | Accepted | 2019-10-18 | 2019-10-22 | 2021-10-30 | HANWHA SOLAR | Q.PEAK BLK-G5 315 | Solar Panels |  | 0.315 | 9 | 209 | 33 |  | Fixed | Roof
NJSTRE1545384195 | NJSRRE1543019305 | Transition Incentive Program | Newton | 7860 | 1 | 7.25 | Residential | Yes | Behind the Meter | Behind the Meter |  | None | Sunrun Installation Services, Inc. | JCP&L | Eligible for TI Program | 2019-11-05 | 2019-11-07 | 2021-10-30 | REC Solar | REC290TP2 BLK | Solar Panels |  | 0.29 | 25 | 214 | 27 |  | Fixed | Roof
NJSTRE1545384198 | NJSRRE1543058025 | Transition Incentive Program | WILLIAMSTOWN | 8094 | 15 | 11.66 | Residential | No | Behind the Meter | Net-metered residential rooftop and canopy |  | None | Vivint Solar Developer, LLC | AC Electric | Accepted | 2019-11-08 | 2019-11-12 | 2021-10-30 | Hanwha | Q.PEAK BLK-G5 315 | Solar Panels |  | 0.315 | 10 | 213 | 43 |  | Fixed | Roof
NJSTRE1545622376 |  | Transition Incentive Program | Camden | 8105 | 14 | 5.28 | Residential | No | Behind the Meter | Net-metered residential rooftop and canopy |  | None | Posigen NJ LLC | PSE&G | Accepted | 2020-09-23 | 2020-09-25 | 2021-10-30 | SolarEdge | SE6000H-US | Inverters | 6000 |  | 1 |  |  | 0.99 |  | Outside | within ten feet of meter
NJSTRE1545622419 |  | Transition Incentive Program | North Wildwood | 8260 | 21 | 9.1 | Residential | Yes | Behind the Meter | Net-metered residential rooftop and canopy |  | None | RCL Enterprises Inc. | AC Electric | Accepted | 2020-09-23 | 2020-09-25 | 2021-10-30 | enphase | iq7 | Inverters | 240 |  | 28 |  |  | 0.96 |  | Outdoor | under panels
NJSTRE1545622455 |  | Transition Incentive Program | North Wildwood | 8260 | 21 | 7.85 | Residential | Yes | Behind the Meter | Net-metered residential rooftop and canopy |  | None | Vision Solar LLC | AC Electric | Accepted | 2020-09-23 | 2020-09-25 | 2021-10-30 | SUNPOWER | SPR-E20-327-E-AC | Inverters | 0.24 |  | 24 |  |  | 0.96 |  | Other | BEHIND EACH PANEL
NJSTRE1545622473 |  | Transition Incentive Program | Williamstown | 8094 | 15 | 5.76 | Residential | Yes | Behind the Meter | Net-metered residential rooftop and canopy |  | None | Trinity Solar | AC Electric | Accepted | 2020-09-23 | 2020-09-25 | 2021-10-30 | SOLAR EDGE | SE5000H-US | Inverters | 5000 |  | 1 |  |  | 0.97 |  | Outside | SIDE OF HOME
NJSTRE1545622463 |  | Transition Incentive Program | MOUNT HOLLY | 8060 | 13 | 4.76 | Residential | No | Behind the Meter | Net-metered residential rooftop and canopy |  | None | Trinity Solar | PSE&G | Accepted | 2020-09-23 | 2020-09-25 | 2021-10-30 | Solar Edge | SE3800H-US000BNC4 | Inverters | 3800 |  | 1 |  |  | 0.97 |  | Outdoor | side of home
NJSTRE1545622534 |  | Transition Incentive Program | PLEASANTVILLE | 8232 | 19 | 5.27 | Residential | Yes | Behind the Meter | Net-metered residential rooftop and canopy |  | None | Bright Planet Solar | AC Electric | Accepted | 2020-09-23 | 2020-09-25 | 2021-10-30 | SOLAR EDGE | SE5000H-USRGM | Inverters | 5000 |  | 1 |  |  | 0.98 |  | Outdoor | OUTSIDE
NJSTRE1545622495 |  | Transition Incentive Program | Hamburg | 7419 | 1 | 8.85 | Residential | Yes | Behind the Meter | Net-metered residential rooftop and canopy |  | None | Sunrun Installation Services, Inc. | JCP&L | Accepted | 2020-09-23 | 2020-09-25 | 2021-10-30 | Enphase Energy | IQ7-60-x-US (240V) | Inverters | 240 |  | 29 |  |  | 0.96 |  | Outdoor | Rooftop
NJSTRE1545622620 |  | Transition Incentive Program | Morestown Township | 8057 | 13 | 189.2 | Commercial | No | Behind the Meter | Net-metered non-residential rooftop and canopy |  | None | INDEPENDENCE SOLAR, LLC | PSE&G | Accepted | 2020-09-24 | 2020-09-30 | 2021-10-30 | SolarEdge | 66.6KUS | Inverters | 189 |  | 2 |  |  | 0.948 |  | Outdoor | outdoor
NJSTRE1545622902 |  | Transition Incentive Program | Hammonton | 8037 | 19 | 16.08 | Residential | No | Behind the Meter | Net-metered residential rooftop and canopy |  | None | Green Power energy | AC Electric | Accepted | 2020-09-23 | 2020-09-29 | 2021-10-30 | Enphase Energy | IQ7PLUS-72-2-US | Inverters | 290 |  | 56 |  |  | 0.975 |  | Outside | 0.97
NJSTRE1545622924 |  | Transition Incentive Program | Mount Royal | 8061 | 15 | 10.5 | Residential | Yes | Behind the Meter | Net-metered residential rooftop and canopy |  | None | Pro Custom Solar dba Momentum Solar | AC Electric | Accepted | 2020-09-23 | 2020-09-25 | 2021-10-30 | Enphase | IQ7Plus-72-2-US | Inverters | 290 |  | 30 |  |  | 0.97 |  | Outdoor | Roof
NJSTRE1545384034 | NJSRRE1542578563 | Transition Incentive Program | SWEDESBORO | 8085 | 15 | 17.55 | Residential | No | Behind the Meter | Behind the Meter |  | None | Sunny Corp | AC Electric | Eligible for TI Program | 2019-10-23 | 2019-10-25 | 2021-10-30 | PANASONIC | VBHN325KA03 | Solar Panels |  | 0.325 | 9 | 125 | 46 |  | Fixed | Roof
NJSTRE1545384006 | NJSRRE1542448491 | Transition Incentive Program | Brielle | 8730 | 17 | 14.81 | Residential | No | Behind the Meter | Behind the Meter |  | None | Trinity Solar | JCP&L | Eligible for TI Program | 2019-09-27 | 2019-10-01 | 2021-10-30 | Hanwha | Q.PEAK DUO BLK-G5 315 | Solar Panels |  | 0.315 | 32 | 219 | 34 |  | Fixed | Roof
NJSTRE1545384008 | NJSRRE1543065897 | Transition Incentive Program | CAMDEN | 8105 | 14 | 4.73 | Residential | Yes | Behind the Meter | Net-metered residential rooftop and canopy |  | None | Vivint Solar Developer, LLC | PSE&G | Accepted | 2019-11-11 | 2019-11-13 | 2021-10-30 | Hanwha | Q.PEAK BLK G5 315 | Solar Panels |  | 0.315 | 15 | 352 | 2 |  | Fixed | Roof
NJSTRE1545384009 | NJSRRE1542515114 | Transition Incentive Program | Phillipsburg | 8865 | 2 | 7.04 | Residential | Yes | Behind the Meter | Behind the Meter |  | None | Skyline Solar, LLC | JCP&L | Eligible for TI Program | 2019-10-08 | 2019-10-10 | 2021-10-30 | Hanwha Q-Cells | Q.PEAK DUO-G5 320 | Solar Panels |  | 0.32 | 22 | 149 | 25 |  | Fixed | Roof
NJSTRE1545384017 | NJSRRE1543060848 | Transition Incentive Program | HILLSIDE | 7205 | 10 | 18.27 | Residential | Yes | Behind the Meter | Net-metered residential rooftop and canopy |  | None | Vivint Solar Developer, LLC | PSE&G | Accepted | 2019-11-08 | 2019-11-13 | 2021-10-30 | Hanwha | Q.PEAK BLK-G5 315 | Solar Panels |  | 0.315 | 21 | 267 | 24 |  | Fixed | Roof
NJSTRE1545384018 | NJSRRE1542423314 | Transition Incentive Program | Bridgewater | 8807 | 5 | 11.34 | Residential | Yes | Behind the Meter | Net-metered residential rooftop and canopy |  | None | Vivint Solar Developer, LLC | PSE&G | Accepted | 2019-09-19 | 2019-09-24 | 2021-10-30 | Hanwha | Q.PEAK BLK-G5 315 | Solar Panels |  | 0.315 | 10 | 235 | 30 |  | Fixed | Roof
NJSTRE1545384019 | NJSRRE1542461627 | Transition Incentive Program | NORTHFIELD | 8225 | 19 | 2.84 | Residential | Yes | Behind the Meter | Net-metered residential rooftop and canopy |  | RECO | Vivint Solar Developer, LLC | AC Electric | Accepted | 2019-09-30 | 2019-10-02 | 2021-10-30 | Hanwha Solar | Q.PEAK BLK-G5 315 | Solar Panels |  | 0.315 | 9 | 52 | 22 |  | Fixed | Roof
NJSTRE1545384020 | NJSRRE1543064767 | Transition Incentive Program | SOUTH BRUNSWICK TWP | 8540 | 12 | 11.34 | Residential | No | Behind the Meter | Net-metered residential rooftop and canopy |  | None | Tesla Energy Operations | PSE&G | Final As-Built Received | 2019-11-10 | 2019-11-13 | 2021-10-30 | Hanwha Q-Cells | Q.Peak DUO BLK-G5/SC315 | Solar Panels |  | 0.315 | 14 | 101 | 34 |  | Fixed | Roof
NJSTRE1545384033 | NJSRRE1542556231 | Transition Incentive Program | Cedar Run | 8092 | 18 | 38.25 | Non Profit | Yes | Behind the Meter | Behind the Meter |  | None | Spectrum Energy, Inc. | AC Electric | Eligible for TI Program | 2019-10-23 | 2019-10-24 | 2021-10-30 | TRINA | TSM-245PA05 | Solar Panels |  | 0.245 | 34 | 202 | 40 |  | Fixed | Roof
NJSTRE1545384048 |  | Transition Incentive Program | Edison | 8820 | 11 | 10.2 | Residential | No | Behind the Meter | Net-metered residential rooftop and canopy |  | None | Tesla Energy Operations Inc. | PSE&G | Accepted | 2020-07-31 | 2020-08-07 | 2021-10-30 | Hanwha Q-Cells | Q.Peak DUO BLK-G6/SC340 | Solar Panels |  | 0.34 | 7 | 176 | 40 |  | Fixed | Roof
NJSTRE1545384048 |  | Transition Incentive Program | Edison | 8820 | 11 | 10.2 | Residential | No | Behind the Meter | Net-metered residential rooftop and canopy |  | None | Tesla Energy Operations Inc. | PSE&G | Accepted | 2020-07-31 | 2020-08-07 | 2021-10-30 | Hanwha Q-Cells | Q.Peak DUO BLK-G6/SC340 | Solar Panels |  | 0.34 | 3 | 86 | 40 |  | Fixed | Roof
NJSTRE1545384077 |  | Transition Incentive Program | Jersey City | 7307 | 8 | 4.88 | Residential | Yes | Behind the Meter | Net-metered residential rooftop and canopy |  | None | Sunrun Installation Services, Inc. | PSE&G | Accepted | 2020-07-31 | 2020-08-07 | 2021-10-30 | LONGi Green Energy Technology Co Ltd | LR6-60HPB-305M | Solar Panels |  | 0.305 | 16 | 205 | 20 |  | Fixed | Roof
NJSTRE1545384155 |  | Transition Incentive Program | Union Twp Uni | 7083 | 10 | 7.32 | Residential | Yes | Behind the Meter | Net-metered residential rooftop and canopy |  | None | Sunrun Installation Services, Inc. | PSE&G | Accepted | 2020-07-31 | 2020-08-07 | 2021-10-30 | LONGi Green Energy Technology Co Ltd | LR6-60HPB-305M | Solar Panels |  | 0.305 | 4 | 126 | 40 |  | Fixed | Roof
NJSTRE1545619483 |  | Transition Incentive Program | PLEASANTVILLE | 8232 | 19 | 6.4 | Residential | Yes | Behind the Meter | Net-metered residential rooftop and canopy |  | None | Bright Planet Solar | AC Electric | Accepted | 2020-09-22 | 2020-09-25 | 2021-10-30 | SOLAR EDGE | SE5000H-USRGM | Inverters | 5000 |  | 1 |  |  | 0.98 |  | Outdoor | OUTSIDE
NJSTRE1545622154 |  | Transition Incentive Program | Little Falls | 7424 | 6 | 12.29 | Residential | Yes | Behind the Meter | Net-metered residential rooftop and canopy |  | None | Suntuity Solar LLC | PSE&G | Accepted | 2020-09-23 | 2020-09-25 | 2021-10-30 | Enphase Energy | IQ7-60-2-US | Inverters | 240 |  | 39 |  |  | 0.97 |  | Outdoor | Behind the PV Modules
NJSTRE1545622170 |  | Transition Incentive Program | Swedesboro | 8085 | 15 | 13.07 | Residential | No | Behind the Meter | Net-metered residential rooftop and canopy |  | None | RCL Enterprises Inc. | AC Electric | Accepted | 2020-09-23 | 2020-09-25 | 2021-10-30 | enphase | iq7plus | Inverters | 290 |  | 39 |  |  | 0.96 |  | Outdoor | under panels
NJSTRE1545622441 |  | Transition Incentive Program | Lakewood | 8701 | 18 | 10.23 | Residential | No | Behind the Meter | Net-metered residential rooftop and canopy |  | None | Kamtech Solar Solutions | JCP&L | Accepted | 2020-09-23 | 2020-09-25 | 2021-10-30 | Enphase | Enphase 1Q7-60-2-US | Inverters | 315 |  | 31 |  |  | 0.96 |  | Other | rooftop
NJSTRE1545622572 |  | Transition Incentive Program | Pine Brook | 7058 | 3 | 172.8 | School Public K-12 | No | Behind the Meter | Net-metered non-residential rooftop and canopy |  | None | Solar Landscape | JCP&L | Accepted | 2020-09-23 | 2020-09-25 | 2021-10-30 | SoalrEdge | SE43.2kUS | Inverters | 43200 |  | 3 |  |  | 0.97 |  | Outside | wall mounted, ground level
NJSTRE1545622618 |  | Transition Incentive Program | EAST ORANGE CITY | 7017 | 9 | 4.65 | Residential | Yes | Behind the Meter | Net-metered residential rooftop and canopy |  | None | Bright Planet Solar | PSE&G | Accepted | 2020-09-23 | 2020-09-30 | 2021-10-30 | SOLAR EDGE | SE3800H-USRGM | Inverters | 3800 |  | 1 |  |  | 0.98 |  | Outdoor | OUTSIDE
NJSTRE1545622706 |  | Transition Incentive Program | Linwood | 8221 | 19 | 14.74 | Residential | No | Behind the Meter | Net-metered residential rooftop and canopy |  | None | Geoscape Solar | AC Electric | Accepted | 2020-09-23 | 2020-09-25 | 2021-10-30 | Solar Edge | SE11400H-US | Inverters | 11400 |  | 1 |  |  | 0.97 |  | Outdoor | adj to utility meter
NJSTRE1545628807 |  | Transition Incentive Program | Haddonfield Boro | 8033 | 14 | 15.12 | Residential | No | Behind the Meter | Net-metered residential rooftop and canopy |  | None | Exact Solar | PSE&G | Accepted | 2020-09-24 | 2020-09-29 | 2021-10-30 | SolarEdge | SE7600H | Inverters | 7600 |  | 1 |  |  | 0.98 |  | Indoor | basement
NJSTRE1545628807 |  | Transition Incentive Program | Haddonfield Boro | 8033 | 14 | 15.12 | Residential | No | Behind the Meter | Net-metered residential rooftop and canopy |  | None | Exact Solar | PSE&G | Accepted | 2020-09-24 | 2020-09-29 | 2021-10-30 | SolarEdge | SE6000H | Inverters | 6000 |  | 1 |  |  | 0.98 |  | Indoor | basement
NJSTRE1545628818 |  | Transition Incentive Program | BLACKWOOD | 8012 | 14 | 12.29 | Residential | Yes | Behind the Meter | Net-metered residential rooftop and canopy |  | None | Suntuity Solar LLC | PSE&G | Accepted | 2020-09-24 | 2020-09-29 | 2021-10-30 | Enphase Energy | IQ7-60-2-US | Inverters | 240 |  | 39 |  |  | 0.97 |  | Outdoor | Behind the PV Modules
NJSTRE1545629035 |  | Transition Incentive Program | Linden City | 7036 | 10 | 8.16 | Residential | No | Behind the Meter | Net-metered residential rooftop and canopy |  | None | Tesla Energy Operations Inc. | PSE&G | Accepted | 2020-09-24 | 2020-09-29 | 2021-10-30 | Delta Electronics | M8-TL-US [240V] | Inverters | 7680 |  | 1 |  |  | 0.975 |  | Outside | Outside
NJSTRE1545383977 | NJSRRE1543168556 | Transition Incentive Program | Pennsauken | 8110 | 14 | 6.3 | Residential | Yes | Behind the Meter | Net-metered residential rooftop and canopy |  | None | Vivint Solar Developer, LLC | PSE&G | Accepted | 2019-11-13 | 2019-11-15 | 2021-10-30 | Hanwha Solar | Q.PEAK BLK-G5 315 | Solar Panels |  | 0.315 | 20 | 131 | 22 |  | Fixed | Roof
NJSTRE1545383982 | NJSRRE1542515383 | Transition Incentive Program | Little Egg Harbor Township | 8087 | 18 | 17.82 | Residential | No | Behind the Meter | Net-metered residential rooftop and canopy |  | None | Whitman Construction, LLC | AC Electric | Final As-Built Received | 2019-10-14 | 2019-10-14 | 2021-10-30 | Panasonic | VBHN330SA16 | Solar Panels |  | 0.33 | 7 | 104 | 15 |  | Fixed | Roof
NJSTRE1545383982 | NJSRRE1542515383 | Transition Incentive Program | Little Egg Harbor Township | 8087 | 18 | 17.82 | Residential | No | Behind the Meter | Net-metered residential rooftop and canopy |  | None | Whitman Construction, LLC | AC Electric | Final As-Built Received | 2019-10-14 | 2019-10-14 | 2021-10-30 | Panasonic | VBHN330SA16 | Solar Panels |  | 0.33 | 24 | 194 | 45 |  | Fixed | Roof
NJSTRE1545383998 | NJSRRE1542425706 | Transition Incentive Program | Manahawkin | 8050 | 18 | 6.27 | Residential | No | Behind the Meter | Behind the Meter |  | None | Sunrun Installation Services, Inc. | AC Electric | Eligible for TI Program | 2019-09-20 | 2019-09-24 | 2021-10-30 | LG Electronics | LG330N1C-A5 | Solar Panels |  | 0.33 | 9 | 115 | 30 |  | Fixed | Roof
NJSTRE1545383998 | NJSRRE1542425706 | Transition Incentive Program | Manahawkin | 8050 | 18 | 6.27 | Residential | No | Behind the Meter | Behind the Meter |  | None | Sunrun Installation Services, Inc. | AC Electric | Eligible for TI Program | 2019-09-20 | 2019-09-24 | 2021-10-30 | LG Electronics | LG330N1C-A5 | Solar Panels |  | 0.33 | 10 | 115 | 14 |  | Fixed | Roof
NJSTRE1545384007 | NJSRRE1542909171 | Transition Incentive Program | Newark | 7107 | 9 | 3.19 | Residential | No | Behind the Meter | Behind the Meter |  | None | Sunrun Installation Services, Inc. | PSE&G | Eligible for TI Program | 2019-11-04 | 2019-11-06 | 2021-10-30 | REC Solar | REC290TP2 BLK | Solar Panels |  | 0.29 | 11 | 201 | 40 |  | Fixed | Roof
NJSTRE1545384014 | NJSRRE1542476170 | Transition Incentive Program | PLEASANTVILLE | 8232 | 19 | 2.84 | Residential | Yes | Behind the Meter | Net-metered residential rooftop and canopy |  | None | Vivint Solar Developer, LLC | AC Electric | Accepted | 2019-10-01 | 2019-10-03 | 2021-10-30 | HANWHA SOLAR | Q.PEAK BLK-G5 315 | Solar Panels |  | 0.315 | 9 | 348 | 41 |  | Fixed | Roof
NJSTRE1545384018 | NJSRRE1542423314 | Transition Incentive Program | Bridgewater | 8807 | 5 | 11.34 | Residential | Yes | Behind the Meter | Net-metered residential rooftop and canopy |  | None | Vivint Solar Developer, LLC | PSE&G | Accepted | 2019-09-19 | 2019-09-24 | 2021-10-30 | Hanwha | Q.PEAK BLK-G5 315 | Solar Panels |  | 0.315 | 7 | 235 | 30 |  | Fixed | Roof
NJSTRE1545384025 | NJSRRE1542431269 | Transition Incentive Program | Sicklerville | 8081 | 14 | 3.54 | Residential | Yes | Behind the Meter | Behind the Meter |  | None | Trinity Solar | AC Electric | Eligible for TI Program | 2019-09-24 | 2019-09-26 | 2021-10-30 | Hanwha | Q.PEAK-BLK G4.1 295 | Solar Panels |  | 0.295 | 12 | 124 | 19 |  | Fixed | Roof
NJSTRE1545384032 | NJSRRE1542544214 | Transition Incentive Program | New Milford | 7646 | 7 | 4.64 | Residential | Yes | Behind the Meter | Behind the Meter |  | None | Sunrun Installation Services, Inc. | PSE&G | Eligible for TI Program | 2019-10-15 | 2019-10-17 | 2021-10-30 | REC Solar | REC290TP2 BLK | Solar Panels |  | 0.29 | 13 | 179 | 14 |  | Fixed | Roof
NJSTRE1545384032 | NJSRRE1542544214 | Transition Incentive Program | New Milford | 7646 | 7 | 4.64 | Residential | Yes | Behind the Meter | Behind the Meter |  | None | Sunrun Installation Services, Inc. | PSE&G | Eligible for TI Program | 2019-10-15 | 2019-10-17 | 2021-10-30 | REC Solar | REC290TP2 BLK | Solar Panels |  | 0.29 | 3 | 360 | 23 |  | Fixed | Roof
NJSTRE1545384036 | NJSRRE1542548484 | Transition Incentive Program | Montgomery | 8502 | 5 | 9.57 | Residential | Yes | Behind the Meter | Behind the Meter |  | None | Sunrun Installation Services, Inc. | PSE&G | Eligible for TI Program | 2019-10-16 | 2019-10-18 | 2021-10-30 | REC Solar | REC290TP2 BLK | Solar Panels |  | 0.29 | 4 | 211 | 40 |  | Fixed | Roof
NJSTRE1545384048 |  | Transition Incentive Program | Edison | 8820 | 11 | 10.2 | Residential | No | Behind the Meter | Net-metered residential rooftop and canopy |  | None | Tesla Energy Operations Inc. | PSE&G | Accepted | 2020-07-31 | 2020-08-07 | 2021-10-30 | Hanwha Q-Cells | Q.Peak DUO BLK-G6/SC340 | Solar Panels |  | 0.34 | 16 | 266 | 40 |  | Fixed | Roof
NJSTRE1545384151 |  | Transition Incentive Program | Woodcliff Lake Boro | 7677 | 7 | 14.79 | Residential | No | Behind the Meter | Net-metered residential rooftop and canopy |  | None | Tesla Energy Operations Inc. | PSE&G | Accepted | 2020-07-31 | 2020-08-12 | 2021-10-30 | Tesla | SR60T1 | Solar Panels |  | 0.05847 | 30 | 292 | 30 |  | Fixed | Roof
NJSTRE1545384151 |  | Transition Incentive Program | Woodcliff Lake Boro | 7677 | 7 | 14.79 | Residential | No | Behind the Meter | Net-metered residential rooftop and canopy |  | None | Tesla Energy Operations Inc. | PSE&G | Accepted | 2020-07-31 | 2020-08-12 | 2021-10-30 | Tesla | SR60T1 | Solar Panels |  | 0.05847 | 30 | 202 | 30 |  | Fixed | Roof
NJSTRE1545384151 |  | Transition Incentive Program | Woodcliff Lake Boro | 7677 | 7 | 14.79 | Residential | No | Behind the Meter | Net-metered residential rooftop and canopy |  | None | Tesla Energy Operations Inc. | PSE&G | Accepted | 2020-07-31 | 2020-08-12 | 2021-10-30 | Tesla | SR60T1 | Solar Panels |  | 0.05847 | 70 | 22 | 18 |  | Fixed | Roof
NJSTRE1545384170 | NJSRRE1542547449 | Transition Incentive Program | Vineland | 8360 | 20 | 4.73 | Residential | Yes | Behind the Meter | Behind the Meter |  | None | Trinity Solar | Vineland Muni Electric | Eligible for TI Program | 2019-10-16 | 2019-10-18 | 2021-10-30 | Hanwha 315 | Q.PEAK DUO BLK-G5 315 | Solar Panels |  | 0.315 | 15 | 193 | 30 |  | Fixed | Roof
NJSTRE1545384171 | NJSRRE1542515199 | Transition Incentive Program | Sicklerville | 8081 | 14 | 4.91 | Residential | No | Behind the Meter | Net-metered residential rooftop and canopy |  | None | SunnyMac LLC | AC Electric | Accepted |  | 2019-10-10 | 2021-10-30 | SunPower | SPR-E20-327 | Solar Panels |  | 0.327 | 15 | 177 | 30 |  | Fixed | Roof
NJSTRE1545384178 | NJSRRE1542547465 | Transition Incentive Program | Oceanview | 8230 | 21 | 30.71 | Residential | No | Behind the Meter | Net-metered residential rooftop and canopy |  | None | Castle Energy, LLC | AC Electric | Accepted | 2019-10-16 | 2019-10-18 | 2021-10-30 | LG Electronics | LG370Q1C-V5 | Solar Panels |  | 0.37 | 9 | 162 | 38 |  | Fixed | Roof
NJSTRE1545384178 | NJSRRE1542547465 | Transition Incentive Program | Oceanview | 8230 | 21 | 30.71 | Residential | No | Behind the Meter | Net-metered residential rooftop and canopy |  | None | Castle Energy, LLC | AC Electric | Accepted | 2019-10-16 | 2019-10-18 | 2021-10-30 | LG Electronics | LG370Q1C-V5 | Solar Panels |  | 0.37 | 7 | 342 | 38 |  | Fixed | Roof
NJSTRE1545384181 | NJSRRE1542431291 | Transition Incentive Program | Interlaken | 7712 | 17 | 13.11 | Residential | No | Behind the Meter | Behind the Meter |  | None | Pro Custom Solar dba Momentum Solar | JCP&L | Eligible for TI Program | 2019-09-24 | 2019-09-30 | 2021-10-30 | LG ELECTRONICS | LG 345N1C-V5 | Solar Panels |  | 0.345 | 22 | 210 | 29 |  | Fixed | Roof
NJSTRE1545384182 | NJSRRE1542428621 | Transition Incentive Program | Penns Grove | 8069 | 16 | 7.37 | Residential | Yes | Behind the Meter | Behind the Meter |  | None | Pro Custom Solar dba Momentum Solar | AC Electric | Eligible for TI Program | 2019-09-23 | 2019-09-25 | 2021-10-30 | LG ELECTRONICS | LG 335N1C-V5 | Solar Panels |  | 0.335 | 13 | 215 | 36 |  | Fixed | Roof
NJSTRE1545384193 | NJSRRE1542430930 | Transition Incentive Program | UPPER DEERFIELD | 8302 | 20 | 7.56 | Residential | Yes | Behind the Meter | Behind the Meter |  | None | Tesla Energy Operations Inc | AC Electric | Eligible for TI Program | 2019-09-24 | 2019-09-25 | 2021-10-30 | Hanwha Q-Cells | Q.Peak DUO BLK-G5/SC315 | Solar Panels |  | 0.315 | 6 | 265 | 23 |  | Fixed | Roof
NJSTRE1545384197 | NJSRRE1542481274 | Transition Incentive Program | Lake Hopatcong | 7849 | 3 | 13.14 | Residential | Yes | Behind the Meter | Behind the Meter |  | None | Sunrun Installation Services, Inc. | JCP&L | Eligible for TI Program | 2019-10-01 | 2019-10-03 | 2021-10-30 | LG Electronics | LG365Q1C-V5 | Solar Panels |  | 0.365 | 10 | 2 | 23 |  | Fixed | Roof
NJSTRE1545384197 | NJSRRE1542481274 | Transition Incentive Program | Lake Hopatcong | 7849 | 3 | 13.14 | Residential | Yes | Behind the Meter | Behind the Meter |  | None | Sunrun Installation Services, Inc. | JCP&L | Eligible for TI Program | 2019-10-01 | 2019-10-03 | 2021-10-30 | LG Electronics | LG365Q1C-V5 | Solar Panels |  | 0.365 | 7 | 92 | 23 |  | Fixed | Roof
NJSTRE1545384026 | NJSRRE1542967116 | Transition Incentive Program | Mullica Hill | 8062 | 15 | 6.62 | Residential | No | Behind the Meter | Behind the Meter |  | None | Trinity Solar | AC Electric | Eligible for TI Program | 2019-11-05 | 2019-11-07 | 2021-10-30 | HANWHA | Q.PEAK DUO BLK-G5 315 | Solar Panels |  | 0.315 | 10 | 207 | 27 |  | Fixed | Roof
NJSTRE1545384027 | NJSRRE1542500929 | Transition Incentive Program | Jersey City | 7305 | 8 | 5.52 | Residential | Yes | Behind the Meter | Behind the Meter |  | None | Pro Custom Solar dba Momentum Solar | PSE&G | Eligible for TI Program | 2019-10-03 | 2019-10-08 | 2021-10-30 | LG ELECTRONICS | LG 345N1C-V5 | Solar Panels |  | 0.345 | 16 | 42 | 3 |  | Fixed | Roof
NJSTRE1545384034 | NJSRRE1542578563 | Transition Incentive Program | SWEDESBORO | 8085 | 15 | 17.55 | Residential | No | Behind the Meter | Behind the Meter |  | None | Sunny Corp | AC Electric | Eligible for TI Program | 2019-10-23 | 2019-10-25 | 2021-10-30 | Panasonic | VBHN325KA03 | Solar Panels |  | 0.325 | 4 | 214 | 44 |  | Fixed | Roof
NJSTRE1545384034 | NJSRRE1542578563 | Transition Incentive Program | SWEDESBORO | 8085 | 15 | 17.55 | Residential | No | Behind the Meter | Behind the Meter |  | None | Sunny Corp | AC Electric | Eligible for TI Program | 2019-10-23 | 2019-10-25 | 2021-10-30 | PANASONIC | VBHN325KA03 | Solar Panels |  | 0.325 | 14 | 125 | 45 |  | Fixed | Roof
NJSTRE1545384048 |  | Transition Incentive Program | Edison | 8820 | 11 | 10.2 | Residential | No | Behind the Meter | Net-metered residential rooftop and canopy |  | None | Tesla Energy Operations Inc. | PSE&G | Accepted | 2020-07-31 | 2020-08-07 | 2021-10-30 | Hanwha Q-Cells | Q.Peak DUO BLK-G6/SC340 | Solar Panels |  | 0.34 | 4 | 86 | 40 |  | Fixed | Roof
NJSTRE1545384147 |  | Transition Incentive Program | Freehold | 7728 | 17 | 3.9 | Residential | Yes | Behind the Meter | Net-metered residential rooftop and canopy |  | None | Vivint Solar Developer, LLC | JCP&L | Accepted | 2020-08-12 | 2020-08-13 | 2021-10-30 | JINKO SOLAR | JKM325M-60HBL | Solar Panels |  | 0.325 | 12 | 6 | 23 |  | Fixed | Roof
NJSTRE1545384151 |  | Transition Incentive Program | Woodcliff Lake Boro | 7677 | 7 | 14.79 | Residential | No | Behind the Meter | Net-metered residential rooftop and canopy |  | None | Tesla Energy Operations Inc. | PSE&G | Accepted | 2020-07-31 | 2020-08-12 | 2021-10-30 | Tesla | SR60T1 | Solar Panels |  | 0.05847 | 63 | 22 | 30 |  | Fixed | Roof
NJSTRE1545384164 |  | Transition Incentive Program | WILLIAMSTOWN | 8094 | 15 | 7.15 | Residential | Yes | Behind the Meter | Net-metered residential rooftop and canopy |  | None | Vivint Solar Developer, LLC | AC Electric | Final As-Built Received | 2020-08-12 | 2020-08-13 | 2021-10-30 | JINKO SOLAR | JKM325M-60HBL | Solar Panels |  | 0.325 | 22 | 163 | 23 |  | Fixed | Roof
NJSTRE1545384169 | NJSRRE1542445014 | Transition Incentive Program | Newark City | 7104 | 9 | 7.04 | Residential | Yes | Behind the Meter | Behind the Meter |  | None | Skyline Solar, LLC | PSE&G | Eligible for TI Program | 2019-09-26 | 2019-09-30 | 2021-10-30 | Hanwha Q-Cells | Q.PEAK DUO-G5 320 | Solar Panels |  | 0.32 | 22 | 195 | 10 |  | Fixed | Roof
NJSTRE1545384178 | NJSRRE1542547465 | Transition Incentive Program | Oceanview | 8230 | 21 | 30.71 | Residential | No | Behind the Meter | Net-metered residential rooftop and canopy |  | None | Castle Energy, LLC | AC Electric | Accepted | 2019-10-16 | 2019-10-18 | 2021-10-30 | LG Electronics | LG370Q1C-V5 | Solar Panels |  | 0.37 | 15 | 342 | 38 |  | Fixed | Roof
NJSTRE1545384178 | NJSRRE1542547465 | Transition Incentive Program | Oceanview | 8230 | 21 | 30.71 | Residential | No | Behind the Meter | Net-metered residential rooftop and canopy |  | None | Castle Energy, LLC | AC Electric | Accepted | 2019-10-16 | 2019-10-18 | 2021-10-30 | LG Electronics | LG370Q1C-V5 | Solar Panels |  | 0.37 | 8 | 162 | 38 |  | Fixed | Roof
NJSTRE1545384180 | NJSRRE1542559439 | Transition Incentive Program | ROBBINSVILLE | 8691 | 12 | 7.88 | Residential | Yes | Behind the Meter | Net-metered residential rooftop and canopy |  | None | Vivint Solar Developer, LLC | JCP&L | Accepted | 2019-10-18 | 2019-10-22 | 2021-10-30 | HANWHA SOLAR | Q.PEAK BLK-G5 315 | Solar Panels |  | 0.315 | 16 | 209 | 33 |  | Fixed | Roof
NJSTRE1545384181 | NJSRRE1542431291 | Transition Incentive Program | Interlaken | 7712 | 17 | 13.11 | Residential | No | Behind the Meter | Behind the Meter |  | None | Pro Custom Solar dba Momentum Solar | JCP&L | Eligible for TI Program | 2019-09-24 | 2019-09-30 | 2021-10-30 | LG ELECTRONICS | LG 345N1C-V5 | Solar Panels |  | 0.345 | 7 | 161 | 20 |  | Fixed | Roof
NJSTRE1545572921 |  | Transition Incentive Program | Kresson | 8053 | 13 | 12.51 | Residential | No | Behind the Meter | Net-metered residential rooftop and canopy |  | None | Tesla Energy Operations Inc. | AC Electric | Accepted | 2020-09-09 | 2020-09-14 | 2021-10-30 | Delta Electronics | M8-TL-US [240V] | Inverters | 7680 |  | 1 |  |  | 0.975 |  | Outside | Outside
NJSTRE1545572963 |  | Transition Incentive Program | MONTVILLE | 7045 | 3 | 12.68 | Residential | Yes | Behind the Meter | Net-metered residential rooftop and canopy |  | None | Vivint Solar Developer, LLC | JCP&L | Accepted | 2020-09-14 | 2020-09-15 | 2021-10-30 | Solar Edge | SE7600H-US | Inverters | 7600 |  | 1 |  |  | 0.992 |  | Outdoor | Near the Utility Meter
NJSTRE1545574436 |  | Transition Incentive Program | Cape May | 8204 | 21 | 9.9 | Residential | No | Behind the Meter | Net-metered residential rooftop and canopy |  | None | Posigen NJ LLC | AC Electric | Accepted | 2020-09-10 | 2020-09-14 | 2021-10-30 | SolarEdge | SE10000H-US | Inverters | 10000 |  | 1 |  |  | 0.99 |  | Outside | within ten feet of meter
NJSTRE1545574588 |  | Transition Incentive Program | Pennsville | 8070 | 16 | 7.82 | Residential | Yes | Behind the Meter | Net-metered residential rooftop and canopy |  | None | Trinity Solar | AC Electric | Accepted | 2020-09-10 | 2020-09-14 | 2021-10-30 | SOLAR EDGE | SE6000H-US | Inverters | 6000 |  | 1 |  |  | 0.97 |  | Outside | SIDE OF HOME
NJSTRE1545383297 | NJSRRE1542544383 | Transition Incentive Program | Cliffwood Beach | 7735 | 17 | 8.12 | Residential | Yes | Behind the Meter | Behind the Meter |  | None | Sunrun Installation Services, Inc. | JCP&L | Eligible for TI Program | 2019-10-15 | 2019-10-17 | 2021-10-30 | REC Solar | REC290TP2 BLK | Solar Panels |  | 0.29 | 21 | 38 | 18 |  | Fixed | Roof
NJSTRE1545383300 | NJSRRE1542497207 | Transition Incentive Program | Villas | 8251 | 21 | 8.63 | Residential | Yes | Behind the Meter | Behind the Meter |  | None | Pro Custom Solar dba Momentum Solar | AC Electric | Eligible for TI Program | 2019-10-02 | 2019-10-04 | 2021-10-30 | LG ELECTRONICS | LG 345N1C-V5 | Solar Panels |  | 0.345 | 17 | 118 | 25 |  | Fixed | Roof
NJSTRE1545383312 | NJSRRE1542425692 | Transition Incentive Program | DELRAN | 8075 | 13 | 9.45 | Residential | Yes | Behind the Meter | Net-metered residential rooftop and canopy |  | None | Vivint Solar Developer, LLC | PSE&G | Accepted | 2019-09-21 | 2019-09-24 | 2021-10-30 | HANWHA SOLAR | Q.PEAK BLK-G5 315 | Solar Panels |  | 0.315 | 9 | 247 | 19 |  | Fixed | Roof
NJSTRE1545383316 | NJSRRE1542579346 | Transition Incentive Program | Perth Amboy | 8861 | 11 | 2.94 | Residential | Yes | Behind the Meter | Behind the Meter |  | None | Seabright Solar | PSE&G | Eligible for TI Program | 2019-10-23 | 2019-10-25 | 2021-10-30 | Sunpower | SPR-E20-327 | Solar Panels |  | 0.327 | 9 | 205 | 5 |  | Fixed | Roof
NJSTRE1545383323 | NJSRRE1543060860 | Transition Incentive Program | Belvidere | 7823 | 2 | 18.27 | Residential | Yes | Behind the Meter | Behind the Meter |  | None | Pro Custom Solar dba Momentum Solar | JCP&L | Eligible for TI Program | 2019-11-08 | 2019-11-13 | 2021-10-30 | Hanwha | Q.Peak DUO BLK-G5 315 | Solar Panels |  | 0.315 | 4 | 119 | 22 |  | Fixed | Roof
NJSTRE1545383326 | NJSRRE1542461197 | Transition Incentive Program | Sicklerville | 8081 | 14 | 7.59 | Residential | Yes | Behind the Meter | Behind the Meter |  | None | Pro Custom Solar dba Momentum Solar | AC Electric | Eligible for TI Program | 2019-09-30 | 2019-10-02 | 2021-10-30 | LG ELECTRONICS | LG 345N1C-V5 | Solar Panels |  | 0.345 | 10 | 157 | 20 |  | Fixed | Roof
NJSTRE1545383328 | NJSRRE1542461362 | Transition Incentive Program | JACKSON | 8527 | 18 | 6.93 | Residential | Yes | Behind the Meter | Net-metered residential rooftop and canopy |  | None | Vivint Solar Developer, LLC | JCP&L | Accepted | 2019-10-01 | 2019-10-02 | 2021-10-30 | Hanwha Solar | Q.PEAK DUO BLK-G5 315w | Solar Panels |  | 0.315 | 8 | 117 | 23 |  | Fixed | Roof
NJSTRE1545383331 | NJSRRE1542582557 | Transition Incentive Program | Paterson City | 7502 | 6 | 6.96 | Residential | Yes | Behind the Meter | Behind the Meter |  | None | Sunrun Installation Services, Inc. | PSE&G | Eligible for TI Program | 2019-10-24 | 2019-10-28 | 2021-10-30 | REC Solar | REC290TP2 BLK | Solar Panels |  | 0.29 | 18 | 139 | 23 |  | Fixed | Roof
NJSTRE1545383335 | NJSRRE1543041649 | Transition Incentive Program | Perth Amboy | 8861 | 11 | 17.33 | Residential | Yes | Behind the Meter | Behind the Meter |  | None | Pro Custom Solar dba Momentum Solar | PSE&G | Eligible for TI Program | 2019-11-06 | 2019-11-11 | 2021-10-30 | HANWHA | Q.PEAK DUO BLK-G5 315 | Solar Panels |  | 0.315 | 35 | 265 | 31 |  | Fixed | Roof
NJSTRE1545622433 |  | Transition Incentive Program | Jackson | 8527 | 18 | 8.38 | Residential | Yes | Behind the Meter | Net-metered residential rooftop and canopy |  | None | Vision Solar LLC | JCP&L | Accepted | 2020-09-23 | 2020-09-25 | 2021-10-30 | ENPHASE | IQ7-60-2-US | Inverters | 0.24 |  | 25 |  |  | 0.96 |  | Other | BEHIND EACH PANEL
NJSTRE1545622638 |  | Transition Incentive Program | Willingboro | 8046 | 13 | 7.82 | Residential | Yes | Behind the Meter | Net-metered residential rooftop and canopy |  | None | Trinity Solar | PSE&G | Accepted | 2020-09-23 | 2020-09-25 | 2021-10-30 | Solar Edge | SE6000 | Inverters | 6000 |  | 1 |  |  | 0.97 |  | Outside | side of home
NJSTRE1545622630 |  | Transition Incentive Program | Hillsborough | 8844 | 5 | 10.88 | Residential | No | Behind the Meter | Net-metered residential rooftop and canopy |  | None | Maier Engineering dba Solar Me | PSE&G | Accepted | 2020-09-23 | 2020-09-25 | 2021-10-30 | Enphase | IQ7+ | Inverters | 290 |  | 32 |  |  | 0.96 |  | Outdoor | Next to meter
NJSTRE1545622719 |  | Transition Incentive Program | Union Beach | 7735 | 17 | 10.15 | Residential | Yes | Behind the Meter | Net-metered residential rooftop and canopy |  | None | Pro Custom Solar dba Momentum Solar | JCP&L | Accepted | 2020-09-23 | 2020-09-25 | 2021-10-30 | Enphase | IQ7Plus-72-2-US | Inverters | 290 |  | 29 |  |  | 0.97 |  | Outdoor | Roof
NJSTRE1545622953 |  | Transition Incentive Program | Evesham Township | 8053 | 13 | 4.2 | Residential | Yes | Behind the Meter | Net-metered residential rooftop and canopy |  | None | Pro Custom Solar dba Momentum Solar | PSE&G | Accepted | 2020-09-23 | 2020-09-25 | 2021-10-30 | Enphase | IQ7Plus-72-2-US | Inverters | 290 |  | 12 |  |  | 0.97 |  | Outdoor | Roof
NJSTRE1545622974 |  | Transition Incentive Program | HACKENSACK | 7601 | 7 | 7.8 | Residential | Yes | Behind the Meter | Net-metered residential rooftop and canopy |  | None | Vivint Solar Developer, LLC | PSE&G | Accepted | 2020-09-24 | 2020-09-29 | 2021-10-30 | Solar Edge | SE7600H-US | Inverters | 7600 |  | 1 |  |  | 0.992 |  | Outdoor | Near the Utility Meter
NJSTRE1545623054 |  | Transition Incentive Program | Monroe Township | 8094 | 15 | 11.66 | Residential | Yes | Behind the Meter | Net-metered residential rooftop and canopy |  | None | Solar Energy World | AC Electric | Accepted | 2020-09-23 | 2020-09-25 | 2021-10-30 | Solar Edge | SE10000H-USRGM | Inverters | 10000 |  | 1 |  |  | 0.98 |  | Outdoor | near meter
NJSTRE1545624325 |  | Transition Incentive Program | BRIDGETON | 8302 | 20 | 26.98 | Residential | Yes | Behind the Meter | Net-metered residential rooftop and canopy |  | None | Vivint Solar Developer, LLC | AC Electric | Accepted | 2020-09-25 | 2020-09-29 | 2021-10-30 | Solar Edge | SE7600H-US | Inverters | 7600 |  | 2 |  |  | 0.992 |  | Outdoor | Near the Utility Meter
NJSTRE1545384016 | NJSRRE1542431414 | Transition Incentive Program | Clifton | 7012 | 6 | 7.88 | Residential | Yes | Behind the Meter | Net-metered residential rooftop and canopy |  | None | Vivint Solar Developer, LLC | PSE&G | Accepted | 2019-09-24 | 2019-09-26 | 2021-10-30 | HANWHA SOLAR | Q.PEAK BLK-G5 315 | Solar Panels |  | 0.315 | 18 | 132 | 31 |  | Fixed | Roof
NJSTRE1545384023 | NJSRRE1542528147 | Transition Incentive Program | Jackson | 8527 | 18 | 8.32 | Residential | No | Behind the Meter | Net-metered residential rooftop and canopy |  | None | Powerlutions | JCP&L | Accepted |  | 2019-10-15 | 2021-10-30 | REC | 320NP BLACK | Solar Panels |  | 0.32 | 3 | 183 | 14 |  | Fixed | Roof
NJSTRE1545384028 | NJSRRE1542850258 | Transition Incentive Program | Lakewood | 8701 | 18 | 9.92 | Residential | No | Behind the Meter | Net-metered residential rooftop and canopy |  | None | Powerlutions | JCP&L | Accepted |  | 2019-11-04 | 2021-10-30 | Axitec | AC-320MH/120S | Solar Panels |  | 0.32 | 31 | 184 | 22 |  | Fixed | Roof
NJSTRE1545384034 | NJSRRE1542578563 | Transition Incentive Program | SWEDESBORO | 8085 | 15 | 17.55 | Residential | No | Behind the Meter | Behind the Meter |  | None | Sunny Corp | AC Electric | Eligible for TI Program | 2019-10-23 | 2019-10-25 | 2021-10-30 | PANASONIC | VBHN325KA03 | Solar Panels |  | 0.325 | 11 | 215 | 44 |  | Fixed | Roof
NJSTRE1545384034 | NJSRRE1542578563 | Transition Incentive Program | SWEDESBORO | 8085 | 15 | 17.55 | Residential | No | Behind the Meter | Behind the Meter |  | None | Sunny Corp | AC Electric | Eligible for TI Program | 2019-10-23 | 2019-10-25 | 2021-10-30 | PANASONIC | VBHN325KA03 | Solar Panels |  | 0.325 | 4 | 124 | 46 |  | Fixed | Roof
NJSTRE1545384189 | NJSRRE1542562147 | Transition Incentive Program | Bridgeton | 8302 | 20 | 11.16 | Residential | Yes | Behind the Meter | Behind the Meter |  | None | Skyline Solar, LLC | AC Electric | Eligible for TI Program | 2019-10-21 | 2019-10-23 | 2021-10-30 | Silfab | SLA310M | Solar Panels |  | 0.31 | 36 | 173 | 44 |  | Fixed | Roof
NJSTRE1545384192 | NJSRRE1542460576 | Transition Incentive Program | Vineland | 8360 | 20 | 5.8 | Residential | Yes | Behind the Meter | Net-metered residential rooftop and canopy |  | None | Bright Planet Solar | Vineland Muni Electric | Accepted |  | 2019-10-01 | 2021-10-30 | LONGI | LR6-60BK-305M | Solar Panels |  | 0.305 | 4 | 184 | 30 |  | Fixed | Roof
NJSTRE1545384198 | NJSRRE1543058025 | Transition Incentive Program | WILLIAMSTOWN | 8094 | 15 | 11.66 | Residential | No | Behind the Meter | Net-metered residential rooftop and canopy |  | None | Vivint Solar Developer, LLC | AC Electric | Accepted | 2019-11-08 | 2019-11-12 | 2021-10-30 | Hanwha | Q.PEAK BLK-G5 315 | Solar Panels |  | 0.315 | 5 | 123 | 30 |  | Fixed | Roof
NJSTRE1545619500 |  | Transition Incentive Program | Mickleton | 8056 | 15 | 14.28 | Residential | Yes | Behind the Meter | Net-metered residential rooftop and canopy |  | None | Tesla Energy Operations Inc. | AC Electric | Accepted | 2020-09-22 | 2020-09-24 | 2021-10-30 | SolarEdge Technologies | SE7600H-US [240V] | Inverters | 7600 |  | 2 |  |  | 0.99 |  | Outside | Outside
NJSTRE1545619519 |  | Transition Incentive Program | EGG HBR TWP | 8234 | 19 | 2.6 | Residential | Yes | Behind the Meter | Net-metered residential rooftop and canopy |  | None | Vivint Solar Developer, LLC | AC Electric | Accepted | 2020-09-24 | 2020-09-25 | 2021-10-30 | Solar Edge | SE3800H-US | Inverters | 3800 |  | 1 |  |  | 0.992 |  | Outdoor | Near the Utility Meter
NJSTRE1545622275 |  | Transition Incentive Program | BARNEGAT | 8005 | 18 | 8.71 | Residential | Yes | Behind the Meter | Net-metered residential rooftop and canopy |  | None | Trinity Solar | AC Electric | Accepted | 2020-09-23 | 2020-09-25 | 2021-10-30 | Solar Edge | SE7600H-US000BNC4 | Inverters | 7600 |  | 1 |  |  | 0.97 |  | Outdoor | side of home
NJSTRE1545622307 |  | Transition Incentive Program | Wenonah | 8090 | 15 | 7.8 | Residential | Yes | Behind the Meter | Net-metered residential rooftop and canopy |  | None | RCL Enterprises Inc. | AC Electric | Accepted | 2020-09-23 | 2020-09-25 | 2021-10-30 | enphase | iq7 | Inverters | 240 |  | 24 |  |  | 0.96 |  | Outdoor | under panels
NJSTRE1545622355 |  | Transition Incentive Program | Woodbridge Township | 8863 | 11 | 3.11 | Residential | Yes | Behind the Meter | Net-metered residential rooftop and canopy |  | None | Sunrun Installation Services, Inc. | PSE&G | Accepted | 2020-09-23 | 2020-09-25 | 2021-10-30 | Delta Electronics | M4-TL-US | Inverters | 4000 |  | 1 |  |  | 0.96 |  | Outdoor | Next To Meter
NJSTRE1545622435 |  | Transition Incentive Program | PARSIPPANY | 7054 | 3 | 5.58 | Residential | Yes | Behind the Meter | Net-metered residential rooftop and canopy |  | None | Bright Planet Solar | JCP&L | Accepted | 2020-09-23 | 2020-09-25 | 2021-10-30 | SOLAR EDGE | SE5000H-USRGM | Inverters | 5000 |  | 1 |  |  | 0.98 |  | Outdoor | OUTSIDE
NJSTRE1545622449 |  | Transition Incentive Program | Carneys Point | 8069 | 16 | 9.9 | Residential | Yes | Behind the Meter | Net-metered residential rooftop and canopy |  | None | Posigen NJ LLC | AC Electric | Accepted | 2020-09-23 | 2020-09-25 | 2021-10-30 | SolarEdge | SE10000H-US | Inverters | 10000 |  | 1 |  |  | 0.99 |  | Outside | within ten feet of meter
NJSTRE1545622465 |  | Transition Incentive Program | Fair Lawn | 7410 | 7 | 11.47 | Residential | No | Behind the Meter | Net-metered residential rooftop and canopy |  | None | Skyline Solar LLC | PSE&G | Accepted | 2020-09-23 | 2020-09-25 | 2021-10-30 | Enphase | IQ7+ | Inverters | 8.99 |  | 31 |  |  | 0.99 |  | Outdoor | Under panels
NJSTRE1545622483 |  | Transition Incentive Program | Hillside | 7205 | 10 | 5.25 | Residential | Yes | Behind the Meter | Net-metered residential rooftop and canopy |  | None | Pro Custom Solar dba Momentum Solar | PSE&G | Accepted | 2020-09-23 | 2020-09-25 | 2021-10-30 | Enphase | IQ7Plus-72-2-US | Inverters | 290 |  | 15 |  |  | 0.97 |  | Outdoor | Roof
NJSTRE1545622566 |  | Transition Incentive Program | JERSEY CITY | 7305 | 8 | 8.37 | Residential | Yes | Behind the Meter | Net-metered residential rooftop and canopy |  | None | Bright Planet Solar | PSE&G | Accepted | 2020-09-23 | 2020-09-25 | 2021-10-30 | SOLAR EDGE | SE7600H-USRGM | Inverters | 7600 |  | 1 |  |  | 0.98 |  | Outdoor | OUTSIDE
NJSTRE1545384155 |  | Transition Incentive Program | Union Twp Uni | 7083 | 10 | 7.32 | Residential | Yes | Behind the Meter | Net-metered residential rooftop and canopy |  | None | Sunrun Installation Services, Inc. | PSE&G | Accepted | 2020-07-31 | 2020-08-07 | 2021-10-30 | LONGi Green Energy Technology Co Ltd | LR6-60HPB-305M | Solar Panels |  | 0.305 | 2 | 305 | 30 |  | Fixed | Roof
NJSTRE1545384151 |  | Transition Incentive Program | Woodcliff Lake Boro | 7677 | 7 | 14.79 | Residential | No | Behind the Meter | Net-metered residential rooftop and canopy |  | None | Tesla Energy Operations Inc. | PSE&G | Accepted | 2020-07-31 | 2020-08-12 | 2021-10-30 | Tesla | SR60T1 | Solar Panels |  | 0.05847 | 30 | 202 | 34 |  | Fixed | Roof
NJSTRE1545384174 | NJSRRE1542561971 | Transition Incentive Program | Ogdensburg | 7439 | 1 | 7.04 | Residential | Yes | Behind the Meter | Behind the Meter |  | None | Skyline Solar, LLC | JCP&L | Eligible for TI Program | 2019-10-21 | 2019-10-23 | 2021-10-30 | Hanwha Q-Cells | Q.PEAK DUO-G5 320 | Solar Panels |  | 0.32 | 22 | 205,25 | 20 |  | Fixed | Roof
NJSTRE1545384176 | NJSRRE1542685340 | Transition Incentive Program | Waretown | 8758 | 18 | 14.49 | Residential | Yes | Behind the Meter | Behind the Meter |  | None | Pro Custom Solar dba Momentum Solar | JCP&L | Eligible for TI Program | 2019-10-28 | 2019-12-18 | 2021-10-30 | LG Electronics | LG 345N1C-V5 | Solar Panels |  | 0.345 | 28 | 204 | 30 |  | Fixed | Roof
NJSTRE1545384179 | NJSRRE1543058063 | Transition Incentive Program | Neptune City | 7753 | 17 | 15.44 | Residential | Yes | Behind the Meter | Net-metered residential rooftop and canopy |  | None | Trinity Solar | JCP&L | Final As-Built Received | 2019-11-08 | 2019-11-12 | 2021-10-30 | Yingli 315 | YL315D-30b | Solar Panels |  | 0.315 | 30 | 101 | 35 |  | Fixed | Roof
NJSTRE1545384179 | NJSRRE1543058063 | Transition Incentive Program | Neptune City | 7753 | 17 | 15.44 | Residential | Yes | Behind the Meter | Net-metered residential rooftop and canopy |  | None | Trinity Solar | JCP&L | Final As-Built Received | 2019-11-08 | 2019-11-12 | 2021-10-30 | Yingli 315 | YL315D-30b | Solar Panels |  | 0.315 | 4 | 11 | 1 |  | Fixed | Roof
NJSTRE1545384183 | NJSRRE1542515839 | Transition Incentive Program | Pennsauken Township | 8110 | 14 | 11.6 | Residential | Yes | Behind the Meter | Behind the Meter |  | None | Sunrun Installation Services, Inc. | PSE&G | Eligible for TI Program | 2019-10-08 | 2019-10-10 | 2021-10-30 | REC Solar | REC290TP2 BLK | Solar Panels |  | 0.29 | 3 | 52 | 37 |  | Fixed | Roof
NJSTRE1545384183 | NJSRRE1542515839 | Transition Incentive Program | Pennsauken Township | 8110 | 14 | 11.6 | Residential | Yes | Behind the Meter | Behind the Meter |  | None | Sunrun Installation Services, Inc. | PSE&G | Eligible for TI Program | 2019-10-08 | 2019-10-10 | 2021-10-30 | REC Solar | REC290TP2 BLK | Solar Panels |  | 0.29 | 17 | 53 | 18 |  | Fixed | Roof
NJSTRE1545384190 | NJSRRE1542524457 | Transition Incentive Program | Cherry Hill | 8034 | 14 | 9.81 | Residential | Yes | Behind the Meter | Net-metered residential rooftop and canopy |  | None | SunPower Corporation, Systems | PSE&G | Accepted |  | 2019-10-14 | 2021-10-30 | SUNPOWER | SPR-E20-327-E-AC | Solar Panels |  | 0.327 | 30 | 106 | 25 |  | Fixed | Roof
NJSTRE1545384191 | NJSRRE1542507880 | Transition Incentive Program | Monroe Township | 8831 | 11 | 8.82 | Residential | Yes | Behind the Meter | Net-metered residential rooftop and canopy |  | None | Vivint Solar Developer, LLC | JCP&L | Accepted | 2019-10-05 | 2019-10-09 | 2021-10-30 | Hanwha Solar | Q.PEAK BLK-G5 315 | Solar Panels |  | 0.315 | 20 | 156 | 19 |  | Fixed | Roof
NJSTRE1545384191 | NJSRRE1542507880 | Transition Incentive Program | Monroe Township | 8831 | 11 | 8.82 | Residential | Yes | Behind the Meter | Net-metered residential rooftop and canopy |  | None | Vivint Solar Developer, LLC | JCP&L | Accepted | 2019-10-05 | 2019-10-09 | 2021-10-30 | Hanwha Solar | Q.PEAK BLK-G5 315 | Solar Panels |  | 0.315 | 8 | 156 | 19 |  | Fixed | Roof
NJSTRE1545384199 | NJSRRE1542554452 | Transition Incentive Program | Newton | 7860 | 1 | 10.73 | Residential | Yes | Behind the Meter | Behind the Meter |  | None | Sunrun Installation Services, Inc. | JCP&L | Eligible for TI Program | 2019-10-17 | 2019-10-21 | 2021-10-30 | REC Solar | REC290TP2 BLK | Solar Panels |  | 0.29 | 19 | 318 | 27 |  | Fixed | Roof
NJSTRE1545384151 |  | Transition Incentive Program | Woodcliff Lake Boro | 7677 | 7 | 14.79 | Residential | No | Behind the Meter | Net-metered residential rooftop and canopy |  | None | Tesla Energy Operations Inc. | PSE&G | Accepted | 2020-07-31 | 2020-08-12 | 2021-10-30 | Tesla | SR60T1 | Solar Panels |  | 0.05847 | 30 | 112 | 30 |  | Fixed | Roof
NJSTRE1545384176 | NJSRRE1542685340 | Transition Incentive Program | Waretown | 8758 | 18 | 14.49 | Residential | Yes | Behind the Meter | Behind the Meter |  | None | Pro Custom Solar dba Momentum Solar | JCP&L | Eligible for TI Program | 2019-10-28 | 2019-12-18 | 2021-10-30 | LG Electronics | LG 345N1C-V5 | Solar Panels |  | 0.345 | 4 | 113 | 31 |  | Fixed | Roof
NJSTRE1545384176 | NJSRRE1542685340 | Transition Incentive Program | Waretown | 8758 | 18 | 14.49 | Residential | Yes | Behind the Meter | Behind the Meter |  | None | Pro Custom Solar dba Momentum Solar | JCP&L | Eligible for TI Program | 2019-10-28 | 2019-12-18 | 2021-10-30 | LG Electronics | LG 345N1C-V5 | Solar Panels |  | 0.345 | 6 | 24 | 30 |  | Fixed | Roof
NJSTRE1545384182 | NJSRRE1542428621 | Transition Incentive Program | Penns Grove | 8069 | 16 | 7.37 | Residential | Yes | Behind the Meter | Behind the Meter |  | None | Pro Custom Solar dba Momentum Solar | AC Electric | Eligible for TI Program | 2019-09-23 | 2019-09-25 | 2021-10-30 | LG ELECTRONICS | LG 335N1C-V5 | Solar Panels |  | 0.335 | 9 | 125 | 36 |  | Fixed | Roof
NJSTRE1545622175 |  | Transition Incentive Program | Carneys Point | 8069 | 16 | 7.48 | Residential | Yes | Behind the Meter | Net-metered residential rooftop and canopy |  | None | RCL Enterprises Inc. | AC Electric | Accepted | 2020-09-23 | 2020-09-25 | 2021-10-30 | enphase | iq7 | Inverters | 240 |  | 23 |  |  | 0.96 |  | Outdoor | under panels
NJSTRE1545622173 |  | Transition Incentive Program | Edison | 8820 | 11 | 4.08 | Residential | No | Behind the Meter | Net-metered residential rooftop and canopy |  | PSEG | Maier Engineering dba Solar Me | PSE&G | Accepted | 2020-09-23 | 2020-09-25 | 2021-10-30 | Enphase | IQ7+ | Inverters | 290 |  | 12 |  |  | 0.96 |  | Outdoor | Next to meter
NJSTRE1545622256 |  | Transition Incentive Program | Monroe | 8831 | 11 | 9.52 | Residential | No | Behind the Meter | Net-metered residential rooftop and canopy |  | None | Maier Engineering dba Solar Me | JCP&L | Accepted | 2020-09-23 | 2020-09-25 | 2021-10-30 | Enphase | IQ7+ | Inverters | 290 |  | 28 |  |  | 0.96 |  | Outdoor | Next to meter
NJSTRE1545622432 |  | Transition Incentive Program | Port Republic | 8241 | 19 | 4.42 | Residential | Yes | Behind the Meter | Net-metered residential rooftop and canopy |  | None | Trinity Solar | AC Electric | Accepted | 2020-09-23 | 2020-09-25 | 2021-10-30 | SOLAR EDGE | SE3800H-US | Inverters | 3800 |  | 1 |  |  | 0.97 |  | Outside | SIDE OF HOME
NJSTRE1545622447 |  | Transition Incentive Program | Pennsville | 8070 | 16 | 10.54 | Residential | Yes | Behind the Meter | Net-metered residential rooftop and canopy |  | RECO | Trinity Solar | AC Electric | Accepted | 2020-09-23 | 2020-09-25 | 2021-10-30 | SOLAR EDGE | SE10000H-US | Inverters | 10000 |  | 1 |  |  | 0.97 |  | Outside | SIDE OF HOME
NJSTRE1545622584 |  | Transition Incentive Program | FRANKLIN | 7416 | 1 | 7.4 | Residential | Yes | Behind the Meter | Net-metered residential rooftop and canopy |  | None | Bright Planet Solar | JCP&L | Accepted | 2020-09-23 | 2020-09-25 | 2021-10-30 | SOLAR EDGE | SE6000H-USRGM | Inverters | 6000 |  | 1 |  |  | 0.98 |  | Outdoor | OUTSIDE
NJSTRE1545622572 |  | Transition Incentive Program | Pine Brook | 7058 | 3 | 172.8 | School Public K-12 | No | Behind the Meter | Net-metered non-residential rooftop and canopy |  | None | Solar Landscape | JCP&L | Accepted | 2020-09-23 | 2020-09-25 | 2021-10-30 | SolarEdge | SE14.4kUS | Inverters | 14400 |  | 1 |  |  | 0.97 |  | Outside | Wall mounted, ground level
NJSTRE1545622631 |  | Transition Incentive Program | FRANKLIN TWP SOM | 8873 | 5 | 15.19 | Residential | Yes | Behind the Meter | Net-metered residential rooftop and canopy |  | None | Bright Planet Solar | PSE&G | Accepted | 2020-09-23 | 2020-09-30 | 2021-10-30 | SOLAR EDGE | SE10000H-USRGM | Inverters | 10000 |  | 1 |  |  | 0.98 |  | Outdoor | OUTSIDE
NJSTRE1545622631 |  | Transition Incentive Program | FRANKLIN TWP SOM | 8873 | 5 | 15.19 | Residential | Yes | Behind the Meter | Net-metered residential rooftop and canopy |  | None | Bright Planet Solar | PSE&G | Accepted | 2020-09-23 | 2020-09-30 | 2021-10-30 | SOLAR EDGE | SE3000H-USRGM | Inverters | 3000 |  | 1 |  |  | 0.98 |  | Outdoor | OUTSIDE
NJSTRE1545383337 | NJSRRE1543065263 | Transition Incentive Program | Egg Harbor Township | 8234 | 19 | 13.32 | Residential | No | Behind the Meter | Behind the Meter |  | None | Green Power Energy | AC Electric | Eligible for TI Program | 2019-11-11 | 2019-11-13 | 2021-10-30 | S-ENERGY | SN360M-10 | Solar Panels |  | 0.36 | 15 | 158 | 27 |  | Fixed | Roof
NJSTRE1545383339 | NJSRRE1543182113 | Transition Incentive Program | Paulsboro | 8066 | 15 | 8.06 | Residential | Yes | Behind the Meter | Net-metered residential rooftop and canopy |  | None | Bright Planet Solar | AC Electric | Accepted |  | 2019-11-18 | 2021-10-30 | LONGI | LR6-60PB-310M | Solar Panels |  | 0.31 | 17 | 251 | 43 |  | Fixed | Roof
NJSTRE1545383348 | NJSRRE1542581454 | Transition Incentive Program | Florence Township | 8518 | 13 | 6.21 | Residential | Yes | Behind the Meter | Behind the Meter |  | None | Pro Custom Solar dba Momentum Solar | PSE&G | Eligible for TI Program | 2019-10-24 | 2019-10-28 | 2021-10-30 | LG Electronics | LG 345N1C-V5 | Solar Panels |  | 0.345 | 6 | 137 | 13 |  | Fixed | Roof
NJSTRE1545383367 | NJSRRE1542521759 | Transition Incentive Program | Lafayette | 7848 | 1 | 20.7 | Residential | Yes | Behind the Meter | Behind the Meter |  | None | Pro Custom Solar dba Momentum Solar | JCP&L | Eligible for TI Program | 2019-10-09 | 2019-10-11 | 2021-10-30 | LG ELECTRONICS | LG 345N1C-V5 | Solar Panels |  | 0.345 | 6 | 241 | 17 |  | Fixed | Roof
NJSTRE1545383370 | NJSRRE1542521791 | Transition Incentive Program | RARITAN | 8869 | 5 | 7.88 | Residential | Yes | Behind the Meter | Net-metered residential rooftop and canopy |  | None | Vivint Solar Developer, LLC | PSE&G | Accepted | 2019-10-09 | 2019-10-11 | 2021-10-30 | HANWHA SOLAR | Q.PEAK BLK-G5 315 | Solar Panels |  | 0.315 | 17 | 270 | 36 |  | Fixed | Roof
NJSTRE1545383373 | NJSRRE1542581591 | Transition Incentive Program | Wayne | 7470 | 6 | 7.71 | Residential | Yes | Behind the Meter | Behind the Meter |  | None | Pro Custom Solar dba Momentum Solar | PSE&G | Eligible for TI Program | 2019-10-24 | 2019-10-28 | 2021-10-30 | LG Electronics | LG 335N1C-A5 | Solar Panels |  | 0.335 | 10 | 167 | 17 |  | Fixed | Roof
NJSTRE1545383376 | NJSRRE1542543932 | Transition Incentive Program | Hackensack City | 7601 | 7 | 8.12 | Residential | Yes | Behind the Meter | Behind the Meter |  | None | Sunrun Installation Services, Inc. | PSE&G | Eligible for TI Program | 2019-10-15 | 2019-10-17 | 2021-10-30 | REC Solar | REC290TP2 BLK | Solar Panels |  | 0.29 | 5 | 308 | 34 |  | Fixed | Roof
NJSTRE1545383379 | NJSRRE1543421321 | Transition Incentive Program | River Edge | 7661 | 7 | 9.81 | Residential | Yes | Behind the Meter | Net-metered residential rooftop and canopy |  | None | Vision Solar LLC | PSE&G | Accepted | 2019-11-19 | 2019-11-21 | 2021-10-30 | sunpower | e20-327-e-ac | Solar Panels |  | 0.327 | 9 | 18 | 30 |  | Fixed | Roof
NJSTRE1545383383 | NJSRRE1542582619 | Transition Incentive Program | Whiting | 8759 | 18 | 16.7 | Residential | Yes | Behind the Meter | Behind the Meter |  | None | Pro Custom Solar dba Momentum Solar | JCP&L | Eligible for TI Program | 2019-10-24 | 2019-10-28 | 2021-10-30 | Hanwha | Q.Peak DUO BLK-G5 315 | Solar Panels |  | 0.315 | 21 | 44 | 14 |  | Fixed | Roof
NJSTRE1545574632 |  | Transition Incentive Program | EAST WINDSOR | 8520 | 12 | 9.43 | Residential | Yes | Behind the Meter | Net-metered residential rooftop and canopy |  | None | Vivint Solar Developer, LLC | JCP&L | Accepted | 2020-09-15 | 2020-09-15 | 2021-10-30 | Solar Edge | SE7600H-US | Inverters | 7600 |  | 1 |  |  | 0.992 |  | Outdoor | Near the Utility Meter
NJSTRE1545574685 |  | Transition Incentive Program | Brick | 8724 | 18 | 5.7 | Residential | Yes | Behind the Meter | Net-metered residential rooftop and canopy |  | None | Trinity Solar | JCP&L | Accepted | 2020-09-10 | 2020-09-14 | 2021-10-30 | Solar Edge | SE5000 | Inverters | 5000 |  | 1 |  |  | 0.97 |  | Outside | side of home
NJSTRE1545574692 |  | Transition Incentive Program | Chesterfield | 8515 | 13 | 7.92 | Residential | No | Behind the Meter | Net-metered residential rooftop and canopy |  | None | Whitman Construction, LLC | PSE&G | Accepted | 2020-09-10 | 2020-09-14 | 2021-10-30 | enphase energy | iq7-60-2-us | Inverters | 240 |  | 24 |  |  | 0.975 |  | Outdoor | microinverters located under module
NJSTRE1545574750 |  | Transition Incentive Program | Galloway | 8205 | 19 | 8.13 | Residential | Yes | Behind the Meter | Net-metered residential rooftop and canopy |  | None | Sun Up Zero Down | AC Electric | Accepted | 2020-09-17 | 2020-09-18 | 2021-10-30 | Enphase | IQ7-60-2-US | Inverters | 240 |  | 25 |  |  | 0.976 |  | Outside | behind panel
NJSTRE1545629102 |  | Transition Incentive Program | Chesterfield | 8515 | 13 | 11.7 | Residential | No | Behind the Meter | Net-metered residential rooftop and canopy |  | None | EMT Renewables | PSE&G | Accepted | 2020-09-24 | 2020-09-29 | 2021-10-30 | Enphase | IQ7+-72-2-US | Inverters | 290 |  | 36 |  |  | 0.97 |  | Outside | UNDER PANELS
NJSTRE1545384036 | NJSRRE1542548484 | Transition Incentive Program | Montgomery | 8502 | 5 | 9.57 | Residential | Yes | Behind the Meter | Behind the Meter |  | None | Sunrun Installation Services, Inc. | PSE&G | Eligible for TI Program | 2019-10-16 | 2019-10-18 | 2021-10-30 | REC Solar | REC290TP2 BLK | Solar Panels |  | 0.29 | 20 | 121 | 23 |  | Fixed | Roof
NJSTRE1545384036 | NJSRRE1542548484 | Transition Incentive Program | Montgomery | 8502 | 5 | 9.57 | Residential | Yes | Behind the Meter | Behind the Meter |  | None | Sunrun Installation Services, Inc. | PSE&G | Eligible for TI Program | 2019-10-16 | 2019-10-18 | 2021-10-30 | REC Solar | REC290TP2 BLK | Solar Panels |  | 0.29 | 9 | 301 | 23 |  | Fixed | Roof
NJSTRE1545384175 | NJSRRE1542544245 | Transition Incentive Program | Newark City | 7112 | 9 | 3.19 | Residential | Yes | Behind the Meter | Behind the Meter |  | None | Sunrun Installation Services, Inc. | PSE&G | Eligible for TI Program | 2019-10-15 | 2019-10-17 | 2021-10-30 | REC Solar | REC290TP2 BLK | Solar Panels |  | 0.29 | 11 | 203 | 30 |  | Fixed | Roof
NJSTRE1545384179 | NJSRRE1543058063 | Transition Incentive Program | Neptune City | 7753 | 17 | 15.44 | Residential | Yes | Behind the Meter | Net-metered residential rooftop and canopy |  | None | Trinity Solar | JCP&L | Final As-Built Received | 2019-11-08 | 2019-11-12 | 2021-10-30 | Yingli 315 | YL315D-30b | Solar Panels |  | 0.315 | 15 | 281 | 4 |  | Fixed | Roof
NJSTRE1545384183 | NJSRRE1542515839 | Transition Incentive Program | Pennsauken Township | 8110 | 14 | 11.6 | Residential | Yes | Behind the Meter | Behind the Meter |  | None | Sunrun Installation Services, Inc. | PSE&G | Eligible for TI Program | 2019-10-08 | 2019-10-10 | 2021-10-30 | REC Solar | REC290TP2 BLK | Solar Panels |  | 0.29 | 8 | 321 | 37 |  | Fixed | Roof
NJSTRE1545384184 | NJSRRE1542975474 | Transition Incentive Program | North Bergen | 7047 | 8 | 5.18 | Residential | Yes | Behind the Meter | Behind the Meter |  | None | Pro Custom Solar dba Momentum Solar | PSE&G | Eligible for TI Program | 2019-11-05 | 2019-11-07 | 2021-10-30 | LG ELECTRONICS | LG 345N1C-V5 | Solar Panels |  | 0.345 | 15 | 31 | 4 |  | Fixed | Roof
NJSTRE1545384205 | NJSRRE1542543887 | Transition Incentive Program | Newark City | 7112 | 9 | 2.61 | Residential | Yes | Behind the Meter | Behind the Meter |  | None | Sunrun Installation Services, Inc. | PSE&G | Eligible for TI Program | 2019-10-15 | 2019-10-17 | 2021-10-30 | REC Solar | REC290TP2 BLK | Solar Panels |  | 0.29 | 3 | 30 | 23 |  | Fixed | Roof
NJSTRE1545384205 | NJSRRE1542543887 | Transition Incentive Program | Newark City | 7112 | 9 | 2.61 | Residential | Yes | Behind the Meter | Behind the Meter |  | None | Sunrun Installation Services, Inc. | PSE&G | Eligible for TI Program | 2019-10-15 | 2019-10-17 | 2021-10-30 | REC Solar | REC290TP2 BLK | Solar Panels |  | 0.29 | 6 | 300 | 23 |  | Fixed | Roof
NJSTRE1545384209 | NJSRRE1543067774 | Transition Incentive Program | Gibbsboro | 8026 | 14 | 23 | Residential | Yes | Behind the Meter | Behind the Meter |  | None | Trinity Solar | AC Electric | Eligible for TI Program | 2019-11-12 | 2019-11-14 | 2021-10-30 | HANWHA | Q.PEAK DUO BLK-G5 315 | Solar Panels |  | 0.315 | 4 | 320 | 18 |  | Fixed | Roof
NJSTRE1545384209 | NJSRRE1543067774 | Transition Incentive Program | Gibbsboro | 8026 | 14 | 23 | Residential | Yes | Behind the Meter | Behind the Meter |  | None | Trinity Solar | AC Electric | Eligible for TI Program | 2019-11-12 | 2019-11-14 | 2021-10-30 | HANWHA | Q.PEAK DUO BLK-G5 315 | Solar Panels |  | 0.315 | 4 | 140 | 18 |  | Fixed | Roof
NJSTRE1545384217 | NJSRRE1544414164 | Transition Incentive Program | Rutherford | 7070 | 7 | 3.6 | Residential | No | Behind the Meter | Net-metered residential rooftop and canopy |  | None | SunPower Corporation, Systems | PSE&G | Accepted |  | 2020-02-10 | 2021-10-30 | SUNPOWER | SPR-E20-327-E-AC | Solar Panels |  | 0.327 | 3 | 23 | 40 |  | Fixed | Roof
NJSTRE1545384223 | NJSRRE1543513275 | Transition Incentive Program | Clifton | 7011 | 6 | 5.04 | Residential | No | Behind the Meter | Behind the Meter |  | None | Trinity Solar | PSE&G | Eligible for TI Program | 2019-12-11 | 2019-12-16 | 2021-10-30 | Hanwha 315 | Q.PEAK DUO BLK-G5 315 | Solar Panels |  | 0.315 | 6 | 77 | 30 |  | Fixed | Roof
NJSTRE1545622606 |  | Transition Incentive Program | Lakewood | 8701 | 18 | 11.39 | Residential | No | Behind the Meter | Net-metered residential rooftop and canopy |  | None | Green Revoluton Solar | JCP&L | Final As-Built Received | 2020-09-23 | 2020-09-25 | 2021-10-30 | SolarEdge | SE10000H-US | Inverters | 10000 |  | 1 |  |  | 0.99 |  | Outdoor | near the meter
NJSTRE1545622929 |  | Transition Incentive Program | Lindenwold | 8021 | 14 | 23.87 | Residential | Yes | Behind the Meter | Net-metered residential rooftop and canopy |  | None | Castle Energy, LLC | AC Electric | Accepted | 2020-09-23 | 2020-09-29 | 2021-10-30 | SunPower | SPR-E20-327-E-AC | Inverters | 320 |  | 73 |  |  | 0.967 |  | Outdoor | on the rooftop under each solar panel
NJSTRE1545622978 |  | Transition Incentive Program | Willingboro | 8046 | 13 | 8.75 | Residential | Yes | Behind the Meter | Net-metered residential rooftop and canopy |  | None | Pro Custom Solar dba Momentum Solar | PSE&G | Accepted | 2020-09-23 | 2020-09-25 | 2021-10-30 | Enphase | IQ7Plus-72-2-US | Inverters | 290 |  | 25 |  |  | 0.97 |  | Outdoor | Roof
NJSTRE1545622995 |  | Transition Incentive Program | Tuckerton | 8087 | 18 | 23.04 | Residential | Yes | Behind the Meter | Net-metered residential rooftop and canopy |  | None | Sun Up Zero Down | AC Electric | Accepted | 2020-09-23 | 2020-09-29 | 2021-10-30 | enphase | IQ7-60-2-US | Inverters | 240 |  | 80 |  |  | 0.976 |  | Outside | behind panels
NJSTRE1545623033 |  | Transition Incentive Program | Galloway | 8205 | 19 | 7.15 | Residential | Yes | Behind the Meter | Net-metered residential rooftop and canopy |  | None | EMT Renewables | AC Electric | Accepted | 2020-09-23 | 2020-09-25 | 2021-10-30 | Enphase | IQ7+-72-2-US | Inverters | 290 |  | 22 |  |  | 0.97 |  | Outside | under panels
NJSTRE1545624331 |  | Transition Incentive Program | HOPATCONG | 7843 | 1 | 2.6 | Residential | Yes | Behind the Meter | Net-metered residential rooftop and canopy |  | None | Vivint Solar Developer, LLC | JCP&L | Accepted | 2020-09-28 | 2020-09-29 | 2021-10-30 | Solar Edge | SE3800H-US | Inverters | 3800 |  | 1 |  |  | 0.992 |  | Outdoor | Near the Utility Meter
NJSTRE1545629222 |  | Transition Incentive Program | Lakewood Township | 8701 | 18 | 6.71 | Residential | Yes | Behind the Meter | Net-metered residential rooftop and canopy |  | None | Sunrun Installation Services, Inc. | JCP&L | Accepted | 2020-09-24 | 2020-09-29 | 2021-10-30 | Enphase Energy | IQ7-60-x-US (240V) | Inverters | 240 |  | 22 |  |  | 0.96 |  | Outdoor | Rooftop
NJSTRE1545629240 |  | Transition Incentive Program | Newton | 7860 | 1 | 7.32 | Residential | Yes | Behind the Meter | Net-metered residential rooftop and canopy |  | None | Sunrun Installation Services, Inc. | JCP&L | Accepted | 2020-09-24 | 2020-09-29 | 2021-10-30 | Enphase Energy | IQ7-60-x-US (240V) | Inverters | 240 |  | 24 |  |  | 0.96 |  | Outdoor | Rooftop
NJSTRE1545629218 |  | Transition Incentive Program | Lakewood | 8701 | 18 | 14.63 | Residential | Yes | Behind the Meter | Net-metered residential rooftop and canopy |  | None | Powerlutions | JCP&L | Accepted | 2020-09-24 | 2020-09-29 | 2021-10-30 | SolarEdge | SE10000H-US | Inverters | 10 |  | 1 |  |  | 0.99 |  | Outdoor | Near Meter
NJSTRE1545384200 | NJSRRE1542582500 | Transition Incentive Program | Jersey City | 7305 | 8 | 4.8 | Residential | No | Behind the Meter | Behind the Meter |  | None | EMT Renewables | PSE&G | Eligible for TI Program | 2019-10-24 | 2019-10-28 | 2021-10-30 | Trina | TSM-300-BLK | Solar Panels |  | 0.3 | 16 | 40 | 122 |  | Fixed | Roof
NJSTRE1545384209 | NJSRRE1543067774 | Transition Incentive Program | Gibbsboro | 8026 | 14 | 23 | Residential | Yes | Behind the Meter | Behind the Meter |  | None | Trinity Solar | AC Electric | Eligible for TI Program | 2019-11-12 | 2019-11-14 | 2021-10-30 | HANWHA | Q.PEAK DUO BLK-G5 315 | Solar Panels |  | 0.315 | 7 | 320 | 18 |  | Fixed | Roof
NJSTRE1545384209 | NJSRRE1543067774 | Transition Incentive Program | Gibbsboro | 8026 | 14 | 23 | Residential | Yes | Behind the Meter | Behind the Meter |  | None | Trinity Solar | AC Electric | Eligible for TI Program | 2019-11-12 | 2019-11-14 | 2021-10-30 | HANWHA | Q.PEAK DUO BLK-G5 315 | Solar Panels |  | 0.315 | 7 | 230 | 9 |  | Fixed | Roof
NJSTRE1545384209 | NJSRRE1543067774 | Transition Incentive Program | Gibbsboro | 8026 | 14 | 23 | Residential | Yes | Behind the Meter | Behind the Meter |  | None | Trinity Solar | AC Electric | Eligible for TI Program | 2019-11-12 | 2019-11-14 | 2021-10-30 | HANWHA | Q.PEAK DUO BLK-G5 315 | Solar Panels |  | 0.315 | 2 | 320 | 18 |  | Fixed | Roof
NJSTRE1545384198 | NJSRRE1543058025 | Transition Incentive Program | WILLIAMSTOWN | 8094 | 15 | 11.66 | Residential | No | Behind the Meter | Net-metered residential rooftop and canopy |  | None | Vivint Solar Developer, LLC | AC Electric | Accepted | 2019-11-08 | 2019-11-12 | 2021-10-30 | Hanwha | Q.PEAK BLK-G5 315 | Solar Panels |  | 0.315 | 17 | 303 | 30 |  | Fixed | Roof
NJSTRE1545384202 | NJSRRE1542540405 | Transition Incentive Program | Union | 7083 | 10 | 12.77 | Residential | Yes | Behind the Meter | Behind the Meter |  | None | Pro Custom Solar dba Momentum Solar | PSE&G | Eligible for TI Program | 2019-10-14 | 2019-10-16 | 2021-10-30 | LG ELECTRONICS | LG 345N1C-V5 | Solar Panels |  | 0.345 | 10 | 127 | 30 |  | Fixed | Roof
NJSTRE1545384202 | NJSRRE1542540405 | Transition Incentive Program | Union | 7083 | 10 | 12.77 | Residential | Yes | Behind the Meter | Behind the Meter |  | None | Pro Custom Solar dba Momentum Solar | PSE&G | Eligible for TI Program | 2019-10-14 | 2019-10-16 | 2021-10-30 | LG ELECTRONICS | LG 345N1C-V5 | Solar Panels |  | 0.345 | 10 | 307 | 30 |  | Fixed | Roof
NJSTRE1545384208 | NJSRRE1542543703 | Transition Incentive Program | Roselle Park | 7204 | 10 | 8.51 | Residential | No | Behind the Meter | Net-metered residential rooftop and canopy |  | None | Suntuity Solar LLC | PSE&G | Accepted | 2019-10-15 | 2019-10-17 | 2021-10-30 | Yingli Green Energy | YL315D-30b | Solar Panels |  | 0.315 | 8 | 231 | 23 |  | Fixed | Roof
NJSTRE1545384215 | NJSRRE1542553746 | Transition Incentive Program | Cape May | 8204 | 21 | 9.92 | Residential | Yes | Behind the Meter | Behind the Meter |  | None | Orbit Energy & Power, LLC | AC Electric | Eligible for TI Program | 2019-10-17 | 2019-10-21 | 2021-10-30 | trina | tsm 310 | Solar Panels |  | 0.31 | 6 | 321 | 27 |  | Fixed | Roof
NJSTRE1545384216 | NJSRRE1543533488 | Transition Incentive Program | HOLMDEL | 7733 | 17 | 11.34 | Residential | Yes | Behind the Meter | Net-metered residential rooftop and canopy |  | None | Tesla Energy Operations Inc. | JCP&L | Accepted | 2019-12-12 | 2019-12-17 | 2021-10-30 | Hanwha Q-Cells | Q.Peak DUO BLK-G5/SC315 | Solar Panels |  | 0.315 | 11 | 242 | 34 |  | Fixed | Roof
NJSTRE1545384221 | NJSRRE1544466651 | Transition Incentive Program | FLEMINGTON | 8822 | 4 | 9.77 | Residential | No | Behind the Meter | Behind the Meter |  | None | Tesla Energy Operations Inc | JCP&L | Eligible for TI Program | 2020-02-17 | 2020-02-20 | 2021-10-30 | Hanwha Q CELLS | Q.PEAK DUO BLK-G5/SC315 | Solar Panels |  | 0.315 | 6 | 128 | 45 |  | Fixed | Roof
NJSTRE1545384221 | NJSRRE1544466651 | Transition Incentive Program | FLEMINGTON | 8822 | 4 | 9.77 | Residential | No | Behind the Meter | Behind the Meter |  | None | Tesla Energy Operations Inc | JCP&L | Eligible for TI Program | 2020-02-17 | 2020-02-20 | 2021-10-30 | Hanwha Q CELLS | Q.PEAK DUO BLK-G5/SC315 | Solar Panels |  | 0.315 | 6 | 308 | 45 |  | Fixed | Roof
NJSTRE1545384226 | NJSRRE1544457635 | Transition Incentive Program | Bergenfield | 7621 | 7 | 9.92 | Residential | Yes | Behind the Meter | Behind the Meter |  | None | Sunrun Installation Services, Inc. | PSE&G | Eligible for TI Program | 2020-02-14 | 2020-02-19 | 2021-10-30 | REC Solar | REC310TP2M | Solar Panels |  | 0.31 | 9 | 86 | 23 |  | Fixed | Roof
NJSTRE1545384227 | NJSRRE1543501544 | Transition Incentive Program | Marmora | 8223 | 21 | 12.92 | Residential | Yes | Behind the Meter | Behind the Meter |  | None | Trinity Solar | AC Electric | Eligible for TI Program | 2019-12-09 | 2019-12-11 | 2021-10-30 | Hanwha | Q.PEAK DUO BLK-G5 315 | Solar Panels |  | 0.315 | 10 | 221 | 27 |  | Fixed | Roof
NJSTRE1545384231 | NJSRRE1544165376 | Transition Incentive Program | Sicklerville | 8081 | 14 | 5.23 | Residential | Yes | Behind the Meter | Behind the Meter |  | None | EMT Renewables | AC Electric | Eligible for TI Program | 2020-01-14 | 2020-01-20 | 2021-10-30 | Sunpower | 327W-BLK-D-AC | Solar Panels |  | 0.327 | 16 | 201 | 31 |  | Fixed | Roof
NJSTRE1545384232 | NJSRRE1544537187 | Transition Incentive Program | Union | 7083 | 10 | 8.37 | Residential | No | Behind the Meter | Behind the Meter |  | None | Sunrun Installation Services, Inc. | PSE&G | Eligible for TI Program | 2020-02-25 | 2020-02-28 | 2021-10-30 | REC Solar | REC310TP2M | Solar Panels |  | 0.31 | 12 | 326 | 40 |  | Fixed | Roof
NJSTRE1545384236 | NJSRRE1543823289 | Transition Incentive Program | Hammonton | 8037 | 19 | 23.49 | Residential | Yes | Behind the Meter | Behind the Meter |  | None | Sunrun Installation Services, Inc. | AC Electric | Eligible for TI Program | 2019-12-27 | 2020-01-03 | 2021-10-30 | REC Solar | REC290TP2 BLK | Solar Panels |  | 0.29 | 8 | 142 | 25 |  | Fixed | Roof
NJSTRE1545384049 |  | Transition Incentive Program | Willingboro | 8046 | 13 | 10.56 | Residential | No | Behind the Meter | Net-metered residential rooftop and canopy |  | None | Sunrun Installation Services, Inc. | PSE&G | Accepted | 2020-07-31 | 2020-08-19 | 2021-10-30 | LG Electronics | LG330N1C-A5 | Solar Panels |  | 0.33 | 32 | 151 | 23 |  | Fixed | Roof
NJSTRE1545384057 |  | Transition Incentive Program | Cranbury | 8512 | 11 | 6.5 | Residential | Yes | Behind the Meter | Net-metered residential rooftop and canopy |  | None | Vivint Solar Developer, LLC | PSE&G | Accepted | 2020-08-12 | 2020-08-12 | 2021-10-30 | JINKO SOLAR | JKM325M-60HBL | Solar Panels |  | 0.325 | 20 | 188 | 14 |  | Fixed | Roof
NJSTRE1545384155 |  | Transition Incentive Program | Union Twp Uni | 7083 | 10 | 7.32 | Residential | Yes | Behind the Meter | Net-metered residential rooftop and canopy |  | None | Sunrun Installation Services, Inc. | PSE&G | Accepted | 2020-07-31 | 2020-08-07 | 2021-10-30 | LONGi Green Energy Technology Co Ltd | LR6-60HPB-305M | Solar Panels |  | 0.305 | 8 | 215 | 40 |  | Fixed | Roof
NJSTRE1545384155 |  | Transition Incentive Program | Union Twp Uni | 7083 | 10 | 7.32 | Residential | Yes | Behind the Meter | Net-metered residential rooftop and canopy |  | None | Sunrun Installation Services, Inc. | PSE&G | Accepted | 2020-07-31 | 2020-08-07 | 2021-10-30 | LONGi Green Energy Technology Co Ltd | LR6-60HPB-305M | Solar Panels |  | 0.305 | 2 | 35 | 40 |  | Fixed | Roof
NJSTRE1545384172 | NJSRRE1543065235 | Transition Incentive Program | Irvington | 7111 | 9 | 5.99 | Residential | Yes | Behind the Meter | Behind the Meter |  | None | Pro Custom Solar dba Momentum Solar | PSE&G | Eligible for TI Program | 2019-11-11 | 2019-11-13 | 2021-10-30 | Hanwha | Q.Peak DUO BLK-G5 315 | Solar Panels |  | 0.315 | 19 | 121 | 20 |  | Fixed | Roof
NJSTRE1545384178 | NJSRRE1542547465 | Transition Incentive Program | Oceanview | 8230 | 21 | 30.71 | Residential | No | Behind the Meter | Net-metered residential rooftop and canopy |  | None | Castle Energy, LLC | AC Electric | Accepted | 2019-10-16 | 2019-10-18 | 2021-10-30 | LG Electronics | LG370Q1C-V5 | Solar Panels |  | 0.37 | 17 | 162 | 38 |  | Fixed | Roof
NJSTRE1545384178 | NJSRRE1542547465 | Transition Incentive Program | Oceanview | 8230 | 21 | 30.71 | Residential | No | Behind the Meter | Net-metered residential rooftop and canopy |  | None | Castle Energy, LLC | AC Electric | Accepted | 2019-10-16 | 2019-10-18 | 2021-10-30 | LG Electronics | LG370Q1C-V5 | Solar Panels |  | 0.37 | 16 | 253 | 45 |  | Fixed | Roof
NJSTRE1545384181 | NJSRRE1542431291 | Transition Incentive Program | Interlaken | 7712 | 17 | 13.11 | Residential | No | Behind the Meter | Behind the Meter |  | None | Pro Custom Solar dba Momentum Solar | JCP&L | Eligible for TI Program | 2019-09-24 | 2019-09-30 | 2021-10-30 | LG ELECTRONICS | LG 345N1C-V5 | Solar Panels |  | 0.345 | 9 | 71 | 20 |  | Fixed | Roof
NJSTRE1545384186 | NJSRRE1542521753 | Transition Incentive Program | OLD BRIDGE | 8857 | 11 | 11.55 | Residential | Yes | Behind the Meter | Behind the Meter |  | None | Sunrun Installation Services, Inc. | JCP&L | Eligible for TI Program | 2019-10-09 | 2019-10-11 | 2021-10-30 | LG Electronics | LG330N1C-A5 | Solar Panels |  | 0.33 | 35 | 276 | 34 |  | Fixed | Roof
NJSTRE1545384187 | NJSRRE1542790715 | Transition Incentive Program | BORDENTOWN | 8505 | 13 | 3.78 | Residential | Yes | Behind the Meter | Net-metered residential rooftop and canopy |  | None | Vivint Solar Developer, LLC | PSE&G | Accepted | 2019-10-30 | 2019-11-01 | 2021-10-30 | HANWHA SOLAR | Q.PEAK BLK-G5 315 | Solar Panels |  | 0.315 | 12 | 136 | 28 |  | Fixed | Roof
NJSTRE1545384193 | NJSRRE1542430930 | Transition Incentive Program | UPPER DEERFIELD | 8302 | 20 | 7.56 | Residential | Yes | Behind the Meter | Behind the Meter |  | None | Tesla Energy Operations Inc | AC Electric | Eligible for TI Program | 2019-09-24 | 2019-09-25 | 2021-10-30 | Solivia 7.6 TL | Q.Peak DUO BLK-G5/SC315 | Solar Panels |  | 0.315 | 9 | 85 | 23 |  | Fixed | Roof
NJSTRE1545384193 | NJSRRE1542430930 | Transition Incentive Program | UPPER DEERFIELD | 8302 | 20 | 7.56 | Residential | Yes | Behind the Meter | Behind the Meter |  | None | Tesla Energy Operations Inc | AC Electric | Eligible for TI Program | 2019-09-24 | 2019-09-25 | 2021-10-30 | Hanwha Q-Cells | Q.Peak DUO BLK-G5/SC315 | Solar Panels |  | 0.315 | 9 | 175 | 27 |  | Fixed | Roof
NJSTRE1545384216 | NJSRRE1543533488 | Transition Incentive Program | HOLMDEL | 7733 | 17 | 11.34 | Residential | Yes | Behind the Meter | Net-metered residential rooftop and canopy |  | None | Tesla Energy Operations Inc. | JCP&L | Accepted | 2019-12-12 | 2019-12-17 | 2021-10-30 | Hanwha Q-Cells | Q.Peak DUO BLK-G5/SC315 | Solar Panels |  | 0.315 | 5 | 152 | 34 |  | Fixed | Roof
NJSTRE1545384220 | NJSRRE1544422960 | Transition Incentive Program | North Arlington | 7031 | 7 | 8.82 | Residential | Yes | Behind the Meter | Net-metered residential rooftop and canopy |  | None | Trinity Solar | PSE&G | Final As-Built Received |  | 2020-02-12 | 2021-10-30 | Yingli | YL315D-30b | Solar Panels |  | 0.315 | 28 | 202 | 24 |  | Fixed | Roof
NJSTRE1545384227 | NJSRRE1543501544 | Transition Incentive Program | Marmora | 8223 | 21 | 12.92 | Residential | Yes | Behind the Meter | Behind the Meter |  | None | Trinity Solar | AC Electric | Eligible for TI Program | 2019-12-09 | 2019-12-11 | 2021-10-30 | Hanwha | Q.PEAK DUO BLK-G5 315 | Solar Panels |  | 0.315 | 11 | 221 | 27 |  | Fixed | Roof
NJSTRE1545384227 | NJSRRE1543501544 | Transition Incentive Program | Marmora | 8223 | 21 | 12.92 | Residential | Yes | Behind the Meter | Behind the Meter |  | None | Trinity Solar | AC Electric | Eligible for TI Program | 2019-12-09 | 2019-12-11 | 2021-10-30 | Hanwha | Q.PEAK DUO BLK-G5 315 | Solar Panels |  | 0.315 | 3 | 221 | 27 |  | Fixed | Roof
NJSTRE1545384229 | NJSRRE1544308865 | Transition Incentive Program | Jersey City | 7306 | 8 | 3.84 | Residential | Yes | Behind the Meter | Behind the Meter |  | None | Skyline Solar, LLC | PSE&G | Eligible for TI Program | 2020-01-27 | 2020-01-29 | 2021-10-30 | Hanwha Q-Cells | Q.PEAK DUO-G5 320 | Solar Panels |  | 0.32 | 12 | 121 | 16 |  | Fixed | Roof
NJSTRE1545384237 | NJSRRE1543478562 | Transition Incentive Program | Bound Brook | 8805 | 5 | 4.1 | Residential | Yes | Behind the Meter | Behind the Meter |  | None | Pro Custom Solar dba Momentum Solar | PSE&G | Eligible for TI Program | 2019-12-04 | 2019-12-09 | 2021-10-30 | HANWHA | Q.PEAK DUO BLK-G5 315 | Solar Panels |  | 0.315 | 4 | 195 | 43 |  | Fixed | Roof
NJSTRE1545384238 | NJSRRE1544529865 | Transition Incentive Program | Clementon | 8021 | 14 | 5.03 | Residential | Yes | Behind the Meter | Net-metered residential rooftop and canopy |  | None | Vision Solar LLC | AC Electric | Accepted | 2020-02-25 | 2020-02-27 | 2021-10-30 | lg solar | lg335n1k-v5 | Solar Panels |  | 0.335 | 6 | 176 | 12 |  | Fixed | Roof
NJSTRE1545384240 | NJSRRE1544413040 | Transition Incentive Program | Toms River | 8755 | 18 | 19.22 | Residential | No | Behind the Meter | Net-metered residential rooftop and canopy |  | None | Powerlutions | JCP&L | Accepted |  | 2020-02-10 | 2021-10-30 | Trina | TSM-310 DD05A | Solar Panels |  | 0.31 | 20 | 117 | 34 |  | Fixed | Roof
NJSTRE1545384247 | NJSRRE1544465686 | Transition Incentive Program | Hamburg | 7419 | 1 | 13.74 | Residential | No | Behind the Meter | Behind the Meter |  | None | Green Power Energy | JCP&L | Eligible for TI Program | 2020-02-17 | 2020-02-19 | 2021-10-30 | LG Electronics | LG335N1K-V5 | Solar Panels |  | 0.335 | 14 | 160 | 27 |  | Fixed | Roof
NJSTRE1545384248 | NJSRRE1544342529 | Transition Incentive Program | South River | 8882 | 11 | 12.43 | Residential | No | Behind the Meter | Net-metered residential rooftop and canopy |  | None | SunPower Corporation, Systems | South River | Final As-Built Received |  | 2020-02-11 | 2021-10-30 | SUNPOWER | SPR-E20-327-E-AC | Solar Panels |  | 0.327 | 7 | 144 | 18 |  | Fixed | Roof
NJSTRE1545384250 | NJSRRE1543461291 | Transition Incentive Program | Vineland | 8360 | 20 | 7.32 | Residential | No | Behind the Meter | Net-metered residential rooftop and canopy |  | None | Bright Planet Solar | Vineland Muni Electric | Accepted |  | 2019-12-04 | 2021-10-30 | TRINA SOLAR | TSM-DD05A.05(II) 305W | Solar Panels |  | 0.305 | 5 | 184 | 34 |  | Fixed | Roof
NJSTRE1545384257 | NJSRRE1543501545 | Transition Incentive Program | Totowa | 7512 | 6 | 7.88 | Residential | Yes | Behind the Meter | Net-metered residential rooftop and canopy |  | None | Vivint Solar Developer, LLC | PSE&G | Accepted | 2019-12-09 | 2019-12-11 | 2021-10-30 | HANWHA SOLAR | Q.PEAK BLK-G5 315 | Solar Panels |  | 0.315 | 9 | 42 | 31 |  | Fixed | Roof
NJSTRE1545384199 | NJSRRE1542554452 | Transition Incentive Program | Newton | 7860 | 1 | 10.73 | Residential | Yes | Behind the Meter | Behind the Meter |  | None | Sunrun Installation Services, Inc. | JCP&L | Eligible for TI Program | 2019-10-17 | 2019-10-21 | 2021-10-30 | REC Solar | REC290TP2 BLK | Solar Panels |  | 0.29 | 18 | 138 | 27 |  | Fixed | Roof
NJSTRE1545384206 | NJSRRE1542562051 | Transition Incentive Program | Westfield | 7090 | 10 | 7.48 | Residential | No | Behind the Meter | Behind the Meter |  | None | Green Power Energy | PSE&G | Eligible for TI Program | 2019-10-21 | 2019-10-23 | 2021-10-30 | Panasonic | VBHN325KA03 | Solar Panels |  | 0.325 | 23 | 126 | 30 |  | Fixed | Roof
NJSTRE1545384209 | NJSRRE1543067774 | Transition Incentive Program | Gibbsboro | 8026 | 14 | 23 | Residential | Yes | Behind the Meter | Behind the Meter |  | None | Trinity Solar | AC Electric | Eligible for TI Program | 2019-11-12 | 2019-11-14 | 2021-10-30 | HANWHA | Q.PEAK DUO BLK-G5 315 | Solar Panels |  | 0.315 | 4 | 140 | 9 |  | Fixed | Roof
NJSTRE1545384209 | NJSRRE1543067774 | Transition Incentive Program | Gibbsboro | 8026 | 14 | 23 | Residential | Yes | Behind the Meter | Behind the Meter |  | None | Trinity Solar | AC Electric | Eligible for TI Program | 2019-11-12 | 2019-11-14 | 2021-10-30 | HANWHA | Q.PEAK DUO BLK-G5 315 | Solar Panels |  | 0.315 | 4 | 320 | 9 |  | Fixed | Roof
NJSTRE1545384218 | NJSRRE1544199115 | Transition Incentive Program | Avenel | 7001 | 11 | 13.55 | Residential | Yes | Behind the Meter | Behind the Meter |  | None | Trinity Solar | PSE&G | Eligible for TI Program | 2020-01-20 | 2020-01-23 | 2021-10-30 | HANWHA | Q.PEAK DUO BLK-G5 315 | Solar Panels |  | 0.315 | 21 | 304 | 21 |  | Fixed | Roof
NJSTRE1545384223 | NJSRRE1543513275 | Transition Incentive Program | Clifton | 7011 | 6 | 5.04 | Residential | No | Behind the Meter | Behind the Meter |  | None | Trinity Solar | PSE&G | Eligible for TI Program | 2019-12-11 | 2019-12-16 | 2021-10-30 | Hanwha 315 | Q.PEAK DUO BLK-G5 315 | Solar Panels |  | 0.315 | 10 | 167 | 30 |  | Fixed | Roof
NJSTRE1545384224 | NJSRRE1544352957 | Transition Incentive Program | galloway | 8205 | 19 | 15.41 | Residential | No | Behind the Meter | Net-metered residential ground mount |  | None | Vision Solar LLC | AC Electric | Accepted | 2020-02-04 | 2020-02-07 | 2021-10-30 | hanwa qcells | qpeak duo g5 315 | Solar Panels |  | 0.335 | 46 | 180 | 30 |  | Fixed | Roof
NJSTRE1545622155 |  | Transition Incentive Program | PENNSAUKEN | 8109 | 14 | 7.56 | Residential | Yes | Behind the Meter | Net-metered residential rooftop and canopy |  | None | Suntuity Solar LLC | PSE&G | Accepted | 2020-09-23 | 2020-09-25 | 2021-10-30 | Enphase Energy | IQ7-60-2-US | Inverters | 240 |  | 24 |  |  | 0.97 |  | Outdoor | Behind the PV Modules
NJSTRE1545622457 |  | Transition Incentive Program | GARWOOD BORO | 7027 | 10 | 4.03 | Residential | Yes | Behind the Meter | Net-metered residential rooftop and canopy |  | None | Bright Planet Solar | PSE&G | Accepted | 2020-09-23 | 2020-09-25 | 2021-10-30 | SOLAR EDGE | SE3800H-USRGM | Inverters | 3800 |  | 1 |  |  | 0.98 |  | Outdoor | OUTSIDE
NJSTRE1545622559 |  | Transition Incentive Program | Stewartsville | 8886 | 2 | 11.39 | Residential | Yes | Behind the Meter | Net-metered residential rooftop and canopy |  | None | Vision Solar LLC | JCP&L | Accepted | 2020-09-23 | 2020-09-25 | 2021-10-30 | ENPHASE | IQ7-60-2-US | Inverters | 0.24 |  | 34 |  |  | 0.96 |  | Other | BEHIND EACH PANEL
NJSTRE1545622579 |  | Transition Incentive Program | Neptune | 7753 | 17 | 11.66 | Residential | No | Behind the Meter | Net-metered residential rooftop and canopy |  | None | All Season Solar | JCP&L | Accepted | 2020-09-23 | 2020-09-25 | 2021-10-30 | Enphase | IQ7 | Inverters | 240 |  | 37 |  |  | 0.97 |  | Outdoor | under module
NJSTRE1545622558 |  | Transition Incentive Program | Red Bank | 7701 | 17 | 129.6 | Non Profit | Yes | Behind the Meter | Net-metered non-residential rooftop and canopy |  | None | Energy Solutions of New Jersey | JCP&L | Accepted | 2020-09-23 | 2020-09-25 | 2021-10-30 | SolarEdge | SE100KUS | Inverters | 100000 |  | 1 |  |  | 0.985 |  | Outdoor | ground level adjacent to service entrance
NJSTRE1545622693 |  | Transition Incentive Program | Rumson | 7760 | 17 | 6.7 | Residential | No | Behind the Meter | Net-metered residential rooftop and canopy |  | None | Vision Solar LLC | JCP&L | Accepted | 2020-09-23 | 2020-09-25 | 2021-10-30 | ENPHASE | IQ7-60-2-US | Inverters | 0.24 |  | 20 |  |  | 0.96 |  | Other | BEHIND EACH PANEL
NJSTRE1545622632 |  | Transition Incentive Program | Lakewood | 8701 | 18 | 18.98 | Residential | No | Behind the Meter | Net-metered residential rooftop and canopy |  | None | Kamtech Solar Solutions | JCP&L | Accepted | 2020-09-23 | 2020-09-25 | 2021-10-30 | Enphase | Enphase 1Q7PLUS-72-2-US | Inverters | 315 |  | 52 |  |  | 0.96 |  | Other | ROOFTOP
NJSTRE1545622614 |  | Transition Incentive Program | Carteret | 7008 | 11 | 13.65 | Residential | Yes | Behind the Meter | Net-metered residential rooftop and canopy |  | None | Pro Custom Solar dba Momentum Solar | PSE&G | Accepted | 2020-09-23 | 2020-09-25 | 2021-10-30 | Enphase | IQ7Plus-72-2-US | Inverters | 290 |  | 39 |  |  | 0.97 |  | Outdoor | Roof
NJSTRE1545624376 |  | Transition Incentive Program | Lumberton | 8048 | 13 | 19.2 | Residential | No | Behind the Meter | Net-metered residential ground mount |  | None | Surge Solar, LLC | PSE&G | Accepted | 2020-09-23 | 2020-09-25 | 2021-10-30 | SolarEdge Technologies | SE6000H-US | Inverters | 6000 |  | 1 |  |  | 0.99 |  | Outdoor | Back of array
NJSTRE1545624379 |  | Transition Incentive Program | Bargaintown | 8234 | 19 | 12.71 | Residential | No | Behind the Meter | Net-metered residential rooftop and canopy |  | None | SunPower Corporation, Systems | AC Electric | Accepted | 2020-09-24 | 2020-09-25 | 2021-10-30 | SunPower | SPR-A410-G-AC | Inverters | 349 |  | 31 |  |  | 0.97 |  | Other | under each panel
NJSTRE1545628817 |  | Transition Incentive Program | SICKLERVILLE | 8081 | 14 | 5.67 | Residential | No | Behind the Meter | Net-metered residential rooftop and canopy |  | None | Suntuity Solar LLC | AC Electric | Accepted | 2020-09-24 | 2020-09-25 | 2021-10-30 | Enphase Energy | IQ7-60-2-US | Inverters | 240 |  | 18 |  |  | 0.97 |  | Outdoor | Behind the PV Modules
NJSTRE1545628840 |  | Transition Incentive Program | Keyport | 7735 | 17 | 7.71 | Residential | Yes | Behind the Meter | Net-metered residential rooftop and canopy |  | None | Vision Solar LLC | JCP&L | Accepted | 2020-09-24 | 2020-09-25 | 2021-10-30 | ENPHASE | IQ7-60-2-US | Inverters | 0.24 |  | 23 |  |  | 0.96 |  | Other | BEHIND EACH PANEL
NJSTRE1545629004 |  | Transition Incentive Program | Pedricktown | 8067 | 16 | 11.56 | Residential | Yes | Behind the Meter | Net-metered residential rooftop and canopy |  | None | Trinity Solar | AC Electric | Accepted | 2020-09-24 | 2020-09-25 | 2021-10-30 | Solar Edge | SE10000 | Inverters | 10000 |  | 1 |  |  | 0.97 |  | Outside | side of home
NJSTRE1545629128 |  | Transition Incentive Program | Forked River | 8731 | 18 | 10.72 | Residential | Yes | Behind the Meter | Net-metered residential rooftop and canopy |  | None | Trinity Solar | JCP&L | Accepted | 2020-09-24 | 2020-09-29 | 2021-10-30 | Solar Edge | SE10000 | Inverters | 10000 |  | 1 |  |  | 0.97 |  | Outside | side of home
NJSTRE1545384183 | NJSRRE1542515839 | Transition Incentive Program | Pennsauken Township | 8110 | 14 | 11.6 | Residential | Yes | Behind the Meter | Behind the Meter |  | None | Sunrun Installation Services, Inc. | PSE&G | Eligible for TI Program | 2019-10-08 | 2019-10-10 | 2021-10-30 | REC Solar | REC290TP2 BLK | Solar Panels |  | 0.29 | 3 | 230 | 37 |  | Fixed | Roof
NJSTRE1545384185 | NJSRRE1542444959 | Transition Incentive Program | Mansfield | 8022 | 13 | 3.48 | Residential | Yes | Behind the Meter | Behind the Meter |  | None | Sunrun Installation Services, Inc. | PSE&G | Eligible for TI Program | 2019-09-26 | 2019-09-30 | 2021-10-30 | REC Solar | REC290TP2 BLK | Solar Panels |  | 0.29 | 12 | 194 | 34 |  | Fixed | Roof
NJSTRE1545384194 | NJSRRE1542579683 | Transition Incentive Program | NORTHFIELD | 8225 | 19 | 3.47 | Residential | Yes | Behind the Meter | Net-metered residential rooftop and canopy |  | None | Vivint Solar Developer, LLC | AC Electric | Accepted | 2019-10-23 | 2019-10-25 | 2021-10-30 | HANWHA | Q.PEAK DUO BLK-G5 310 | Solar Panels |  | 0.315 | 5 | 132 | 20 |  | Fixed | Roof
NJSTRE1545622715 |  | Transition Incentive Program | Erial | 8081 | 14 | 8.38 | Residential | No | Behind the Meter | Net-metered residential rooftop and canopy |  | None | Vision Solar LLC | AC Electric | Accepted | 2020-09-23 | 2020-09-25 | 2021-10-30 | ENPHASE | IQ7-60-2-US | Inverters | 0.24 |  | 25 |  |  | 0.96 |  | Other | BEHIND EACH PANE
NJSTRE1545622734 |  | Transition Incentive Program | Vineland | 8361 | 20 | 6.7 | Residential | No | Behind the Meter | Net-metered residential rooftop and canopy |  | None | Vision Solar LLC | Vineland Muni Electric | Accepted | 2020-09-23 | 2020-09-25 | 2021-10-30 | ENPHASE | IQ7-60-2-US | Inverters | 0.24 |  | 20 |  |  | 0.96 |  | Other | BEHIND EACH PANEL
NJSTRE1545623024 |  | Transition Incentive Program | Burlington | 8016 | 13 | 8.13 | Residential | Yes | Behind the Meter | Net-metered residential rooftop and canopy |  | None | Vivint Solar Developer, LLC | PSE&G | Accepted | 2020-09-24 | 2020-09-25 | 2021-10-30 | Solar Edge | SE7600H-US | Inverters | 7600 |  | 1 |  |  | 0.992 |  | Outdoor | Near the Utility Meter
NJSTRE1545628812 |  | Transition Incentive Program | Audubon | 8106 | 14 | 6.93 | Residential | No | Behind the Meter | Net-metered residential rooftop and canopy |  | None | Advanced Renewable Solutions | PSE&G | Accepted | 2020-09-24 | 2020-09-25 | 2021-10-30 | ENPHASE | IQ7-60-2-US | Inverters | 5280 |  | 22 |  |  | 0.976 |  | Other | Micro-inverters are mounted to the underside of every s
NJSTRE1545628819 |  | Transition Incentive Program | WILLINGBORO | 8046 | 13 | 15.12 | Residential | Yes | Behind the Meter | Net-metered residential rooftop and canopy |  | None | Suntuity Solar LLC | PSE&G | Accepted | 2020-09-24 | 2020-09-29 | 2021-10-30 | Enphase Energy | IQ7-60-2-US | Inverters | 240 |  | 48 |  |  | 0.97 |  | Outdoor | Behind the PV Modules
NJSTRE1545628829 |  | Transition Incentive Program | VINELAND | 8361 | 20 | 6.7 | Residential | Yes | Behind the Meter | Net-metered residential rooftop and canopy |  | None | Vision Solar LLC | Vineland Muni Electric | Accepted | 2020-09-24 | 2020-09-29 | 2021-10-30 | ENPHASE | IQ7-60-2-US | Inverters | 0.24 |  | 20 |  |  | 0.96 |  | Other | BEHIND EACH PANEL
NJSTRE1545628833 |  | Transition Incentive Program | Sicklerville | 8081 | 14 | 12.06 | Residential | Yes | Behind the Meter | Net-metered residential rooftop and canopy |  | None | Vision Solar LLC | AC Electric | Accepted | 2020-09-24 | 2020-09-29 | 2021-10-30 | ENPHASE | IQ7-60-2-US | Inverters | 0.24 |  | 36 |  |  | 0.96 |  | Other | BEHIND EACH PANEL
NJSTRE1545628978 |  | Transition Incentive Program | Clayton | 8312 | 15 | 5.78 | Residential | Yes | Behind the Meter | Net-metered residential rooftop and canopy |  | None | Trinity Solar | AC Electric | Accepted | 2020-09-24 | 2020-09-29 | 2021-10-30 | Solar Edge | SE5000 | Inverters | 5000 |  | 1 |  |  | 0.97 |  | Outdoor | side of home
NJSTRE1545629027 |  | Transition Incentive Program | ROSELLE | 7203 | 10 | 7.15 | Residential | Yes | Behind the Meter | Net-metered residential rooftop and canopy |  | None | Vivint Solar Developer, LLC | PSE&G | Accepted | 2020-09-28 | 2020-09-29 | 2021-10-30 | Solar Edge | SE7600H-US | Inverters | 7600 |  | 1 |  |  | 0.992 |  | Outdoor | Near the Utility Meter
NJSTRE1545628997 |  | Transition Incentive Program | Franklin Twp Som | 8873 | 5 | 5.89 | Residential | No | Behind the Meter | Net-metered residential rooftop and canopy |  | None | Bright Planet Solar | PSE&G | Accepted | 2020-09-24 | 2020-09-30 | 2021-10-30 | SOLAR EDGE | SE5000H-USRGM | Inverters | 5000 |  | 1 |  |  | 0.98 |  | Outdoor | OUTSIDE
NJSTRE1545629226 |  | Transition Incentive Program | Dover | 7801 | 3 | 4.76 | Residential | Yes | Behind the Meter | Net-metered residential rooftop and canopy |  | None | Trinity Solar | JCP&L | Accepted | 2020-09-24 | 2020-09-29 | 2021-10-30 | Solar Edge | SE3800 | Inverters | 3800 |  | 1 |  |  | 0.97 |  | Outside | side of home
NJSTRE1545629344 |  | Transition Incentive Program | ELIZABETHPORT | 7206 | 10 | 11.38 | Residential | Yes | Behind the Meter | Net-metered residential rooftop and canopy |  | None | Vivint Solar Developer, LLC | PSE&G | Accepted | 2020-09-28 | 2020-09-29 | 2021-10-30 | Solar Edge | SE7600H-US | Inverters | 7600 |  | 1 |  |  | 0.992 |  | Outdoor | Near the Utility Meter
NJSTRE1545629370 |  | Transition Incentive Program | Eatontown | 7724 | 17 | 8.45 | Residential | Yes | Behind the Meter | Net-metered residential rooftop and canopy |  | None | Vivint Solar Developer, LLC | JCP&L | Accepted | 2020-09-28 | 2020-09-29 | 2021-10-30 | Solar Edge | SE3800H-US | Inverters | 3800 |  | 1 |  |  | 0.992 |  | Outdoor | Near the Utility Meter
NJSTRE1545384197 | NJSRRE1542481274 | Transition Incentive Program | Lake Hopatcong | 7849 | 3 | 13.14 | Residential | Yes | Behind the Meter | Behind the Meter |  | None | Sunrun Installation Services, Inc. | JCP&L | Eligible for TI Program | 2019-10-01 | 2019-10-03 | 2021-10-30 | LG Electronics | LG365Q1C-V5 | Solar Panels |  | 0.365 | 3 | 272 | 23 |  | Fixed | Roof
NJSTRE1545384202 | NJSRRE1542540405 | Transition Incentive Program | Union | 7083 | 10 | 12.77 | Residential | Yes | Behind the Meter | Behind the Meter |  | None | Pro Custom Solar dba Momentum Solar | PSE&G | Eligible for TI Program | 2019-10-14 | 2019-10-16 | 2021-10-30 | LG ELECTRONICS | LG 345N1C-V5 | Solar Panels |  | 0.345 | 17 | 217 | 30 |  | Fixed | Roof
NJSTRE1545384215 | NJSRRE1542553746 | Transition Incentive Program | Cape May | 8204 | 21 | 9.92 | Residential | Yes | Behind the Meter | Behind the Meter |  | None | Orbit Energy & Power, LLC | AC Electric | Eligible for TI Program | 2019-10-17 | 2019-10-21 | 2021-10-30 | trina | tsm 310 | Solar Panels |  | 0.31 | 10 | 51 | 27 |  | Fixed | Roof
NJSTRE1545384221 | NJSRRE1544466651 | Transition Incentive Program | FLEMINGTON | 8822 | 4 | 9.77 | Residential | No | Behind the Meter | Behind the Meter |  | None | Tesla Energy Operations Inc | JCP&L | Eligible for TI Program | 2020-02-17 | 2020-02-20 | 2021-10-30 | Hanwha Q CELLS | Q.PEAK DUO BLK-G5/SC315 | Solar Panels |  | 0.315 | 12 | 218 | 34 |  | Fixed | Roof
NJSTRE1545384226 | NJSRRE1544457635 | Transition Incentive Program | Bergenfield | 7621 | 7 | 9.92 | Residential | Yes | Behind the Meter | Behind the Meter |  | None | Sunrun Installation Services, Inc. | PSE&G | Eligible for TI Program | 2020-02-14 | 2020-02-19 | 2021-10-30 | REC Solar | REC310TP2M | Solar Panels |  | 0.31 | 8 | 266 | 23 |  | Fixed | Roof
NJSTRE1545384226 | NJSRRE1544457635 | Transition Incentive Program | Bergenfield | 7621 | 7 | 9.92 | Residential | Yes | Behind the Meter | Behind the Meter |  | None | Sunrun Installation Services, Inc. | PSE&G | Eligible for TI Program | 2020-02-14 | 2020-02-19 | 2021-10-30 | REC Solar | REC310TP2M | Solar Panels |  | 0.31 | 8 | 86 | 23 |  | Fixed | Roof
NJSTRE1545384236 | NJSRRE1543823289 | Transition Incentive Program | Hammonton | 8037 | 19 | 23.49 | Residential | Yes | Behind the Meter | Behind the Meter |  | None | Sunrun Installation Services, Inc. | AC Electric | Eligible for TI Program | 2019-12-27 | 2020-01-03 | 2021-10-30 | REC Solar | REC290TP2 BLK | Solar Panels |  | 0.29 | 12 | 322 | 23 |  | Fixed | Roof
NJSTRE1545384236 | NJSRRE1543823289 | Transition Incentive Program | Hammonton | 8037 | 19 | 23.49 | Residential | Yes | Behind the Meter | Behind the Meter |  | None | Sunrun Installation Services, Inc. | AC Electric | Eligible for TI Program | 2019-12-27 | 2020-01-03 | 2021-10-30 | REC Solar | REC290TP2 BLK | Solar Panels |  | 0.29 | 32 | 50 | 23 |  | Fixed | Roof
NJSTRE1545384241 | NJSRRE1544309131 | Transition Incentive Program | Trenton | 8619 | 12 | 10.08 | Residential | Yes | Behind the Meter | Net-metered residential rooftop and canopy |  | None | Trinity Solar | PSE&G | Final As-Built Received |  | 2020-01-29 | 2021-10-30 | Hanwha 315 | Q.PEAK DUO BLK-G5 315 | Solar Panels |  | 0.315 | 6 | 119 | 18 |  | Fixed | Roof
NJSTRE1545384247 | NJSRRE1544465686 | Transition Incentive Program | Hamburg | 7419 | 1 | 13.74 | Residential | No | Behind the Meter | Behind the Meter |  | None | Green Power Energy | JCP&L | Eligible for TI Program | 2020-02-17 | 2020-02-19 | 2021-10-30 | LG Electronics | LG335N1K-V5 | Solar Panels |  | 0.335 | 13 | 158 | 27 |  | Fixed | Roof
NJSTRE1545384250 | NJSRRE1543461291 | Transition Incentive Program | Vineland | 8360 | 20 | 7.32 | Residential | No | Behind the Meter | Net-metered residential rooftop and canopy |  | None | Bright Planet Solar | Vineland Muni Electric | Accepted |  | 2019-12-04 | 2021-10-30 | TRINA SOLAR | TSM-DD05A.05(II) 305W | Solar Panels |  | 0.305 | 14 | 92 | 23 |  | Fixed | Roof
NJSTRE1545384256 | NJSRRE1544095403 | Transition Incentive Program | Leonia | 7605 | 7 | 12.29 | Residential | Yes | Behind the Meter | Behind the Meter |  | None | Pro Custom Solar dba Momentum Solar | PSE&G | Eligible for TI Program | 2020-01-06 | 2020-01-09 | 2021-10-30 | HANWHA | Q.PEAK DUO BLK-G5 315 | Solar Panels |  | 0.315 | 23 | 38 | 13 |  | Fixed | Roof
NJSTRE1545384265 | NJSRRE1544450793 | Transition Incentive Program | Toms River | 8757 | 18 | 10.24 | Residential | No | Behind the Meter | Behind the Meter |  | None | Solar Specialists of New Jersey LLC | JCP&L | Eligible for TI Program | 2020-02-14 | 2020-02-18 | 2021-10-30 | Canadian Solar | CS1K-320MS | Solar Panels |  | 0.32 | 6 | 257 | 23 |  | Fixed | Roof | House
NJSTRE1545384233 | NJSRRE1543451503 | Transition Incentive Program | North Arlington | 7031 | 7 | 7.56 | Residential | No | Behind the Meter | Behind the Meter |  | None | Trinity Solar | PSE&G | Eligible for TI Program | 2019-11-27 | 2019-12-03 | 2021-10-30 | Hanwha 315 | Q.PEAK DUO BLK-G5 315 | Solar Panels |  | 0.315 | 12 | 109 | 13 |  | Fixed | Roof
NJSTRE1545384238 | NJSRRE1544529865 | Transition Incentive Program | Clementon | 8021 | 14 | 5.03 | Residential | Yes | Behind the Meter | Net-metered residential rooftop and canopy |  | None | Vision Solar LLC | AC Electric | Accepted | 2020-02-25 | 2020-02-27 | 2021-10-30 | lg solar | lg335n1k-v5 | Solar Panels |  | 0.335 | 6 | 356 | 12 |  | Fixed | Roof
NJSTRE1545384239 | NJSRRE1544422875 | Transition Incentive Program | Camden City | 8105 | 14 | 7.52 | Residential | Yes | Behind the Meter | Behind the Meter |  | None | Seabright Solar | PSE&G | Eligible for TI Program | 2020-02-12 | 2020-02-12 | 2021-10-30 | Sunpower | SPR-E20-327 | Solar Panels |  | 0.327 | 16 | 234 | 9 |  | Fixed | Roof
NJSTRE1545384243 | NJSRRE1544348720 | Transition Incentive Program | Irvington | 7111 | 9 | 5.61 | Residential | Yes | Behind the Meter | Behind the Meter |  | None | Sunrun Installation Services, Inc. | PSE&G | Eligible for TI Program | 2020-02-03 | 2020-02-06 | 2021-10-30 | LG Electronics | LG330N1C-A5 | Solar Panels |  | 0.33 | 11 | 217 | 23 |  | Fixed | Roof
NJSTRE1545384244 | NJSRRE1544165395 | Transition Incentive Program | Mount Laurel Township | 8054 | 13 | 14.26 | Residential | Yes | Behind the Meter | Behind the Meter |  | None | Sunrun Installation Services, Inc. | PSE&G | Eligible for TI Program | 2020-01-14 | 2020-01-20 | 2021-10-30 | REC Solar | REC310TP2M | Solar Panels |  | 0.31 | 20 | 289 | 27 |  | Fixed | Roof
NJSTRE1545384248 | NJSRRE1544342529 | Transition Incentive Program | South River | 8882 | 11 | 12.43 | Residential | No | Behind the Meter | Net-metered residential rooftop and canopy |  | None | SunPower Corporation, Systems | South River | Final As-Built Received |  | 2020-02-11 | 2021-10-30 | SUNPOWER | SPR-E20-327-E-AC | Solar Panels |  | 0.327 | 2 | 234 | 26 |  | Fixed | Roof
NJSTRE1545384255 | NJSRRE1544309114 | Transition Incentive Program | Moorestown | 8057 | 13 | 14.81 | Residential | Yes | Behind the Meter | Behind the Meter |  | None | Trinity Solar | PSE&G | Eligible for TI Program | 2020-01-27 | 2020-01-30 | 2021-10-30 | HANWHA | Q.PEAK DUO BLK-G5 315 | Solar Panels |  | 0.315 | 9 | 286 | 30 |  | Fixed | Roof
NJSTRE1545384255 | NJSRRE1544309114 | Transition Incentive Program | Moorestown | 8057 | 13 | 14.81 | Residential | Yes | Behind the Meter | Behind the Meter |  | None | Trinity Solar | PSE&G | Eligible for TI Program | 2020-01-27 | 2020-01-30 | 2021-10-30 | HANWHA | Q.PEAK DUO BLK-G5 315 | Solar Panels |  | 0.315 | 9 | 106 | 30 |  | Fixed | Roof
NJSTRE1545384259 | NJSRRE1543434903 | Transition Incentive Program | East Hanover | 7936 | 3 | 16.7 | Residential | Yes | Behind the Meter | Behind the Meter |  | None | Pro Custom Solar dba Momentum Solar | JCP&L | Eligible for TI Program | 2019-11-21 | 2019-11-26 | 2021-10-30 | Hanwha | Q.Peak DUO BLK-G5 315 | Solar Panels |  | 0.315 | 12 | 292 | 21 |  | Fixed | Roof
NJSTRE1545384259 | NJSRRE1543434903 | Transition Incentive Program | East Hanover | 7936 | 3 | 16.7 | Residential | Yes | Behind the Meter | Behind the Meter |  | None | Pro Custom Solar dba Momentum Solar | JCP&L | Eligible for TI Program | 2019-11-21 | 2019-11-26 | 2021-10-30 | Hanwha | Q.Peak DUO BLK-G5 315 | Solar Panels |  | 0.315 | 17 | 112 | 23 |  | Fixed | Roof
NJSTRE1545384261 | NJSRRE1544162483 | Transition Incentive Program | PENNSAUKEN | 8109 | 14 | 7.88 | Residential | Yes | Behind the Meter | Net-metered residential rooftop and canopy |  | None | Vivint Solar Developer, LLC | PSE&G | Accepted | 2020-01-13 | 2020-01-16 | 2021-10-30 | Hanwha Solar | Q.PEAK BLK-G5 315 | Solar Panels |  | 0.315 | 2 | 214 | 40 |  | Fixed | Roof
NJSTRE1545384261 | NJSRRE1544162483 | Transition Incentive Program | PENNSAUKEN | 8109 | 14 | 7.88 | Residential | Yes | Behind the Meter | Net-metered residential rooftop and canopy |  | None | Vivint Solar Developer, LLC | PSE&G | Accepted | 2020-01-13 | 2020-01-16 | 2021-10-30 | Hanwha Solar | Q.PEAK BLK-G5 315 | Solar Panels |  | 0.315 | 7 | 304 | 40 |  | Fixed | Roof
NJSTRE1545384272 | NJSRRE1544333454 | Transition Incentive Program | Atlantic City | 8401 | 19 | 5.18 | Residential | Yes | Behind the Meter | Behind the Meter |  | None | Sunrun Installation Services, Inc. | AC Electric | Eligible for TI Program | 2020-01-30 | 2020-02-03 | 2021-10-30 | LG Electronics | LG345N1C-V5 | Solar Panels |  | 0.345 | 6 | 153 | 27 |  | Fixed | Roof
NJSTRE1545384209 | NJSRRE1543067774 | Transition Incentive Program | Gibbsboro | 8026 | 14 | 23 | Residential | Yes | Behind the Meter | Behind the Meter |  | None | Trinity Solar | AC Electric | Eligible for TI Program | 2019-11-12 | 2019-11-14 | 2021-10-30 | HANWHA | Q.PEAK DUO BLK-G5 315 | Solar Panels |  | 0.315 | 21 | 144 | 23 |  | Fixed | Roof
NJSTRE1545384209 | NJSRRE1543067774 | Transition Incentive Program | Gibbsboro | 8026 | 14 | 23 | Residential | Yes | Behind the Meter | Behind the Meter |  | None | Trinity Solar | AC Electric | Eligible for TI Program | 2019-11-12 | 2019-11-14 | 2021-10-30 | HANWHA | Q.PEAK DUO BLK-G5 315 | Solar Panels |  | 0.315 | 7 | 140 | 18 |  | Fixed | Roof
NJSTRE1545384215 | NJSRRE1542553746 | Transition Incentive Program | Cape May | 8204 | 21 | 9.92 | Residential | Yes | Behind the Meter | Behind the Meter |  | None | Orbit Energy & Power, LLC | AC Electric | Eligible for TI Program | 2019-10-17 | 2019-10-21 | 2021-10-30 | trina | tsm 310 | Solar Panels |  | 0.31 | 6 | 141 | 27 |  | Fixed | Roof
NJSTRE1545384216 | NJSRRE1543533488 | Transition Incentive Program | HOLMDEL | 7733 | 17 | 11.34 | Residential | Yes | Behind the Meter | Net-metered residential rooftop and canopy |  | None | Tesla Energy Operations Inc. | JCP&L | Accepted | 2019-12-12 | 2019-12-17 | 2021-10-30 | Hanwha Q-Cells | Q.Peak DUO BLK-G5/SC315 | Solar Panels |  | 0.315 | 10 | 242 | 34 |  | Fixed | Roof
NJSTRE1545384218 | NJSRRE1544199115 | Transition Incentive Program | Avenel | 7001 | 11 | 13.55 | Residential | Yes | Behind the Meter | Behind the Meter |  | None | Trinity Solar | PSE&G | Eligible for TI Program | 2020-01-20 | 2020-01-23 | 2021-10-30 | HANWHA | Q.PEAK DUO BLK-G5 315 | Solar Panels |  | 0.315 | 22 | 124 | 21 |  | Fixed | Roof
NJSTRE1545384222 | NJSRRE1544165305 | Transition Incentive Program | Clifton | 7011 | 6 | 11.7 | Residential | No | Behind the Meter | Net-metered residential rooftop and canopy |  | None | Accord Power Inc | PSE&G | Accepted | 2020-01-16 | 2020-01-20 | 2021-10-30 | Hanwah | Q.Cell 325 | Solar Panels |  | 0.325 | 36 | 188 | 23 |  | Fixed | Roof
NJSTRE1545384225 | NJSRRE1543574902 | Transition Incentive Program | Fair Lawn | 7410 | 7 | 7.04 | Residential | Yes | Behind the Meter | Behind the Meter |  | None | Skyline Solar, LLC | PSE&G | Eligible for TI Program | 2019-12-20 | 2019-12-26 | 2021-10-30 | Hanwha Q-Cells | Q.PEAK DUO-G5 320 | Solar Panels |  | 0.32 | 22 | 251,71 | 26 |  | Fixed | Roof
NJSTRE1545384227 | NJSRRE1543501544 | Transition Incentive Program | Marmora | 8223 | 21 | 12.92 | Residential | Yes | Behind the Meter | Behind the Meter |  | None | Trinity Solar | AC Electric | Eligible for TI Program | 2019-12-09 | 2019-12-11 | 2021-10-30 | Hanwha | Q.PEAK DUO BLK-G5 315 | Solar Panels |  | 0.315 | 10 | 131 | 27 |  | Fixed | Roof
NJSTRE1545384232 | NJSRRE1544537187 | Transition Incentive Program | Union | 7083 | 10 | 8.37 | Residential | No | Behind the Meter | Behind the Meter |  | None | Sunrun Installation Services, Inc. | PSE&G | Eligible for TI Program | 2020-02-25 | 2020-02-28 | 2021-10-30 | REC Solar | REC310TP2M | Solar Panels |  | 0.31 | 5 | 146 | 18 |  | Fixed | Roof
NJSTRE1545384245 | NJSRRE1544469890 | Transition Incentive Program | Flemington | 8822 | 4 | 17.98 | Residential | No | Behind the Meter | Behind the Meter |  | None | Sunrun Installation Services, Inc. | JCP&L | Eligible for TI Program | 2020-02-18 | 2020-02-21 | 2021-10-30 | REC Solar | REC310TP2M | Solar Panels |  | 0.31 | 1 | 355 | 23 |  | Fixed | Roof
NJSTRE1545384248 | NJSRRE1544342529 | Transition Incentive Program | South River | 8882 | 11 | 12.43 | Residential | No | Behind the Meter | Net-metered residential rooftop and canopy |  | None | SunPower Corporation, Systems | South River | Final As-Built Received |  | 2020-02-11 | 2021-10-30 | SUNPOWER | SPR-E20-327-E-AC | Solar Panels |  | 0.327 | 23 | 144 | 18 |  | Fixed | Roof
NJSTRE1545384253 | NJSRRE1543553192 | Transition Incentive Program | Old Bridge | 8857 | 11 | 5.99 | Residential | Yes | Behind the Meter | Net-metered residential rooftop and canopy |  | None | Trinity Solar | JCP&L | Accepted | 2019-12-16 | 2019-12-19 | 2021-10-30 | Hanwha | Q.PEAK DUO BLK-G5 315 | Solar Panels |  | 0.315 | 19 | 175 | 23 |  | Fixed | Roof
NJSTRE1545384255 | NJSRRE1544309114 | Transition Incentive Program | Moorestown | 8057 | 13 | 14.81 | Residential | Yes | Behind the Meter | Behind the Meter |  | None | Trinity Solar | PSE&G | Eligible for TI Program | 2020-01-27 | 2020-01-30 | 2021-10-30 | HANWHA | Q.PEAK DUO BLK-G5 315 | Solar Panels |  | 0.315 | 4 | 196 | 38 |  | Fixed | Roof
NJSTRE1545384197 | NJSRRE1542481274 | Transition Incentive Program | Lake Hopatcong | 7849 | 3 | 13.14 | Residential | Yes | Behind the Meter | Behind the Meter |  | None | Sunrun Installation Services, Inc. | JCP&L | Eligible for TI Program | 2019-10-01 | 2019-10-03 | 2021-10-30 | LG Electronics | LG365Q1C-V5 | Solar Panels |  | 0.365 | 16 | 182 | 23 |  | Fixed | Roof
NJSTRE1545384203 | NJSRRE1542790686 | Transition Incentive Program | Sayreville | 8872 | 11 | 7.04 | Residential | Yes | Behind the Meter | Behind the Meter |  | None | Skyline Solar, LLC | JCP&L | Eligible for TI Program | 2019-10-30 | 2019-11-01 | 2021-10-30 | Hanwha Q-Cells | Q.PEAK DUO-G5 320 | Solar Panels |  | 0.32 | 22 | 260 | 34 |  | Fixed | Roof
NJSTRE1545384204 | NJSRRE1542684738 | Transition Incentive Program | Sewell | 8080 | 15 | 8.19 | Residential | Yes | Behind the Meter | Net-metered residential rooftop and canopy |  | None | Vivint Solar Developer, LLC | AC Electric | Accepted | 2019-10-28 | 2019-10-30 | 2021-10-30 | Hanwha Solar | Q.PEAK BLK-G5 315 | Solar Panels |  | 0.315 | 26 | 127 | 28 |  | Fixed | Roof
NJSTRE1545384207 | NJSRRE1542500907 | Transition Incentive Program | Somers Point | 8244 | 19 | 7.04 | Residential | Yes | Behind the Meter | Behind the Meter |  | None | Skyline Solar, LLC | AC Electric | Eligible for TI Program | 2019-10-03 | 2019-10-08 | 2021-10-30 | Hanwha Q-Cells | Q.PEAK DUO-G5 320 | Solar Panels |  | 0.32 | 22 | 134 | 20 |  | Fixed | Roof
NJSTRE1545384208 | NJSRRE1542543703 | Transition Incentive Program | Roselle Park | 7204 | 10 | 8.51 | Residential | No | Behind the Meter | Net-metered residential rooftop and canopy |  | None | Suntuity Solar LLC | PSE&G | Accepted | 2019-10-15 | 2019-10-17 | 2021-10-30 | Yingli Green Energy | YL315D-30b | Solar Panels |  | 0.315 | 4 | 51 | 42 |  | Fixed | Roof
NJSTRE1545384214 | NJSRRE1542581815 | Transition Incentive Program | Waterford | 8089 | 14 | 2.61 | Residential | Yes | Behind the Meter | Behind the Meter |  | None | Sunrun Installation Services, Inc. | AC Electric | Eligible for TI Program | 2019-10-24 | 2020-01-15 | 2021-10-30 | REC Solar | REC290TP2 BLK | Solar Panels |  | 0.29 | 9 | 298 | 27 |  | Fixed | Roof
NJSTRE1545384215 | NJSRRE1542553746 | Transition Incentive Program | Cape May | 8204 | 21 | 9.92 | Residential | Yes | Behind the Meter | Behind the Meter |  | None | Orbit Energy & Power, LLC | AC Electric | Eligible for TI Program | 2019-10-17 | 2019-10-21 | 2021-10-30 | trina | tsm 310 | Solar Panels |  | 0.31 | 10 | 231 | 27 |  | Fixed | Roof
NJSTRE1545384221 | NJSRRE1544466651 | Transition Incentive Program | FLEMINGTON | 8822 | 4 | 9.77 | Residential | No | Behind the Meter | Behind the Meter |  | None | Tesla Energy Operations Inc | JCP&L | Eligible for TI Program | 2020-02-17 | 2020-02-20 | 2021-10-30 | Hanwha Q CELLS | Q.PEAK DUO BLK-G5/SC315 | Solar Panels |  | 0.315 | 7 | 128 | 45 |  | Fixed | Roof
NJSTRE1545384232 | NJSRRE1544537187 | Transition Incentive Program | Union | 7083 | 10 | 8.37 | Residential | No | Behind the Meter | Behind the Meter |  | None | Sunrun Installation Services, Inc. | PSE&G | Eligible for TI Program | 2020-02-25 | 2020-02-28 | 2021-10-30 | REC Solar | REC310TP2M | Solar Panels |  | 0.31 | 10 | 146 | 14 |  | Fixed | Roof
NJSTRE1545384242 | NJSRRE1544334239 | Transition Incentive Program | RIVERSIDE | 8075 | 13 | 4.1 | Residential | Yes | Behind the Meter | Net-metered residential rooftop and canopy |  | None | Vivint Solar Developer, LLC | PSE&G | Accepted | 2020-01-30 | 2020-02-04 | 2021-10-30 | LG | LG315N1K-V5 | Solar Panels |  | 0.315 | 13 | 172 | 2 |  | Fixed | Roof
NJSTRE1545384243 | NJSRRE1544348720 | Transition Incentive Program | Irvington | 7111 | 9 | 5.61 | Residential | Yes | Behind the Meter | Behind the Meter |  | None | Sunrun Installation Services, Inc. | PSE&G | Eligible for TI Program | 2020-02-03 | 2020-02-06 | 2021-10-30 | LG Electronics | LG330N1C-A5 | Solar Panels |  | 0.33 | 6 | 128 | 23 |  | Fixed | Roof
NJSTRE1545384244 | NJSRRE1544165395 | Transition Incentive Program | Mount Laurel Township | 8054 | 13 | 14.26 | Residential | Yes | Behind the Meter | Behind the Meter |  | None | Sunrun Installation Services, Inc. | PSE&G | Eligible for TI Program | 2020-01-14 | 2020-01-20 | 2021-10-30 | REC Solar | REC310TP2M | Solar Panels |  | 0.31 | 26 | 109 | 27 |  | Fixed | Roof
NJSTRE1545384284 | NJSRRE1544431715 | Transition Incentive Program | Totowa | 7512 | 6 | 5.76 | Residential | Yes | Behind the Meter | Net-metered residential rooftop and canopy |  | None | Vivint Solar Developer, LLC | PSE&G | Accepted | 2020-02-12 | 2020-02-14 | 2021-10-30 | JINKO SOLAR | JKM320M-60HBL | Solar Panels |  | 0.32 | 4 | 328 | 17 |  | Fixed | Roof
NJSTRE1545384284 | NJSRRE1544431715 | Transition Incentive Program | Totowa | 7512 | 6 | 5.76 | Residential | Yes | Behind the Meter | Net-metered residential rooftop and canopy |  | None | Vivint Solar Developer, LLC | PSE&G | Accepted | 2020-02-12 | 2020-02-14 | 2021-10-30 | JINKO SOLAR | JKM320M-60HBL | Solar Panels |  | 0.32 | 8 | 328 | 40 |  | Fixed | Roof
NJSTRE1545384290 | NJSRRE1543464433 | Transition Incentive Program | East Orange | 7017 | 9 | 4.64 | Residential | Yes | Behind the Meter | Behind the Meter |  | None | Sunrun Installation Services, Inc. | PSE&G | Eligible for TI Program | 2019-12-02 | 2019-12-04 | 2021-10-30 | REC Solar | REC290TP2 BLK | Solar Panels |  | 0.29 | 6 | 198 | 14 |  | Fixed | Roof
NJSTRE1545384290 | NJSRRE1543464433 | Transition Incentive Program | East Orange | 7017 | 9 | 4.64 | Residential | Yes | Behind the Meter | Behind the Meter |  | None | Sunrun Installation Services, Inc. | PSE&G | Eligible for TI Program | 2019-12-02 | 2019-12-04 | 2021-10-30 | REC Solar | REC290TP2 BLK | Solar Panels |  | 0.29 | 8 | 18 | 14 |  | Fixed | Roof
NJSTRE1545384301 | NJSRRE1544519897 | Transition Incentive Program | Willingboro | 8046 | 13 | 15.36 | Residential | Yes | Behind the Meter | Net-metered residential rooftop and canopy |  | None | Vivint Solar Developer, LLC | PSE&G | Accepted | 2020-02-26 | 2020-02-26 | 2021-10-30 | JINKO SOLAR | JKM320M-60HBL | Solar Panels |  | 0.32 | 10 | 18 | 17 |  | Fixed | Roof
NJSTRE1545384301 | NJSRRE1544519897 | Transition Incentive Program | Willingboro | 8046 | 13 | 15.36 | Residential | Yes | Behind the Meter | Net-metered residential rooftop and canopy |  | None | Vivint Solar Developer, LLC | PSE&G | Accepted | 2020-02-26 | 2020-02-26 | 2021-10-30 | JINKO SOLAR | JKM320M-60HBL | Solar Panels |  | 0.32 | 21 | 18 | 42 |  | Fixed | Roof
NJSTRE1545384308 | NJSRRE1543477418 | Transition Incentive Program | Kenilworth | 7033 | 10 | 7.56 | Residential | Yes | Behind the Meter | Behind the Meter |  | None | Pro Custom Solar dba Momentum Solar | PSE&G | Eligible for TI Program | 2019-12-04 | 2019-12-06 | 2021-10-30 | Hanwha | Q.Peak DUO BLK-G5 315 | Solar Panels |  | 0.315 | 24 | 262 | 6 |  | Fixed | Roof
NJSTRE1545384312 | NJSRRE1544354981 | Transition Incentive Program | Sewell | 8080 | 15 | 17.67 | Residential | No | Behind the Meter | Net-metered residential rooftop and canopy |  | None | Whitman Construction, LLC | AC Electric | Accepted | 2020-02-05 | 2020-02-07 | 2021-10-30 | Trina Solar | TSM-310DD05A | Solar Panels |  | 0.31 | 5 | 172 | 45 |  | Fixed | Roof
NJSTRE1545384312 | NJSRRE1544354981 | Transition Incentive Program | Sewell | 8080 | 15 | 17.67 | Residential | No | Behind the Meter | Net-metered residential rooftop and canopy |  | None | Whitman Construction, LLC | AC Electric | Accepted | 2020-02-05 | 2020-02-07 | 2021-10-30 | Trina Solar | TSM-310DD05A | Solar Panels |  | 0.31 | 13 | 82 | 33 |  | Fixed | Roof
NJSTRE1545384325 | NJSRRE1543442445 | Transition Incentive Program | Ewing Township | 8638 | 12 | 5.51 | Residential | Yes | Behind the Meter | Behind the Meter |  | None | Sunrun Installation Services, Inc. | PSE&G | Eligible for TI Program | 2019-11-25 | 2019-11-27 | 2021-10-30 | REC Solar | REC290TP2 BLK | Solar Panels |  | 0.29 | 19 | 127 | 23 |  | Fixed | Roof
NJSTRE1545384326 | NJSRRE1544151909 | Transition Incentive Program | Vineland | 8360 | 20 | 8.5 | Residential | Yes | Behind the Meter | Net-metered residential rooftop and canopy |  | None | Castle Energy, LLC | Vineland Muni Electric | Final As-Built Received | 2020-01-09 | 2020-01-14 | 2021-10-30 | SunPower | SPR-E20-327-E-AC | Solar Panels |  | 0.327 | 14 | 273 | 33 |  | Fixed | Roof
NJSTRE1545384331 | NJSRRE1543495782 | Transition Incentive Program | ISELIN | 8830 | 11 | 6.93 | Residential | Yes | Behind the Meter | Net-metered residential rooftop and canopy |  | None | Vivint Solar Developer, LLC | PSE&G | Accepted | 2019-12-06 | 2019-12-10 | 2021-10-30 | HANWHA SOLAR | Q.PEAK BLK-G5 315 | Solar Panels |  | 0.315 | 9 | 179 | 39 |  | Fixed | Roof
NJSTRE1545384228 | NJSRRE1544549854 | Transition Incentive Program | Haledon | 7508 | 6 | 5.12 | Residential | Yes | Behind the Meter | Behind the Meter |  | None | Skyline Solar, LLC | PSE&G | Eligible for TI Program | 2020-02-28 | 2020-03-03 | 2021-10-30 | Hanwha Q-Cells | Q.PEAK DUO-G5 320 | Solar Panels |  | 0.32 | 16 | 138 | 20 |  | Fixed | Roof
NJSTRE1545384238 | NJSRRE1544529865 | Transition Incentive Program | Clementon | 8021 | 14 | 5.03 | Residential | Yes | Behind the Meter | Net-metered residential rooftop and canopy |  | None | Vision Solar LLC | AC Electric | Accepted | 2020-02-25 | 2020-02-27 | 2021-10-30 | lg solar | lg335n1k-v5 | Solar Panels |  | 0.335 | 3 | 176 | 25 |  | Fixed | Roof
NJSTRE1545384239 | NJSRRE1544422875 | Transition Incentive Program | Camden City | 8105 | 14 | 7.52 | Residential | Yes | Behind the Meter | Behind the Meter |  | None | Seabright Solar | PSE&G | Eligible for TI Program | 2020-02-12 | 2020-02-12 | 2021-10-30 | Sunpower | SPR-E20-327 | Solar Panels |  | 0.327 | 7 | 234 | 40 |  | Fixed | Roof
NJSTRE1545384255 | NJSRRE1544309114 | Transition Incentive Program | Moorestown | 8057 | 13 | 14.81 | Residential | Yes | Behind the Meter | Behind the Meter |  | None | Trinity Solar | PSE&G | Eligible for TI Program | 2020-01-27 | 2020-01-30 | 2021-10-30 | HANWHA | Q.PEAK DUO BLK-G5 315 | Solar Panels |  | 0.315 | 7 | 196 | 40 |  | Fixed | Roof
NJSTRE1545384259 | NJSRRE1543434903 | Transition Incentive Program | East Hanover | 7936 | 3 | 16.7 | Residential | Yes | Behind the Meter | Behind the Meter |  | None | Pro Custom Solar dba Momentum Solar | JCP&L | Eligible for TI Program | 2019-11-21 | 2019-11-26 | 2021-10-30 | Hanwha | Q.Peak DUO BLK-G5 315 | Solar Panels |  | 0.315 | 24 | 292 | 23 |  | Fixed | Roof
NJSTRE1545384261 | NJSRRE1544162483 | Transition Incentive Program | PENNSAUKEN | 8109 | 14 | 7.88 | Residential | Yes | Behind the Meter | Net-metered residential rooftop and canopy |  | None | Vivint Solar Developer, LLC | PSE&G | Accepted | 2020-01-13 | 2020-01-16 | 2021-10-30 | Hanwha Solar | Q.PEAK BLK-G5 315 | Solar Panels |  | 0.315 | 6 | 304 | 39 |  | Fixed | Roof
NJSTRE1545384262 | NJSRRE1544343731 | Transition Incentive Program | Vineland | 8360 | 20 | 5.23 | Residential | Yes | Behind the Meter | Net-metered residential rooftop and canopy |  | None | SunnyMac LLC | Vineland Muni Electric | Accepted |  | 2020-02-05 | 2021-10-30 | Sunpower | SPR-E20-327 | Solar Panels |  | 0.327 | 16 | 274 | 34 |  | Fixed | Roof
NJSTRE1545384267 | NJSRRE1544428434 | Transition Incentive Program | EGG HARBOR TOWNSHIP | 8234 | 19 | 6.4 | Residential | Yes | Behind the Meter | Net-metered residential rooftop and canopy |  | None | Vivint Solar Developer, LLC | AC Electric | Accepted | 2020-02-10 | 2020-02-12 | 2021-10-30 | Jinko Solar | JKM320M-60HBL | Solar Panels |  | 0.32 | 20 | 188 | 24 |  | Fixed | Roof
NJSTRE1545384273 | NJSRRE1544152301 | Transition Incentive Program | Pleasantville | 8232 | 19 | 2.62 | Residential | Yes | Behind the Meter | Net-metered residential rooftop and canopy |  | None | Castle Energy, LLC | AC Electric | Accepted | 2020-01-10 | 2020-01-14 | 2021-10-30 | SunPower | SPR-E20-327-E-AC | Solar Panels |  | 0.327 | 8 | 205 | 28 |  | Fixed | Roof
NJSTRE1545384284 | NJSRRE1544431715 | Transition Incentive Program | Totowa | 7512 | 6 | 5.76 | Residential | Yes | Behind the Meter | Net-metered residential rooftop and canopy |  | None | Vivint Solar Developer, LLC | PSE&G | Accepted | 2020-02-12 | 2020-02-14 | 2021-10-30 | JINKO SOLAR | JKM320M-60HBL | Solar Panels |  | 0.32 | 6 | 148 | 19 |  | Fixed | Roof
NJSTRE1545384290 | NJSRRE1543464433 | Transition Incentive Program | East Orange | 7017 | 9 | 4.64 | Residential | Yes | Behind the Meter | Behind the Meter |  | None | Sunrun Installation Services, Inc. | PSE&G | Eligible for TI Program | 2019-12-02 | 2019-12-04 | 2021-10-30 | REC Solar | REC290TP2 BLK | Solar Panels |  | 0.29 | 2 | 198 | 27 |  | Fixed | Roof
NJSTRE1545384296 | NJSRRE1544000925 | Transition Incentive Program | Rutherford | 7070 | 7 | 7.25 | Residential | Yes | Behind the Meter | Net-metered residential rooftop and canopy |  | None | Vision Solar LLC | PSE&G | Accepted | 2020-01-06 | 2020-01-09 | 2021-10-30 | hanwa qcells | qpeak duo-g5 315 | Solar Panels |  | 0.315 | 9 | 37 | 27 |  | Fixed | Roof
NJSTRE1545384296 | NJSRRE1544000925 | Transition Incentive Program | Rutherford | 7070 | 7 | 7.25 | Residential | Yes | Behind the Meter | Net-metered residential rooftop and canopy |  | None | Vision Solar LLC | PSE&G | Accepted | 2020-01-06 | 2020-01-09 | 2021-10-30 | hanwa qcells | qpeak duo-g5 315 | Solar Panels |  | 0.315 | 14 | 217 | 27 |  | Fixed | Roof
NJSTRE1545384236 | NJSRRE1543823289 | Transition Incentive Program | Hammonton | 8037 | 19 | 23.49 | Residential | Yes | Behind the Meter | Behind the Meter |  | None | Sunrun Installation Services, Inc. | AC Electric | Eligible for TI Program | 2019-12-27 | 2020-01-03 | 2021-10-30 | REC Solar | REC290TP2 BLK | Solar Panels |  | 0.29 | 29 | 230 | 23 |  | Fixed | Roof
NJSTRE1545384240 | NJSRRE1544413040 | Transition Incentive Program | Toms River | 8755 | 18 | 19.22 | Residential | No | Behind the Meter | Net-metered residential rooftop and canopy |  | None | Powerlutions | JCP&L | Accepted |  | 2020-02-10 | 2021-10-30 | Trina | TSM-310 DD05A | Solar Panels |  | 0.31 | 18 | 297 | 34 |  | Fixed | Roof
NJSTRE1545384241 | NJSRRE1544309131 | Transition Incentive Program | Trenton | 8619 | 12 | 10.08 | Residential | Yes | Behind the Meter | Net-metered residential rooftop and canopy |  | None | Trinity Solar | PSE&G | Final As-Built Received |  | 2020-01-29 | 2021-10-30 | Hanwha 315 | Q.PEAK DUO BLK-G5 315 | Solar Panels |  | 0.315 | 26 | 119 | 18 |  | Fixed | Roof
NJSTRE1545384247 | NJSRRE1544465686 | Transition Incentive Program | Hamburg | 7419 | 1 | 13.74 | Residential | No | Behind the Meter | Behind the Meter |  | None | Green Power Energy | JCP&L | Eligible for TI Program | 2020-02-17 | 2020-02-19 | 2021-10-30 | LG Electronics | LG335N1K-V5 | Solar Panels |  | 0.335 | 14 | 158 | 30 |  | Fixed | Roof
NJSTRE1545384250 | NJSRRE1543461291 | Transition Incentive Program | Vineland | 8360 | 20 | 7.32 | Residential | No | Behind the Meter | Net-metered residential rooftop and canopy |  | None | Bright Planet Solar | Vineland Muni Electric | Accepted |  | 2019-12-04 | 2021-10-30 | TRINA SOLAR | TSM-DD05A.05(II) 305W | Solar Panels |  | 0.305 | 5 | 275 | 23 |  | Fixed | Roof
NJSTRE1545384251 | NJSRRE1544514304 | Transition Incentive Program | Middlesex | 8846 | 11 | 7.04 | Residential | Yes | Behind the Meter | Behind the Meter |  | None | Skyline Solar, LLC | PSE&G | Eligible for TI Program | 2020-02-21 | 2020-02-25 | 2021-10-30 | Hanwha Q-Cells | Q.PEAK DUO-G5 320 | Solar Panels |  | 0.32 | 22 | 153 | 23 |  | Fixed | Roof
NJSTRE1545384264 | NJSRRE1543478579 | Transition Incentive Program | Plainfield | 7062 | 10 | 4.49 | Residential | Yes | Behind the Meter | Behind the Meter |  | None | Pro Custom Solar dba Momentum Solar | PSE&G | Eligible for TI Program | 2019-12-04 | 2019-12-09 | 2021-10-30 | LG ELECTRONICS | LG 345N1C-V5 | Solar Panels |  | 0.345 | 13 | 126 | 44 |  | Fixed | Roof
NJSTRE1545384265 | NJSRRE1544450793 | Transition Incentive Program | Toms River | 8757 | 18 | 10.24 | Residential | No | Behind the Meter | Behind the Meter |  | None | Solar Specialists of New Jersey LLC | JCP&L | Eligible for TI Program | 2020-02-14 | 2020-02-18 | 2021-10-30 | Canadian Solar | CS1K-20MS | Solar Panels |  | 0.32 | 20 | 257 | 23 |  | Fixed | Roof | House
NJSTRE1545384265 | NJSRRE1544450793 | Transition Incentive Program | Toms River | 8757 | 18 | 10.24 | Residential | No | Behind the Meter | Behind the Meter |  | None | Solar Specialists of New Jersey LLC | JCP&L | Eligible for TI Program | 2020-02-14 | 2020-02-18 | 2021-10-30 | Canadian Solar | CS1K-320MS | Solar Panels |  | 0.32 | 6 | 257 | 14 |  | Fixed | Roof | House
NJSTRE1545384275 | NJSRRE1544000897 | Transition Incentive Program | Union | 7083 | 10 | 5.44 | Residential | Yes | Behind the Meter | Behind the Meter |  | None | Sunrun Installation Services, Inc. | PSE&G | Eligible for TI Program | 2020-01-06 | 2020-01-09 | 2021-10-30 | Hanwha Q-Cells | Q.PEAK DUO-G7 320 | Solar Panels |  | 0.32 | 17 | 228 | 23 |  | Fixed | Roof
NJSTRE1545384281 | NJSRRE1543823886 | Transition Incentive Program | Hillsborough | 8844 | 5 | 7.88 | Residential | Yes | Behind the Meter | Behind the Meter |  | None | Pro Custom Solar dba Momentum Solar | PSE&G | Eligible for TI Program | 2019-12-27 | 2020-01-03 | 2021-10-30 | HANWHA | Q.PEAK DUO BLK-G5 315 | Solar Panels |  | 0.315 | 5 | 161 | 30 |  | Fixed | Roof
NJSTRE1545624325 |  | Transition Incentive Program | BRIDGETON | 8302 | 20 | 26.98 | Residential | Yes | Behind the Meter | Net-metered residential rooftop and canopy |  | None | Vivint Solar Developer, LLC | AC Electric | Accepted | 2020-09-25 | 2020-09-29 | 2021-10-30 | Solar Edge | SE3800H-US | Inverters | 3800 |  | 1 |  |  | 0.992 |  | Outdoor | Near the Utility Meter
NJSTRE1545384257 | NJSRRE1543501545 | Transition Incentive Program | Totowa | 7512 | 6 | 7.88 | Residential | Yes | Behind the Meter | Net-metered residential rooftop and canopy |  | None | Vivint Solar Developer, LLC | PSE&G | Accepted | 2019-12-09 | 2019-12-11 | 2021-10-30 | HANWHA SOLAR | Q.PEAK BLK-G5 315 | Solar Panels |  | 0.315 | 11 | 222 | 31 |  | Fixed | Roof
NJSTRE1545384269 | NJSRRE1544550274 | Transition Incentive Program | LIVINGSTON TWP | 7039 | 9 | 9.45 | Residential | No | Behind the Meter | Net-metered residential rooftop and canopy |  | None | Tesla Energy Operations Inc | PSE&G | Accepted | 2020-02-28 | 2020-03-04 | 2021-10-30 | Hanwha Q CELLS | Q.PEAK DUO BLK-G5/SC315 | Solar Panels |  | 0.315 | 9 | 212 | 30 |  | Fixed | Roof
NJSTRE1545384281 | NJSRRE1543823886 | Transition Incentive Program | Hillsborough | 8844 | 5 | 7.88 | Residential | Yes | Behind the Meter | Behind the Meter |  | None | Pro Custom Solar dba Momentum Solar | PSE&G | Eligible for TI Program | 2019-12-27 | 2020-01-03 | 2021-10-30 | HANWHA | Q.PEAK DUO BLK-G5 315 | Solar Panels |  | 0.315 | 20 | 161 | 30 |  | Fixed | Roof
NJSTRE1545384283 | NJSRRE1544524469 | Transition Incentive Program | Willingboro | 8046 | 13 | 4.83 | Residential | No | Behind the Meter | Behind the Meter |  | None | Sunrun Installation Services, Inc. | PSE&G | Eligible for TI Program | 2020-02-24 | 2020-02-26 | 2021-10-30 | LG Electronics | LG345N1C-V5 | Solar Panels |  | 0.345 | 12 | 180 | 27 |  | Fixed | Roof
NJSTRE1545384289 | NJSRRE1544113887 | Transition Incentive Program | Egg Harbor Township | 8234 | 19 | 11.06 | Residential | No | Behind the Meter | Behind the Meter |  | None | Green Power Energy | AC Electric | Eligible for TI Program | 2020-01-07 | 2020-01-09 | 2021-10-30 | Hanwha | Q-Cells Q.PEAK DUO BLK-G6 335 | Solar Panels |  | 0.335 | 6 | 201 | 30 |  | Fixed | Roof
NJSTRE1545384291 | NJSRRE1544467150 | Transition Incentive Program | Jackson Township | 8527 | 18 | 8.99 | Residential | Yes | Behind the Meter | Behind the Meter |  | None | Sunrun Installation Services, Inc. | JCP&L | Eligible for TI Program | 2020-02-17 | 2020-02-20 | 2021-10-30 | REC Solar | REC310TP2M | Solar Panels |  | 0.31 | 10 | 204 | 45 |  | Fixed | Roof
NJSTRE1545384294 | NJSRRE1544188607 | Transition Incentive Program | Linden | 7036 | 10 | 6.1 | Residential | Yes | Behind the Meter | Net-metered residential rooftop and canopy |  | None | Complete Solar | PSE&G | Final As-Built Received | 2020-02-07 | 2020-02-10 | 2021-10-30 | Hanwha | Q.PEAK G4.1-305 | Solar Panels |  | 0.305 | 20 | 210 | 34 |  | Fixed | Roof
NJSTRE1545384306 | NJSRRE1543425792 | Transition Incentive Program | SOUTH AMBOY | 8879 | 11 | 8.19 | Residential | Yes | Behind the Meter | Net-metered residential rooftop and canopy |  | None | Vivint Solar Developer, LLC | JCP&L | Accepted | 2019-11-26 | 2019-11-26 | 2021-10-30 | HANWHA SOLAR | Q.PEAK BLK-G5 315 | Solar Panels |  | 0.315 | 10 | 61 | 26 |  | Fixed | Roof
NJSTRE1545384309 | NJSRRE1544334745 | Transition Incentive Program | Linwood | 8221 | 19 | 11.22 | Residential | Yes | Behind the Meter | Behind the Meter |  | None | Sunrun Installation Services, Inc. | AC Electric | Eligible for TI Program | 2020-01-30 | 2020-02-04 | 2021-10-30 | LG Electronics | LG330N1C-A5 | Solar Panels |  | 0.33 | 2 | 44 | 34 |  | Fixed | Roof
NJSTRE1545384315 | NJSRRE1544524040 | Transition Incentive Program | Springfield | 8022 | 13 | 12.95 | Residential | No | Behind the Meter | Behind the Meter |  | None | Green Power Energy | PSE&G | Eligible for TI Program | 2020-02-25 | 2020-02-26 | 2021-10-30 | LG Electronics | LG350N1C-V5 | Solar Panels |  | 0.35 | 2 | 200 | 30 |  | Fixed | Roof
NJSTRE1545384324 | NJSRRE1544316862 | Transition Incentive Program | Teaneck | 7666 | 7 | 2.84 | Residential | Yes | Behind the Meter | Behind the Meter |  | None | Trinity Solar | PSE&G | Eligible for TI Program | 2020-01-28 | 2020-01-31 | 2021-10-30 | Hanwha | Q.PEAK DUO BLK-G5 315 | Solar Panels |  | 0.315 | 2 | 296 | 34 |  | Fixed | Roof
NJSTRE1545384327 | NJSRRE1544317284 | Transition Incentive Program | Mount Laurel | 8054 | 13 | 12.92 | Residential | Yes | Behind the Meter | Net-metered residential rooftop and canopy |  | None | Vivint Solar Developer, LLC | PSE&G | Accepted | 2020-01-28 | 2020-01-31 | 2021-10-30 | HANWHA SOLAR | Q.PEAK BLK-G5 315 | Solar Panels |  | 0.315 | 17 | 298 | 21 |  | Fixed | Roof
NJSTRE1545384270 | NJSRRE1544309475 | Transition Incentive Program | Kendall Park | 8824 | 11 | 8.05 | Residential | Yes | Behind the Meter | Behind the Meter |  | None | Pro Custom Solar dba Momentum Solar | PSE&G | Eligible for TI Program | 2020-01-27 | 2020-01-30 | 2021-10-30 | LG ELECTRONICS | LG 350N1C-V5 | Solar Panels |  | 0.35 | 23 | 164 | 16 |  | Fixed | Roof
NJSTRE1545384282 | NJSRRE1544431717 | Transition Incentive Program | Buena | 8310 | 19 | 6.7 | Residential | Yes | Behind the Meter | Net-metered residential rooftop and canopy |  | None | Vision Solar LLC | AC Electric | Accepted | 2020-02-11 | 2020-02-14 | 2021-10-30 | lg solar | lg335n1k-v5 | Solar Panels |  | 0.335 | 20 | 206 | 27 |  | Fixed | Roof
NJSTRE1545384286 | NJSRRE1544456286 | Transition Incentive Program | Berlin | 8009 | 14 | 3.84 | Residential | Yes | Behind the Meter | Behind the Meter |  | None | Skyline Solar, LLC | AC Electric | Eligible for TI Program | 2020-02-14 | 2020-02-18 | 2021-10-30 | Hanwha Q-Cells | Q.PEAK DUO-G5 320 | Solar Panels |  | 0.32 | 12 | 263,83 | 21 |  | Fixed | Roof
NJSTRE1545384287 | NJSRRE1544226241 | Transition Incentive Program | Galloway | 8205 | 19 | 79.7 | Commercial | No | Behind the Meter | Behind the Meter |  | None | Spectacular Solar | AC Electric | Eligible for TI Program | 2020-01-24 | 2020-01-29 | 2021-10-30 | AXITEC | AC-385MH/144S | Solar Panels |  | 0.385 | 43 | 221 | 20 |  | Fixed | Roof
NJSTRE1545384293 | NJSRRE1544469369 | Transition Incentive Program | Watchung | 7069 | 5 | 7.44 | Residential | Yes | Behind the Meter | Behind the Meter |  | None | Sunrun Installation Services, Inc. | PSE&G | Eligible for TI Program | 2020-02-18 | 2020-02-20 | 2021-10-30 | REC Solar | REC310TP2M | Solar Panels |  | 0.31 | 4 | 224 | 34 |  | Fixed | Roof
NJSTRE1545384298 | NJSRRE1544469552 | Transition Incentive Program | Belmar | 7719 | 17 | 7.8 | Residential | No | Behind the Meter | Net-metered residential rooftop and canopy |  | None | Advanced Solar & Energy Solutions, LLC | JCP&L | Final As-Built Received | 2020-02-18 | 2020-02-21 | 2021-10-30 | Trina Solar | TSM-325 | Solar Panels |  | 0.325 | 24 | 200 | 18 |  | Fixed | Roof
NJSTRE1545384304 | NJSRRE1544343827 | Transition Incentive Program | Hackensack | 7601 | 7 | 4.41 | Residential | Yes | Behind the Meter | Net-metered residential rooftop and canopy |  | None | Trinity Solar | PSE&G | Accepted |  | 2020-02-05 | 2021-10-30 | Hanwha | Q.PEAK DUO BLK-G5 315 | Solar Panels |  | 0.315 | 14 | 218 | 34 |  | Fixed | Roof
NJSTRE1545384310 | NJSRRE1544333415 | Transition Incentive Program | Brigantine | 8203 | 19 | 4.96 | Residential | Yes | Behind the Meter | Behind the Meter |  | None | Sunrun Installation Services, Inc. | AC Electric | Eligible for TI Program | 2020-01-30 | 2020-02-03 | 2021-10-30 | REC Solar | REC310TP2M | Solar Panels |  | 0.31 | 5 | 338 | 18 |  | Fixed | Roof
NJSTRE1545628815 |  | Transition Incentive Program | Southampton | 8088 | 13 | 15.36 | Residential | No | Behind the Meter | Net-metered residential ground mount |  | None | Exact Solar | PSE&G | Accepted | 2020-09-25 | 2020-09-25 | 2021-10-30 | Enphase | IQ7 | Inverters | 0.25 |  | 48 |  |  | 0.99 |  | Outdoor | under panels
NJSTRE1545629060 |  | Transition Incentive Program | Lake Hiawatha | 7034 | 3 | 5.44 | Residential | No | Behind the Meter | Net-metered residential rooftop and canopy |  | None | Trinity Solar | JCP&L | Accepted | 2020-09-24 | 2020-09-29 | 2021-10-30 | Solar Edge | SE5000 | Inverters | 5000 |  | 1 |  |  | 0.97 |  | Outside | side of home
NJSTRE1545629071 |  | Transition Incentive Program | LIVINGSTON | 7039 | 9 | 5.53 | Residential | Yes | Behind the Meter | Net-metered residential rooftop and canopy |  | None | Vivint Solar Developer, LLC | PSE&G | Accepted | 2020-09-28 | 2020-09-29 | 2021-10-30 | Solar Edge | SE7600H-US | Inverters | 7600 |  | 1 |  |  | 0.992 |  | Outdoor | Near the Utility Meter
NJSTRE1545629125 |  | Transition Incentive Program | mickleton | 8056 | 15 | 11.2 | Residential | No | Behind the Meter | Net-metered residential rooftop and canopy |  | None | Orbit Energy & Power, LLC | AC Electric | Accepted | 2020-09-24 | 2020-09-29 | 2021-10-30 | enphase | i17-60-2-us | Inverters | 240 |  | 35 |  |  | 0.99 |  | Other | behind panels
NJSTRE1545629305 |  | Transition Incentive Program | North Arlington | 7031 | 7 | 2.8 | Residential | Yes | Behind the Meter | Net-metered residential rooftop and canopy |  | None | Pro Custom Solar dba Momentum Solar | PSE&G | Accepted | 2020-09-24 | 2020-09-29 | 2021-10-30 | Enphase | IQ7Plus-72-2-US | Inverters | 290 |  | 8 |  |  | 0.97 |  | Outdoor | Roof
NJSTRE1545574767 |  | Transition Incentive Program | Port Republic | 8241 | 19 | 7.14 | Residential | No | Behind the Meter | Net-metered residential rooftop and canopy |  | None | Trinity Solar | AC Electric | Accepted | 2020-09-10 | 2020-09-14 | 2021-10-30 | SOLAR EDGE | SE6000H-US | Inverters | 6000 |  | 1 |  |  | 0.97 |  | Outside | SIDE OF HOME
NJSTRE1545574800 |  | Transition Incentive Program | Oakland | 7436 | 7 | 7.48 | Residential | Yes | Behind the Meter | Net-metered residential rooftop and canopy |  | None | Trinity Solar | Orange Rockland Electric | Accepted | 2020-09-10 | 2020-09-14 | 2021-10-30 | SOLAR EDGE | SE6000H-US | Inverters | 6000 |  | 1 |  |  | 0.97 |  | Outside | SIDE OF HOME
NJSTRE1545574910 |  | Transition Incentive Program | MOORESTOWN | 8057 | 13 | 4.88 | Residential | Yes | Behind the Meter | Net-metered residential rooftop and canopy |  | None | Vivint Solar Developer, LLC | PSE&G | Accepted | 2020-09-15 | 2020-09-15 | 2021-10-30 | Solar Edge | SE7600H-US | Inverters | 7600 |  | 1 |  |  | 0.992 |  | Outdoor | Near the Utility Meter
NJSTRE1545574940 |  | Transition Incentive Program | DEPTFORD | 8096 | 15 | 7.8 | Residential | Yes | Behind the Meter | Net-metered residential rooftop and canopy |  | None | Vivint Solar Developer, LLC | PSE&G | Accepted | 2020-09-15 | 2020-09-15 | 2021-10-30 | Solar Edge | SE7600H-US | Inverters | 7600 |  | 1 |  |  | 0.992 |  | Outdoor | Near the Utility Meter
NJSTRE1545574970 |  | Transition Incentive Program | Scotch Plains | 7076 | 10 | 8.54 | Residential | Yes | Behind the Meter | Net-metered residential rooftop and canopy |  | None | Sunrun Installation Services, Inc. | PSE&G | Accepted | 2020-09-10 | 2020-09-15 | 2021-10-30 | Enphase Energy | IQ7-60-x-US (240V) | Inverters | 240 |  | 28 |  |  | 0.96 |  | Outdoor | Rooftop
NJSTRE1545574974 |  | Transition Incentive Program | PLAINFIELD | 7060 | 10 | 4.88 | Residential | Yes | Behind the Meter | Net-metered residential rooftop and canopy |  | None | Vivint Solar Developer, LLC | PSE&G | Accepted | 2020-09-15 | 2020-09-15 | 2021-10-30 | Solar Edge | SE3800H-US | Inverters | 3800 |  | 1 |  |  | 0.992 |  | Outdoor | Near the Utility Meter
NJSTRE1545575123 |  | Transition Incentive Program | RIDGEFIELD | 7657 | 7 | 7.35 | Residential | Yes | Behind the Meter | Net-metered residential rooftop and canopy |  | None | Pro Custom Solar dba Momentum Solar | PSE&G | Accepted | 2020-09-10 | 2020-09-15 | 2021-10-30 | Enphase | IQ7Plus-72-2-US | Inverters | 290 |  | 21 |  |  | 0.97 |  | Outdoor | Roof
NJSTRE1545575366 |  | Transition Incentive Program | Rahway | 7065 | 10 | 4.9 | Residential | Yes | Behind the Meter | Net-metered residential rooftop and canopy |  | None | Pro Custom Solar dba Momentum Solar | PSE&G | Accepted | 2020-09-10 | 2020-09-15 | 2021-10-30 | Enphase | IQ7Plus-72-2-US | Inverters | 290 |  | 14 |  |  | 0.97 |  | Outdoor | Roof
NJSTRE1545575443 |  | Transition Incentive Program | MOORESTOWN | 8057 | 13 | 6.18 | Residential | Yes | Behind the Meter | Net-metered residential rooftop and canopy |  | None | Vivint Solar Developer, LLC | PSE&G | Accepted | 2020-09-15 | 2020-09-17 | 2021-10-30 | Solar Edge | SE7600H-US | Inverters | 7600 |  | 1 |  |  | 0.992 |  | Outdoor | Near the Utility Meter
NJSTRE1545577176 |  | Transition Incentive Program | Medford | 8055 | 13 | 4 | Residential | No | Behind the Meter | Net-metered residential rooftop and canopy |  | None | Raynor Electric | PSE&G | Accepted | 2020-09-11 | 2020-09-21 | 2021-10-30 | Solar Edge | SE3000H-US | Inverters | 3000 |  | 1 |  |  | 0.99 |  | Indoor | garage
NJSTRE1545577297 |  | Transition Incentive Program | Hamilton Twp | 8610 | 12 | 9.9 | Residential | No | Behind the Meter | Net-metered residential rooftop and canopy |  | None | Posigen NJ LLC | PSE&G | Accepted | 2020-09-11 | 2020-09-15 | 2021-10-30 | SolarEdge | SE10000H-US | Inverters | 10000 |  | 1 |  |  | 0.99 |  | Outside | within ten feet of meter
NJSTRE1545577518 |  | Transition Incentive Program | Hainesport Twp | 8036 | 13 | 8.78 | Residential | No | Behind the Meter | Net-metered residential rooftop and canopy |  | None | SunnyMac LLC | PSE&G | Accepted | 2020-09-11 | 2020-09-15 | 2021-10-30 | Solaredge | SE7600H-US | Inverters | 7600 |  | 1 |  |  | 0.99 |  | Outdoor | Next to Meter
NJSTRE1545577410 |  | Transition Incentive Program | WILLINGBORO | 8046 | 13 | 8.45 | Residential | Yes | Behind the Meter | Net-metered residential rooftop and canopy |  | None | Vivint Solar Developer, LLC | PSE&G | Accepted | 2020-09-16 | 2020-09-16 | 2021-10-30 | Solar Edge | SE7600H-US | Inverters | 7600 |  | 1 |  |  | 0.992 |  | Outdoor | Near the Utility Meter
NJSTRE1545624374 |  | Transition Incentive Program | Gillette | 7933 | 3 | 10.25 | Residential | No | Behind the Meter | Net-metered residential rooftop and canopy |  | None | SunPower Corporation, Systems | JCP&L | Accepted | 2020-09-23 | 2020-09-25 | 2021-10-30 | SunPower | SPR-A410-G-AC | Inverters | 349 |  | 25 |  |  | 0.97 |  | Other | under each panel
NJSTRE1545628845 |  | Transition Incentive Program | Lakewood | 8701 | 18 | 15.84 | Residential | No | Behind the Meter | Net-metered residential rooftop and canopy |  | None | Kamtech Solar Solutions | JCP&L | Accepted | 2020-09-24 | 2020-09-25 | 2021-10-30 | SUNPOWER | SUNPOWER ENPHASE 1Q7XS | Inverters | 315 |  | 44 |  |  | 0.96 |  | Other | ROOF TOP
NJSTRE1545628932 |  | Transition Incentive Program | Freehold | 7728 | 17 | 7.4 | Residential | No | Behind the Meter | Net-metered residential rooftop and canopy |  | None | Green Power Energy | JCP&L | Accepted | 2020-09-24 | 2020-09-25 | 2021-10-30 | Enphase Energy | IQ7PLUS-72-2-US | Inverters | 290 |  | 20 |  |  | 0.975 |  | Outside | next to meter
NJSTRE1545628954 |  | Transition Incentive Program | Gibbstown | 8027 | 15 | 11.22 | Residential | Yes | Behind the Meter | Net-metered residential rooftop and canopy |  | None | Trinity Solar | AC Electric | Accepted | 2020-09-24 | 2020-09-25 | 2021-10-30 | Solar Edge | SE10000 | Inverters | 10000 |  | 1 |  |  | 0.97 |  | Outside | side of home
NJSTRE1545628960 |  | Transition Incentive Program | Lakewood | 8701 | 18 | 18.97 | Residential | Yes | Behind the Meter | Net-metered residential rooftop and canopy |  | None | Kamtech Solar Solutions | JCP&L | Accepted | 2020-09-24 | 2020-09-29 | 2021-10-30 | SUNPOWER | SUNPOWER ENPHASE 1Q7XS | Inverters | 315 |  | 58 |  |  | 0.96 |  | Other | roof top
NJSTRE1545629005 |  | Transition Incentive Program | HAZLET | 7730 | 17 | 5.95 | Residential | No | Behind the Meter | Net-metered residential rooftop and canopy |  | None | Infinity Solar Systems | JCP&L | Accepted | 2020-09-24 | 2020-09-25 | 2021-10-30 | ENPHASE | IQ7PLUS-72-X-US | Inverters | 290 |  | 17 |  |  | 0.97 |  | Outside | MICROINVERTERS
NJSTRE1545629176 |  | Transition Incentive Program | Northfield | 8225 | 19 | 10.07 | Residential | Yes | Behind the Meter | Net-metered residential rooftop and canopy |  | None | Sunrun Installation Services, Inc. | AC Electric | Accepted | 2020-09-24 | 2020-09-29 | 2021-10-30 | Enphase Energy | IQ7-60-x-US (240V) | Inverters | 240 |  | 33 |  |  | 0.96 |  | Outdoor | Rooftop
NJSTRE1545629182 |  | Transition Incentive Program | Hazlet | 7730 | 17 | 10.98 | Residential | Yes | Behind the Meter | Net-metered residential rooftop and canopy |  | None | Sunrun Installation Services, Inc. | JCP&L | Accepted | 2020-09-24 | 2020-09-29 | 2021-10-30 | Enphase Energy | IQ7-60-x-US (240V) | Inverters | 240 |  | 36 |  |  | 0.96 |  | Outdoor | Rooftop
NJSTRE1545629237 |  | Transition Incentive Program | Sicklerville | 8081 | 14 | 8.13 | Residential | No | Behind the Meter | Net-metered residential rooftop and canopy |  | None | Skyline Solar LLC | AC Electric | Accepted | 2020-09-24 | 2020-09-29 | 2021-10-30 | Enphase | IQ7 | Inverters | 240 |  | 25 |  |  | 0.99 |  | Outdoor | Under Panels
NJSTRE1545629256 |  | Transition Incentive Program | WILLINGBORO | 8046 | 13 | 5.53 | Residential | Yes | Behind the Meter | Net-metered residential rooftop and canopy |  | None | Vivint Solar Developer, LLC | PSE&G | Accepted | 2020-09-28 | 2020-09-29 | 2021-10-30 | Solar Edge | SE7600H-US | Inverters | 7600 |  | 1 |  |  | 0.992 |  | Outdoor | Near the Utility Meter
NJSTRE1545629316 |  | Transition Incentive Program | BELLEVILLE | 7109 | 9 | 2.6 | Residential | Yes | Behind the Meter | Net-metered residential rooftop and canopy |  | None | Vivint Solar Developer, LLC | PSE&G | Accepted | 2020-09-28 | 2020-09-30 | 2021-10-30 | Solar Edge | SE3800H-US | Inverters | 3800 |  | 1 |  |  | 0.992 |  | Outdoor | Near the Utility Meter
NJSTRE1545629324 |  | Transition Incentive Program | Cherry Hill | 8003 | 14 | 9.52 | Residential | Yes | Behind the Meter | Net-metered residential rooftop and canopy |  | None | Trinity Solar | PSE&G | Accepted | 2020-09-24 | 2020-09-29 | 2021-10-30 | solar edge | SE7600 | Inverters | 7600 |  | 1 |  |  | 0.97 |  | Outside | side of home
NJSTRE1545629513 |  | Transition Incentive Program | Sicklerville | 8081 | 14 | 6.12 | Residential | No | Behind the Meter | Net-metered residential rooftop and canopy |  | None | Trinity Solar | AC Electric | Accepted | 2020-09-24 | 2020-09-29 | 2021-10-30 | Solar Edge | SE5000H-US | Inverters | 5000 |  | 1 |  |  | 0.97 |  | Outside | Side of home
NJSTRE1545384245 | NJSRRE1544469890 | Transition Incentive Program | Flemington | 8822 | 4 | 17.98 | Residential | No | Behind the Meter | Behind the Meter |  | None | Sunrun Installation Services, Inc. | JCP&L | Eligible for TI Program | 2020-02-18 | 2020-02-21 | 2021-10-30 | REC Solar | REC310TP2M | Solar Panels |  | 0.31 | 57 | 175 | 23 |  | Fixed | Roof
NJSTRE1545384246 | NJSRRE1544543627 | Transition Incentive Program | Marlboro | 7751 | 17 | 18.9 | Residential | No | Behind the Meter | Behind the Meter |  | None | Pro Custom Solar dba Momentum Solar | JCP&L | Eligible for TI Program | 2020-02-26 | 2020-03-02 | 2021-10-30 | lg electronics | LG 350N1C-V5 | Solar Panels |  | 0.35 | 54 | 136 | 20 |  | Fixed | Ground
NJSTRE1545384252 | NJSRRE1544546964 | Transition Incentive Program | Bridgeton | 8302 | 20 | 6.37 | Residential | Yes | Behind the Meter | Net-metered residential rooftop and canopy |  | None | Vision Solar LLC | AC Electric | Accepted | 2020-02-27 | 2020-03-03 | 2021-10-30 | lg solar | lg335n1k-v5 | Solar Panels |  | 0.335 | 7 | 290 | 27 |  | Fixed | Roof
NJSTRE1545384255 | NJSRRE1544309114 | Transition Incentive Program | Moorestown | 8057 | 13 | 14.81 | Residential | Yes | Behind the Meter | Behind the Meter |  | None | Trinity Solar | PSE&G | Eligible for TI Program | 2020-01-27 | 2020-01-30 | 2021-10-30 | HANWHA | Q.PEAK DUO BLK-G5 315 | Solar Panels |  | 0.315 | 6 | 196 | 40 |  | Fixed | Roof
NJSTRE1545384255 | NJSRRE1544309114 | Transition Incentive Program | Moorestown | 8057 | 13 | 14.81 | Residential | Yes | Behind the Meter | Behind the Meter |  | None | Trinity Solar | PSE&G | Eligible for TI Program | 2020-01-27 | 2020-01-30 | 2021-10-30 | HANWHA | Q.PEAK DUO BLK-G5 315 | Solar Panels |  | 0.315 | 12 | 196 | 40 |  | Fixed | Roof
NJSTRE1545384261 | NJSRRE1544162483 | Transition Incentive Program | PENNSAUKEN | 8109 | 14 | 7.88 | Residential | Yes | Behind the Meter | Net-metered residential rooftop and canopy |  | None | Vivint Solar Developer, LLC | PSE&G | Accepted | 2020-01-13 | 2020-01-16 | 2021-10-30 | Hanwha Solar | Q.PEAK BLK-G5 315 | Solar Panels |  | 0.315 | 8 | 124 | 40 |  | Fixed | Roof
NJSTRE1545384271 | NJSRRE1543514545 | Transition Incentive Program | Newark | 7107 | 9 | 4.1 | Residential | Yes | Behind the Meter | Net-metered residential rooftop and canopy |  | None | Vision Solar LLC | PSE&G | Accepted | 2020-01-08 | 2020-01-09 | 2021-10-30 | hanwa qcells | q.peak duo-g5 315 | Solar Panels |  | 0.315 | 13 | 202 | 43 |  | Fixed | Roof
NJSTRE1545384272 | NJSRRE1544333454 | Transition Incentive Program | Atlantic City | 8401 | 19 | 5.18 | Residential | Yes | Behind the Meter | Behind the Meter |  | None | Sunrun Installation Services, Inc. | AC Electric | Eligible for TI Program | 2020-01-30 | 2020-02-03 | 2021-10-30 | LG Electronics | LG345N1C-V5 | Solar Panels |  | 0.345 | 9 | 332 | 27 |  | Fixed | Roof
NJSTRE1545384283 | NJSRRE1544524469 | Transition Incentive Program | Willingboro | 8046 | 13 | 4.83 | Residential | No | Behind the Meter | Behind the Meter |  | None | Sunrun Installation Services, Inc. | PSE&G | Eligible for TI Program | 2020-02-24 | 2020-02-26 | 2021-10-30 | LG Electronics | LG345N1C-V5 | Solar Panels |  | 0.345 | 2 | 180 | 18 |  | Fixed | Roof
NJSTRE1545384297 | NJSRRE1544326104 | Transition Incentive Program | Manahawkin | 8050 | 18 | 12.92 | Residential | Yes | Behind the Meter | Net-metered residential rooftop and canopy |  | None | Vivint Solar Developer, LLC | AC Electric | Accepted | 2020-01-29 | 2020-01-31 | 2021-10-30 | HANWHA SOLAR | Q.PEAK BLK-G5 315 | Solar Panels |  | 0.315 | 7 | 245 | 34 |  | Fixed | Roof
NJSTRE1545384297 | NJSRRE1544326104 | Transition Incentive Program | Manahawkin | 8050 | 18 | 12.92 | Residential | Yes | Behind the Meter | Net-metered residential rooftop and canopy |  | None | Vivint Solar Developer, LLC | AC Electric | Accepted | 2020-01-29 | 2020-01-31 | 2021-10-30 | HANWHA SOLAR | Q.PEAK BLK-G5 315 | Solar Panels |  | 0.315 | 20 | 65 | 34 |  | Fixed | Roof
NJSTRE1545384305 | NJSRRE1544120754 | Transition Incentive Program | Hamilton | 8610 | 12 | 6.62 | Residential | Yes | Behind the Meter | Behind the Meter |  | None | Trinity Solar | PSE&G | Eligible for TI Program | 2020-01-07 | 2020-01-10 | 2021-10-30 | Hanwha 315 | Q.PEAK DUO BLK-G5 315 | Solar Panels |  | 0.315 | 7 | 18 | 11 |  | Fixed | Roof
NJSTRE1545384306 | NJSRRE1543425792 | Transition Incentive Program | SOUTH AMBOY | 8879 | 11 | 8.19 | Residential | Yes | Behind the Meter | Net-metered residential rooftop and canopy |  | None | Vivint Solar Developer, LLC | JCP&L | Accepted | 2019-11-26 | 2019-11-26 | 2021-10-30 | HANWHA SOLAR | Q.PEAK BLK-G5 315 | Solar Panels |  | 0.315 | 16 | 241 | 26 |  | Fixed | Roof
NJSTRE1545629309 |  | Transition Incentive Program | Wildwood | 8260 | 21 | 5.78 | Residential | Yes | Behind the Meter | Net-metered residential rooftop and canopy |  | None | Trinity Solar | AC Electric | Accepted | 2020-09-24 | 2020-09-29 | 2021-10-30 | Solar Edge | SE5000 | Inverters | 5000 |  | 1 |  |  | 0.97 |  | Outdoor | side of home
NJSTRE1545629332 |  | Transition Incentive Program | Tuckerton | 8087 | 18 | 3.4 | Residential | Yes | Behind the Meter | Net-metered residential rooftop and canopy |  | None | Trinity Solar | AC Electric | Accepted | 2020-09-24 | 2020-09-29 | 2021-10-30 | Solar Edge | SE3000 | Inverters | 3000 |  | 1 |  |  | 0.97 |  | Outside | side of home
NJSTRE1545629330 |  | Transition Incentive Program | Lodi Boro | 7644 | 7 | 5.27 | Residential | Yes | Behind the Meter | Net-metered residential rooftop and canopy |  | None | Bright Planet Solar | PSE&G | Accepted | 2020-09-24 | 2020-09-29 | 2021-10-30 | SOLAR EDGE | SE5000H-USRGM | Inverters | 5000 |  | 1 |  |  | 0.98 |  | Outdoor | OUTSIDE
NJSTRE1545629373 |  | Transition Incentive Program | Paterson City | 7524 | 6 | 4.34 | Residential | Yes | Behind the Meter | Net-metered residential rooftop and canopy |  | None | Bright Planet Solar | PSE&G | Accepted | 2020-09-24 | 2020-09-29 | 2021-10-30 | SOLAR EDGE | SE3800H-USRGM | Inverters | 3800 |  | 1 |  |  | 0.98 |  | Outdoor | OUTSIDE
NJSTRE1545629385 |  | Transition Incentive Program | HOWELL | 7731 | 17 | 8.71 | Residential | Yes | Behind the Meter | Net-metered residential rooftop and canopy |  | None | Vision Solar LLC | JCP&L | Accepted | 2020-09-24 | 2020-09-29 | 2021-10-30 | ENPHASE | IQ7-60-2-US | Inverters | 0.24 |  | 26 |  |  | 0.96 |  | Other | BEHIND EACH PANEL
NJSTRE1545629400 |  | Transition Incentive Program | Bound Brook | 8805 | 5 | 4.2 | Residential | Yes | Behind the Meter | Net-metered residential rooftop and canopy |  | None | Pro Custom Solar dba Momentum Solar | PSE&G | Accepted | 2020-09-24 | 2020-09-29 | 2021-10-30 | Enphase | IQ7Plus-72-2-US | Inverters | 290 |  | 12 |  |  | 0.97 |  | Outdoor | Roof
NJSTRE1545629399 |  | Transition Incentive Program | Barngat | 8005 | 18 | 9.28 | Residential | No | Behind the Meter | Net-metered residential rooftop and canopy |  | None | New Jersey Clean Energy Solutions | JCP&L | Final As-Built Received | 2020-09-25 | 2020-09-29 | 2021-10-30 | Enphase | IQ7 | Inverters | 240 |  | 29 |  |  | 0.97 |  | Outdoor | Roof
NJSTRE1545629894 |  | Transition Incentive Program | BRICK | 8723 | 18 | 19.2 | Residential | Yes | Behind the Meter | Net-metered residential rooftop and canopy |  | None | Vivint Solar Developer, LLC | JCP&L | Accepted | 2020-09-28 | 2020-09-29 | 2021-10-30 | Solar Edge | SE7600H-US | Inverters | 7600 |  | 2 |  |  | 0.992 |  | Outdoor | Near the Utility Meter
NJSTRE1545629982 |  | Transition Incentive Program | Morganville | 7751 | 17 | 9.18 | Residential | No | Behind the Meter | Net-metered residential rooftop and canopy |  | None | NJ Solar Power, LLC | JCP&L | Accepted | 2020-09-24 | 2020-09-29 | 2021-10-30 | solaredge | Se7600H-US | Inverters | 7600 |  | 1 |  |  | 0.99 |  | Outdoor | garage
NJSTRE1545633915 |  | Transition Incentive Program | Nutley Town | 7110 | 9 | 7.2 | Residential | No | Behind the Meter | Net-metered residential rooftop and canopy |  | None | Green Power Energy | PSE&G | Accepted | 2020-09-25 | 2020-09-29 | 2021-10-30 | Enphase Energy | IQ7PLUS-72-2-US | Inverters | 290 |  | 20 |  |  | 0.975 |  | Outside | next to meter
NJSTRE1545633943 |  | Transition Incentive Program | Glassboro | 8028 | 15 | 6.12 | Residential | Yes | Behind the Meter | Net-metered residential rooftop and canopy |  | None | Trinity Solar | AC Electric | Accepted | 2020-09-25 | 2020-09-29 | 2021-10-30 | Solar Edge | SE5000 | Inverters | 5000 |  | 1 |  |  | 0.97 |  | Outside | side of home
NJSTRE1545633953 |  | Transition Incentive Program | Sewell | 8080 | 15 | 12.68 | Residential | No | Behind the Meter | Net-metered residential rooftop and canopy |  | None | Impact Solar LLC | AC Electric | Accepted | 2020-09-25 | 2020-09-29 | 2021-10-30 | Solaredge | SE11400H-US | Inverters | 11400 |  | 1 |  |  | 0.96 |  | Indoor | garage
NJSTRE1545633929 |  | Transition Incentive Program | Lakewood | 8701 | 18 | 10.79 | Residential | Yes | Behind the Meter | Net-metered residential rooftop and canopy |  | None | Kamtech Solar Solutions | JCP&L | Accepted | 2020-09-25 | 2020-09-29 | 2021-10-30 | SUNPOWER ENPHASE | SUNPOWER ENPHASE 1Q7XS | Inverters | 315 |  | 33 |  |  | 0.96 |  | Other | roof top
NJSTRE1545384266 | NJSRRE1544422926 | Transition Incentive Program | Plainfield | 7063 | 10 | 7.25 | Residential | Yes | Behind the Meter | Behind the Meter |  | None | Trinity Solar | PSE&G | Eligible for TI Program | 2020-02-10 | 2020-02-12 | 2021-10-30 | Hanwha | Q.PEAK DUO BLK-G5 315 | Solar Panels |  | 0.315 | 23 | 179 | 27 |  | Fixed | Roof
NJSTRE1545384269 | NJSRRE1544550274 | Transition Incentive Program | LIVINGSTON TWP | 7039 | 9 | 9.45 | Residential | No | Behind the Meter | Net-metered residential rooftop and canopy |  | None | Tesla Energy Operations Inc | PSE&G | Accepted | 2020-02-28 | 2020-03-04 | 2021-10-30 | Hanwha Q CELLS | Q.PEAK DUO BLK-G5/SC315 | Solar Panels |  | 0.315 | 11 | 121 | 30 |  | Fixed | Roof
NJSTRE1545629276 |  | Transition Incentive Program | Bordentown | 8505 | 13 | 8.24 | Residential | Yes | Behind the Meter | Net-metered residential rooftop and canopy |  | None | Sunrun Installation Services, Inc. | PSE&G | Accepted | 2020-09-24 | 2020-09-29 | 2021-10-30 | Enphase Energy | IQ7-60-x-US (240V) | Inverters | 240 |  | 27 |  |  | 0.96 |  | Outdoor | Rooftop
NJSTRE1545629323 |  | Transition Incentive Program | Woodbury | 8096 | 15 | 6.21 | Residential | Yes | Behind the Meter | Net-metered residential rooftop and canopy |  | None | Sunrun Installation Services, Inc. | PSE&G | Accepted | 2020-09-24 | 2020-09-29 | 2021-10-30 | Enphase Energy | IQ7PLUS-72-x-US (240V) | Inverters | 290 |  | 18 |  |  | 0.96 |  | Outdoor | Rooftop
NJSTRE1545629357 |  | Transition Incentive Program | Budd Lake | 7828 | 3 | 16.32 | Residential | Yes | Behind the Meter | Net-metered residential rooftop and canopy |  | None | Tesla Energy Operations Inc. | JCP&L | Accepted | 2020-09-24 | 2020-09-29 | 2021-10-30 | SolarEdge Technologies | SE7600H-US [240V] | Inverters | 7600 |  | 2 |  |  | 0.99 |  | Outside | Outside
NJSTRE1545629362 |  | Transition Incentive Program | Delran | 8075 | 13 | 7.48 | Residential | Yes | Behind the Meter | Net-metered residential rooftop and canopy |  | None | Trinity Solar | PSE&G | Accepted | 2020-09-24 | 2020-09-29 | 2021-10-30 | Solar Edge | SE6000H-US | Inverters | 6000 |  | 1 |  |  | 0.97 |  | Outside | side of home
NJSTRE1545629371 |  | Transition Incentive Program | Millville | 8332 | 20 | 8.84 | Residential | Yes | Behind the Meter | Net-metered residential rooftop and canopy |  | None | Castle Energy, LLC | AC Electric | Accepted | 2020-09-24 | 2020-09-29 | 2021-10-30 | Enphase Energy | IQ7-60-2-US | Inverters | 240 |  | 26 |  |  | 0.967 |  | Outdoor | on the rooftop under each solar panel
NJSTRE1545629378 |  | Transition Incentive Program | Ventnor City | 8406 | 19 | 10.85 | Residential | Yes | Behind the Meter | Net-metered residential rooftop and canopy |  | None | Pro Custom Solar dba Momentum Solar | AC Electric | Accepted | 2020-09-24 | 2020-09-29 | 2021-10-30 | Enphase | IQ7Plus-72-2-US | Inverters | 290 |  | 31 |  |  | 0.97 |  | Outdoor | Roof
NJSTRE1545630007 |  | Transition Incentive Program | RIO GRANDE | 8242 | 21 | 7.48 | Residential | Yes | Behind the Meter | Net-metered residential rooftop and canopy |  | None | Vivint Solar Developer, LLC | AC Electric | Accepted | 2020-09-29 | 2020-09-29 | 2021-10-30 | Solar Edge | SE7600H-US | Inverters | 7600 |  | 1 |  |  | 0.992 |  | Outdoor | Near the Utility Meter
NJSTRE1545631139 |  | Transition Incentive Program | Margate City | 8402 | 19 | 2.94 | Residential | Yes | Behind the Meter | Net-metered residential rooftop and canopy |  | None | Seabright Solar | AC Electric | Accepted | 2020-09-24 | 2020-09-29 | 2021-10-30 | Enphase | IQ7XS-96-ACM-US | Inverters | 0.315 |  | 9 |  |  | 0.99 |  | Outside | Roof
NJSTRE1545631142 |  | Transition Incentive Program | Logan Township | 8085 | 15 | 7.82 | Residential | No | Behind the Meter | Net-metered residential rooftop and canopy |  | None | NJ Solar Power, LLC | AC Electric | Accepted | 2020-09-24 | 2020-09-29 | 2021-10-30 | solaredge | SE7600H-US | Inverters | 7600 |  | 1 |  |  | 0.99 |  | Outdoor | garage
NJSTRE1545631146 |  | Transition Incentive Program | PENNSAUKEN | 8109 | 14 | 7.36 | Residential | Yes | Behind the Meter | Net-metered residential rooftop and canopy |  | None | Vivint Solar Developer, LLC | PSE&G | Accepted | 2020-09-25 | 2020-09-29 | 2021-10-30 | Solar Edge | SE7600H-US | Inverters | 7600 |  | 1 |  |  | 0.992 |  | Outdoor | Near the Utility Meter
NJSTRE1545633865 |  | Transition Incentive Program | Salem | 8079 | 16 | 5.28 | Residential | No | Behind the Meter | Net-metered residential rooftop and canopy |  | None | Posigen NJ LLC | AC Electric | Accepted | 2020-09-25 | 2020-09-29 | 2021-10-30 | SolarEdge | SE6000H-US | Inverters | 6000 |  | 1 |  |  | 0.99 |  | Outside | within ten feet of meter
NJSTRE1545384309 | NJSRRE1544334745 | Transition Incentive Program | Linwood | 8221 | 19 | 11.22 | Residential | Yes | Behind the Meter | Behind the Meter |  | None | Sunrun Installation Services, Inc. | AC Electric | Eligible for TI Program | 2020-01-30 | 2020-02-04 | 2021-10-30 | LG Electronics | LG330N1C-A5 | Solar Panels |  | 0.33 | 32 | 224 | 34 |  | Fixed | Roof
NJSTRE1545384315 | NJSRRE1544524040 | Transition Incentive Program | Springfield | 8022 | 13 | 12.95 | Residential | No | Behind the Meter | Behind the Meter |  | None | Green Power Energy | PSE&G | Eligible for TI Program | 2020-02-25 | 2020-02-26 | 2021-10-30 | LG Electronics | LG350N1C-V5 | Solar Panels |  | 0.35 | 16 | 112 | 27 |  | Fixed | Roof
NJSTRE1545384315 | NJSRRE1544524040 | Transition Incentive Program | Springfield | 8022 | 13 | 12.95 | Residential | No | Behind the Meter | Behind the Meter |  | None | Green Power Energy | PSE&G | Eligible for TI Program | 2020-02-25 | 2020-02-26 | 2021-10-30 | LG Electronics | LG350N1C-V5 | Solar Panels |  | 0.35 | 4 | 201 | 27 |  | Fixed | Roof
NJSTRE1545384317 | NJSRRE1544354830 | Transition Incentive Program | WILLINGBORO | 8046 | 13 | 4.73 | Residential | Yes | Behind the Meter | Net-metered residential rooftop and canopy |  | None | Vivint Solar Developer, LLC | PSE&G | Accepted | 2020-02-05 | 2020-02-07 | 2021-10-30 | Hanwha Solar | Q.PEAK BLK-G5 315 | Solar Panels |  | 0.315 | 2 | 179 | 18 |  | Fixed | Roof
NJSTRE1545384323 | NJSRRE1543433874 | Transition Incentive Program | Moorestown | 8057 | 13 | 7.25 | Residential | Yes | Behind the Meter | Behind the Meter |  | None | Pro Custom Solar dba Momentum Solar | PSE&G | Eligible for TI Program | 2019-11-21 | 2019-11-25 | 2021-10-30 | LG Electronics | LG 345N1C-V5 | Solar Panels |  | 0.345 | 4 | 58 | 45 |  | Fixed | Roof
NJSTRE1545384324 | NJSRRE1544316862 | Transition Incentive Program | Teaneck | 7666 | 7 | 2.84 | Residential | Yes | Behind the Meter | Behind the Meter |  | None | Trinity Solar | PSE&G | Eligible for TI Program | 2020-01-28 | 2020-01-31 | 2021-10-30 | Hanwha | Q.PEAK DUO BLK-G5 315 | Solar Panels |  | 0.315 | 7 | 116 | 34 |  | Fixed | Roof
NJSTRE1545384326 | NJSRRE1544151909 | Transition Incentive Program | Vineland | 8360 | 20 | 8.5 | Residential | Yes | Behind the Meter | Net-metered residential rooftop and canopy |  | None | Castle Energy, LLC | Vineland Muni Electric | Final As-Built Received | 2020-01-09 | 2020-01-14 | 2021-10-30 | SunPower | SPR-E20-327-E-AC | Solar Panels |  | 0.327 | 12 | 93 | 34 |  | Fixed | Roof
NJSTRE1545384327 | NJSRRE1544317284 | Transition Incentive Program | Mount Laurel | 8054 | 13 | 12.92 | Residential | Yes | Behind the Meter | Net-metered residential rooftop and canopy |  | None | Vivint Solar Developer, LLC | PSE&G | Accepted | 2020-01-28 | 2020-01-31 | 2021-10-30 | HANWHA SOLAR | Q.PEAK BLK-G5 315 | Solar Panels |  | 0.315 | 24 | 118 | 21 |  | Fixed | Roof
NJSTRE1545384335 | NJSRRE1543891895 | Transition Incentive Program | OCEAN CITY | 8226 | 21 | 3.78 | Residential | No | Behind the Meter | Net-metered residential rooftop and canopy |  | None | Vivint Solar Developer, LLC | AC Electric | Accepted | 2020-01-03 | 2020-01-07 | 2021-10-30 | Hanwha Solar | Q.PEAK BLK-G5 315 | Solar Panels |  | 0.315 | 12 | 133 | 34 |  | Fixed | Roof
NJSTRE1545629167 |  | Transition Incentive Program | Pennsauken Township | 8110 | 14 | 8.16 | Residential | Yes | Behind the Meter | Net-metered residential rooftop and canopy |  | None | Castle Energy, LLC | PSE&G | Accepted | 2020-09-24 | 2020-09-29 | 2021-10-30 | Enphase Energy | IQ7-60-2-US | Inverters | 240 |  | 24 |  |  | 0.967 |  | Outdoor | on the rooftop under each solar panel
NJSTRE1545629252 |  | Transition Incentive Program | Parsippany-Troy Hills | 7054 | 3 | 10.37 | Residential | Yes | Behind the Meter | Net-metered residential rooftop and canopy |  | None | Sunrun Installation Services, Inc. | JCP&L | Accepted | 2020-09-24 | 2020-09-29 | 2021-10-30 | Enphase Energy | IQ7-60-x-US (240V) | Inverters | 240 |  | 34 |  |  | 0.96 |  | Outdoor | Rooftop
NJSTRE1545629280 |  | Transition Incentive Program | TEANECK | 7666 | 7 | 3.9 | Residential | Yes | Behind the Meter | Net-metered residential rooftop and canopy |  | None | Vivint Solar Developer, LLC | PSE&G | Accepted | 2020-09-28 | 2020-09-29 | 2021-10-30 | Solar Edge | SE3800H-US | Inverters | 3800 |  | 1 |  |  | 0.992 |  | Outdoor | Near the Utility Meter
NJSTRE1545577819 |  | Transition Incentive Program | Clifton | 7011 | 6 | 3.66 | Residential | Yes | Behind the Meter | Net-metered residential rooftop and canopy |  | None | Sunrun Installation Services, Inc. | PSE&G | Accepted | 2020-09-11 | 2020-09-15 | 2021-10-30 | Enphase Energy | IQ7-60-x-US (240V) | Inverters | 240 |  | 12 |  |  | 0.96 |  | Outdoor | Rooftop
NJSTRE1545577944 |  | Transition Incentive Program | Vineland | 8361 | 20 | 13.4 | Residential | Yes | Behind the Meter | Net-metered residential rooftop and canopy |  | None | Vision Solar LLC | Vineland Muni Electric | Accepted | 2020-09-11 | 2020-09-15 | 2021-10-30 | ENPHASE | IQ7-60-2-US | Inverters | 0.24 |  | 40 |  |  | 0.96 |  | Other | BEHIND EACH PANEL
NJSTRE1545383393 | NJSRRE1542447357 | Transition Incentive Program | Brick Township | 8724 | 18 | 18.29 | Residential | No | Behind the Meter | Behind the Meter |  | None | Green Power Energy | JCP&L | Eligible for TI Program | 2019-09-27 | 2019-10-01 | 2021-10-30 | Silfab | SLA-M 310 | Solar Panels |  | 0.31 | 10 | 11 | 18 |  | Fixed | Roof
NJSTRE1545383399 | NJSRRE1542445143 | Transition Incentive Program | NEWARK | 7104 | 9 | 6.4 | Residential | No | Behind the Meter | Behind the Meter |  | None | Infinity Solar Systems | PSE&G | Eligible for TI Program | 2019-09-26 | 2019-09-30 | 2021-10-30 | LG | LG-320-N1K-V5 | Solar Panels |  | 0.32 | 16 | 111 | 45 |  | Fixed | Roof
NJSTRE1545383401 | NJSRRE1542498609 | Transition Incentive Program | GREEN BROOK | 8812 | 11 | 11.66 | Residential | Yes | Behind the Meter | Net-metered residential rooftop and canopy |  | None | Vivint Solar Developer, LLC | PSE&G | Accepted | 2019-10-03 | 2019-10-04 | 2021-10-30 | Hanwha | Q.PEAK DUO BLK-G5 315w | Solar Panels |  | 0.315 | 3 | 143 | 36 |  | Fixed | Roof
NJSTRE1545383406 | NJSRRE1542430747 | Transition Incentive Program | North Bergen | 7047 | 8 | 12.29 | Residential | No | Behind the Meter | Net-metered residential rooftop and canopy |  | None | Suntuity Solar LLC | PSE&G | Accepted | 2019-09-24 | 2019-09-25 | 2021-10-30 | Yingli Green Energy | YL315D-30b | Solar Panels |  | 0.315 | 2 | 299 | 19 |  | Fixed | Roof
NJSTRE1545383411 | NJSRRE1542562044 | Transition Incentive Program | Trenton City | 8618 | 12 | 3.84 | Residential | Yes | Behind the Meter | Behind the Meter |  | None | Skyline Solar, LLC | PSE&G | Eligible for TI Program | 2019-10-21 | 2019-10-23 | 2021-10-30 | Hanwha Q-Cells | Q.PEAK DUO-G5 320 | Solar Panels |  | 0.32 | 12 | 278,98 | 30 |  | Fixed | Roof
NJSTRE1545383413 | NJSRRE1542575025 | Transition Incentive Program | Teaneck TWP | 7666 | 7 | 7.19 | Residential | No | Behind the Meter | Net-metered residential rooftop and canopy |  | None | SunPower Capital LLC | PSE&G | Accepted | 2019-10-22 | 2019-10-24 | 2021-10-30 | SUNPOWER | E20-327-E-AC | Solar Panels |  | 0.327 | 12 | 292 | 32 |  | Fixed | Roof
NJSTRE1545383420 | NJSRRE1542884270 | Transition Incentive Program | RAHWAY | 7065 | 10 | 3.78 | Residential | Yes | Behind the Meter | Net-metered residential rooftop and canopy |  | None | Vivint Solar Developer, LLC | PSE&G | Accepted | 2019-11-01 | 2019-11-05 | 2021-10-30 | HANWHA SOLAR | Q.PEAK BLK-G5 315 | Solar Panels |  | 0.315 | 12 | 311 | 17 |  | Fixed | Roof
NJSTRE1545383426 | NJSRRE1542461205 | Transition Incentive Program | Wenonah | 8090 | 15 | 10.71 | Residential | Yes | Behind the Meter | Net-metered residential rooftop and canopy |  | None | Trinity Solar | PSE&G | Final As-Built Received | 2019-09-30 | 2019-10-02 | 2021-10-30 | Hanwha 315 | Q.PEAK DUO BLK-G5 315 | Solar Panels |  | 0.315 | 9 | 143 | 11 |  | Fixed | Roof
NJSTRE1545383428 | NJSRRE1542528198 | Transition Incentive Program | Holmdel | 7733 | 17 | 21.11 | Residential | No | Behind the Meter | Behind the Meter |  | None | Pro Custom Solar dba Momentum Solar | JCP&L | Eligible for TI Program | 2019-10-11 | 2019-10-15 | 2021-10-30 | HANWHA | Q.PEAK DUO BLK-G5 315 | Solar Panels |  | 0.315 | 8 | 150 | 35 |  | Fixed | Roof
NJSTRE1545383432 | NJSRRE1542429006 | Transition Incentive Program | ROSELLE | 7203 | 10 | 9.45 | Residential | Yes | Behind the Meter | Net-metered residential rooftop and canopy |  | None | Vivint Solar Developer, LLC | PSE&G | Accepted | 2019-09-24 | 2019-09-25 | 2021-10-30 | HANWHA SOLAR | Q.PEAK BLK-G5 315 | Solar Panels |  | 0.315 | 18 | 44 | 43 |  | Fixed | Roof
NJSTRE1545629832 |  | Transition Incentive Program | Port Republic | 8241 | 19 | 9.92 | Residential | Yes | Behind the Meter | Net-metered residential rooftop and canopy |  | None | Sun Up Zero Down | AC Electric | Accepted | 2020-09-24 | 2020-09-29 | 2021-10-30 | enphase | IQ7-60-2-US | Inverters | 240 |  | 31 |  |  | 0.976 |  | Outside | behind panel
NJSTRE1545629961 |  | Transition Incentive Program | LIVINGSTON | 7039 | 9 | 8.45 | Residential | Yes | Behind the Meter | Net-metered residential rooftop and canopy |  | None | Vivint Solar Developer, LLC | PSE&G | Accepted | 2020-09-30 | 2020-09-30 | 2021-10-30 | Solar Edge | SE7600H-US | Inverters | 7600 |  | 1 |  |  | 0.992 |  | Outdoor | Near the Utility Meter
NJSTRE1545634138 |  | Transition Incentive Program | Willingboro | 8046 | 13 | 9.1 | Residential | Yes | Behind the Meter | Net-metered residential rooftop and canopy |  | None | EMT Renewables | PSE&G | Accepted | 2020-09-25 | 2020-09-29 | 2021-10-30 | Enphase | IQ7+-72-2-US | Inverters | 290 |  | 28 |  |  | 0.97 |  | Outside | under panels
NJSTRE1545634397 |  | Transition Incentive Program | Marlton | 8053 | 13 | 9.52 | Residential | Yes | Behind the Meter | Net-metered residential rooftop and canopy |  | None | Trinity Solar | PSE&G | Accepted | 2020-09-25 | 2020-09-29 | 2021-10-30 | Solar Edge | SE7600H-US | Inverters | 7600 |  | 1 |  |  | 0.97 |  | Outside | side of home
NJSTRE1545384287 | NJSRRE1544226241 | Transition Incentive Program | Galloway | 8205 | 19 | 79.7 | Commercial | No | Behind the Meter | Behind the Meter |  | None | Spectacular Solar | AC Electric | Eligible for TI Program | 2020-01-24 | 2020-01-29 | 2021-10-30 | AXITEC | AC-385MH/144S | Solar Panels |  | 0.385 | 164 | 131 | 20 |  | Fixed | Roof
NJSTRE1545384293 | NJSRRE1544469369 | Transition Incentive Program | Watchung | 7069 | 5 | 7.44 | Residential | Yes | Behind the Meter | Behind the Meter |  | None | Sunrun Installation Services, Inc. | PSE&G | Eligible for TI Program | 2020-02-18 | 2020-02-20 | 2021-10-30 | REC Solar | REC310TP2M | Solar Panels |  | 0.31 | 20 | 135 | 10 |  | Fixed | Roof
NJSTRE1545384299 | NJSRRE1544326276 | Transition Incentive Program | Englewood | 7631 | 7 | 6.51 | Residential | Yes | Behind the Meter | Behind the Meter |  | None | Sunrun Installation Services, Inc. | PSE&G | Eligible for TI Program | 2020-01-29 | 2020-01-31 | 2021-10-30 | REC Solar | REC310TP2M | Solar Panels |  | 0.31 | 9 | 206 | 14 |  | Fixed | Roof
NJSTRE1545384303 | NJSRRE1544529758 | Transition Incentive Program | Caldwell | 7006 | 9 | 20.1 | Residential | No | Behind the Meter | Net-metered residential rooftop and canopy |  | None | Green Power Energy | PSE&G | Final As-Built Received |  | 2020-02-27 | 2021-10-30 | LG Electronics | LG335N1K-V5 | Solar Panels |  | 0.335 | 60 | 220 | 20 |  | Fixed | Roof
NJSTRE1545384305 | NJSRRE1544120754 | Transition Incentive Program | Hamilton | 8610 | 12 | 6.62 | Residential | Yes | Behind the Meter | Behind the Meter |  | None | Trinity Solar | PSE&G | Eligible for TI Program | 2020-01-07 | 2020-01-10 | 2021-10-30 | Hanwha 315 | Q.PEAK DUO BLK-G5 315 | Solar Panels |  | 0.315 | 14 | 198 | 40 |  | Fixed | Roof
NJSTRE1545384310 | NJSRRE1544333415 | Transition Incentive Program | Brigantine | 8203 | 19 | 4.96 | Residential | Yes | Behind the Meter | Behind the Meter |  | None | Sunrun Installation Services, Inc. | AC Electric | Eligible for TI Program | 2020-01-30 | 2020-02-03 | 2021-10-30 | REC Solar | REC310TP2M | Solar Panels |  | 0.31 | 11 | 158 | 18 |  | Fixed | Roof
NJSTRE1545384317 | NJSRRE1544354830 | Transition Incentive Program | WILLINGBORO | 8046 | 13 | 4.73 | Residential | Yes | Behind the Meter | Net-metered residential rooftop and canopy |  | None | Vivint Solar Developer, LLC | PSE&G | Accepted | 2020-02-05 | 2020-02-07 | 2021-10-30 | Hanwha Solar | Q.PEAK BLK-G5 315 | Solar Panels |  | 0.315 | 9 | 359 | 18 |  | Fixed | Roof
NJSTRE1545384318 | NJSRRE1543426154 | Transition Incentive Program | Budd Lake | 7828 | 3 | 7.94 | Residential | Yes | Behind the Meter | Behind the Meter |  | None | Sunrun Installation Services, Inc. | JCP&L | Eligible for TI Program | 2019-11-20 | 2019-11-25 | 2021-10-30 | LG Electronics | LG345N1C-V5 | Solar Panels |  | 0.345 | 16 | 276 | 40 |  | Fixed | Roof
NJSTRE1545384323 | NJSRRE1543433874 | Transition Incentive Program | Moorestown | 8057 | 13 | 7.25 | Residential | Yes | Behind the Meter | Behind the Meter |  | None | Pro Custom Solar dba Momentum Solar | PSE&G | Eligible for TI Program | 2019-11-21 | 2019-11-25 | 2021-10-30 | LG Electronics | LG 345N1C-V5 | Solar Panels |  | 0.345 | 13 | 238 | 45 |  | Fixed | Roof
NJSTRE1545629335 |  | Transition Incentive Program | Camden | 8105 | 14 | 4.02 | Residential | Yes | Behind the Meter | Net-metered residential rooftop and canopy |  | None | Castle Energy, LLC | PSE&G | Accepted | 2020-09-24 | 2020-09-29 | 2021-10-30 | Enphase Energy | IQ7PLUS-72-2-US | Inverters | 290 |  | 11 |  |  | 0.967 |  | Outdoor | on the rooftop under each solar panel
NJSTRE1545629268 |  | Transition Incentive Program | Tinton Falls | 7724 | 17 | 12.92 | Residential | No | Behind the Meter | Net-metered residential rooftop and canopy |  | None | Green Sun Energy Services, LLC | JCP&L | Accepted | 2020-09-24 | 2020-09-29 | 2021-10-30 | SolarEdge | SE11400H-US000NNC2 | Inverters | 11400 |  | 1 |  |  | 0.99 |  | Other | Outdoors (Next to Meter)
NJSTRE1545629355 |  | Transition Incentive Program | Dover | 7801 | 3 | 5.25 | Residential | Yes | Behind the Meter | Net-metered residential rooftop and canopy |  | None | Pro Custom Solar dba Momentum Solar | JCP&L | Accepted | 2020-09-24 | 2020-09-29 | 2021-10-30 | Enphase | IQ7Plus-72-2-US | Inverters | 290 |  | 15 |  |  | 0.97 |  | Outdoor | Roof
NJSTRE1545629838 |  | Transition Incentive Program | Glassboro | 8028 | 15 | 9.52 | Residential | No | Behind the Meter | Net-metered residential rooftop and canopy |  | None | NJ Solar Power, LLC | AC Electric | Accepted | 2020-09-24 | 2020-09-29 | 2021-10-30 | solaredge | SE7600H-US | Inverters | 7600 |  | 1 |  |  | 0.99 |  | Outdoor | garage
NJSTRE1545630203 |  | Transition Incentive Program | Linwood | 8221 | 19 | 15.28 | Residential | No | Behind the Meter | Net-metered residential rooftop and canopy |  | None | Sun Up Zero Down | AC Electric | Accepted | 2020-09-25 | 2020-09-30 | 2021-10-30 | solaredge | SE11400H-US | Inverters | 11400 |  | 1 |  |  | 0.98 |  | Outdoor | next to utility meter
NJSTRE1545630689 |  | Transition Incentive Program | SUCCASUNNA | 7876 | 3 | 7.36 | Residential | No | Behind the Meter | Net-metered residential rooftop and canopy |  | None | Vivint Solar Developer, LLC | JCP&L | Accepted | 2020-09-29 | 2020-09-29 | 2021-10-30 | Solar Edge | SE7600H-US | Inverters | 7600 |  | 1 |  |  | 0.992 |  | Outdoor | Near the Utility Meter
NJSTRE1545631138 |  | Transition Incentive Program | RUNNEMEDE | 8078 | 14 | 5.76 | Residential | Yes | Behind the Meter | Net-metered residential rooftop and canopy |  | None | Vivint Solar Developer, LLC | PSE&G | Accepted | 2020-09-29 | 2020-09-30 | 2021-10-30 | Solar Edge | SE3800H-US | Inverters | 3800 |  | 1 |  |  | 0.992 |  | Outdoor | Near the Utility Meter
NJSTRE1545631153 |  | Transition Incentive Program | East Brunswick | 8816 | 11 | 5.53 | Residential | No | Behind the Meter | Net-metered residential rooftop and canopy |  | None | NJ Solar Power, LLC | PSE&G | Accepted | 2020-09-24 | 2020-09-29 | 2021-10-30 | solaredge | SE6000H-US energy hub | Inverters | 6000 |  | 1 |  |  | 0.99 |  | Outdoor | garage
NJSTRE1545631196 |  | Transition Incentive Program | Westampton | 8060 | 13 | 14.95 | Residential | No | Behind the Meter | Net-metered residential rooftop and canopy |  | None | Surge Solar, LLC | PSE&G | Accepted | 2020-09-24 | 2020-09-29 | 2021-10-30 | SolarEdge Technologies | SE6000H-US | Inverters | 12000 |  | 2 |  |  | 0.99 |  | Outdoor | Next to existing utility meter
NJSTRE1545633818 |  | Transition Incentive Program | Williamstown | 8094 | 15 | 5.99 | Residential | No | Behind the Meter | Net-metered residential rooftop and canopy |  | None | Suntuity Solar LLC | AC Electric | Accepted | 2020-09-25 | 2020-09-29 | 2021-10-30 | Enphase Energy | IQ7-60-2-US | Inverters | 240 |  | 19 |  |  | 0.97 |  | Outdoor | Behind the PV Modules
NJSTRE1545633867 |  | Transition Incentive Program | Tabernacle | 8088 | 13 | 8.4 | Residential | No | Behind the Meter | Net-metered residential rooftop and canopy |  | None | Geoscape Solar | AC Electric | Accepted | 2020-09-25 | 2020-09-29 | 2021-10-30 | Solar Edge | SE3800H-US | Inverters | 3800 |  | 2 |  |  | 0.97 |  | Outside | adj to utility meter
NJSTRE1545633884 |  | Transition Incentive Program | Bordentown | 8505 | 13 | 6.46 | Residential | No | Behind the Meter | Net-metered residential rooftop and canopy |  | None | Trinity Solar | PSE&G | Accepted | 2020-09-25 | 2020-09-29 | 2021-10-30 | Solar Edge | SE5000 | Inverters | 5000 |  | 1 |  |  | 0.97 |  | Outside | side of home
NJSTRE1545634108 |  | Transition Incentive Program | Northfield | 8225 | 19 | 4.27 | Residential | Yes | Behind the Meter | Net-metered residential rooftop and canopy |  | None | Sunrun Installation Services, Inc. | AC Electric | Accepted | 2020-09-25 | 2020-09-29 | 2021-10-30 | Enphase Energy | IQ7-60-x-US (240V) | Inverters | 240 |  | 14 |  |  | 0.96 |  | Outdoor | Rooftop
NJSTRE1545384331 | NJSRRE1543495782 | Transition Incentive Program | ISELIN | 8830 | 11 | 6.93 | Residential | Yes | Behind the Meter | Net-metered residential rooftop and canopy |  | None | Vivint Solar Developer, LLC | PSE&G | Accepted | 2019-12-06 | 2019-12-10 | 2021-10-30 | HANWHA SOLAR | Q.PEAK BLK-G5 315 | Solar Panels |  | 0.315 | 4 | 89 | 38 |  | Fixed | Roof
NJSTRE1545629107 |  | Transition Incentive Program | FAIR LAWN | 7410 | 7 | 7.15 | Residential | Yes | Behind the Meter | Net-metered residential rooftop and canopy |  | None | Vivint Solar Developer, LLC | PSE&G | Accepted | 2020-09-28 | 2020-09-29 | 2021-10-30 | Solar Edge | SE7600H-US | Inverters | 7600 |  | 1 |  |  | 0.992 |  | Outdoor | Near the Utility Meter
NJSTRE1545629152 |  | Transition Incentive Program | FLANDERS | 7836 | 3 | 10.4 | Residential | Yes | Behind the Meter | Net-metered residential rooftop and canopy |  | None | Vivint Solar Developer, LLC | JCP&L | Accepted | 2020-09-28 | 2020-09-29 | 2021-10-30 | Solar Edge | SE7600H-US | Inverters | 7600 |  | 1 |  |  | 0.992 |  | Outdoor | Near the Utility Meter
NJSTRE1545629338 |  | Transition Incentive Program | Paramus | 7652 | 7 | 8.16 | Residential | No | Behind the Meter | Net-metered residential rooftop and canopy |  | None | Trinity Solar | PSE&G | Accepted | 2020-09-24 | 2020-09-29 | 2021-10-30 | Solar Edge | SE7600H-US | Inverters | 7600 |  | 1 |  |  | 0.97 |  | Outside | side of home
NJSTRE1545629848 |  | Transition Incentive Program | Tabernacle | 8088 | 13 | 21 | Residential | No | Behind the Meter | Net-metered residential rooftop and canopy |  | None | Geoscape Solar | AC Electric | Accepted | 2020-09-24 | 2020-09-29 | 2021-10-30 | Solar Edge | SE7600H-US | Inverters | 7600 |  | 2 |  |  | 0.97 |  | Outside | adj to utility meter
NJSTRE1545629868 |  | Transition Incentive Program | Somerset | 8873 | 5 | 9.1 | Residential | No | Behind the Meter | Net-metered residential rooftop and canopy |  | None | Pro Custom Solar dba Momentum Solar | PSE&G | Accepted | 2020-09-24 | 2020-09-29 | 2021-10-30 | Enphase | IQ7Plus-72-2-US | Inverters | 290 |  | 26 |  |  | 0.97 |  | Outdoor | Roof
NJSTRE1545629948 |  | Transition Incentive Program | East Brunswick | 8816 | 11 | 5.85 | Residential | No | Behind the Meter | Net-metered residential rooftop and canopy |  | None | NJ Solar Power, LLC | PSE&G | Accepted | 2020-09-24 | 2020-09-29 | 2021-10-30 | solaredge | SE6000H-US energy hub | Inverters | 6000 |  | 1 |  |  | 0.99 |  | Outdoor | garage
NJSTRE1545629970 |  | Transition Incentive Program | Clifton City | 7013 | 6 | 11.77 | Residential | Yes | Behind the Meter | Net-metered residential rooftop and canopy |  | None | Seabright Solar | PSE&G | Accepted | 2020-09-24 | 2020-09-29 | 2021-10-30 | Enphase | IQ7XS-96-ACM-US | Inverters | 0.315 |  | 36 |  |  | 0.99 |  | Outside | Roof
NJSTRE1545629987 |  | Transition Incentive Program | Middlesex | 8846 | 11 | 4.55 | Residential | Yes | Behind the Meter | Net-metered residential rooftop and canopy |  | None | Pro Custom Solar dba Momentum Solar | PSE&G | Accepted | 2020-09-24 | 2020-09-29 | 2021-10-30 | Enphase | IQ7Plus-72-2-US | Inverters | 290 |  | 13 |  |  | 0.97 |  | Outdoor | Roof
NJSTRE1545631158 |  | Transition Incentive Program | Cedar Grove | 7009 | 9 | 7.48 | Residential | No | Behind the Meter | Net-metered residential rooftop and canopy |  | None | NJ Solar Power, LLC | PSE&G | Accepted | 2020-09-24 | 2020-09-29 | 2021-10-30 | solaredge | SE6000H-US energy hub | Inverters | 6000 |  | 1 |  |  | 0.99 |  | Outdoor | garage
NJSTRE1545633821 |  | Transition Incentive Program | WATERFORD WORKS | 8089 | 14 | 16.07 | Residential | Yes | Behind the Meter | Net-metered residential rooftop and canopy |  | None | Suntuity Solar LLC | AC Electric | Accepted | 2020-09-25 | 2020-09-29 | 2021-10-30 | Enphase Energy | IQ7-60-2-US | Inverters | 240 |  | 51 |  |  | 0.97 |  | Outdoor | Behind the PV Modules
NJSTRE1545633822 |  | Transition Incentive Program | MANTUA | 8051 | 15 | 4.41 | Residential | Yes | Behind the Meter | Net-metered residential rooftop and canopy |  | None | Suntuity Solar LLC | AC Electric | Accepted | 2020-09-25 | 2020-09-29 | 2021-10-30 | Enphase Energy | IQ7-60-2-US | Inverters | 240 |  | 14 |  |  | 0.97 |  | Outdoor | Behind the PV Modules
NJSTRE1545384332 | NJSRRE1544213990 | Transition Incentive Program | Mays Landing | 8330 | 19 | 10.5 | Residential | Yes | Behind the Meter | Behind the Meter |  | None | Pro Custom Solar dba Momentum Solar | AC Electric | Eligible for TI Program | 2020-01-22 | 2020-01-27 | 2021-10-30 | LG ELECTRONICS | LG 350N1C-V5 | Solar Panels |  | 0.35 | 12 | 208 | 19 |  | Fixed | Roof
NJSTRE1545384344 | NJSRRE1544463574 | Transition Incentive Program | Manahawkin | 8050 | 18 | 16 | Residential | Yes | Behind the Meter | Net-metered residential rooftop and canopy |  | None | Vivint Solar Developer, LLC | AC Electric | Final As-Built Received | 2020-02-20 | 2020-02-20 | 2021-10-30 | Jinko Solar | JKM320M-60HBL | Solar Panels |  | 0.32 | 6 | 189 | 34 |  | Fixed | Roof
NJSTRE1545623023 |  | Transition Incentive Program | Union | 7083 | 10 | 4.55 | Residential | Yes | Behind the Meter | Net-metered residential rooftop and canopy |  | None | Pro Custom Solar dba Momentum Solar | PSE&G | Accepted | 2020-09-23 | 2020-09-25 | 2021-10-30 | Enphase | IQ7Plus-72-2-US | Inverters | 290 |  | 13 |  |  | 0.97 |  | Outdoor | Roof
NJSTRE1545629009 |  | Transition Incentive Program | Skillman | 8540 | 12 | 1287 | Commercial | Yes | Behind the Meter | Net-metered non-residential ground mount |  | None | EnterSolar, LLC | PSE&G | Accepted | 2020-09-24 | 2020-09-25 | 2021-10-30 | Chint Power Systems | CPS SCA125KTL-DO/US-600 | Inverters | 125000 |  | 8 |  |  | 0.985 |  | Outdoor | Ground
NJSTRE1545629029 |  | Transition Incentive Program | Vineland | 8360 | 20 | 8.5 | Residential | Yes | Behind the Meter | Net-metered residential rooftop and canopy |  | None | Vision Solar LLC | Vineland Muni Electric | Accepted | 2020-09-24 | 2020-09-29 | 2021-10-30 | ENPHASE | IQ7-60-2-US | Inverters | 0.24 |  | 26 |  |  | 0.96 |  | Other | BEHIND EACH PANEL
NJSTRE1545629039 |  | Transition Incentive Program | Garfield | 7026 | 7 | 3.4 | Residential | Yes | Behind the Meter | Net-metered residential rooftop and canopy |  | None | Trinity Solar | PSE&G | Accepted | 2020-09-24 | 2020-09-29 | 2021-10-30 | Solar Edge | SE3000 | Inverters | 3000 |  | 1 |  |  | 0.97 |  | Outside | side of home
NJSTRE1545629183 |  | Transition Incentive Program | TEANECK | 7666 | 7 | 7.36 | Residential | Yes | Behind the Meter | Net-metered residential rooftop and canopy |  | None | Vivint Solar Developer, LLC | PSE&G | Accepted | 2020-09-28 | 2020-09-29 | 2021-10-30 | Solar Edge | SE7600H-US | Inverters | 7600 |  | 1 |  |  | 0.992 |  | Outdoor | Near the Utility Meter
NJSTRE1545629307 |  | Transition Incentive Program | Lodi Boro | 7644 | 7 | 11.16 | Residential | Yes | Behind the Meter | Net-metered residential rooftop and canopy |  | None | Bright Planet Solar | PSE&G | Accepted | 2020-09-24 | 2020-09-29 | 2021-10-30 | SOLAR EDGE | SE10000H-USRGM | Inverters | 10000 |  | 1 |  |  | 0.98 |  | Outdoor | OUTSIDE
NJSTRE1545629835 |  | Transition Incentive Program | Elizabeth | 7206 | 10 | 2.72 | Residential | No | Behind the Meter | Net-metered residential rooftop and canopy |  | None | Trinity Solar | PSE&G | Accepted | 2020-09-24 | 2020-09-29 | 2021-10-30 | Solar Edge | SE3000H-US | Inverters | 3000 |  | 1 |  |  | 0.97 |  | Outdoor | side of home
NJSTRE1545629931 |  | Transition Incentive Program | MILLVILLE | 8332 | 20 | 11.52 | Residential | Yes | Behind the Meter | Net-metered residential rooftop and canopy |  | None | Vivint Solar Developer, LLC | AC Electric | Accepted | 2020-09-29 | 2020-09-30 | 2021-10-30 | Solar Edge | SE7600H-US | Inverters | 7600 |  | 1 |  |  | 0.992 |  | Outdoor | Near the Utility Meter
NJSTRE1545633889 |  | Transition Incentive Program | South Brunswick Twp | 8852 | 11 | 14.4 | Residential | No | Behind the Meter | Net-metered residential rooftop and canopy |  | None | Green Power Energy | PSE&G | Accepted | 2020-09-25 | 2020-09-29 | 2021-10-30 | Enphase Energy | IQ7PLUS-72-2-US | Inverters | 290 |  | 40 |  |  | 0.975 |  | Outside | next to meter
NJSTRE1545633961 |  | Transition Incentive Program | East Brunswick | 8816 | 11 | 59.67 | Commercial | No | Behind the Meter | Net-metered non-residential rooftop and canopy |  | None | Skyline Solar LLC | PSE&G | Accepted | 2020-09-25 | 2020-09-30 | 2021-10-30 | SMA | Sunny Tripower Core 50 | Inverters | 50000 |  | 1 |  |  | 0.97 |  | Outdoor | On rooftop
NJSTRE1545384301 | NJSRRE1544519897 | Transition Incentive Program | Willingboro | 8046 | 13 | 15.36 | Residential | Yes | Behind the Meter | Net-metered residential rooftop and canopy |  | None | Vivint Solar Developer, LLC | PSE&G | Accepted | 2020-02-26 | 2020-02-26 | 2021-10-30 | JINKO SOLAR | JKM320M-60HBL | Solar Panels |  | 0.32 | 8 | 18 | 22 |  | Fixed | Roof
NJSTRE1545384301 | NJSRRE1544519897 | Transition Incentive Program | Willingboro | 8046 | 13 | 15.36 | Residential | Yes | Behind the Meter | Net-metered residential rooftop and canopy |  | None | Vivint Solar Developer, LLC | PSE&G | Accepted | 2020-02-26 | 2020-02-26 | 2021-10-30 | JINKO SOLAR | JKM320M-60HBL | Solar Panels |  | 0.32 | 9 | 198 | 42 |  | Fixed | Roof
NJSTRE1545384307 | NJSRRE1543481087 | Transition Incentive Program | Piscataway | 8854 | 11 | 33.75 | Residential | No | Behind the Meter | Net-metered residential rooftop and canopy |  | None | Suntuity Solar LLC | New Construction | Accepted | 2019-12-05 | 2019-12-09 | 2021-10-30 | REC Solar | REC375AA BLACK | Solar Panels |  | 0.375 | 90 | 160 | 24 |  | Fixed | Roof
NJSTRE1545384312 | NJSRRE1544354981 | Transition Incentive Program | Sewell | 8080 | 15 | 17.67 | Residential | No | Behind the Meter | Net-metered residential rooftop and canopy |  | None | Whitman Construction, LLC | AC Electric | Accepted | 2020-02-05 | 2020-02-07 | 2021-10-30 | Trina Solar | TSM-310DD05A | Solar Panels |  | 0.31 | 3 | 172 | 30 |  | Fixed | Roof
NJSTRE1545384177 |  | Transition Incentive Program | MORRISTOWN | 7960 | 3 | 5.2 | Residential | Yes | Behind the Meter | Net-metered residential rooftop and canopy |  | None | Vivint Solar Developer, LLC | JCP&L | Accepted | 2020-08-12 | 2020-08-12 | 2021-10-30 | JINKO SOLAR | JKM325M-60HBL | Solar Panels |  | 0.325 | 16 | 207 | 22 |  | Fixed | Roof
NJSTRE1545384331 | NJSRRE1543495782 | Transition Incentive Program | ISELIN | 8830 | 11 | 6.93 | Residential | Yes | Behind the Meter | Net-metered residential rooftop and canopy |  | None | Vivint Solar Developer, LLC | PSE&G | Accepted | 2019-12-06 | 2019-12-10 | 2021-10-30 | HANWHA SOLAR | Q.PEAK BLK-G5 315 | Solar Panels |  | 0.315 | 9 | 269 | 38 |  | Fixed | Roof
NJSTRE1545629820 |  | Transition Incentive Program | Piscataway | 8854 | 11 | 14 | Residential | No | Behind the Meter | Net-metered residential rooftop and canopy |  | None | Pro Custom Solar dba Momentum Solar | PSE&G | Accepted | 2020-09-24 | 2020-09-29 | 2021-10-30 | Enphase | IQ7Plus-72-2-US | Inverters | 290 |  | 40 |  |  | 0.97 |  | Outdoor | Roof
NJSTRE1545629943 |  | Transition Incentive Program | Franklin Township | 8873 | 5 | 4.9 | Residential | Yes | Behind the Meter | Net-metered residential rooftop and canopy |  | None | Pro Custom Solar dba Momentum Solar | PSE&G | Accepted | 2020-09-24 | 2020-09-29 | 2021-10-30 | Enphase | IQ7Plus-72-2-US | Inverters | 290 |  | 14 |  |  | 0.97 |  | Outdoor | Roof
NJSTRE1545629974 |  | Transition Incentive Program | PALMYRA | 8065 | 13 | 5.6 | Residential | Yes | Behind the Meter | Net-metered residential rooftop and canopy |  | None | Pro Custom Solar dba Momentum Solar | PSE&G | Accepted | 2020-09-24 | 2020-09-29 | 2021-10-30 | Enphase | IQ7Plus-72-2-US | Inverters | 290 |  | 16 |  |  | 0.97 |  | Outdoor | Roof
NJSTRE1545630683 |  | Transition Incentive Program | PENNSAUKEN TWP | 8109 | 14 | 4.48 | Residential | Yes | Behind the Meter | Net-metered residential rooftop and canopy |  | None | Sunbound Solar | PSE&G | Accepted | 2020-09-24 | 2020-09-29 | 2021-10-30 | Enphase | IQ7-60-2-US | Inverters | 240 |  | 14 |  |  | 0.987 |  | Other | under module
NJSTRE1545633820 |  | Transition Incentive Program | SICKLERVILLE | 8081 | 14 | 13.86 | Residential | No | Behind the Meter | Net-metered residential rooftop and canopy |  | None | Suntuity Solar LLC | AC Electric | Accepted | 2020-09-25 | 2020-09-29 | 2021-10-30 | Enphase Energy | IQ7-60-2-US | Inverters | 240 |  | 44 |  |  | 0.97 |  | Outdoor | Behind the PV Modules
NJSTRE1545634186 |  | Transition Incentive Program | Annandale | 8801 | 4 | 8.91 | Residential | No | Behind the Meter | Net-metered residential rooftop and canopy |  | None | Green Power Energy | JCP&L | Accepted | 2020-09-25 | 2020-09-29 | 2021-10-30 | Enphase Energy | IQ7PLUS-72-2-US | Inverters | 290 |  | 27 |  |  | 0.975 |  | Outside | next to meter
NJSTRE1545633942 |  | Transition Incentive Program | BARNEGAT | 8005 | 18 | 7.82 | Residential | Yes | Behind the Meter | Net-metered residential rooftop and canopy |  | None | Trinity Solar | JCP&L | Accepted | 2020-09-25 | 2020-09-29 | 2021-10-30 | Solar Edge | SE6000H-US000BNC4 | Inverters | 6000 |  | 1 |  |  | 0.97 |  | Outdoor | side of home
NJSTRE1545634089 |  | Transition Incentive Program | Union TWP UNI | 7083 | 10 | 7.56 | Residential | No | Behind the Meter | Net-metered residential rooftop and canopy |  | None | Tesla Energy Operations Inc. | PSE&G | Accepted | 2020-09-25 | 2020-09-29 | 2021-10-30 | Delta Electronics | M8-TL-US [240V] | Inverters | 7680 |  | 1 |  |  | 0.975 |  | Outside | Outside
NJSTRE1545634130 |  | Transition Incentive Program | Pine Hill | 8021 | 14 | 11.06 | Residential | No | Behind the Meter | Net-metered residential rooftop and canopy |  | ACE | Vision Solar LLC | AC Electric | Accepted | 2020-09-28 | 2020-09-29 | 2021-10-30 | ENPHASE | IQ7-60-2-US | Inverters | 0.24 |  | 33 |  |  | 0.96 |  | Other | BEHIND EACH PANEL
NJSTRE1545634431 |  | Transition Incentive Program | Scotch Plains TWP | 7076 | 10 | 16.38 | Residential | Yes | Behind the Meter | Net-metered residential rooftop and canopy |  | None | Tesla Energy Operations Inc. | PSE&G | Accepted | 2020-09-25 | 2020-09-30 | 2021-10-30 | SolarEdge Technologies | SE7600H-US [240V] | Inverters | 7600 |  | 1 |  |  | 0.99 |  | Indoor | Inside
NJSTRE1545634415 |  | Transition Incentive Program | Landing | 7850 | 3 | 7.4 | Residential | No | Behind the Meter | Net-metered residential rooftop and canopy |  | None | Whitman Construction, LLC | JCP&L | Accepted | 2020-09-25 | 2020-09-30 | 2021-10-30 | ENPHASE ENERGY | IQ7PLUS-72-2-US | Inverters | 295 |  | 20 |  |  | 0.975 |  | Outdoor | MICROINVERTERS LOCATED UNDER MODULES
NJSTRE1545634466 |  | Transition Incentive Program | Lakewood | 8701 | 18 | 10.56 | Residential | No | Behind the Meter | Net-metered residential rooftop and canopy |  | None | Powerlutions | JCP&L | Accepted | 2020-09-25 | 2020-09-29 | 2021-10-30 | SolarEdge | SE7600H-US | Inverters | 7.6 |  | 1 |  |  | 0.99 |  | Outdoor | Near Meter
NJSTRE1545634534 |  | Transition Incentive Program | Chesterfield | 8515 | 13 | 9.9 | Residential | No | Behind the Meter | Net-metered residential rooftop and canopy |  | None | Whitman Construction, LLC | PSE&G | Accepted | 2020-09-25 | 2020-09-29 | 2021-10-30 | ENPHASE ENERGY | IQ7X-96-2-US | Inverters | 315 |  | 30 |  |  | 0.975 |  | Outdoor | MICROINVERTERS LOCATED UNDER MODULES
NJSTRE1545634577 |  | Transition Incentive Program | Paterson | 7503 | 6 | 8.05 | Residential | Yes | Behind the Meter | Net-metered residential rooftop and canopy |  | None | Pro Custom Solar dba Momentum Solar | PSE&G | Accepted | 2020-09-25 | 2020-09-29 | 2021-10-30 | Enphase | IQ7Plus-72-2-US | Inverters | 290 |  | 23 |  |  | 0.97 |  | Outdoor | Roof
NJSTRE1545384288 | NJSRRE1544538167 | Transition Incentive Program | Vineland | 8360 | 20 | 6.7 | Residential | Yes | Behind the Meter | Net-metered residential rooftop and canopy |  | None | Vision Solar LLC | Vineland Muni Electric | Accepted | 2020-02-25 | 2020-02-28 | 2021-10-30 | lg solar | lg335n1k-v5 | Solar Panels |  | 0.335 | 20 | 177 | 20 |  | Fixed | Roof
NJSTRE1545384289 | NJSRRE1544113887 | Transition Incentive Program | Egg Harbor Township | 8234 | 19 | 11.06 | Residential | No | Behind the Meter | Behind the Meter |  | None | Green Power Energy | AC Electric | Eligible for TI Program | 2020-01-07 | 2020-01-09 | 2021-10-30 | Hanwha | Q-Cells Q.PEAK DUO BLK-G6 335 | Solar Panels |  | 0.335 | 27 | 112 | 27 |  | Fixed | Roof
NJSTRE1545384291 | NJSRRE1544467150 | Transition Incentive Program | Jackson Township | 8527 | 18 | 8.99 | Residential | Yes | Behind the Meter | Behind the Meter |  | None | Sunrun Installation Services, Inc. | JCP&L | Eligible for TI Program | 2020-02-17 | 2020-02-20 | 2021-10-30 | REC Solar | REC310TP2M | Solar Panels |  | 0.31 | 19 | 113 | 30 |  | Fixed | Roof
NJSTRE1545384292 | NJSRRE1543974530 | Transition Incentive Program | Freehold | 7728 | 17 | 4.73 | Residential | Yes | Behind the Meter | Behind the Meter |  | None | Trinity Solar | JCP&L | Eligible for TI Program | 2020-01-06 | 2020-01-08 | 2021-10-30 | Hanwha | Q.PEAK DUO BLK-G5 315 | Solar Panels |  | 0.315 | 15 | 116 | 30 |  | Fixed | Roof
NJSTRE1545384300 | NJSRRE1544191723 | Transition Incentive Program | North Brunswick | 8902 | 11 | 7.7 | Residential | Yes | Behind the Meter | Behind the Meter |  | None | Pro Custom Solar dba Momentum Solar | PSE&G | Eligible for TI Program | 2020-01-17 | 2020-01-22 | 2021-10-30 | LG ELECTRONICS | LG 350N1C-V5 | Solar Panels |  | 0.35 | 22 | 214 | 19 |  | Fixed | Roof
NJSTRE1545634062 |  | Transition Incentive Program | Willingboro | 8046 | 13 | 5.28 | Residential | No | Behind the Meter | Net-metered residential rooftop and canopy |  | None | Posigen NJ LLC | PSE&G | Accepted | 2020-09-25 | 2020-09-29 | 2021-10-30 | SolarEdge | SE6000H-US | Inverters | 6000 |  | 1 |  |  | 0.99 |  | Outside | within ten feet of meter
NJSTRE1545634228 |  | Transition Incentive Program | Sayreville | 8872 | 11 | 14.34 | Residential | Yes | Behind the Meter | Net-metered residential rooftop and canopy |  | None | Sunrun Installation Services, Inc. | JCP&L | Accepted | 2020-09-25 | 2020-09-29 | 2021-10-30 | Enphase Energy | IQ7-60-x-US (240V) | Inverters | 240 |  | 47 |  |  | 0.96 |  | Outdoor | Rooftop
NJSTRE1545384311 | NJSRRE1543827228 | Transition Incentive Program | North Brunswick | 8902 | 11 | 11.66 | Residential | Yes | Behind the Meter | Behind the Meter |  | None | Pro Custom Solar dba Momentum Solar | PSE&G | Eligible for TI Program | 2019-12-30 | 2020-01-03 | 2021-10-30 | HANWHA | Q.Peak DUO BLK-G5 315 | Solar Panels |  | 0.315 | 22 | 130 | 17 |  | Fixed | Roof
NJSTRE1545384318 | NJSRRE1543426154 | Transition Incentive Program | Budd Lake | 7828 | 3 | 7.94 | Residential | Yes | Behind the Meter | Behind the Meter |  | None | Sunrun Installation Services, Inc. | JCP&L | Eligible for TI Program | 2019-11-20 | 2019-11-25 | 2021-10-30 | LG Electronics | LG345N1C-V5 | Solar Panels |  | 0.345 | 3 | 96 | 40 |  | Fixed | Roof
NJSTRE1545384323 | NJSRRE1543433874 | Transition Incentive Program | Moorestown | 8057 | 13 | 7.25 | Residential | Yes | Behind the Meter | Behind the Meter |  | None | Pro Custom Solar dba Momentum Solar | PSE&G | Eligible for TI Program | 2019-11-21 | 2019-11-25 | 2021-10-30 | LG Electronics | LG 345N1C-V5 | Solar Panels |  | 0.345 | 2 | 58 | 7 |  | Fixed | Roof
NJSTRE1545384329 | NJSRRE1543823747 | Transition Incentive Program | Morganville | 7751 | 17 | 9.45 | Residential | Yes | Behind the Meter | Behind the Meter |  | None | Pro Custom Solar dba Momentum Solar | JCP&L | Eligible for TI Program | 2019-12-27 | 2020-01-02 | 2021-10-30 | HANWHA | Q.PEAK DUO BLK-G5 315 | Solar Panels |  | 0.315 | 17 | 226 | 31 |  | Fixed | Roof
NJSTRE1545384340 | NJSRRE1544342547 | Transition Incentive Program | Galloway | 8330 | 19 | 6.93 | Residential | Yes | Behind the Meter | Behind the Meter |  | None | Trinity Solar | AC Electric | Eligible for TI Program | 2020-01-31 | 2020-02-05 | 2021-10-30 | Hanwha | Q.PEAK DUO BLK-G5 315 | Solar Panels |  | 0.315 | 7 | 172 | 18 |  | Fixed | Roof
NJSTRE1545384350 | NJSRRE1544334153 | Transition Incentive Program | Cresskill | 7626 | 7 | 7.44 | Residential | No | Behind the Meter | Behind the Meter |  | None | Sunrun Installation Services, Inc. | Orange Rockland Electric | Eligible for TI Program | 2020-01-30 | 2020-02-04 | 2021-10-30 | REC Solar | REC310TP2M | Solar Panels |  | 0.31 | 6 | 266 | 45 |  | Fixed | Roof
NJSTRE1545384361 | NJSRRE1543513003 | Transition Incentive Program | Mine Hill Township | 7803 | 3 | 11.31 | Residential | Yes | Behind the Meter | Behind the Meter |  | None | Sunrun Installation Services, Inc. | JCP&L | Eligible for TI Program | 2019-12-11 | 2019-12-16 | 2021-10-30 | REC Solar | REC290TP2 BLK | Solar Panels |  | 0.29 | 12 | 294 | 45 |  | Fixed | Roof
NJSTRE1545384361 | NJSRRE1543513003 | Transition Incentive Program | Mine Hill Township | 7803 | 3 | 11.31 | Residential | Yes | Behind the Meter | Behind the Meter |  | None | Sunrun Installation Services, Inc. | JCP&L | Eligible for TI Program | 2019-12-11 | 2019-12-16 | 2021-10-30 | REC Solar | REC290TP2 BLK | Solar Panels |  | 0.29 | 5 | 204 | 45 |  | Fixed | Roof
NJSTRE1545384366 | NJSRRE1544162396 | Transition Incentive Program | Swedesboro | 8085 | 15 | 9.77 | Residential | No | Behind the Meter | Behind the Meter |  | None | Trinity Solar | AC Electric | Eligible for TI Program | 2020-01-13 | 2020-01-17 | 2021-10-30 | Hanwha | Q.PEAK DUO BLK-G5 315 | Solar Panels |  | 0.315 | 18 | 116 | 37 |  | Fixed | Roof
NJSTRE1545384370 | NJSRRE1544511449 | Transition Incentive Program | Orange | 7050 | 9 | 6.3 | Residential | Yes | Behind the Meter | Behind the Meter |  | None | Pro Custom Solar dba Momentum Solar | PSE&G | Eligible for TI Program | 2020-02-20 | 2020-02-24 | 2021-10-30 | lg electronics | LG 350N1C-V5 | Solar Panels |  | 0.35 | 6 | 110 | 20 |  | Fixed | Roof
NJSTRE1545384311 | NJSRRE1543827228 | Transition Incentive Program | North Brunswick | 8902 | 11 | 11.66 | Residential | Yes | Behind the Meter | Behind the Meter |  | None | Pro Custom Solar dba Momentum Solar | PSE&G | Eligible for TI Program | 2019-12-30 | 2020-01-03 | 2021-10-30 | HANWHA | Q.Peak DUO BLK-G5 315 | Solar Panels |  | 0.315 | 15 | 130 | 17 |  | Fixed | Roof
NJSTRE1545384312 | NJSRRE1544354981 | Transition Incentive Program | Sewell | 8080 | 15 | 17.67 | Residential | No | Behind the Meter | Net-metered residential rooftop and canopy |  | None | Whitman Construction, LLC | AC Electric | Accepted | 2020-02-05 | 2020-02-07 | 2021-10-30 | Trina Solar | TSM-310DD05A | Solar Panels |  | 0.31 | 12 | 172 | 33 |  | Fixed | Roof
NJSTRE1545384313 | NJSRRE1544160677 | Transition Incentive Program | Lacey Township | 8731 | 18 | 8.06 | Residential | No | Behind the Meter | Net-metered residential rooftop and canopy |  | None | Advanced Solar & Energy Solutions, LLC | JCP&L | Accepted | 2020-01-12 | 2020-01-15 | 2021-10-30 | Trina Solar | TSM-310 | Solar Panels |  | 0.31 | 26 | 200 | 18 |  | Fixed | Roof
NJSTRE1545384318 | NJSRRE1543426154 | Transition Incentive Program | Budd Lake | 7828 | 3 | 7.94 | Residential | Yes | Behind the Meter | Behind the Meter |  | None | Sunrun Installation Services, Inc. | JCP&L | Eligible for TI Program | 2019-11-20 | 2019-11-25 | 2021-10-30 | LG Electronics | LG345N1C-V5 | Solar Panels |  | 0.345 | 4 | 96 | 23 |  | Fixed | Roof
NJSTRE1545384319 | NJSRRE1544353240 | Transition Incentive Program | Hillsborough | 8844 | 5 | 377.3 | Commercial | Yes | Behind the Meter | Net-metered non-residential rooftop and canopy |  | None | Apollo Solar Partners | PSE&G | Accepted | 2020-02-04 | 2020-02-10 | 2021-10-30 | HANWHA | QCELL PEAK DUO | Solar Panels |  | 0.385 | 980 | 120 | 5 |  | Fixed | Roof
NJSTRE1545384322 | NJSRRE1544524488 | Transition Incentive Program | Bound Brook | 8805 | 5 | 8.37 | Residential | Yes | Behind the Meter | Behind the Meter |  | None | Sunrun Installation Services, Inc. | PSE&G | Eligible for TI Program | 2020-02-24 | 2020-02-26 | 2021-10-30 | REC Solar | REC310TP2M | Solar Panels |  | 0.31 | 27 | 264 | 23 |  | Fixed | Roof
NJSTRE1545384330 | NJSRRE1544469872 | Transition Incentive Program | Clifton City | 7014 | 6 | 4.49 | Residential | No | Behind the Meter | Behind the Meter |  | None | Sunrun Installation Services, Inc. | PSE&G | Eligible for TI Program | 2020-02-18 | 2020-02-21 | 2021-10-30 | LG Electronics | LG345N1C-V5 | Solar Panels |  | 0.345 | 13 | 122 | 45 |  | Fixed | Roof
NJSTRE1545384332 | NJSRRE1544213990 | Transition Incentive Program | Mays Landing | 8330 | 19 | 10.5 | Residential | Yes | Behind the Meter | Behind the Meter |  | None | Pro Custom Solar dba Momentum Solar | AC Electric | Eligible for TI Program | 2020-01-22 | 2020-01-27 | 2021-10-30 | LG ELECTRONICS | LG 350N1C-V5 | Solar Panels |  | 0.35 | 14 | 28 | 21 |  | Fixed | Roof
NJSTRE1545384333 | NJSRRE1543442819 | Transition Incentive Program | Hillside | 7205 | 10 | 94.52 | Commercial | No | Behind the Meter | Behind the Meter |  | None | Facilities Solutions Group, Inc | PSE&G | Eligible for TI Program | 2019-11-25 | 2019-12-02 | 2021-10-30 | Longi Solar | LR6-72HPH340M | Solar Panels |  | 0.34 | 278 | 154 | 10 |  | Fixed | Roof
NJSTRE1545384344 | NJSRRE1544463574 | Transition Incentive Program | Manahawkin | 8050 | 18 | 16 | Residential | Yes | Behind the Meter | Net-metered residential rooftop and canopy |  | None | Vivint Solar Developer, LLC | AC Electric | Final As-Built Received | 2020-02-20 | 2020-02-20 | 2021-10-30 | Jinko Solar | JKM320M-60HBL | Solar Panels |  | 0.32 | 25 | 189 | 34 |  | Fixed | Roof
NJSTRE1545384355 | NJSRRE1544514333 | Transition Incentive Program | EGG HARBOR TOWNSHIP | 8234 | 19 | 10.24 | Residential | Yes | Behind the Meter | Net-metered residential rooftop and canopy |  | None | Vivint Solar Developer, LLC | AC Electric | Final As-Built Received | 2020-02-24 | 2020-02-25 | 2021-10-30 | JINKO SOLAR | JKM320M-60HBL | Solar Panels |  | 0.32 | 8 | 111 | 31 |  | Fixed | Roof
NJSTRE1545384364 | NJSRRE1543651631 | Transition Incentive Program | Elizabeth | 7208 | 10 | 5.99 | Residential | Yes | Behind the Meter | Behind the Meter |  | None | Pro Custom Solar dba Momentum Solar | PSE&G | Eligible for TI Program | 2019-12-23 | 2019-12-27 | 2021-10-30 | Hanwha | Q.Peak DUO BLK-G5 315 | Solar Panels |  | 0.315 | 6 | 296 | 18 |  | Fixed | Roof
NJSTRE1545634324 |  | Transition Incentive Program | Hamilton | 8619 | 12 | 3.96 | Residential | No | Behind the Meter | Net-metered residential rooftop and canopy |  | None | Posigen NJ LLC | PSE&G | Accepted | 2020-09-25 | 2020-09-29 | 2021-10-30 | SolarEdge | SE3800H-US | Inverters | 3800 |  | 1 |  |  | 0.99 |  | Outside | within ten feet of meter
NJSTRE1545634408 |  | Transition Incentive Program | Paterson | 7503 | 6 | 8.91 | Residential | Yes | Behind the Meter | Net-metered residential rooftop and canopy |  | None | Sunrun Installation Services, Inc. | PSE&G | Accepted | 2020-09-25 | 2020-09-29 | 2021-10-30 | Delta Electronics | M8-TL-US | Inverters | 8000 |  | 1 |  |  | 0.96 |  | Outdoor | Next To Meter
NJSTRE1545634431 |  | Transition Incentive Program | Scotch Plains TWP | 7076 | 10 | 16.38 | Residential | Yes | Behind the Meter | Net-metered residential rooftop and canopy |  | None | Tesla Energy Operations Inc. | PSE&G | Accepted | 2020-09-25 | 2020-09-30 | 2021-10-30 | SolarEdge Technologies | SE10000H-US [240V] | Inverters | 10000 |  | 1 |  |  | 0.99 |  | Indoor | Inside
NJSTRE1545634446 |  | Transition Incentive Program | Clementon | 8021 | 14 | 10.88 | Residential | Yes | Behind the Meter | Net-metered residential rooftop and canopy |  | None | Trinity Solar | AC Electric | Accepted | 2020-09-25 | 2020-09-29 | 2021-10-30 | solar edge | SE10000 | Inverters | 10000 |  | 1 |  |  | 0.97 |  | Outside | side of home
NJSTRE1545634533 |  | Transition Incentive Program | Mount Royal | 8061 | 15 | 6.8 | Residential | Yes | Behind the Meter | Net-metered residential rooftop and canopy |  | None | Trinity Solar | AC Electric | Accepted | 2020-09-25 | 2020-09-29 | 2021-10-30 | Solar Edge | SE6000H-US | Inverters | 6000 |  | 1 |  |  | 0.97 |  | Outside | back of home
NJSTRE1545634555 |  | Transition Incentive Program | Montclair | 7042 | 9 | 7.48 | Residential | Yes | Behind the Meter | Net-metered residential rooftop and canopy |  | None | Trinity Solar | PSE&G | Accepted | 2020-09-25 | 2020-09-29 | 2021-10-30 | Solar Edge | SE6000H-US | Inverters | 6000 |  | 1 |  |  | 0.97 |  | Outside | side of home
NJSTRE1545634578 |  | Transition Incentive Program | Keyport | 7735 | 17 | 4.76 | Residential | Yes | Behind the Meter | Net-metered residential rooftop and canopy |  | None | Trinity Solar | JCP&L | Accepted | 2020-09-25 | 2020-09-29 | 2021-10-30 | solar edge | SE3800 | Inverters | 3800 |  | 1 |  |  | 0.97 |  | Outside | side of home
NJSTRE1545634672 |  | Transition Incentive Program | Delran | 8075 | 13 | 9.14 | Residential | Yes | Behind the Meter | Net-metered residential rooftop and canopy |  | None | Solar Energy World | PSE&G | Accepted | 2020-09-25 | 2020-09-29 | 2021-10-30 | Solar Edge | SE7600H-USRGM | Inverters | 7600 |  | 1 |  |  | 0.98 |  | Outdoor | near meter
NJSTRE1545636465 |  | Transition Incentive Program | PLAINFIELD | 7062 | 10 | 2.56 | Residential | No | Behind the Meter | Net-metered residential rooftop and canopy |  | None | Vivint Solar Developer, LLC | PSE&G | Accepted | 2020-09-29 | 2020-09-30 | 2021-10-30 | Solar Edge | SE3800H-US | Inverters | 3800 |  | 1 |  |  | 0.992 |  | Outdoor | Near the Utility Meter
NJSTRE1545637779 |  | Transition Incentive Program | SMITHVILLE | 8205 | 19 | 4.41 | Residential | Yes | Behind the Meter | Net-metered residential rooftop and canopy |  | None | Suntuity Solar LLC | AC Electric | Accepted | 2020-09-28 | 2020-09-30 | 2021-10-30 | Enphase Energy | IQ7-60-2-US | Inverters | 240 |  | 14 |  |  | 0.97 |  | Outdoor | Behind the PV Modules
NJSTRE1545637780 |  | Transition Incentive Program | GLASSBORO | 8028 | 15 | 3.78 | Residential | Yes | Behind the Meter | Net-metered residential rooftop and canopy |  | None | Suntuity Solar LLC | AC Electric | Accepted | 2020-09-28 | 2020-09-30 | 2021-10-30 | Enphase Energy | IQ7-60-2-US | Inverters | 240 |  | 12 |  |  | 0.97 |  | Outdoor | Behind the PV Modules
NJSTRE1545637783 |  | Transition Incentive Program | PENNS GROVE | 8069 | 16 | 8.19 | Residential | Yes | Behind the Meter | Net-metered residential rooftop and canopy |  | None | Suntuity Solar LLC | AC Electric | Accepted | 2020-09-28 | 2020-09-30 | 2021-10-30 | Enphase Energy | IQ7-60-2-US | Inverters | 240 |  | 26 |  |  | 0.97 |  | Outdoor | Behind the PV Modules
NJSTRE1545383436 | NJSRRE1542525103 | Transition Incentive Program | Union Township | 7083 | 10 | 11.47 | Residential | No | Behind the Meter | Net-metered residential rooftop and canopy |  | None | Palmetto Solar LLC | PSE&G | Accepted | 2019-10-10 | 2019-10-14 | 2021-10-30 | Hanwha | 310W All Black Module | Solar Panels |  | 0.31 | 37 | 180 | 25 |  | Fixed | Roof
NJSTRE1545383444 | NJSRRE1542424522 | Transition Incentive Program | Malaga | 8328 | 15 | 12.3 | Residential | Yes | Behind the Meter | Net-metered residential rooftop and canopy |  | None | Bright Planet Solar | AC Electric | Accepted |  | 2019-09-24 | 2021-10-30 | Trina Solar | TSM-DD05A.05(II) 300W | Solar Panels |  | 0.3 | 8 | 231 | 23 |  | Fixed | Roof
NJSTRE1545383447 | NJSRRE1543315518 | Transition Incentive Program | Bridgewater | 8807 | 5 | 8.82 | Residential | Yes | Behind the Meter | Net-metered residential rooftop and canopy |  | None | Vivint Solar Developer, LLC | PSE&G | Accepted | 2019-11-19 | 2019-11-19 | 2021-10-30 | HANWHA SOLAR | Q.PEAK BLK-G5 315 | Solar Panels |  | 0.315 | 8 | 87 | 33 |  | Fixed | Roof
NJSTRE1545383449 | NJSRRE1542553955 | Transition Incentive Program | Wenonah | 8090 | 15 | 10.85 | Residential | Yes | Behind the Meter | Behind the Meter |  | None | Orbit Energy & Power, LLC | AC Electric | Eligible for TI Program | 2019-10-17 | 2019-10-21 | 2021-10-30 | trina | tsm 310 | Solar Panels |  | 0.31 | 8 | 197 | 20 |  | Fixed | Roof
NJSTRE1545383451 | NJSRRE1542554071 | Transition Incentive Program | FAIR LAWN | 7410 | 7 | 7.88 | Residential | Yes | Behind the Meter | Net-metered residential rooftop and canopy |  | None | Vivint Solar Developer, LLC | PSE&G | Accepted | 2019-10-17 | 2019-10-21 | 2021-10-30 | Hanwha Solar | Q.PEAK BLK-G5 315 | Solar Panels |  | 0.315 | 7 | 341 | 20 |  | Fixed | Roof
NJSTRE1545383454 | NJSRRE1542544090 | Transition Incentive Program | Keyport | 7735 | 17 | 12.6 | Residential | Yes | Behind the Meter | Net-metered residential rooftop and canopy |  | None | Vivint Solar Developer, LLC | JCP&L | Accepted | 2019-10-15 | 2019-10-17 | 2021-10-30 | HANWHA SOLAR | Q.PEAK BLK-G5 315 | Solar Panels |  | 0.315 | 20 | 259 | 18 |  | Fixed | Roof
NJSTRE1545383456 | NJSRRE1542589863 | Transition Incentive Program | Mountainside | 7092 | 10 | 14.88 | Residential | No | Behind the Meter | Behind the Meter |  | None | Spectrum Energy, Inc. | PSE&G | Eligible for TI Program | 2019-10-25 | 2019-10-29 | 2021-10-30 | AXITEC | AC-310MH | Solar Panels |  | 0.31 | 19 | 126 | 26 |  | Fixed | Roof
NJSTRE1545383461 | NJSRRE1543254593 | Transition Incentive Program | MANAHAWKIN | 8050 | 18 | 9.77 | Residential | Yes | Behind the Meter | Net-metered residential rooftop and canopy |  | None | Vivint Solar Developer, LLC | AC Electric | Final As-Built Received | 2019-11-15 | 2019-11-19 | 2021-10-30 | HANWHA SOLAR | Q.PEAK BLK-G5 315 | Solar Panels |  | 0.315 | 9 | 66 | 30 |  | Fixed | Roof
NJSTRE1545580114 |  | Transition Incentive Program | PLEASANTVILLE | 8232 | 19 | 9.45 | Residential | Yes | Behind the Meter | Net-metered residential rooftop and canopy |  | None | Suntuity Solar LLC | AC Electric | Accepted | 2020-09-12 | 2020-09-16 | 2021-10-30 | Enphase Energy | IQ7-60-2-US | Inverters | 240 |  | 30 |  |  | 0.97 |  | Outdoor | Behind the PV Modules
NJSTRE1545580119 |  | Transition Incentive Program | Mullica Hill | 8062 | 15 | 7.04 | Residential | Yes | Behind the Meter | Net-metered residential rooftop and canopy |  | None | Vision Solar LLC | AC Electric | Accepted | 2020-09-12 | 2020-09-15 | 2021-10-30 | ENPHASE | IQ7-60-2-US | Inverters | 0.24 |  | 21 |  |  | 0.96 |  | Other | BEHIND EACH PANEL
NJSTRE1545580132 |  | Transition Incentive Program | Riverside | 8075 | 13 | 4.02 | Residential | Yes | Behind the Meter | Net-metered residential rooftop and canopy |  | None | Vision Solar LLC | PSE&G | Accepted | 2020-09-12 | 2020-09-16 | 2021-10-30 | ENPHASE | IQ7-60-2-US | Inverters | 0.24 |  | 12 |  |  | 0.96 |  | Other | BEHIND EACH PANEL
NJSTRE1545582144 |  | Transition Incentive Program | HAMILTON TWP MER | 8610 | 12 | 7.4 | Residential | No | Behind the Meter | Net-metered residential rooftop and canopy |  | None | SunPower Corporation, Systems | PSE&G | Accepted | 2020-09-13 | 2020-09-17 | 2021-10-30 | SunPower | SPR-X22-370-E-AC | Inverters | 320 |  | 20 |  |  | 0.96 |  | Other | under each panel
NJSTRE1545384323 | NJSRRE1543433874 | Transition Incentive Program | Moorestown | 8057 | 13 | 7.25 | Residential | Yes | Behind the Meter | Behind the Meter |  | None | Pro Custom Solar dba Momentum Solar | PSE&G | Eligible for TI Program | 2019-11-21 | 2019-11-25 | 2021-10-30 | LG Electronics | LG 345N1C-V5 | Solar Panels |  | 0.345 | 2 | 238 | 7 |  | Fixed | Roof
NJSTRE1545384328 | NJSRRE1544441624 | Transition Incentive Program | Montclair | 7042 | 9 | 7.32 | Residential | Yes | Behind the Meter | Behind the Meter |  | None | Complete Solar | PSE&G | Eligible for TI Program | 2020-02-13 | 2020-02-17 | 2021-10-30 | HANWHA Q CELLS | Hanwha Q CELLS- Q.PEAK-G4.1 305 | Solar Panels |  | 0.305 | 24 | 242.5 | 30 |  | Fixed | Roof
NJSTRE1545384329 | NJSRRE1543823747 | Transition Incentive Program | Morganville | 7751 | 17 | 9.45 | Residential | Yes | Behind the Meter | Behind the Meter |  | None | Pro Custom Solar dba Momentum Solar | JCP&L | Eligible for TI Program | 2019-12-27 | 2020-01-02 | 2021-10-30 | HANWHA | Q.PEAK DUO BLK-G5 315 | Solar Panels |  | 0.315 | 7 | 136 | 40 |  | Fixed | Roof
NJSTRE1545384340 | NJSRRE1544342547 | Transition Incentive Program | Galloway | 8330 | 19 | 6.93 | Residential | Yes | Behind the Meter | Behind the Meter |  | None | Trinity Solar | AC Electric | Eligible for TI Program | 2020-01-31 | 2020-02-05 | 2021-10-30 | Hanwha | Q.PEAK DUO BLK-G5 315 | Solar Panels |  | 0.315 | 15 | 82 | 23 |  | Fixed | Roof
NJSTRE1545384341 | NJSRRE1543421648 | Transition Incentive Program | Freehold | 7728 | 17 | 8.12 | Residential | No | Behind the Meter | Behind the Meter |  | None | Sunrun Installation Services, Inc. | JCP&L | Eligible for TI Program | 2019-11-19 | 2019-11-21 | 2021-10-30 | REC Solar | REC290TP2 BLK | Solar Panels |  | 0.29 | 28 | 183 | 23 |  | Fixed | Roof
NJSTRE1545384350 | NJSRRE1544334153 | Transition Incentive Program | Cresskill | 7626 | 7 | 7.44 | Residential | No | Behind the Meter | Behind the Meter |  | None | Sunrun Installation Services, Inc. | Orange Rockland Electric | Eligible for TI Program | 2020-01-30 | 2020-02-04 | 2021-10-30 | REC Solar | REC310TP2M | Solar Panels |  | 0.31 | 8 | 177 | 45 |  | Fixed | Roof
NJSTRE1545384350 | NJSRRE1544334153 | Transition Incentive Program | Cresskill | 7626 | 7 | 7.44 | Residential | No | Behind the Meter | Behind the Meter |  | None | Sunrun Installation Services, Inc. | Orange Rockland Electric | Eligible for TI Program | 2020-01-30 | 2020-02-04 | 2021-10-30 | REC Solar | REC310TP2M | Solar Panels |  | 0.31 | 10 | 176 | 23 |  | Fixed | Roof
NJSTRE1545384361 | NJSRRE1543513003 | Transition Incentive Program | Mine Hill Township | 7803 | 3 | 11.31 | Residential | Yes | Behind the Meter | Behind the Meter |  | None | Sunrun Installation Services, Inc. | JCP&L | Eligible for TI Program | 2019-12-11 | 2019-12-16 | 2021-10-30 | REC Solar | REC290TP2 BLK | Solar Panels |  | 0.29 | 8 | 114 | 45 |  | Fixed | Roof
NJSTRE1545384361 | NJSRRE1543513003 | Transition Incentive Program | Mine Hill Township | 7803 | 3 | 11.31 | Residential | Yes | Behind the Meter | Behind the Meter |  | None | Sunrun Installation Services, Inc. | JCP&L | Eligible for TI Program | 2019-12-11 | 2019-12-16 | 2021-10-30 | REC Solar | REC290TP2 BLK | Solar Panels |  | 0.29 | 7 | 293 | 27 |  | Fixed | Roof
NJSTRE1545384365 | NJSRRE1544466644 | Transition Incentive Program | Fairview | 7022 | 7 | 8.38 | Residential | Yes | Behind the Meter | Net-metered residential rooftop and canopy |  | None | Vision Solar LLC | PSE&G | Accepted | 2020-02-17 | 2020-02-20 | 2021-10-30 | lg solar | lg335n1k-v5 | Solar Panels |  | 0.335 | 25 | 122 | 20 |  | Fixed | Roof
NJSTRE1545384366 | NJSRRE1544162396 | Transition Incentive Program | Swedesboro | 8085 | 15 | 9.77 | Residential | No | Behind the Meter | Behind the Meter |  | None | Trinity Solar | AC Electric | Eligible for TI Program | 2020-01-13 | 2020-01-17 | 2021-10-30 | Hanwah | Q.PEAK DUO BLK-G5 315 | Solar Panels |  | 0.315 | 13 | 206 | 45 |  | Fixed | Roof
NJSTRE1545384370 | NJSRRE1544511449 | Transition Incentive Program | Orange | 7050 | 9 | 6.3 | Residential | Yes | Behind the Meter | Behind the Meter |  | None | Pro Custom Solar dba Momentum Solar | PSE&G | Eligible for TI Program | 2020-02-20 | 2020-02-24 | 2021-10-30 | lg electronics | LG 350N1C-V5 | Solar Panels |  | 0.35 | 7 | 290 | 19 |  | Fixed | Roof
NJSTRE1545384375 | NJSRRE1543443438 | Transition Incentive Program | LYNDHURST | 7071 | 7 | 5.36 | Residential | Yes | Behind the Meter | Net-metered residential rooftop and canopy |  | None | Vivint Solar Developer, LLC | PSE&G | Accepted | 2019-11-25 | 2019-11-27 | 2021-10-30 | Hanwha | Q.PEAK BLK-G5 315 | Solar Panels |  | 0.315 | 7 | 126 | 26 |  | Fixed | Roof
NJSTRE1545634389 |  | Transition Incentive Program | Westfield Township | 7090 | 10 | 14.82 | Residential | No | Behind the Meter | Net-metered residential rooftop and canopy |  | None | Green Power Energy | PSE&G | Accepted | 2020-09-25 | 2020-09-29 | 2021-10-30 | Enphase Energy | IQ7PLUS-72-2-US | Inverters | 290 |  | 44 |  |  | 0.975 |  | Outside | Next to meter
NJSTRE1545634485 |  | Transition Incentive Program | Bordentown | 8505 | 13 | 4.08 | Residential | Yes | Behind the Meter | Net-metered residential rooftop and canopy |  | None | Trinity Solar | PSE&G | Accepted | 2020-09-25 | 2020-09-30 | 2021-10-30 | Solar Edge | SE3800 | Inverters | 3800 |  | 1 |  |  | 0.97 |  | Outside | side of home
NJSTRE1545634516 |  | Transition Incentive Program | Sewell | 8080 | 15 | 7.48 | Residential | Yes | Behind the Meter | Net-metered residential rooftop and canopy |  | None | Trinity Solar | AC Electric | Accepted | 2020-09-25 | 2020-09-29 | 2021-10-30 | solar edge | SE6000 | Inverters | 6000 |  | 1 |  |  | 0.97 |  | Outside | side of home
NJSTRE1545634687 |  | Transition Incentive Program | HAMILTON | 8610 | 12 | 4.76 | Residential | Yes | Behind the Meter | Net-metered residential rooftop and canopy |  | None | Trinity Solar | PSE&G | Accepted | 2020-09-25 | 2020-09-29 | 2021-10-30 | Solar Edge | SE3800H-US000BNC4 | Inverters | 3800 |  | 1 |  |  | 0.97 |  | Outdoor | side of home
NJSTRE1545636403 |  | Transition Incentive Program | WILLIAMSTOWN | 8094 | 15 | 11.03 | Residential | No | Behind the Meter | Net-metered residential rooftop and canopy |  | None | Suntuity Solar LLC | AC Electric | Accepted | 2020-09-26 | 2020-09-29 | 2021-10-30 | Enphase Energy | IQ7-60-2-US | Inverters | 240 |  | 35 |  |  | 0.97 |  | Outdoor | Behind the PV Modules
NJSTRE1545636455 |  | Transition Incentive Program | BURLINGTON | 8016 | 13 | 18.88 | Residential | Yes | Behind the Meter | Net-metered residential rooftop and canopy |  | None | Vivint Solar Developer, LLC | PSE&G | Accepted | 2020-09-29 | 2020-09-30 | 2021-10-30 | Solar Edge | SE7600H-US | Inverters | 7600 |  | 2 |  |  | 0.992 |  | Outdoor | Near the Utility Meter
NJSTRE1545636473 |  | Transition Incentive Program | Brick Township | 8724 | 18 | 14.39 | Residential | Yes | Behind the Meter | Net-metered residential rooftop and canopy |  | None | Seabright Solar | JCP&L | Accepted | 2020-09-26 | 2020-09-30 | 2021-10-30 | Enphase | IQ7XS-96-ACM-US | Inverters | 0.315 |  | 44 |  |  | 0.99 |  | Outside | Roof
NJSTRE1545637781 |  | Transition Incentive Program | BELLMAWR | 8031 | 14 | 7.88 | Residential | Yes | Behind the Meter | Net-metered residential rooftop and canopy |  | None | Suntuity Solar LLC | PSE&G | Accepted | 2020-09-28 | 2020-09-30 | 2021-10-30 | Enphase Energy | IQ7-60-2-US | Inverters | 240 |  | 25 |  |  | 0.97 |  | Outdoor | Behind the PV Modules
NJSTRE1545384346 | NJSRRE1543658640 | Transition Incentive Program | Howell | 7731 | 17 | 15.68 | Commercial | No | Behind the Meter | Net-metered non-residential rooftop and canopy |  | None | Powerlutions | JCP&L | Accepted |  | 2019-12-30 | 2021-10-30 | Axitec | AC-320MH/120S | Solar Panels |  | 0.32 | 49 | 95 | 19 |  | Fixed | Roof
NJSTRE1545384349 | NJSRRE1543478047 | Transition Incentive Program | KEANSBURG | 7734 | 17 | 7.25 | Residential | Yes | Behind the Meter | Net-metered residential rooftop and canopy |  | None | Vivint Solar Developer, LLC | JCP&L | Accepted | 2019-12-04 | 2019-12-06 | 2021-10-30 | Hanwha | Q.PEAK BLK-G5 315 | Solar Panels |  | 0.315 | 13 | 308 | 34 |  | Fixed | Roof
NJSTRE1545384352 | NJSRRE1544419255 | Transition Incentive Program | Absecon | 8201 | 19 | 11.03 | Residential | Yes | Behind the Meter | Net-metered residential rooftop and canopy |  | None | Vivint Solar Developer, LLC | AC Electric | Accepted | 2020-02-07 | 2020-02-11 | 2021-10-30 | HANWHA SOLAR | Q.PEAK BLK-G5 315 | Solar Panels |  | 0.315 | 26 | 193 | 19 |  | Fixed | Roof
NJSTRE1545384355 | NJSRRE1544514333 | Transition Incentive Program | EGG HARBOR TOWNSHIP | 8234 | 19 | 10.24 | Residential | Yes | Behind the Meter | Net-metered residential rooftop and canopy |  | None | Vivint Solar Developer, LLC | AC Electric | Final As-Built Received | 2020-02-24 | 2020-02-25 | 2021-10-30 | JINKO SOLAR | JKM320M-60HBL | Solar Panels |  | 0.32 | 10 | 111 | 31 |  | Fixed | Roof
NJSTRE1545384357 | NJSRRE1543826891 | Transition Incentive Program | Long Branch | 7740 | 17 | 11.55 | Residential | Yes | Behind the Meter | Behind the Meter |  | None | Pro Custom Solar dba Momentum Solar | JCP&L | Eligible for TI Program | 2019-12-30 | 2020-01-03 | 2021-10-30 | LG ELECTRONICS | LG 350N1C-V5 | Solar Panels |  | 0.35 | 9 | 191 | 17 |  | Fixed | Roof
NJSTRE1545634503 |  | Transition Incentive Program | Hainesport | 8036 | 13 | 8.16 | Residential | Yes | Behind the Meter | Net-metered residential rooftop and canopy |  | None | Trinity Solar | PSE&G | Accepted | 2020-09-25 | 2020-09-29 | 2021-10-30 | Solar Edge | SE7600H-US | Inverters | 7600 |  | 1 |  |  | 0.97 |  | Outside | side of home
NJSTRE1545634670 |  | Transition Incentive Program | Newark | 7103 | 9 | 3.85 | Residential | Yes | Behind the Meter | Net-metered residential rooftop and canopy |  | None | Pro Custom Solar dba Momentum Solar | PSE&G | Accepted | 2020-09-25 | 2020-09-29 | 2021-10-30 | Enphase | IQ7Plus-72-2-US | Inverters | 290 |  | 11 |  |  | 0.97 |  | Outdoor | Roof
NJSTRE1545634706 |  | Transition Incentive Program | Tinton Falls | 7753 | 17 | 10.2 | Residential | Yes | Behind the Meter | Net-metered residential rooftop and canopy |  | None | Trinity Solar | JCP&L | Accepted | 2020-09-25 | 2020-09-29 | 2021-10-30 | solar edge | SE7600 | Inverters | 7600 |  | 1 |  |  | 0.97 |  | Outside | side of home
NJSTRE1545384338 | NJSRRE1544414568 | Transition Incentive Program | Vineland | 8360 | 20 | 3.92 | Residential | Yes | Behind the Meter | Net-metered residential rooftop and canopy |  | None | Castle Energy, LLC | AC Electric | Accepted | 2020-02-06 | 2020-02-10 | 2021-10-30 | SunPower | SPR-E20-327-C-AC | Solar Panels |  | 0.327 | 12 | 93 | 23 |  | Fixed | Roof
NJSTRE1545384339 | NJSRRE1544150863 | Transition Incentive Program | Lawrence | 8648 | 12 | 3.84 | Residential | Yes | Behind the Meter | Behind the Meter |  | None | Skyline Solar, LLC | PSE&G | Eligible for TI Program | 2020-01-09 | 2020-01-14 | 2021-10-30 | Hanwha Q-Cells | Q.PEAK DUO-G5 320 | Solar Panels |  | 0.32 | 12 | 221,41 | 20 |  | Fixed | Roof
NJSTRE1545384349 | NJSRRE1543478047 | Transition Incentive Program | KEANSBURG | 7734 | 17 | 7.25 | Residential | Yes | Behind the Meter | Net-metered residential rooftop and canopy |  | None | Vivint Solar Developer, LLC | JCP&L | Accepted | 2019-12-04 | 2019-12-06 | 2021-10-30 | Hanwha | Q.PEAK BLK-G5 315 | Solar Panels |  | 0.315 | 6 | 218 | 34 |  | Fixed | Roof
NJSTRE1545384357 | NJSRRE1543826891 | Transition Incentive Program | Long Branch | 7740 | 17 | 11.55 | Residential | Yes | Behind the Meter | Behind the Meter |  | None | Pro Custom Solar dba Momentum Solar | JCP&L | Eligible for TI Program | 2019-12-30 | 2020-01-03 | 2021-10-30 | LG ELECTRONICS | LG 350N1C-V5 | Solar Panels |  | 0.35 | 18 | 281 | 23 |  | Fixed | Roof
NJSTRE1545384369 | NJSRRE1543880240 | Transition Incentive Program | Newton | 7860 | 1 | 10.88 | Residential | Yes | Behind the Meter | Behind the Meter |  | None | Sunrun Installation Services, Inc. | JCP&L | Eligible for TI Program | 2020-01-02 | 2020-01-06 | 2021-10-30 | Hanwha Q-Cells | Q.PEAK DUO-G7 320 | Solar Panels |  | 0.32 | 22 | 219 | 18 |  | Fixed | Roof
NJSTRE1545384376 | NJSRRE1544347580 | Transition Incentive Program | Browns Mills | 8015 | 13 | 22.4 | Residential | Yes | Behind the Meter | Behind the Meter |  | None | Pro Custom Solar dba Momentum Solar | JCP&L | Eligible for TI Program | 2020-02-03 | 2020-02-05 | 2021-10-30 | lg electronics | LG 350N1C-V5 | Solar Panels |  | 0.35 | 15 | 334 | 38 |  | Fixed | Roof
NJSTRE1545384379 | NJSRRE1544442814 | Transition Incentive Program | Port Murray | 7865 | 2 | 8.68 | Residential | Yes | Behind the Meter | Behind the Meter |  | None | Sunrun Installation Services, Inc. | JCP&L | Eligible for TI Program | 2020-02-13 | 2020-02-18 | 2021-10-30 | REC Solar | REC310TP2M | Solar Panels |  | 0.31 | 2 | 345 | 14 |  | Fixed | Roof
NJSTRE1545384388 | NJSRRE1544428753 | Transition Incentive Program | WEST BERLIN | 8091 | 14 | 5.76 | Residential | Yes | Behind the Meter | Net-metered residential rooftop and canopy |  | None | Vivint Solar Developer, LLC | AC Electric | Accepted | 2020-02-11 | 2020-02-13 | 2021-10-30 | Jinko Solar | JKM320M-60HBL | Solar Panels |  | 0.32 | 18 | 152 | 31 |  | Fixed | Roof
NJSTRE1545384396 | NJSRRE1543464334 | Transition Incentive Program | Wharton | 7885 | 3 | 29.87 | Residential | Yes | Behind the Meter | Behind the Meter |  | None | Sunrun Installation Services, Inc. | JCP&L | Eligible for TI Program | 2019-12-02 | 2019-12-04 | 2021-10-30 | REC Solar | REC290TP2 BLK | Solar Panels |  | 0.29 | 12 | 275 | 18 |  | Fixed | Roof
NJSTRE1545384396 | NJSRRE1543464334 | Transition Incentive Program | Wharton | 7885 | 3 | 29.87 | Residential | Yes | Behind the Meter | Behind the Meter |  | None | Sunrun Installation Services, Inc. | JCP&L | Eligible for TI Program | 2019-12-02 | 2019-12-04 | 2021-10-30 | REC Solar | REC290TP2 BLK | Solar Panels |  | 0.29 | 17 | 275 | 18 |  | Fixed | Roof
NJSTRE1545634406 |  | Transition Incentive Program | FREEHOLD | 7728 | 17 | 9.18 | Residential | No | Behind the Meter | Net-metered residential rooftop and canopy |  | None | Trinity Solar | JCP&L | Accepted | 2020-09-25 | 2020-09-29 | 2021-10-30 | Solar Edge | SE7600H-US000BNC4 | Inverters | 7600 |  | 1 |  |  | 0.97 |  | Outdoor | side of home
NJSTRE1545634686 |  | Transition Incentive Program | BAYONNE | 7002 | 8 | 5.25 | Residential | Yes | Behind the Meter | Net-metered residential rooftop and canopy |  | None | Pro Custom Solar dba Momentum Solar | PSE&G | Accepted | 2020-09-25 | 2020-09-29 | 2021-10-30 | Enphase | IQ7Plus-72-2-US | Inverters | 290 |  | 15 |  |  | 0.97 |  | Outdoor | Roof
NJSTRE1545634716 |  | Transition Incentive Program | Beachwood | 8722 | 18 | 10.15 | Residential | Yes | Behind the Meter | Net-metered residential rooftop and canopy |  | None | Pro Custom Solar dba Momentum Solar | JCP&L | Accepted | 2020-09-25 | 2020-09-29 | 2021-10-30 | Enphase | IQ7Plus-72-2-US | Inverters | 290 |  | 29 |  |  | 0.97 |  | Outdoor | Roof
NJSTRE1545634767 |  | Transition Incentive Program | Pilesgroves | 8098 | 16 | 11.16 | Residential | Yes | Behind the Meter | Net-metered residential ground mount |  | None | Solar Energy World | AC Electric | Accepted | 2020-09-25 | 2020-09-30 | 2021-10-30 | Solar Edge | SE10000H-USRGM | Inverters | 10000 |  | 1 |  |  | 0.98 |  | Outdoor | near panels
NJSTRE1545634811 |  | Transition Incentive Program | Perth Amboy | 8861 | 11 | 4.9 | Residential | Yes | Behind the Meter | Net-metered residential rooftop and canopy |  | None | Pro Custom Solar dba Momentum Solar | PSE&G | Accepted | 2020-09-25 | 2020-09-29 | 2021-10-30 | Enphase | IQ7Plus-72-2-US | Inverters | 290 |  | 14 |  |  | 0.97 |  | Outdoor | Roof
NJSTRE1545636434 |  | Transition Incentive Program | WILLIAMSTOWN | 8094 | 15 | 9.43 | Residential | Yes | Behind the Meter | Net-metered residential rooftop and canopy |  | None | Vivint Solar Developer, LLC | AC Electric | Accepted | 2020-09-29 | 2020-09-29 | 2021-10-30 | Solar Edge | SE7600H-US | Inverters | 7600 |  | 1 |  |  | 0.992 |  | Outdoor | Near the Utility Meter
NJSTRE1545636467 |  | Transition Incentive Program | LINDENWOLD | 8021 | 14 | 5.12 | Residential | No | Behind the Meter | Net-metered residential rooftop and canopy |  | None | Vivint Solar Developer, LLC | AC Electric | Accepted | 2020-09-29 | 2020-09-30 | 2021-10-30 | Solar Edge | SE3800H-US | Inverters | 3800 |  | 1 |  |  | 0.992 |  | Outdoor | Near the Utility Meter
NJSTRE1545384337 | NJSRRE1543548129 | Transition Incentive Program | Newton | 7860 | 1 | 9.28 | Residential | Yes | Behind the Meter | Behind the Meter |  | None | Sunrun Installation Services, Inc. | JCP&L | Eligible for TI Program | 2019-12-13 | 2019-12-18 | 2021-10-30 | REC Solar | REC290TP2 BLK | Solar Panels |  | 0.29 | 32 | 131 | 18 |  | Fixed | Roof
NJSTRE1545384348 | NJSRRE1544419447 | Transition Incentive Program | Dayton | 8810 | 11 | 5.85 | Residential | No | Behind the Meter | Net-metered residential rooftop and canopy |  | None | Maier Solar Engineering dba Solar Me | PSE&G | Accepted | 2020-02-07 | 2020-02-11 | 2021-10-30 | Panasonic | VBHN325KA03 | Solar Panels |  | 0.325 | 10 | 243 | 33 |  | Fixed | Roof
NJSTRE1545384359 | NJSRRE1543495745 | Transition Incentive Program | Bloomfield | 7003 | 9 | 2.84 | Residential | Yes | Behind the Meter | Behind the Meter |  | None | Trinity Solar | PSE&G | Eligible for TI Program | 2019-12-06 | 2019-12-10 | 2021-10-30 | Hanwha 315 | Q.PEAK DUO BLK-G5 315 | Solar Panels |  | 0.315 | 9 | 197 | 27 |  | Fixed | Roof
NJSTRE1545384363 | NJSRRE1544311115 | Transition Incentive Program | Howell | 7731 | 17 | 10.15 | Residential | Yes | Behind the Meter | Behind the Meter |  | None | Pro Custom Solar dba Momentum Solar | JCP&L | Eligible for TI Program | 2020-01-28 | 2020-01-30 | 2021-10-30 | lg electronics | LG 350N1C-V5 | Solar Panels |  | 0.35 | 3 | 115 | 18 |  | Fixed | Roof
NJSTRE1545384363 | NJSRRE1544311115 | Transition Incentive Program | Howell | 7731 | 17 | 10.15 | Residential | Yes | Behind the Meter | Behind the Meter |  | None | Pro Custom Solar dba Momentum Solar | JCP&L | Eligible for TI Program | 2020-01-28 | 2020-01-30 | 2021-10-30 | lg electronics | LG 350N1C-V5 | Solar Panels |  | 0.35 | 9 | 295 | 18 |  | Fixed | Roof
NJSTRE1545384368 | NJSRRE1543443024 | Transition Incentive Program | Brick Township | 8724 | 18 | 11.97 | Residential | Yes | Behind the Meter | Behind the Meter |  | None | Trinity Solar | JCP&L | Eligible for TI Program | 2019-11-25 | 2019-11-27 | 2021-10-30 | Hanwha | Q.PEAK DUO BLK-G5 315 | Solar Panels |  | 0.315 | 5 | 166 | 23 |  | Fixed | Roof
NJSTRE1545384332 | NJSRRE1544213990 | Transition Incentive Program | Mays Landing | 8330 | 19 | 10.5 | Residential | Yes | Behind the Meter | Behind the Meter |  | None | Pro Custom Solar dba Momentum Solar | AC Electric | Eligible for TI Program | 2020-01-22 | 2020-01-27 | 2021-10-30 | LG ELECTRONICS | LG 350N1C-V5 | Solar Panels |  | 0.35 | 4 | 208 | 34 |  | Fixed | Roof
NJSTRE1545384336 | NJSRRE1544512294 | Transition Incentive Program | South Brunswick Township | 8852 | 11 | 9.61 | Residential | No | Behind the Meter | Behind the Meter |  | None | Sunrun Installation Services, Inc. | PSE&G | Eligible for TI Program | 2020-02-20 | 2020-02-24 | 2021-10-30 | LONGi Green Energy Technology Co Ltd | LR6-60HPB-310M | Solar Panels |  | 0.31 | 13 | 171 | 47 |  | Fixed | Roof
NJSTRE1545384336 | NJSRRE1544512294 | Transition Incentive Program | South Brunswick Township | 8852 | 11 | 9.61 | Residential | No | Behind the Meter | Behind the Meter |  | None | Sunrun Installation Services, Inc. | PSE&G | Eligible for TI Program | 2020-02-20 | 2020-02-24 | 2021-10-30 | LONGi Green Energy Technology Co Ltd | LR6-60HPB-310M | Solar Panels |  | 0.31 | 18 | 260 | 37 |  | Fixed | Roof
NJSTRE1545384347 | NJSRRE1544161176 | Transition Incentive Program | Clinton | 8809 | 4 | 8.04 | Residential | No | Behind the Meter | Net-metered residential rooftop and canopy |  | None | Green Power energy | JCP&L | Accepted |  | 2020-01-16 | 2021-10-30 | LG Electronics | LG335N1K-V5 | Solar Panels |  | 0.335 | 24 | 180 | 30 |  | Fixed | Roof
NJSTRE1545384348 | NJSRRE1544419447 | Transition Incentive Program | Dayton | 8810 | 11 | 5.85 | Residential | No | Behind the Meter | Net-metered residential rooftop and canopy |  | None | Maier Solar Engineering dba Solar Me | PSE&G | Accepted | 2020-02-07 | 2020-02-11 | 2021-10-30 | Panasonic | VBHN325KA03 | Solar Panels |  | 0.325 | 8 | 153 | 40 |  | Fixed | Roof
NJSTRE1545384352 | NJSRRE1544419255 | Transition Incentive Program | Absecon | 8201 | 19 | 11.03 | Residential | Yes | Behind the Meter | Net-metered residential rooftop and canopy |  | None | Vivint Solar Developer, LLC | AC Electric | Accepted | 2020-02-07 | 2020-02-11 | 2021-10-30 | HANWHA SOLAR | Q.PEAK BLK-G5 315 | Solar Panels |  | 0.315 | 9 | 283 | 19 |  | Fixed | Roof
NJSTRE1545384364 | NJSRRE1543651631 | Transition Incentive Program | Elizabeth | 7208 | 10 | 5.99 | Residential | Yes | Behind the Meter | Behind the Meter |  | None | Pro Custom Solar dba Momentum Solar | PSE&G | Eligible for TI Program | 2019-12-23 | 2019-12-27 | 2021-10-30 | Hanwha | Q.Peak DUO BLK-G5 315 | Solar Panels |  | 0.315 | 4 | 116 | 18 |  | Fixed | Roof
NJSTRE1545384368 | NJSRRE1543443024 | Transition Incentive Program | Brick Township | 8724 | 18 | 11.97 | Residential | Yes | Behind the Meter | Behind the Meter |  | None | Trinity Solar | JCP&L | Eligible for TI Program | 2019-11-25 | 2019-11-27 | 2021-10-30 | Hanwha | Q.PEAK DUO BLK-G5 315 | Solar Panels |  | 0.315 | 6 | 76 | 27 |  | Fixed | Roof
NJSTRE1545384368 | NJSRRE1543443024 | Transition Incentive Program | Brick Township | 8724 | 18 | 11.97 | Residential | Yes | Behind the Meter | Behind the Meter |  | None | Trinity Solar | JCP&L | Eligible for TI Program | 2019-11-25 | 2019-11-27 | 2021-10-30 | Hanwha | Q.PEAK DUO BLK-G5 315 | Solar Panels |  | 0.315 | 9 | 256 | 27 |  | Fixed | Roof
NJSTRE1545384373 | NJSRRE1544199138 | Transition Incentive Program | Burlington Twp | 8016 | 13 | 6.79 | Residential | Yes | Behind the Meter | Net-metered residential rooftop and canopy |  | None | Bright Planet Solar | PSE&G | Accepted |  | 2020-01-23 | 2021-10-30 | HANWHA Q-CELLS | Q.PEAK BLK-G4.1 295W | Solar Panels |  | 0.295 | 3 | 207 | 10 |  | Fixed | Roof
NJSTRE1545384373 | NJSRRE1544199138 | Transition Incentive Program | Burlington Twp | 8016 | 13 | 6.79 | Residential | Yes | Behind the Meter | Net-metered residential rooftop and canopy |  | None | Bright Planet Solar | PSE&G | Accepted |  | 2020-01-23 | 2021-10-30 | HANWHA Q-CELLS | Q.PEAK BLK-G4.1 295W | Solar Panels |  | 0.295 | 11 | 120 | 6 |  | Fixed | Roof
NJSTRE1545384382 | NJSRRE1544306673 | Transition Incentive Program | Bound Brook | 8805 | 5 | 5.99 | Residential | No | Behind the Meter | Net-metered residential rooftop and canopy |  | None | Vivint Solar Developer, LLC | PSE&G | Accepted | 2020-01-27 | 2020-01-29 | 2021-10-30 | LG | LG315N1K-V5 | Solar Panels |  | 0.315 | 19 | 188 | 19 |  | Fixed | Roof
NJSTRE1545384376 | NJSRRE1544347580 | Transition Incentive Program | Browns Mills | 8015 | 13 | 22.4 | Residential | Yes | Behind the Meter | Behind the Meter |  | None | Pro Custom Solar dba Momentum Solar | JCP&L | Eligible for TI Program | 2020-02-03 | 2020-02-05 | 2021-10-30 | lg electronics | LG 350N1C-V5 | Solar Panels |  | 0.35 | 20 | 154 | 21 |  | Fixed | Roof
NJSTRE1545384376 | NJSRRE1544347580 | Transition Incentive Program | Browns Mills | 8015 | 13 | 22.4 | Residential | Yes | Behind the Meter | Behind the Meter |  | None | Pro Custom Solar dba Momentum Solar | JCP&L | Eligible for TI Program | 2020-02-03 | 2020-02-05 | 2021-10-30 | lg electronics | LG 350N1C-V5 | Solar Panels |  | 0.35 | 6 | 334 | 13 |  | Fixed | Roof
NJSTRE1545384379 | NJSRRE1544442814 | Transition Incentive Program | Port Murray | 7865 | 2 | 8.68 | Residential | Yes | Behind the Meter | Behind the Meter |  | None | Sunrun Installation Services, Inc. | JCP&L | Eligible for TI Program | 2020-02-13 | 2020-02-18 | 2021-10-30 | REC Solar | REC310TP2M | Solar Panels |  | 0.31 | 10 | 268 | 27 |  | Fixed | Roof
NJSTRE1545384380 | NJSRRE1543953095 | Transition Incentive Program | Sewell | 8080 | 15 | 18.64 | Residential | No | Behind the Meter | Net-metered residential rooftop and canopy |  | None | SunPower Corporation, Systems | AC Electric | Accepted |  | 2020-01-08 | 2021-10-30 | SUNPOWER | SPR-E20-327-E-AC | Solar Panels |  | 0.327 | 39 | 110 | 18 |  | Fixed | Roof
NJSTRE1545384385 | NJSRRE1543913716 | Transition Incentive Program | Brick Township | 8723 | 18 | 11.2 | Residential | Yes | Behind the Meter | Behind the Meter |  | None | Sunrun Installation Services, Inc. | JCP&L | Eligible for TI Program | 2020-01-03 | 2020-01-07 | 2021-10-30 | Hanwha Q-Cells | Q.PEAK DUO-G7 320 | Solar Panels |  | 0.32 | 8 | 93 | 37 |  | Fixed | Roof
NJSTRE1545384385 | NJSRRE1543913716 | Transition Incentive Program | Brick Township | 8723 | 18 | 11.2 | Residential | Yes | Behind the Meter | Behind the Meter |  | None | Sunrun Installation Services, Inc. | JCP&L | Eligible for TI Program | 2020-01-03 | 2020-01-07 | 2021-10-30 | Hanwha Q-Cells | Q.PEAK DUO-G7 320 | Solar Panels |  | 0.32 | 9 | 273 | 37 |  | Fixed | Roof
NJSTRE1545384389 | NJSRRE1543574885 | Transition Incentive Program | Ringwood | 7456 | 6 | 6.08 | Residential | Yes | Behind the Meter | Behind the Meter |  | None | Posigen NJ LLC | Orange Rockland Electric | Eligible for TI Program | 2019-12-20 | 2019-12-26 | 2021-10-30 | Silfab | SLA320M | Solar Panels |  | 0.32 | 19 | 130 | 21 |  | Fixed | Roof
NJSTRE1545384390 | NJSRRE1543821355 | Transition Incentive Program | WARETOWN | 8758 | 18 | 6.93 | Residential | Yes | Behind the Meter | Net-metered residential rooftop and canopy |  | None | Vivint Solar Developer, LLC | JCP&L | Accepted | 2019-12-26 | 2019-12-31 | 2021-10-30 | Hanwha Solar | Q.PEAK BLK-G5 315 | Solar Panels |  | 0.315 | 22 | 183 | 34 |  | Fixed | Roof
NJSTRE1545384399 | NJSRRE1544549847 | Transition Incentive Program | Manasquan | 8736 | 17 | 7.25 | Residential | No | Behind the Meter | Net-metered residential rooftop and canopy |  | None | Suntuity Solar LLC | JCP&L | Final As-Built Received | 2020-02-28 | 2020-03-04 | 2021-10-30 | Silfab Solar | SIL-315NL | Solar Panels |  | 0.315 | 9 | 311 | 33 |  | Fixed | Roof
NJSTRE1545384405 | NJSRRE1544543206 | Transition Incentive Program | Andover | 7821 | 1 | 12.4 | Residential | Yes | Behind the Meter | Behind the Meter |  | None | Sunrun Installation Services, Inc. | JCP&L | Eligible for TI Program | 2020-02-26 | 2020-02-28 | 2021-10-30 | REC Solar | REC310TP2M | Solar Panels |  | 0.31 | 15 | 15 | 18 |  | Fixed | Roof
NJSTRE1545384409 | NJSRRE1544519699 | Transition Incentive Program | Lake Hiawatha | 7034 | 3 | 9.38 | Residential | Yes | Behind the Meter | Behind the Meter |  | None | Pro Custom Solar dba Momentum Solar | JCP&L | Eligible for TI Program | 2020-02-21 | 2020-02-25 | 2021-10-30 | HANWHA | Q.PEAK DUO BLK G6+ 335 | Solar Panels |  | 0.335 | 5 | 89 | 18 |  | Fixed | Roof
NJSTRE1545384413 | NJSRRE1543535740 | Transition Incentive Program | Jackson Township | 8527 | 18 | 16.38 | Residential | Yes | Behind the Meter | Net-metered residential rooftop and canopy |  | None | Suntuity Solar LLC | JCP&L | Accepted | 2019-12-13 | 2019-12-18 | 2021-10-30 | Yingli Green Energy | YL315D-30b | Solar Panels |  | 0.315 | 16 | 273 | 15 |  | Fixed | Roof
NJSTRE1545384364 | NJSRRE1543651631 | Transition Incentive Program | Elizabeth | 7208 | 10 | 5.99 | Residential | Yes | Behind the Meter | Behind the Meter |  | None | Pro Custom Solar dba Momentum Solar | PSE&G | Eligible for TI Program | 2019-12-23 | 2019-12-27 | 2021-10-30 | Hanwha | Q.Peak DUO BLK-G5 315 | Solar Panels |  | 0.315 | 6 | 26 | 18 |  | Fixed | Roof
NJSTRE1545384368 | NJSRRE1543443024 | Transition Incentive Program | Brick Township | 8724 | 18 | 11.97 | Residential | Yes | Behind the Meter | Behind the Meter |  | None | Trinity Solar | JCP&L | Eligible for TI Program | 2019-11-25 | 2019-11-27 | 2021-10-30 | Hanwha | Q.PEAK DUO BLK-G5 315 | Solar Panels |  | 0.315 | 14 | 256 | 23 |  | Fixed | Roof
NJSTRE1545384369 | NJSRRE1543880240 | Transition Incentive Program | Newton | 7860 | 1 | 10.88 | Residential | Yes | Behind the Meter | Behind the Meter |  | None | Sunrun Installation Services, Inc. | JCP&L | Eligible for TI Program | 2020-01-02 | 2020-01-06 | 2021-10-30 | Hanwha Q-Cells | Q.PEAK DUO-G7 320 | Solar Panels |  | 0.32 | 12 | 129 | 23 |  | Fixed | Roof
NJSTRE1545384371 | NJSRRE1544546606 | Transition Incentive Program | Sicklerville | 8081 | 14 | 7.83 | Residential | Yes | Behind the Meter | Behind the Meter |  | None | Sunrun Installation Services, Inc. | AC Electric | Eligible for TI Program | 2020-02-27 | 2020-03-02 | 2021-10-30 | REC Solar | REC290TP2 BLK | Solar Panels |  | 0.29 | 22 | 152 | 27 |  | Fixed | Roof
NJSTRE1545384375 | NJSRRE1543443438 | Transition Incentive Program | LYNDHURST | 7071 | 7 | 5.36 | Residential | Yes | Behind the Meter | Net-metered residential rooftop and canopy |  | None | Vivint Solar Developer, LLC | PSE&G | Accepted | 2019-11-25 | 2019-11-27 | 2021-10-30 | Hanwha | Q.PEAK BLK-G5 315 | Solar Panels |  | 0.315 | 10 | 216 | 14 |  | Fixed | Roof
NJSTRE1545384378 | NJSRRE1543443076 | Transition Incentive Program | Freehold | 7728 | 17 | 22.04 | Residential | Yes | Behind the Meter | Behind the Meter |  | None | Sunrun Installation Services, Inc. | JCP&L | Eligible for TI Program | 2019-11-25 | 2019-11-27 | 2021-10-30 | REC Solar | REC290TP2 BLK | Solar Panels |  | 0.29 | 76 | 180 | 30 |  | Fixed | Roof
NJSTRE1545384384 | NJSRRE1543425786 | Transition Incentive Program | Monroe Township | 8831 | 11 | 15.51 | Residential | Yes | Behind the Meter | Behind the Meter |  | None | Sunrun Installation Services, Inc. | JCP&L | Eligible for TI Program | 2019-11-20 | 2019-11-25 | 2021-10-30 | LG Electronics | LG330N1C-A5 | Solar Panels |  | 0.33 | 37 | 173 | 11 |  | Fixed | Roof
NJSTRE1545384396 | NJSRRE1543464334 | Transition Incentive Program | Wharton | 7885 | 3 | 29.87 | Residential | Yes | Behind the Meter | Behind the Meter |  | None | Sunrun Installation Services, Inc. | JCP&L | Eligible for TI Program | 2019-12-02 | 2019-12-04 | 2021-10-30 | REC Solar | REC290TP2 BLK | Solar Panels |  | 0.29 | 34 | 275 | 18 |  | Fixed | Roof
NJSTRE1545384398 | NJSRRE1543501552 | Transition Incentive Program | East Orange | 7017 | 9 | 4.1 | Residential | Yes | Behind the Meter | Behind the Meter |  | None | Trinity Solar | PSE&G | Eligible for TI Program | 2019-12-09 | 2019-12-11 | 2021-10-30 | Hanwha 315 | Q.PEAK DUO BLK-G5 315 | Solar Panels |  | 0.315 | 5 | 116 | 43 |  | Fixed | Roof
NJSTRE1545384400 | NJSRRE1544543204 | Transition Incentive Program | Cranbury | 8512 | 11 | 8.58 | Residential | No | Behind the Meter | Behind the Meter |  | None | Panatec Corporation | PSE&G | Eligible for TI Program | 2020-02-26 | 2020-02-28 | 2021-10-30 | Panasonic | VBHN330SA17E | Solar Panels |  | 0.33 | 26 | 160 | 25 |  | Fixed | Roof
NJSTRE1545384408 | NJSRRE1544199085 | Transition Incentive Program | Merchantville | 8109 | 14 | 5.04 | Residential | Yes | Behind the Meter | Net-metered residential rooftop and canopy |  | None | Vivint Solar Developer, LLC | PSE&G | Accepted | 2020-01-21 | 2020-01-23 | 2021-10-30 | Hanwha Solar | Q.PEAK BLK-G5 315 | Solar Panels |  | 0.315 | 8 | 203 | 32 |  | Fixed | Roof
NJSTRE1545384412 | NJSRRE1543478271 | Transition Incentive Program | Seaside Heights | 8751 | 18 | 9.14 | Residential | No | Behind the Meter | Behind the Meter |  | None | Trinity Solar | Seaside Heights Electric | Eligible for TI Program | 2019-12-04 | 2019-12-06 | 2021-10-30 | Hanwha | Q.PEAK DUO BLK-G5 315 | Solar Panels |  | 0.315 | 4 | 7 | 9 |  | Fixed | Roof
NJSTRE1545384417 | NJSRRE1543434411 | Transition Incentive Program | BERGENFIELD | 7621 | 7 | 7.88 | Residential | Yes | Behind the Meter | Net-metered residential rooftop and canopy |  | None | Vivint Solar Developer, LLC | PSE&G | Accepted | 2019-11-29 | 2019-12-02 | 2021-10-30 | Hanwha | Q.PEAK BLK-G5 315 | Solar Panels |  | 0.315 | 14 | 86 | 5 |  | Fixed | Roof
NJSTRE1545384368 | NJSRRE1543443024 | Transition Incentive Program | Brick Township | 8724 | 18 | 11.97 | Residential | Yes | Behind the Meter | Behind the Meter |  | None | Trinity Solar | JCP&L | Eligible for TI Program | 2019-11-25 | 2019-11-27 | 2021-10-30 | Hanwha | Q.PEAK DUO BLK-G5 315 | Solar Panels |  | 0.315 | 4 | 166 | 45 |  | Fixed | Roof
NJSTRE1545384373 | NJSRRE1544199138 | Transition Incentive Program | Burlington Twp | 8016 | 13 | 6.79 | Residential | Yes | Behind the Meter | Net-metered residential rooftop and canopy |  | None | Bright Planet Solar | PSE&G | Accepted |  | 2020-01-23 | 2021-10-30 | HANWHA Q-CELLS | Q.PEAK BLK-G4.1 295W | Solar Panels |  | 0.295 | 9 | 121 | 12 |  | Fixed | Roof
NJSTRE1545384377 | NJSRRE1544501621 | Transition Incentive Program | GLOUCESTER CITY | 8030 | 14 | 6.62 | Residential | Yes | Behind the Meter | Net-metered residential rooftop and canopy |  | None | Vision Solar LLC | PSE&G | Accepted | 2020-02-19 | 2020-02-24 | 2021-10-30 | HANWHA QCELLS | QPEAK DUO G5 | Solar Panels |  | 0.315 | 3 | 206 | 21 |  | Fixed | Roof
NJSTRE1545384383 | NJSRRE1544550267 | Transition Incentive Program | Short Hills | 7078 | 9 | 10.88 | Residential | No | Behind the Meter | Behind the Meter |  | None | Green Power Energy | JCP&L | Eligible for TI Program | 2020-02-28 | 2020-03-04 | 2021-10-30 | LG Electronics | LG340N1C-V5 | Solar Panels |  | 0.34 | 16 | 96 | 27 |  | Fixed | Roof
NJSTRE1545384383 | NJSRRE1544550267 | Transition Incentive Program | Short Hills | 7078 | 9 | 10.88 | Residential | No | Behind the Meter | Behind the Meter |  | None | Green Power Energy | JCP&L | Eligible for TI Program | 2020-02-28 | 2020-03-04 | 2021-10-30 | LG Electronics | LG340N1C-V5 | Solar Panels |  | 0.34 | 16 | 275 | 27 |  | Fixed | Roof
NJSTRE1545384393 | NJSRRE1544021449 | Transition Incentive Program | Woodbridge Twp | 8830 | 11 | 5.4 | Residential | No | Behind the Meter | Net-metered residential rooftop and canopy |  | None | Bright Planet Solar | PSE&G | Accepted |  | 2020-01-09 | 2021-10-30 | HANWHA Q-CELLS | Q.PEAK-G4.1 300W | Solar Panels |  | 0.3 | 18 | 127 | 36 |  | Fixed | Roof
NJSTRE1545384397 | NJSRRE1544536269 | Transition Incentive Program | WEST ORANGE | 7052 | 9 | 6.72 | Residential | Yes | Behind the Meter | Net-metered residential rooftop and canopy |  | None | Vivint Solar Developer, LLC | PSE&G | Accepted | 2020-02-26 | 2020-02-27 | 2021-10-30 | JINKO SOLAR | JKM320M-60HBL | Solar Panels |  | 0.32 | 10 | 286 | 43 |  | Fixed | Roof
NJSTRE1545384397 | NJSRRE1544536269 | Transition Incentive Program | WEST ORANGE | 7052 | 9 | 6.72 | Residential | Yes | Behind the Meter | Net-metered residential rooftop and canopy |  | None | Vivint Solar Developer, LLC | PSE&G | Accepted | 2020-02-26 | 2020-02-27 | 2021-10-30 | JINKO SOLAR | JKM320M-60HBL | Solar Panels |  | 0.32 | 11 | 106 | 43 |  | Fixed | Roof
NJSTRE1545384403 | NJSRRE1544165301 | Transition Incentive Program | South Brunswick Twp | 8852 | 11 | 2.1 | Residential | No | Behind the Meter | Net-metered residential rooftop and canopy |  | None | Exact Solar | PSE&G | Accepted | 2020-01-14 | 2020-01-20 | 2021-10-30 | LG | LG350N1C-V5 | Solar Panels |  | 0.35 | 3 | 185 | 33 |  | Fixed | Roof
NJSTRE1545384407 | NJSRRE1543651863 | Transition Incentive Program | Howell | 7731 | 17 | 15.68 | Commercial | No | Behind the Meter | Net-metered non-residential rooftop and canopy |  | None | Powerlutions | JCP&L | Accepted |  | 2019-12-27 | 2021-10-30 | Axitec | AC-320MH/120S | Solar Panels |  | 0.32 | 49 | 275 | 19 |  | Fixed | Roof
NJSTRE1545384414 | NJSRRE1544333351 | Transition Incentive Program | Manahawkin | 8050 | 18 | 15.12 | Residential | Yes | Behind the Meter | Net-metered residential rooftop and canopy |  | None | Vivint Solar Developer, LLC | AC Electric | Final As-Built Received | 2020-01-30 | 2020-02-03 | 2021-10-30 | Hanwha Solar | Q.PEAK BLK-G5 315 | Solar Panels |  | 0.315 | 5 | 281 | 23 |  | Fixed | Roof
NJSTRE1545384418 | NJSRRE1544316843 | Transition Incentive Program | Mantua | 8051 | 15 | 3.84 | Residential | Yes | Behind the Meter | Behind the Meter |  | None | Skyline Solar, LLC | AC Electric | Eligible for TI Program | 2020-01-28 | 2020-01-30 | 2021-10-30 | Hanwha Q-Cells | Q.PEAK DUO-G5 320 | Solar Panels |  | 0.32 | 12 | 188 | 42 |  | Fixed | Roof
NJSTRE1545384424 | NJSRRE1543651623 | Transition Incentive Program | South River | 8882 | 11 | 12.43 | Residential | No | Behind the Meter | Net-metered residential rooftop and canopy |  | None | SunPower Corporation, Systems | South River | Accepted |  | 2019-12-27 | 2021-10-30 | SUNPOWER | SPR-E20-327-E-AC | Solar Panels |  | 0.327 | 18 | 176 | 20 |  | Fixed | Roof
NJSTRE1545384371 | NJSRRE1544546606 | Transition Incentive Program | Sicklerville | 8081 | 14 | 7.83 | Residential | Yes | Behind the Meter | Behind the Meter |  | None | Sunrun Installation Services, Inc. | AC Electric | Eligible for TI Program | 2020-02-27 | 2020-03-02 | 2021-10-30 | REC Solar | REC290TP2 BLK | Solar Panels |  | 0.29 | 5 | 152 | 18 |  | Fixed | Roof
NJSTRE1545634732 |  | Transition Incentive Program | Carneys Point | 8069 | 16 | 7.14 | Residential | No | Behind the Meter | Net-metered residential rooftop and canopy |  | None | Kaitanna Solar, LLC | AC Electric | Accepted | 2020-09-25 | 2020-09-29 | 2021-10-30 | Enphase | IQ7+ | Inverters | 290 |  | 21 |  |  | 0.97 |  | Outdoor | Under Module
NJSTRE1545634735 |  | Transition Incentive Program | Sicklerville | 8081 | 14 | 11.2 | Residential | Yes | Behind the Meter | Net-metered residential rooftop and canopy |  | None | All Season Solar | AC Electric | Accepted | 2020-09-25 | 2020-09-29 | 2021-10-30 | Enphase | IQ7 | Inverters | 240 |  | 35 |  |  | 0.97 |  | Outside | under module
NJSTRE1545634851 |  | Transition Incentive Program | BARNEGAT | 8005 | 18 | 4.88 | Residential | Yes | Behind the Meter | Net-metered residential rooftop and canopy |  | None | Vivint Solar Developer, LLC | JCP&L | Accepted | 2020-09-29 | 2020-09-30 | 2021-10-30 | Solar Edge | SE3800H-US | Inverters | 3800 |  | 1 |  |  | 0.992 |  | Outdoor | Near the Utility Meter
NJSTRE1545634898 |  | Transition Incentive Program | GIBBSTOWN | 8027 | 15 | 9.43 | Residential | Yes | Behind the Meter | Net-metered residential rooftop and canopy |  | None | Vivint Solar Developer, LLC | AC Electric | Accepted | 2020-09-29 | 2020-09-30 | 2021-10-30 | Solar Edge | SE7600H-US | Inverters | 7600 |  | 1 |  |  | 0.992 |  | Outdoor | Near the Utility Meter
NJSTRE1545634900 |  | Transition Incentive Program | EAST ORANGE | 7017 | 9 | 6.83 | Residential | Yes | Behind the Meter | Net-metered residential rooftop and canopy |  | None | Vivint Solar Developer, LLC | PSE&G | Accepted | 2020-09-30 | 2020-09-30 | 2021-10-30 | Solar Edge | SE7600H-US | Inverters | 7600 |  | 1 |  |  | 0.992 |  | Outdoor | Near the Utility Meter
NJSTRE1545636416 |  | Transition Incentive Program | UNION BEACH | 7735 | 17 | 7.36 | Residential | Yes | Behind the Meter | Net-metered residential rooftop and canopy |  | None | Vivint Solar Developer, LLC | JCP&L | Accepted | 2020-09-29 | 2020-09-30 | 2021-10-30 | Solar Edge | SE7600H-US | Inverters | 7600 |  | 1 |  |  | 0.992 |  | Outdoor | Near the Utility Meter
NJSTRE1545636501 |  | Transition Incentive Program | Vineland | 8360 | 20 | 7.44 | Residential | Yes | Behind the Meter | Net-metered residential rooftop and canopy |  | None | Bright Planet Solar | Vineland Muni Electric | Accepted | 2020-09-26 | 2020-09-30 | 2021-10-30 | SOLAR EDGE | SE6000H-USRGM | Inverters | 6000 |  | 1 |  |  | 0.98 |  | Outdoor | OUTSIDE
NJSTRE1545637777 |  | Transition Incentive Program | VINELAND | 8360 | 20 | 10.4 | Residential | No | Behind the Meter | Net-metered residential rooftop and canopy |  | None | Suntuity Solar LLC | Vineland Muni Electric | Accepted | 2020-09-29 | 2020-09-30 | 2021-10-30 | Enphase Energy | IQ7-60-2-US | Inverters | 240 |  | 33 |  |  | 0.97 |  | Outdoor | Behind the PV Modules
NJSTRE1545637846 |  | Transition Incentive Program | Cliffwood Beach | 8879 | 11 | 9.46 | Residential | Yes | Behind the Meter | Net-metered residential rooftop and canopy |  | None | Sunrun Installation Services, Inc. | JCP&L | Accepted | 2020-09-28 | 2020-09-30 | 2021-10-30 | Enphase Energy | IQ7-60-x-US (240V) | Inverters | 240 |  | 31 |  |  | 0.96 |  | Outdoor | Rooftop
NJSTRE1545637927 |  | Transition Incentive Program | Vineland | 8360 | 20 | 6.7 | Residential | Yes | Behind the Meter | Net-metered residential rooftop and canopy |  | None | Vision Solar LLC | Vineland Muni Electric | Accepted | 2020-09-28 | 2020-09-30 | 2021-10-30 | ENPHASE | IQ7-60-2-US | Inverters | 0.24 |  | 20 |  |  | 0.96 |  | Other | BEHIND EAHC PANEL
NJSTRE1545638034 |  | Transition Incentive Program | East Rutherford | 7073 | 7 | 6.12 | Residential | Yes | Behind the Meter | Net-metered residential rooftop and canopy |  | None | Trinity Solar | PSE&G | Accepted | 2020-09-28 | 2020-09-30 | 2021-10-30 | SOLAR REDGE | SE5000H-US | Inverters | 5000 |  | 1 |  |  | 0.97 |  | Outside | SIDE OF HOME
NJSTRE1545638056 |  | Transition Incentive Program | Egg Harbor Township | 8234 | 19 | 9.18 | Residential | Yes | Behind the Meter | Net-metered residential rooftop and canopy |  | None | Trinity Solar | AC Electric | Accepted | 2020-09-28 | 2020-09-30 | 2021-10-30 | Solar Edge | SE7600H-US | Inverters | 7600 |  | 1 |  |  | 0.97 |  | Outside | side of home
NJSTRE1545582147 |  | Transition Incentive Program | Glen Rock | 7452 | 7 | 7.19 | Residential | Yes | Behind the Meter | Net-metered residential rooftop and canopy |  | None | SunPower Corporation, Systems | PSE&G | Accepted | 2020-09-13 | 2020-09-16 | 2021-10-30 | SunPower | SPR-E20-327-E-AC | Inverters | 320 |  | 22 |  |  | 0.96 |  | Other | under each panel
NJSTRE1545582526 |  | Transition Incentive Program | MANTUA | 8051 | 15 | 12.29 | Residential | Yes | Behind the Meter | Net-metered residential rooftop and canopy |  | None | Suntuity Solar LLC | AC Electric | Accepted | 2020-09-14 | 2020-09-16 | 2021-10-30 | Enphase Energy | IQ7-60-2-US | Inverters | 240 |  | 39 |  |  | 0.97 |  | Outdoor | Behind the PV Modules
NJSTRE1545582538 |  | Transition Incentive Program | West Deptford | 8086 | 15 | 13.68 | Residential | No | Behind the Meter | Net-metered residential rooftop and canopy |  | None | Suntuity Solar LLC | PSE&G | Accepted | 2020-09-14 | 2020-09-16 | 2021-10-30 | Enphase Energy | IQ7-60-2-US | Inverters | 240 |  | 38 |  |  | 0.97 |  | Outdoor | Behind the PV Modules
NJSTRE1545582652 |  | Transition Incentive Program | Roms River | 8755 | 18 | 19.98 | Residential | No | Behind the Meter | Net-metered residential rooftop and canopy |  | None | Whitman Construction, LLC | JCP&L | Accepted | 2020-09-14 | 2020-09-16 | 2021-10-30 | ENPHASE ENERGY | IQ7Plus-72-2-US | Inverters | 240 |  | 54 |  |  | 0.975 |  | Outdoor | microinverters located under modules
NJSTRE1545582664 |  | Transition Incentive Program | Vineland | 8360 | 20 | 5.44 | Residential | Yes | Behind the Meter | Net-metered residential rooftop and canopy |  | None | Trinity Solar | Vineland Muni Electric | Accepted | 2020-09-14 | 2020-09-16 | 2021-10-30 | Solar Edge | SE5000H-US | Inverters | 5000 |  | 1 |  |  | 0.97 |  | Outside | side of home
NJSTRE1545582705 |  | Transition Incentive Program | Westville | 8093 | 15 | 5.1 | Residential | Yes | Behind the Meter | Net-metered residential rooftop and canopy |  | None | Trinity Solar | PSE&G | Accepted | 2020-09-14 | 2020-09-16 | 2021-10-30 | Solar Edge | SE3800 | Inverters | 3800 |  | 1 |  |  | 0.97 |  | Outside | side of home
NJSTRE1545582788 |  | Transition Incentive Program | Ringwood | 7456 | 6 | 5.94 | Residential | Yes | Behind the Meter | Net-metered residential rooftop and canopy |  | None | Sunrun Installation Services, Inc. | JCP&L | Accepted | 2020-09-14 | 2020-09-30 | 2021-10-30 | Enphase Energy | IQ7-60-x-US (240V) | Inverters | 240 |  | 18 |  |  | 0.96 |  | Outdoor | Rooftop
NJSTRE1545583056 |  | Transition Incentive Program | Clementon | 8021 | 14 | 3.85 | Residential | Yes | Behind the Meter | Net-metered residential rooftop and canopy |  | None | Pro Custom Solar dba Momentum Solar | AC Electric | Accepted | 2020-09-14 | 2020-09-16 | 2021-10-30 | Enphase | IQ7PLUS-72-2-US | Inverters | 290 |  | 11 |  |  | 0.97 |  | Outdoor | Roof
NJSTRE1545586170 |  | Transition Incentive Program | Evesham | 8053 | 13 | 5.1 | Residential | No | Behind the Meter | Net-metered residential rooftop and canopy |  | PSEG | Maier Solar Engineering dba Solar Me | PSE&G | Accepted | 2020-09-15 | 2020-09-17 | 2021-10-30 | Enphase | IQ7+ | Inverters | 290 |  | 15 |  |  | 0.96 |  | Outdoor | Next to meter
NJSTRE1545586265 |  | Transition Incentive Program | Perth Amboy | 8861 | 11 | 9.6 | Residential | No | Behind the Meter | Net-metered residential rooftop and canopy |  | None | New Jersey Suntech | PSE&G | Accepted | 2020-09-15 | 2020-09-16 | 2021-10-30 | Solaredge | SE7600-US | Inverters | 7600 |  | 1 |  |  | 0.98 |  | Outside | Side of house
NJSTRE1545586289 |  | Transition Incentive Program | NEWARK | 7104 | 9 | 7.15 | Residential | No | Behind the Meter | Net-metered residential rooftop and canopy |  | None | Infinity Solar Systems | PSE&G | Accepted | 2020-09-15 | 2020-09-16 | 2021-10-30 | ENPHASE | IQ7-60-X-US | Inverters | 240 |  | 22 |  |  | 0.97 |  | Outside | MICROINVERTERS
NJSTRE1545586293 |  | Transition Incentive Program | Franklin TWP | 8873 | 5 | 6.8 | Residential | No | Behind the Meter | Net-metered residential rooftop and canopy |  | None | Tesla Energy Operations Inc. | PSE&G | Accepted | 2020-09-15 | 2020-09-16 | 2021-10-30 | SolarEdge Technologies | SE7600H-US [240V] | Inverters | 7600 |  | 1 |  |  | 0.99 |  | Indoor | Inside garage
NJSTRE1545586336 |  | Transition Incentive Program | Manalapan | 7726 | 17 | 7.36 | Residential | Yes | Behind the Meter | Net-metered residential rooftop and canopy |  | None | Reliable Power and Solar | JCP&L | Accepted | 2020-09-15 | 2020-09-17 | 2021-10-30 | enphase | IQ7 | Inverters | 240 |  | 23 |  |  | 0.97 |  | Outdoor | roof
NJSTRE1545586929 |  | Transition Incentive Program | Westville | 8093 | 15 | 12.58 | Residential | Yes | Behind the Meter | Net-metered residential rooftop and canopy |  | None | Trinity Solar | PSE&G | Accepted | 2020-09-15 | 2020-09-17 | 2021-10-30 | Solar Edge | SE10000 | Inverters | 10000 |  | 1 |  |  | 0.97 |  | Outside | side of home
NJSTRE1545586940 |  | Transition Incentive Program | Cape May | 8204 | 21 | 5.1 | Residential | Yes | Behind the Meter | Net-metered residential rooftop and canopy |  | None | Trinity Solar | AC Electric | Accepted | 2020-09-15 | 2020-09-17 | 2021-10-30 | SOLAR EDGE | SE3800H-US | Inverters | 3800 |  | 1 |  |  | 0.97 |  | Outside | SIDE OF HOME
NJSTRE1545383468 | NJSRRE1542430923 | Transition Incentive Program | Middlesex | 8846 | 11 | 12.08 | Residential | Yes | Behind the Meter | Behind the Meter |  | None | Pro Custom Solar dba Momentum Solar | PSE&G | Eligible for TI Program | 2019-09-24 | 2019-09-25 | 2021-10-30 | LG ELECTRONICS | LG 345N1C-V5 | Solar Panels |  | 0.345 | 10 | 357 | 26 |  | Fixed | Roof
NJSTRE1545383472 | NJSRRE1542481281 | Transition Incentive Program | Burlington City | 8016 | 13 | 9.57 | Residential | Yes | Behind the Meter | Behind the Meter |  | None | Sunrun Installation Services, Inc. | PSE&G | Eligible for TI Program | 2019-10-01 | 2019-10-03 | 2021-10-30 | LG Electronics | LG330N1C-A5 | Solar Panels |  | 0.33 | 4 | 249 | 18 |  | Fixed | Roof
NJSTRE1545383474 | NJSRRE1543152999 | Transition Incentive Program | PILESGROVE | 8098 | 16 | 29.61 | Residential | Yes | Behind the Meter | Net-metered residential rooftop and canopy |  | None | Vivint Solar Developer, LLC | AC Electric | Accepted | 2019-12-13 | 2019-12-16 | 2021-10-30 | Hanwha | Q.PEAK BLK-G5 315 | Solar Panels |  | 0.315 | 4 | 259 | 28 |  | Fixed | Roof
NJSTRE1545383476 | NJSRRE1542548305 | Transition Incentive Program | Pennsauken Township | 8110 | 14 | 6.3 | Residential | Yes | Behind the Meter | Net-metered residential rooftop and canopy |  | None | Castle Energy, LLC | PSE&G | Accepted | 2019-10-16 | 2019-10-18 | 2021-10-30 | Hanwha Q-Cells | Q.Peak DUO-G5 315 | Solar Panels |  | 0.315 | 12 | 148 | 26 |  | Fixed | Roof
NJSTRE1545383483 | NJSRRE1542528121 | Transition Incentive Program | Irvington Town | 7111 | 9 | 3.84 | Residential | Yes | Behind the Meter | Behind the Meter |  | None | Skyline Solar, LLC | PSE&G | Eligible for TI Program | 2019-10-11 | 2019-10-15 | 2021-10-30 | Hanwha Q-Cells | Q.PEAK DUO-G5 320 | Solar Panels |  | 0.32 | 12 | 121301 | 18 |  | Fixed | Roof
NJSTRE1545383488 | NJSRRE1542684889 | Transition Incentive Program | Keyport | 7735 | 17 | 5.67 | Residential | Yes | Behind the Meter | Behind the Meter |  | None | Trinity Solar | JCP&L | Eligible for TI Program | 2019-10-28 | 2019-10-30 | 2021-10-30 | Yingli 315 | YL315D-30b | Solar Panels |  | 0.315 | 16 | 257 | 23 |  | Fixed | Roof
NJSTRE1545383503 | NJSRRE1542575059 | Transition Incentive Program | Keyport | 7735 | 17 | 8.82 | Residential | Yes | Behind the Meter | Net-metered residential rooftop and canopy |  | None | Vivint Solar Developer, LLC | JCP&L | Accepted | 2019-10-22 | 2019-10-24 | 2021-10-30 | Hanwha | Q.PEAK BLK-G5 315 | Solar Panels |  | 0.315 | 2 | 175 | 24 |  | Fixed | Roof
NJSTRE1545383505 | NJSRRE1542546820 | Transition Incentive Program | Mullica Hill | 8062 | 15 | 7.52 | Residential | No | Behind the Meter | Net-metered residential rooftop and canopy |  | None | SunnyMac LLC | AC Electric | Accepted |  | 2019-10-18 | 2021-10-30 | SunPower | SPR-E20-327 | Solar Panels |  | 0.327 | 23 | 189 | 18 |  | Fixed | Roof
NJSTRE1545383506 | NJSRRE1543067476 | Transition Incentive Program | Franklin Township | 8873 | 5 | 15.84 | Residential | No | Behind the Meter | Behind the Meter |  | None | Green Power Energy | PSE&G | Eligible for TI Program | 2019-11-12 | 2019-11-14 | 2021-10-30 | Panasonic | VBHN330SA17 | Solar Panels |  | 0.33 | 15 | 191 | 30 |  | Fixed | Roof
NJSTRE1545383508 | NJSRRE1543056220 | Transition Incentive Program | PENNSAUKEN | 8110 | 14 | 4.41 | Residential | Yes | Behind the Meter | Net-metered residential rooftop and canopy |  | None | Vivint Solar Developer, LLC | PSE&G | Accepted | 2019-11-07 | 2019-11-12 | 2021-10-30 | Hanwha | Q.PEAK BLK G5 315 | Solar Panels |  | 0.315 | 8 | 238 | 13 |  | Fixed | Roof
NJSTRE1545383511 | NJSRRE1542431675 | Transition Incentive Program | Merchantville | 8109 | 14 | 12.29 | Residential | Yes | Behind the Meter | Net-metered residential rooftop and canopy |  | None | Vivint Solar Developer, LLC | PSE&G | Accepted | 2019-09-24 | 2019-09-26 | 2021-10-30 | Hanwha | Q.PEAK DUO BLK-G5 315w | Solar Panels |  | 0.315 | 16 | 231 | 25 |  | Fixed | Roof
NJSTRE1545383513 | NJSRRE1543151882 | Transition Incentive Program | MONROE | 8831 | 11 | 11.66 | Residential | Yes | Behind the Meter | Net-metered residential rooftop and canopy |  | None | Vivint Solar Developer, LLC | JCP&L | Accepted | 2019-11-13 | 2019-11-15 | 2021-10-30 | Hanwha Solar | Q.PEAK BLK-G5 315 | Solar Panels |  | 0.315 | 15 | 30 | 23 |  | Fixed | Roof
NJSTRE1545383516 | NJSRRE1542554451 | Transition Incentive Program | Newark | 7106 | 9 | 4.73 | Residential | Yes | Behind the Meter | Behind the Meter |  | None | Pro Custom Solar dba Momentum Solar | PSE&G | Eligible for TI Program | 2019-10-17 | 2019-10-21 | 2021-10-30 | HANWHA | Q.PEAK DUO BLK-G5 315 | Solar Panels |  | 0.315 | 10 | 15 | 25 |  | Fixed | Roof
NJSTRE1545383522 | NJSRRE1542561885 | Transition Incentive Program | Swedesboro | 8085 | 15 | 9.6 | Residential | Yes | Behind the Meter | Behind the Meter |  | None | Skyline Solar, LLC | AC Electric | Eligible for TI Program | 2019-10-21 | 2019-10-22 | 2021-10-30 | Hanwha Q-Cells | Q.PEAK DUO-G5 320 | Solar Panels |  | 0.32 | 30 | 119 | 38 |  | Fixed | Roof
NJSTRE1545383524 | NJSRRE1542510348 | Transition Incentive Program | TEANECK | 7666 | 7 | 6.62 | Residential | Yes | Behind the Meter | Net-metered residential rooftop and canopy |  | None | Vivint Solar Developer, LLC | PSE&G | Accepted | 2019-10-05 | 2019-10-09 | 2021-10-30 | Hanwha solar | Q.PEAK BLK-G5 315w | Solar Panels |  | 0.315 | 6 | 167 | 25 |  | Fixed | Roof
NJSTRE1545383526 | NJSRRE1542832689 | Transition Incentive Program | WEST WINDSOR TWP | 8540 | 12 | 8.76 | Residential | No | Behind the Meter | Behind the Meter |  | None | Sunrun Installation Services, Inc. | PSE&G | Eligible for TI Program | 2019-10-30 | 2019-11-01 | 2021-10-30 | LG Electronics | LG365Q1C-V5 | Solar Panels |  | 0.365 | 16 | 98 | 43 |  | Fixed | Roof
NJSTRE1545383530 | NJSRRE1543067552 | Transition Incentive Program | Carteret Boro | 7008 | 11 | 5.12 | Residential | Yes | Behind the Meter | Behind the Meter |  | None | Skyline Solar, LLC | PSE&G | Eligible for TI Program | 2019-11-12 | 2020-01-14 | 2021-10-30 | Hanwha Q-Cells | Q.PEAK DUO-G5 320 | Solar Panels |  | 0.32 | 16 | 114 | 25 |  | Fixed | Roof
NJSTRE1545383532 | NJSRRE1543067470 | Transition Incentive Program | SICKLERVILLE | 8081 | 14 | 9.14 | Residential | Yes | Behind the Meter | Net-metered residential rooftop and canopy |  | None | Vivint Solar Developer, LLC | AC Electric | Accepted | 2019-11-12 | 2019-11-14 | 2021-10-30 | Hanwha | Q.PEAK BLK-G5 315 | Solar Panels |  | 0.315 | 16 | 131 | 20 |  | Fixed | Roof
NJSTRE1545383538 | NJSRRE1542441551 | Transition Incentive Program | LANOKA HARBOR | 8734 | 18 | 11.04 | Residential | Yes | Behind the Meter | Behind the Meter |  | None | Pro Custom Solar dba Momentum Solar | JCP&L | Eligible for TI Program | 2019-09-25 | 2019-09-27 | 2021-10-30 | LG ELECTRONICS | LG 345N1C-V5 | Solar Panels |  | 0.345 | 11 | 4 | 17 |  | Fixed | Roof
NJSTRE1545383543 | NJSRRE1542519371 | Transition Incentive Program | Mount Laurel Township | 8054 | 13 | 14.84 | Residential | Yes | Behind the Meter | Behind the Meter |  | None | Pro Custom Solar dba Momentum Solar | PSE&G | Eligible for TI Program | 2019-10-09 | 2019-10-11 | 2021-10-30 | LG ELECTRONICS | LG 345N1C-V5 | Solar Panels |  | 0.345 | 17 | 282 | 25 |  | Fixed | Roof
NJSTRE1545383550 | NJSRRE1542575017 | Transition Incentive Program | TOMS RIVER | 8755 | 18 | 6.3 | Residential | Yes | Behind the Meter | Net-metered residential rooftop and canopy |  | None | Vivint Solar Developer, LLC | JCP&L | Accepted | 2019-10-22 | 2019-10-24 | 2021-10-30 | Hanwha | Q.PEAK BLK-G5 315 | Solar Panels |  | 0.315 | 11 | 92 | 23 |  | Fixed | Roof
NJSTRE1545383553 | NJSRRE1543065953 | Transition Incentive Program | Holmdel | 7733 | 17 | 15.53 | Residential | No | Behind the Meter | Behind the Meter |  | None | Pro Custom Solar dba Momentum Solar | JCP&L | Eligible for TI Program | 2019-11-11 | 2019-11-13 | 2021-10-30 | LG Electronics | LG 345N1C-V5 | Solar Panels |  | 0.345 | 20 | 137 | 33 |  | Fixed | Roof
NJSTRE1545383556 | NJSRRE1542790789 | Transition Incentive Program | Mays landing | 8330 | 19 | 8.5 | Residential | Yes | Behind the Meter | Net-metered residential rooftop and canopy |  | None | Vision Solar LLC | AC Electric | Accepted | 2019-10-30 | 2019-11-01 | 2021-10-30 | SUNPOWER | E20-327-E-AC | Solar Panels |  | 0.327 | 15 | 252 | 26 |  | Fixed | Roof
NJSTRE1545384376 | NJSRRE1544347580 | Transition Incentive Program | Browns Mills | 8015 | 13 | 22.4 | Residential | Yes | Behind the Meter | Behind the Meter |  | None | Pro Custom Solar dba Momentum Solar | JCP&L | Eligible for TI Program | 2020-02-03 | 2020-02-05 | 2021-10-30 | lg electronics | LG 350N1C-V5 | Solar Panels |  | 0.35 | 13 | 154 | 39 |  | Fixed | Roof
NJSTRE1545384376 | NJSRRE1544347580 | Transition Incentive Program | Browns Mills | 8015 | 13 | 22.4 | Residential | Yes | Behind the Meter | Behind the Meter |  | None | Pro Custom Solar dba Momentum Solar | JCP&L | Eligible for TI Program | 2020-02-03 | 2020-02-05 | 2021-10-30 | lg electronics | LG 350N1C-V5 | Solar Panels |  | 0.35 | 10 | 334 | 21 |  | Fixed | Roof
NJSTRE1545384379 | NJSRRE1544442814 | Transition Incentive Program | Port Murray | 7865 | 2 | 8.68 | Residential | Yes | Behind the Meter | Behind the Meter |  | None | Sunrun Installation Services, Inc. | JCP&L | Eligible for TI Program | 2020-02-13 | 2020-02-18 | 2021-10-30 | REC Solar | REC310TP2M | Solar Panels |  | 0.31 | 12 | 88 | 27 |  | Fixed | Roof
NJSTRE1545384380 | NJSRRE1543953095 | Transition Incentive Program | Sewell | 8080 | 15 | 18.64 | Residential | No | Behind the Meter | Net-metered residential rooftop and canopy |  | None | SunPower Corporation, Systems | AC Electric | Accepted |  | 2020-01-08 | 2021-10-30 | SUNPOWER | SPR-E20-327-E-AC | Solar Panels |  | 0.327 | 18 | 290 | 18 |  | Fixed | Roof
NJSTRE1545384385 | NJSRRE1543913716 | Transition Incentive Program | Brick Township | 8723 | 18 | 11.2 | Residential | Yes | Behind the Meter | Behind the Meter |  | None | Sunrun Installation Services, Inc. | JCP&L | Eligible for TI Program | 2020-01-03 | 2020-01-07 | 2021-10-30 | Hanwha Q-Cells | Q.PEAK DUO-G7 320 | Solar Panels |  | 0.32 | 6 | 93 | 37 |  | Fixed | Roof
NJSTRE1545384385 | NJSRRE1543913716 | Transition Incentive Program | Brick Township | 8723 | 18 | 11.2 | Residential | Yes | Behind the Meter | Behind the Meter |  | None | Sunrun Installation Services, Inc. | JCP&L | Eligible for TI Program | 2020-01-03 | 2020-01-07 | 2021-10-30 | Hanwha Q-Cells | Q.PEAK DUO-G7 320 | Solar Panels |  | 0.32 | 12 | 273 | 37 |  | Fixed | Roof
NJSTRE1545384395 | NJSRRE1544456583 | Transition Incentive Program | Woodbury | 8096 | 15 | 11.73 | Residential | Yes | Behind the Meter | Net-metered residential rooftop and canopy |  | None | Vision Solar LLC | PSE&G | Accepted | 2020-02-14 | 2020-02-19 | 2021-10-30 | lg solar | lg335n1k-v5 | Solar Panels |  | 0.335 | 17 | 210 | 26 |  | Fixed | Roof
NJSTRE1545384399 | NJSRRE1544549847 | Transition Incentive Program | Manasquan | 8736 | 17 | 7.25 | Residential | No | Behind the Meter | Net-metered residential rooftop and canopy |  | None | Suntuity Solar LLC | JCP&L | Final As-Built Received | 2020-02-28 | 2020-03-04 | 2021-10-30 | Silfab Solar | SIL-315NL | Solar Panels |  | 0.315 | 4 | 41 | 33 |  | Fixed | Roof
NJSTRE1545634348 |  | Transition Incentive Program | Washington | 7882 | 2 | 6.1 | Residential | Yes | Behind the Meter | Net-metered residential rooftop and canopy |  | None | Sunrun Installation Services, Inc. | JCP&L | Accepted | 2020-09-25 | 2020-09-29 | 2021-10-30 | Enphase Energy | IQ7-60-x-US (240V) | Inverters | 240 |  | 20 |  |  | 0.96 |  | Outdoor | Rooftop
NJSTRE1545634410 |  | Transition Incentive Program | Toms River | 8755 | 18 | 16.96 | Residential | No | Behind the Meter | Net-metered residential rooftop and canopy |  | None | Powerlutions | JCP&L | Accepted | 2020-09-25 | 2020-09-29 | 2021-10-30 | SolarEdge | SE6000H-US | Inverters | 12 |  | 2 |  |  | 0.99 |  | Outdoor | Near Meter
NJSTRE1545634509 |  | Transition Incentive Program | MARGATE CITY | 8402 | 19 | 7.48 | Residential | Yes | Behind the Meter | Net-metered residential rooftop and canopy |  | None | Trinity Solar | AC Electric | Accepted | 2020-09-25 | 2020-09-29 | 2021-10-30 | Solar Edge | SE6000H-US000BNC4 | Inverters | 6000 |  | 1 |  |  | 0.97 |  | Outdoor | side of home
NJSTRE1545634840 |  | Transition Incentive Program | ROSELLE | 7203 | 10 | 5.76 | Residential | Yes | Behind the Meter | Net-metered residential rooftop and canopy |  | None | Vivint Solar Developer, LLC | PSE&G | Accepted | 2020-09-29 | 2020-09-30 | 2021-10-30 | Solar Edge | SE7600H-US | Inverters | 7600 |  | 1 |  |  | 0.992 |  | Outdoor | Near the Utility Meter
NJSTRE1545638114 |  | Transition Incentive Program | Hamilton Twp Mer | 8690 | 12 | 9.3 | Residential | No | Behind the Meter | Net-metered residential rooftop and canopy |  | None | Bright Planet Solar | PSE&G | Accepted | 2020-09-28 | 2020-09-30 | 2021-10-30 | SOLAR EDGE | SE7600H-USRGM | Inverters | 7600 |  | 1 |  |  | 0.98 |  | Outdoor | OUTSIDE
NJSTRE1545638160 |  | Transition Incentive Program | TOMS RIVER | 8755 | 18 | 5.76 | Residential | Yes | Behind the Meter | Net-metered residential rooftop and canopy |  | None | Vivint Solar Developer, LLC | JCP&L | Accepted | 2020-09-29 | 2020-09-30 | 2021-10-30 | Solar Edge | SE3800H-US | Inverters | 3800 |  | 1 |  |  | 0.992 |  | Outdoor | Near the Utility Meter
NJSTRE1545638170 |  | Transition Incentive Program | MONROE | 8831 | 11 | 9.48 | Residential | Yes | Behind the Meter | Net-metered residential rooftop and canopy |  | None | Sea Bright Solar, LLC | JCP&L | Accepted | 2020-09-28 | 2020-09-30 | 2021-10-30 | SUNPOWER | SPR-327-AC | Inverters | 320 |  | 29 |  |  | 0.96 |  | Outside | BENEATH ARRAY
NJSTRE1545638400 |  | Transition Incentive Program | Sayreville | 8872 | 11 | 6.2 | Residential | No | Behind the Meter | Net-metered residential rooftop and canopy |  | None | Bright Planet Solar | JCP&L | Accepted | 2020-09-28 | 2020-09-30 | 2021-10-30 | SOLAR EDGE | SE5000H-USRGM | Inverters | 5000 |  | 1 |  |  | 0.98 |  | Outdoor | OUTSIDE
NJSTRE1545384372 | NJSRRE1543446476 | Transition Incentive Program | Randolph | 7869 | 3 | 16.32 | Commercial | No | Behind the Meter | Behind the Meter |  | None | Green Power Energy | JCP&L | Eligible for TI Program | 2019-11-26 | 2019-12-02 | 2021-10-30 | Panasonic | VBHN340SA17 | Solar Panels |  | 0.34 | 48 | 180 | 20 |  | Fixed | Ground
NJSTRE1545384381 | NJSRRE1544447471 | Transition Incentive Program | Audubon Boro | 8106 | 14 | 4.65 | Residential | No | Behind the Meter | Behind the Meter |  | None | 1st Light Energy Inc | PSE&G | Eligible for TI Program | 2020-02-13 | 2020-02-18 | 2021-10-30 | Longi | SB 3.8-1SP-US-41 (240V) | Solar Panels |  | 0.31 | 15 | 152 | 27 |  | Fixed | Roof
NJSTRE1545384384 | NJSRRE1543425786 | Transition Incentive Program | Monroe Township | 8831 | 11 | 15.51 | Residential | Yes | Behind the Meter | Behind the Meter |  | None | Sunrun Installation Services, Inc. | JCP&L | Eligible for TI Program | 2019-11-20 | 2019-11-25 | 2021-10-30 | LG Electronics | LG330N1C-A5 | Solar Panels |  | 0.33 | 10 | 353 | 18 |  | Fixed | Roof
NJSTRE1545384391 | NJSRRE1544523382 | Transition Incentive Program | West Windsor Township | 8550 | 12 | 9.9 | Residential | No | Behind the Meter | Behind the Meter |  | None | Panatec Corporation | PSE&G | Eligible for TI Program | 2020-02-23 | 2020-02-26 | 2021-10-30 | Panasonic | VBHN330SA17E | Solar Panels |  | 0.33 | 30 | 270 | 25 |  | Fixed | Roof
NJSTRE1545384392 | NJSRRE1544511825 | Transition Incentive Program | Sea Girt | 8750 | 17 | 5.99 | Residential | Yes | Behind the Meter | Behind the Meter |  | None | Trinity Solar | JCP&L | Eligible for TI Program | 2020-02-20 | 2020-02-24 | 2021-10-30 | HANWHA | Q.PEAK DUO BLK-G5 315 | Solar Panels |  | 0.315 | 12 | 192 | 40 |  | Fixed | Roof
NJSTRE1545384395 | NJSRRE1544456583 | Transition Incentive Program | Woodbury | 8096 | 15 | 11.73 | Residential | Yes | Behind the Meter | Net-metered residential rooftop and canopy |  | None | Vision Solar LLC | PSE&G | Accepted | 2020-02-14 | 2020-02-19 | 2021-10-30 | lg solar | lg335n1k-v5 | Solar Panels |  | 0.335 | 13 | 30 | 26 |  | Fixed | Roof
NJSTRE1545634897 |  | Transition Incentive Program | Manville | 8835 | 5 | 9.1 | Residential | Yes | Behind the Meter | Net-metered residential rooftop and canopy |  | None | Vivint Solar Developer, LLC | PSE&G | Accepted | 2020-09-29 | 2020-09-30 | 2021-10-30 | Solar Edge | SE7600H-US | Inverters | 7600 |  | 1 |  |  | 0.992 |  | Outdoor | Near the Utility Meter
NJSTRE1545636420 |  | Transition Incentive Program | RINGWOOD | 7456 | 6 | 12.8 | Residential | Yes | Behind the Meter | Net-metered residential rooftop and canopy |  | None | Vivint Solar Developer, LLC | JCP&L | Accepted | 2020-09-29 | 2020-09-30 | 2021-10-30 | Solar Edge | SE7600H-US | Inverters | 7600 |  | 1 |  |  | 0.992 |  | Outdoor | Near the Utility Meter
NJSTRE1545636441 |  | Transition Incentive Program | PENNSAUKEN | 8110 | 14 | 5.12 | Residential | Yes | Behind the Meter | Net-metered residential rooftop and canopy |  | None | Vivint Solar Developer, LLC | PSE&G | Accepted | 2020-09-29 | 2020-09-30 | 2021-10-30 | Solar Edge | SE3800H-US | Inverters | 3800 |  | 1 |  |  | 0.992 |  | Outdoor | Near the Utility Meter
NJSTRE1545636493 |  | Transition Incentive Program | Belleville Twp | 7109 | 9 | 8.06 | Residential | No | Behind the Meter | Net-metered residential rooftop and canopy |  | None | Bright Planet Solar | PSE&G | Accepted | 2020-09-26 | 2020-09-30 | 2021-10-30 | SOLAR EDGE | SE6000H-USRGM | Inverters | 6000 |  | 1 |  |  | 0.98 |  | Outdoor | OUTSIDE
NJSTRE1545636679 |  | Transition Incentive Program | Brick | 8723 | 18 | 5.58 | Residential | Yes | Behind the Meter | Net-metered residential rooftop and canopy |  | None | Bright Planet Solar | JCP&L | Accepted | 2020-09-27 | 2020-09-30 | 2021-10-30 | SOLAR EDGE | SE5000H-USRGM | Inverters | 5000 |  | 1 |  |  | 0.98 |  | Outdoor | OUTSIDE
NJSTRE1545637838 |  | Transition Incentive Program | UNION | 7083 | 10 | 4.02 | Residential | Yes | Behind the Meter | Net-metered residential rooftop and canopy |  | None | Vision Solar LLC | PSE&G | Accepted | 2020-09-28 | 2020-09-30 | 2021-10-30 | ENPHASE | IQ7-60-2-US | Inverters | 0.24 |  | 12 |  |  | 0.96 |  | Other | BEHIND EACH PANEL
NJSTRE1545638080 |  | Transition Incentive Program | Wildwood | 8260 | 21 | 2.38 | Residential | Yes | Behind the Meter | Net-metered residential rooftop and canopy |  | None | Trinity Solar | AC Electric | Accepted | 2020-09-28 | 2020-09-30 | 2021-10-30 | ENPHASE | IQ7PLUS-72-2-US | Inverters | 290 |  | 7 |  |  | 0.97 |  | Outside | UNDER THE PANELS
NJSTRE1545638094 |  | Transition Incentive Program | UNION BEACH | 7735 | 17 | 4.88 | Residential | Yes | Behind the Meter | Net-metered residential rooftop and canopy |  | None | Vivint Solar Developer, LLC | JCP&L | Accepted | 2020-09-28 | 2020-09-30 | 2021-10-30 | Solar Edge | SE7600H-US | Inverters | 7600 |  | 1 |  |  | 0.992 |  | Outdoor | Near the Utility Meter
NJSTRE1545638199 |  | Transition Incentive Program | Egg Harbor Township | 8234 | 19 | 15.3 | Residential | No | Behind the Meter | Net-metered residential rooftop and canopy |  | None | Castle Energy, LLC | AC Electric | Accepted | 2020-09-28 | 2020-09-30 | 2021-10-30 | Enphase Energy | IQ7-60-2-US | Inverters | 240 |  | 45 |  |  | 0.967 |  | Outdoor | on the rooftop under each solar panel
NJSTRE1545638216 |  | Transition Incentive Program | Piscatway | 8854 | 11 | 15.19 | Residential | Yes | Behind the Meter | Net-metered residential rooftop and canopy |  | None | Bright Planet Solar | PSE&G | Accepted | 2020-09-28 | 2020-09-30 | 2021-10-30 | SOLAR EDGE | SE6000H-USRGM | Inverters | 6000 |  | 2 |  |  | 0.98 |  | Outdoor | OUTSIDE
NJSTRE1545638419 |  | Transition Incentive Program | Perth Amboy | 8861 | 11 | 8.75 | Residential | Yes | Behind the Meter | Net-metered residential rooftop and canopy |  | None | Pro Custom Solar dba Momentum Solar | PSE&G | Accepted | 2020-09-28 | 2020-09-30 | 2021-10-30 | Enphase | IQ7Plus-72-2-US | Inverters | 290 |  | 25 |  |  | 0.97 |  | Outdoor | Roof
NJSTRE1545638534 |  | Transition Incentive Program | North Brunswick Township | 8902 | 11 | 12.6 | Residential | Yes | Behind the Meter | Net-metered residential rooftop and canopy |  | None | Pro Custom Solar dba Momentum Solar | PSE&G | Accepted | 2020-09-28 | 2020-09-30 | 2021-10-30 | Enphase | IQ7Plus-72-2-US | Inverters | 290 |  | 36 |  |  | 0.97 |  | Outdoor | Roof
NJSTRE1545384395 | NJSRRE1544456583 | Transition Incentive Program | Woodbury | 8096 | 15 | 11.73 | Residential | Yes | Behind the Meter | Net-metered residential rooftop and canopy |  | None | Vision Solar LLC | PSE&G | Accepted | 2020-02-14 | 2020-02-19 | 2021-10-30 | lg solar | lg335n1k-v5 | Solar Panels |  | 0.335 | 4 | 30 | 20 |  | Fixed | Roof
NJSTRE1545384412 | NJSRRE1543478271 | Transition Incentive Program | Seaside Heights | 8751 | 18 | 9.14 | Residential | No | Behind the Meter | Behind the Meter |  | None | Trinity Solar | Seaside Heights Electric | Eligible for TI Program | 2019-12-04 | 2019-12-06 | 2021-10-30 | Hanwha | Q.PEAK DUO BLK-G5 315 | Solar Panels |  | 0.315 | 8 | 7 | 9 |  | Fixed | Roof
NJSTRE1545384417 | NJSRRE1543434411 | Transition Incentive Program | BERGENFIELD | 7621 | 7 | 7.88 | Residential | Yes | Behind the Meter | Net-metered residential rooftop and canopy |  | None | Vivint Solar Developer, LLC | PSE&G | Accepted | 2019-11-29 | 2019-12-02 | 2021-10-30 | Hanwha | Q.PEAK BLK-G5 315 | Solar Panels |  | 0.315 | 11 | 266 | 28 |  | Fixed | Roof
NJSTRE1545384420 | NJSRRE1544143452 | Transition Incentive Program | Colonia | 7067 | 10 | 7.25 | Residential | Yes | Behind the Meter | Behind the Meter |  | None | Trinity Solar | PSE&G | Eligible for TI Program | 2020-01-08 | 2020-01-13 | 2021-10-30 | HANWHA | Q.PEAK DUO BLK-G5 315 | Solar Panels |  | 0.315 | 18 | 92 | 22 |  | Fixed | Roof
NJSTRE1545384431 | NJSRRE1544442690 | Transition Incentive Program | Paterson | 7503 | 6 | 5.76 | Residential | Yes | Behind the Meter | Net-metered residential rooftop and canopy |  | None | Vivint Solar Developer, LLC | PSE&G | Accepted | 2020-02-18 | 2020-02-18 | 2021-10-30 | JINKO SOLAR | JKM320M-60HBL | Solar Panels |  | 0.32 | 18 | 166 | 38 |  | Fixed | Roof
NJSTRE1545384440 | NJSRRE1543672359 | Transition Incentive Program | Howell | 7731 | 17 | 15.68 | Commercial | No | Behind the Meter | Net-metered non-residential rooftop and canopy |  | None | Powerlutions | JCP&L | Accepted |  | 2019-12-30 | 2021-10-30 | Axitec | AC-320MH/120S | Solar Panels |  | 0.32 | 49 | 275 | 19 |  | Fixed | Roof
NJSTRE1545384444 | NJSRRE1543552649 | Transition Incentive Program | Elizabeth City | 7206 | 10 | 5.67 | Residential | No | Behind the Meter | Behind the Meter |  | None | Trinity Solar | PSE&G | Eligible for TI Program | 2019-12-16 | 2019-12-19 | 2021-10-30 | YINGLI | YL315D-30b | Solar Panels |  | 0.315 | 18 | 144 | 23 |  | Fixed | Roof
NJSTRE1545384452 | NJSRRE1544308834 | Transition Incentive Program | Ewing | 8638 | 12 | 3.84 | Residential | Yes | Behind the Meter | Behind the Meter |  | None | Skyline Solar, LLC | PSE&G | Eligible for TI Program | 2020-01-27 | 2020-01-29 | 2021-10-30 | Hanwha Q-Cells | Q.PEAK DUO-G5 320 | Solar Panels |  | 0.32 | 12 | 249 | 20 |  | Fixed | Roof
NJSTRE1545384455 | NJSRRE1543426156 | Transition Incentive Program | Monroe Township | 8831 | 11 | 13.86 | Residential | Yes | Behind the Meter | Net-metered residential rooftop and canopy |  | None | Vivint Solar Developer, LLC | JCP&L | Accepted | 2019-11-26 | 2019-11-26 | 2021-10-30 | HANWHA SOLAR | Q.PEAK BLK-G5 315 | Solar Panels |  | 0.315 | 15 | 301 | 19 |  | Fixed | Roof
NJSTRE1545384462 | NJSRRE1543571043 | Transition Incentive Program | Old Bridge Township | 8857 | 11 | 14.15 | Residential | Yes | Behind the Meter | Behind the Meter |  | None | Sunrun Installation Services, Inc. | JCP&L | Eligible for TI Program | 2019-12-19 | 2019-12-26 | 2021-10-30 | LG Electronics | LG345N1C-V5 | Solar Panels |  | 0.345 | 21 | 98 | 24 |  | Fixed | Roof
NJSTRE1545384463 | NJSRRE1543421628 | Transition Incentive Program | Clementon | 8021 | 14 | 6.51 | Residential | No | Behind the Meter | Behind the Meter |  | None | Orbit Energy & Power, LLC | PSE&G | Eligible for TI Program | 2019-11-19 | 2019-11-21 | 2021-10-30 | AXITEC | AC 310MH/120S-310W | Solar Panels |  | 0.31 | 11 | 157 | 19 |  | Fixed | Roof
NJSTRE1545384469 | NJSRRE1544144094 | Transition Incentive Program | Marlboro Township | 7746 | 17 | 8 | Residential | Yes | Behind the Meter | Behind the Meter |  | None | Sunrun Installation Services, Inc. | JCP&L | Eligible for TI Program | 2020-01-08 | 2020-01-15 | 2021-10-30 | Hanwha Q-Cells | Q.PEAK DUO-G7 320 | Solar Panels |  | 0.32 | 6 | 307 | 23 |  | Fixed | Roof
NJSTRE1545384469 | NJSRRE1544144094 | Transition Incentive Program | Marlboro Township | 7746 | 17 | 8 | Residential | Yes | Behind the Meter | Behind the Meter |  | None | Sunrun Installation Services, Inc. | JCP&L | Eligible for TI Program | 2020-01-08 | 2020-01-15 | 2021-10-30 | Hanwha Q-Cells | Q.PEAK DUO-G7 320 | Solar Panels |  | 0.32 | 6 | 216 | 22 |  | Fixed | Roof
NJSTRE1545383558 | NJSRRE1542424854 | Transition Incentive Program | Cherry Hill | 8002 | 14 | 32.13 | Residential | Yes | Behind the Meter | Behind the Meter |  | None | Trinity Solar | PSE&G | Eligible for TI Program | 2019-09-20 | 2019-09-24 | 2021-10-30 | HANWHA | Q.PEAK DUO BLK-G5 315 | Solar Panels |  | 0.315 | 23 | 11 | 14 |  | Fixed | Roof
NJSTRE1545383559 | NJSRRE1543058794 | Transition Incentive Program | Linden City | 7036 | 10 | 9.6 | Residential | Yes | Behind the Meter | Behind the Meter |  | None | Skyline Solar, LLC | PSE&G | Eligible for TI Program | 2019-11-08 | 2019-11-13 | 2021-10-30 | Hanwha Q-Cells | Q.PEAK DUO-G5 320 | Solar Panels |  | 0.32 | 30 | 222,42 | 44 |  | Fixed | Roof
NJSTRE1545383564 | NJSRRE1542523733 | Transition Incentive Program | Philipsburg | 8865 | 2 | 9.32 | Residential | Yes | Behind the Meter | Behind the Meter |  | None | Pro Custom Solar dba Momentum Solar | JCP&L | Eligible for TI Program | 2019-10-10 | 2019-10-14 | 2021-10-30 | LG Electronics | LG 345N1C-V5 | Solar Panels |  | 0.345 | 8 | 143 | 8 |  | Fixed | Roof
NJSTRE1545383565 | NJSRRE1542568740 | Transition Incentive Program | LINWOOD | 8221 | 19 | 20.16 | Residential | No | Behind the Meter | Net-metered residential rooftop and canopy |  | None | Vivint Solar Developer, LLC | AC Electric | Accepted | 2019-10-21 | 2019-10-23 | 2021-10-30 | HANWHA SOLAR | Q.PEAK BLK-G5 315 | Solar Panels |  | 0.315 | 22 | 158 | 25 |  | Fixed | Roof
NJSTRE1545383567 | NJSRRE1542575107 | Transition Incentive Program | Hightstown | 8520 | 12 | 5.89 | Residential | Yes | Behind the Meter | Behind the Meter |  | None | Ad Energy | JCP&L | Eligible for TI Program | 2019-10-22 | 2019-11-01 | 2021-10-30 | SunPower | SPR-E20-327-E-AC | Solar Panels |  | 0.327 | 5 | 284 | 26 |  | Fixed | Roof
NJSTRE1545383570 | NJSRRE1542642824 | Transition Incentive Program | Kresson | 8043 | 14 | 28.58 | Residential | Yes | Behind the Meter | Net-metered residential rooftop and canopy |  | None | Vision Solar LLC | AC Electric | Accepted | 2019-10-25 | 2019-10-29 | 2021-10-30 | SUNPOWER | SPR-X22-360-E-AC | Solar Panels |  | 0.36 | 2 | 2 | 34 |  | Fixed | Roof
NJSTRE1545383570 | NJSRRE1542642824 | Transition Incentive Program | Kresson | 8043 | 14 | 28.58 | Residential | Yes | Behind the Meter | Net-metered residential rooftop and canopy |  | None | Vision Solar LLC | AC Electric | Accepted | 2019-10-25 | 2019-10-29 | 2021-10-30 | sunpower | spr-x22-360-e-ac | Solar Panels |  | 0.327 | 3 | 226 | 43 |  | Fixed | Pole
NJSTRE1545383573 | NJSRRE1543022491 | Transition Incentive Program | VILLAS | 8251 | 21 | 2.52 | Residential | Yes | Behind the Meter | Net-metered residential rooftop and canopy |  | None | Vivint Solar Developer, LLC | AC Electric | Accepted | 2019-11-05 | 2019-11-08 | 2021-10-30 | Hanwha Solar | Q.PEAK BLK-G5 315 | Solar Panels |  | 0.315 | 2 | 308 | 28 |  | Fixed | Roof
NJSTRE1545383581 | NJSRRE1542544121 | Transition Incentive Program | CAPE MAY COURT HOUSE | 8210 | 21 | 17.98 | Residential | Yes | Behind the Meter | Behind the Meter |  | None | Sunrun Installation Services, Inc. | AC Electric | Eligible for TI Program | 2019-10-15 | 2019-10-17 | 2021-10-30 | REC Solar | REC290TP2 BLK | Solar Panels |  | 0.29 | 16 | 87 | 23 |  | Fixed | Roof
NJSTRE1545383588 | NJSRRE1542497288 | Transition Incentive Program | Maywood | 7607 | 7 | 6.67 | Residential | No | Behind the Meter | Behind the Meter |  | None | Sunrun Installation Services, Inc. | PSE&G | Eligible for TI Program | 2019-10-02 | 2019-10-04 | 2021-10-30 | REC Solar | REC290TP2 BLK | Solar Panels |  | 0.29 | 23 | 217 | 40 |  | Fixed | Roof
NJSTRE1545383594 | NJSRRE1542461185 | Transition Incentive Program | WARETOWN | 8758 | 18 | 3.15 | Residential | Yes | Behind the Meter | Net-metered residential rooftop and canopy |  | None | Vivint Solar Developer, LLC | JCP&L | Accepted | 2019-10-01 | 2019-10-02 | 2021-10-30 | Hanwha | Q.PEAK DUO BLK-G5 315w | Solar Panels |  | 0.315 | 10 | 65 | 31 |  | Fixed | Roof
NJSTRE1545383599 | NJSRRE1543067756 | Transition Incentive Program | West Orange | 7052 | 9 | 8.41 | Residential | Yes | Behind the Meter | Behind the Meter |  | None | Sunrun Installation Services, Inc. | PSE&G | Eligible for TI Program | 2019-11-12 | 2019-11-14 | 2021-10-30 | REC Solar | REC290TP2 BLK | Solar Panels |  | 0.29 | 4 | 125 | 45 |  | Fixed | Roof
NJSTRE1545383604 | NJSRRE1542687388 | Transition Incentive Program | Wayne | 7470 | 6 | 6.6 | Residential | No | Behind the Meter | Behind the Meter |  | None | Sundial Solar Innovations | PSE&G | Eligible for TI Program | 2019-10-29 | 2019-10-31 | 2021-10-30 | qcell | 300w | Solar Panels |  | 0.3 | 22 | 190 | 20 |  | Fixed | Roof
NJSTRE1545384396 | NJSRRE1543464334 | Transition Incentive Program | Wharton | 7885 | 3 | 29.87 | Residential | Yes | Behind the Meter | Behind the Meter |  | None | Sunrun Installation Services, Inc. | JCP&L | Eligible for TI Program | 2019-12-02 | 2019-12-04 | 2021-10-30 | REC Solar | REC290TP2 BLK | Solar Panels |  | 0.29 | 18 | 95 | 18 |  | Fixed | Roof
NJSTRE1545384398 | NJSRRE1543501552 | Transition Incentive Program | East Orange | 7017 | 9 | 4.1 | Residential | Yes | Behind the Meter | Behind the Meter |  | None | Trinity Solar | PSE&G | Eligible for TI Program | 2019-12-09 | 2019-12-11 | 2021-10-30 | Hanwha 315 | Q.PEAK DUO BLK-G5 315 | Solar Panels |  | 0.315 | 8 | 116 | 5 |  | Fixed | Roof
NJSTRE1545384399 | NJSRRE1544549847 | Transition Incentive Program | Manasquan | 8736 | 17 | 7.25 | Residential | No | Behind the Meter | Net-metered residential rooftop and canopy |  | None | Suntuity Solar LLC | JCP&L | Final As-Built Received | 2020-02-28 | 2020-03-04 | 2021-10-30 | Silfab | Solar SIL-315NL | Solar Panels |  | 0.315 | 4 | 220 | 33 |  | Fixed | Roof
NJSTRE1545384405 | NJSRRE1544543206 | Transition Incentive Program | Andover | 7821 | 1 | 12.4 | Residential | Yes | Behind the Meter | Behind the Meter |  | None | Sunrun Installation Services, Inc. | JCP&L | Eligible for TI Program | 2020-02-26 | 2020-02-28 | 2021-10-30 | REC Solar | REC310TP2M | Solar Panels |  | 0.31 | 25 | 195 | 18 |  | Fixed | Roof
NJSTRE1545384406 | NJSRRE1544309270 | Transition Incentive Program | Plainfield | 7062 | 10 | 9.1 | Residential | Yes | Behind the Meter | Behind the Meter |  | None | Pro Custom Solar dba Momentum Solar | PSE&G | Eligible for TI Program | 2020-01-27 | 2020-01-30 | 2021-10-30 | LG ELECTRONICS | LG 350N1C-V5 | Solar Panels |  | 0.35 | 26 | 139 | 36 |  | Fixed | Roof
NJSTRE1545384409 | NJSRRE1544519699 | Transition Incentive Program | Lake Hiawatha | 7034 | 3 | 9.38 | Residential | Yes | Behind the Meter | Behind the Meter |  | None | Pro Custom Solar dba Momentum Solar | JCP&L | Eligible for TI Program | 2020-02-21 | 2020-02-25 | 2021-10-30 | HANWHA | Q.PEAK DUO BLK G6+ 335 | Solar Panels |  | 0.335 | 9 | 269 | 18 |  | Fixed | Roof
NJSTRE1545384409 | NJSRRE1544519699 | Transition Incentive Program | Lake Hiawatha | 7034 | 3 | 9.38 | Residential | Yes | Behind the Meter | Behind the Meter |  | None | Pro Custom Solar dba Momentum Solar | JCP&L | Eligible for TI Program | 2020-02-21 | 2020-02-25 | 2021-10-30 | HANWHA | Q.PEAK DUO BLK G6+ 335 | Solar Panels |  | 0.335 | 3 | 179 | 11 |  | Fixed | Roof
NJSTRE1545384414 | NJSRRE1544333351 | Transition Incentive Program | Manahawkin | 8050 | 18 | 15.12 | Residential | Yes | Behind the Meter | Net-metered residential rooftop and canopy |  | None | Vivint Solar Developer, LLC | AC Electric | Final As-Built Received | 2020-01-30 | 2020-02-03 | 2021-10-30 | Hanwha Solar | Q.PEAK BLK-G5 315 | Solar Panels |  | 0.315 | 16 | 101 | 23 |  | Fixed | Roof
NJSTRE1545384423 | NJSRRE1543918590 | Transition Incentive Program | Bridgeton | 8302 | 20 | 10.08 | Residential | Yes | Behind the Meter | Net-metered residential rooftop and canopy |  | None | Vision Solar LLC | AC Electric | Accepted | 2020-01-03 | 2020-01-10 | 2021-10-30 | hanwa qcells | qpeak duo-g5 315 | Solar Panels |  | 0.315 | 16 | 84 | 37 |  | Fixed | Roof
NJSTRE1545384426 | NJSRRE1544468833 | Transition Incentive Program | Hackensack | 7601 | 7 | 4.73 | Residential | Yes | Behind the Meter | Net-metered residential rooftop and canopy |  | None | Trinity Solar | PSE&G | Final As-Built Received |  | 2020-02-20 | 2021-10-30 | Hanwha | Q.PEAK DUO BLK-G5 315 | Solar Panels |  | 0.315 | 15 | 218 | 45 |  | Fixed | Roof
NJSTRE1545384434 | NJSRRE1544144501 | Transition Incentive Program | Rutherford | 7070 | 7 | 5.36 | Residential | Yes | Behind the Meter | Behind the Meter |  | None | Pro Custom Solar dba Momentum Solar | PSE&G | Eligible for TI Program | 2020-01-08 | 2020-01-13 | 2021-10-30 | HANWHA | Q.Peak DUO BLK-G5 315 | Solar Panels |  | 0.315 | 6 | 37 | 34 |  | Fixed | Roof
NJSTRE1545384437 | NJSRRE1543441559 | Transition Incentive Program | LODI | 7644 | 7 | 7.7 | Residential | No | Behind the Meter | Behind the Meter |  | None | Infinity Solar Systems | PSE&G | Eligible for TI Program | 2019-11-25 | 2019-11-27 | 2021-10-30 | LG | LG350N1C-V5 | Solar Panels |  | 0.35 | 22 | 128 | 25 |  | Fixed | Roof
NJSTRE1545384413 | NJSRRE1543535740 | Transition Incentive Program | Jackson Township | 8527 | 18 | 16.38 | Residential | Yes | Behind the Meter | Net-metered residential rooftop and canopy |  | None | Suntuity Solar LLC | JCP&L | Accepted | 2019-12-13 | 2019-12-18 | 2021-10-30 | Yingli Green Energy | YL315D-30b | Solar Panels |  | 0.315 | 7 | 183 | 40 |  | Fixed | Roof
NJSTRE1545384416 | NJSRRE1543820184 | Transition Incentive Program | Blairstown | 7825 | 2 | 13.63 | Residential | Yes | Behind the Meter | Behind the Meter |  | None | Sunrun Installation Services, Inc. | JCP&L | Eligible for TI Program | 2019-12-26 | 2019-12-31 | 2021-10-30 | REC Solar | REC290TP2 BLK | Solar Panels |  | 0.29 | 23 | 232 | 27 |  | Fixed | Roof
NJSTRE1545384416 | NJSRRE1543820184 | Transition Incentive Program | Blairstown | 7825 | 2 | 13.63 | Residential | Yes | Behind the Meter | Behind the Meter |  | None | Sunrun Installation Services, Inc. | JCP&L | Eligible for TI Program | 2019-12-26 | 2019-12-31 | 2021-10-30 | REC Solar | REC290TP2 BLK | Solar Panels |  | 0.29 | 6 | 52 | 27 |  | Fixed | Roof
NJSTRE1545384421 | NJSRRE1544511475 | Transition Incentive Program | Orange | 7050 | 9 | 3.15 | Residential | Yes | Behind the Meter | Behind the Meter |  | None | Pro Custom Solar dba Momentum Solar | PSE&G | Eligible for TI Program | 2020-02-20 | 2020-02-24 | 2021-10-30 | lg electronics | LG 350N1C-V5 | Solar Panels |  | 0.35 | 3 | 110 | 20 |  | Fixed | Roof
NJSTRE1545384427 | NJSRRE1544545931 | Transition Incentive Program | Willingboro | 8046 | 13 | 8 | Residential | Yes | Behind the Meter | Net-metered residential rooftop and canopy |  | None | All Season Solar | PSE&G | Final As-Built Received |  | 2020-03-02 | 2021-10-30 | Trina | TSM-DD06M05II 320W NOV19 | Solar Panels |  | 0.32 | 6 | 111 | 18 |  | Fixed | Roof
NJSTRE1545384432 | NJSRRE1544220940 | Transition Incentive Program | Stanhope | 7874 | 1 | 9.38 | Residential | Yes | Behind the Meter | Net-metered residential rooftop and canopy |  | None | Vision Solar LLC | JCP&L | Accepted | 2020-01-24 | 2020-01-28 | 2021-10-30 | hanwa qcells | qpeak duo-g5 315 | Solar Panels |  | 0.335 | 28 | 248 | 23 |  | Fixed | Roof
NJSTRE1545384433 | NJSRRE1544519538 | Transition Incentive Program | River Vale | 7675 | 7 | 5.89 | Residential | No | Behind the Meter | Behind the Meter |  | None | Sunrun Installation Services, Inc. | PSE&G | Eligible for TI Program | 2020-02-21 | 2020-02-25 | 2021-10-30 | REC Solar | REC310TP2M | Solar Panels |  | 0.31 | 19 | 171 | 18 |  | Fixed | Roof
NJSTRE1545384445 | NJSRRE1543426110 | Transition Incentive Program | Tenafly | 7670 | 7 | 13.34 | Residential | Yes | Behind the Meter | Behind the Meter |  | None | Sunrun Installation Services, Inc. | PSE&G | Eligible for TI Program | 2019-11-20 | 2019-11-25 | 2021-10-30 | REC Solar | REC290TP2 BLK | Solar Panels |  | 0.29 | 9 | 176 | 28 |  | Fixed | Roof
NJSTRE1545384445 | NJSRRE1543426110 | Transition Incentive Program | Tenafly | 7670 | 7 | 13.34 | Residential | Yes | Behind the Meter | Behind the Meter |  | None | Sunrun Installation Services, Inc. | PSE&G | Eligible for TI Program | 2019-11-20 | 2019-11-25 | 2021-10-30 | REC Solar | REC290TP2 BLK | Solar Panels |  | 0.29 | 5 | 266 | 27 |  | Fixed | Roof
NJSTRE1545384450 | NJSRRE1544524128 | Transition Incentive Program | Hackensack | 7601 | 7 | 2.21 | Residential | Yes | Behind the Meter | Net-metered residential rooftop and canopy |  | None | Trinity Solar | PSE&G | Final As-Built Received |  | 2020-02-26 | 2021-10-30 | Yingli | YL315D-30b | Solar Panels |  | 0.315 | 7 | 218 | 35 |  | Fixed | Roof
NJSTRE1545384451 | NJSRRE1543924311 | Transition Incentive Program | Piscataway | 8854 | 11 | 5.99 | Residential | Yes | Behind the Meter | Net-metered residential rooftop and canopy |  | None | Suntuity Solar LLC | PSE&G | Accepted | 2020-01-06 | 2020-01-09 | 2021-10-30 | Hanwha Solar | Q-Cells 315 Mono | Solar Panels |  | 0.315 | 11 | 154 | 27 |  | Fixed | Roof
NJSTRE1545384455 | NJSRRE1543426156 | Transition Incentive Program | Monroe Township | 8831 | 11 | 13.86 | Residential | Yes | Behind the Meter | Net-metered residential rooftop and canopy |  | None | Vivint Solar Developer, LLC | JCP&L | Accepted | 2019-11-26 | 2019-11-26 | 2021-10-30 | HANWHA SOLAR | Q.PEAK BLK-G5 315 | Solar Panels |  | 0.315 | 9 | 301 | 19 |  | Fixed | Roof
NJSTRE1545638558 |  | Transition Incentive Program | LONG BRANCH | 7740 | 17 | 3.33 | Residential | No | Behind the Meter | Net-metered residential rooftop and canopy |  | None | SEA BRIGHT SOLAR, LLC | JCP&L | Accepted | 2020-09-28 | 2020-09-30 | 2021-10-30 | SUNPOWER | SPR-X22-370-AC | Inverters | 320 |  | 9 |  |  | 0.96 |  | Outside | BENEATH ARRAY
NJSTRE1545384409 | NJSRRE1544519699 | Transition Incentive Program | Lake Hiawatha | 7034 | 3 | 9.38 | Residential | Yes | Behind the Meter | Behind the Meter |  | None | Pro Custom Solar dba Momentum Solar | JCP&L | Eligible for TI Program | 2020-02-21 | 2020-02-25 | 2021-10-30 | HANWHA | Q.PEAK DUO BLK G6+ 335 | Solar Panels |  | 0.335 | 7 | 89 | 10 |  | Fixed | Roof
NJSTRE1545384410 | NJSRRE1544537987 | Transition Incentive Program | Cape May Court House | 8210 | 21 | 6.54 | Residential | Yes | Behind the Meter | Behind the Meter |  | ACE | EMT Renewables | AC Electric | Eligible for TI Program | 2020-02-25 | 2020-02-27 | 2021-10-30 | Sunpower | 327W-E-AC | Solar Panels |  | 0.327 | 20 | 210 | 20 |  | Fixed | Roof
NJSTRE1545384413 | NJSRRE1543535740 | Transition Incentive Program | Jackson Township | 8527 | 18 | 16.38 | Residential | Yes | Behind the Meter | Net-metered residential rooftop and canopy |  | None | Suntuity Solar LLC | JCP&L | Accepted | 2019-12-13 | 2019-12-18 | 2021-10-30 | Yingli Green Energy | YL315D-30b | Solar Panels |  | 0.315 | 17 | 93 | 40 |  | Fixed | Roof
NJSTRE1545384413 | NJSRRE1543535740 | Transition Incentive Program | Jackson Township | 8527 | 18 | 16.38 | Residential | Yes | Behind the Meter | Net-metered residential rooftop and canopy |  | None | Suntuity Solar LLC | JCP&L | Accepted | 2019-12-13 | 2019-12-18 | 2021-10-30 | Yingli Green Energy | YL315D-30b | Solar Panels |  | 0.315 | 6 | 183 | 40 |  | Fixed | Roof
NJSTRE1545384416 | NJSRRE1543820184 | Transition Incentive Program | Blairstown | 7825 | 2 | 13.63 | Residential | Yes | Behind the Meter | Behind the Meter |  | None | Sunrun Installation Services, Inc. | JCP&L | Eligible for TI Program | 2019-12-26 | 2019-12-31 | 2021-10-30 | REC Solar | REC290TP2 BLK | Solar Panels |  | 0.29 | 7 | 52 | 27 |  | Fixed | Roof
NJSTRE1545384416 | NJSRRE1543820184 | Transition Incentive Program | Blairstown | 7825 | 2 | 13.63 | Residential | Yes | Behind the Meter | Behind the Meter |  | None | Sunrun Installation Services, Inc. | JCP&L | Eligible for TI Program | 2019-12-26 | 2019-12-31 | 2021-10-30 | REC Solar | REC290TP2 BLK | Solar Panels |  | 0.29 | 11 | 142 | 27 |  | Fixed | Roof
NJSTRE1545384427 | NJSRRE1544545931 | Transition Incentive Program | Willingboro | 8046 | 13 | 8 | Residential | Yes | Behind the Meter | Net-metered residential rooftop and canopy |  | None | All Season Solar | PSE&G | Final As-Built Received |  | 2020-03-02 | 2021-10-30 | Trina | TSM-DD06M05II 320W NOV19 | Solar Panels |  | 0.32 | 19 | 111 | 42 |  | Fixed | Roof
NJSTRE1545384445 | NJSRRE1543426110 | Transition Incentive Program | Tenafly | 7670 | 7 | 13.34 | Residential | Yes | Behind the Meter | Behind the Meter |  | None | Sunrun Installation Services, Inc. | PSE&G | Eligible for TI Program | 2019-11-20 | 2019-11-25 | 2021-10-30 | REC Solar | REC290TP2 BLK | Solar Panels |  | 0.29 | 26 | 86 | 27 |  | Fixed | Roof
NJSTRE1545384445 | NJSRRE1543426110 | Transition Incentive Program | Tenafly | 7670 | 7 | 13.34 | Residential | Yes | Behind the Meter | Behind the Meter |  | None | Sunrun Installation Services, Inc. | PSE&G | Eligible for TI Program | 2019-11-20 | 2019-11-25 | 2021-10-30 | REC Solar | REC290TP2 BLK | Solar Panels |  | 0.29 | 6 | 266 | 27 |  | Fixed | Roof
NJSTRE1545384451 | NJSRRE1543924311 | Transition Incentive Program | Piscataway | 8854 | 11 | 5.99 | Residential | Yes | Behind the Meter | Net-metered residential rooftop and canopy |  | None | Suntuity Solar LLC | PSE&G | Accepted | 2020-01-06 | 2020-01-09 | 2021-10-30 | Hanwha Solar | Q-Cells 315 Mono | Solar Panels |  | 0.315 | 8 | 154 | 27 |  | Fixed | Roof
NJSTRE1545383607 | NJSRRE1542528178 | Transition Incentive Program | Union | 7083 | 10 | 65.63 | Commercial | Yes | Behind the Meter | Net-metered non-residential rooftop and canopy |  | None | Powerlutions | PSE&G | Accepted |  | 2019-10-15 | 2021-10-30 | Trina | TSM-375DEG14 | Solar Panels |  | 0.375 | 65 | 207 | 5 |  | Fixed | Roof
NJSTRE1545383609 | NJSRRE1542518904 | Transition Incentive Program | Sicklerville | 8081 | 14 | 17.69 | Residential | Yes | Behind the Meter | Net-metered residential rooftop and canopy |  | None | Whitman Construction, LLC | AC Electric | Accepted |  | 2019-10-15 | 2021-10-30 | Trina Solar | TSM-305DD05A | Solar Panels |  | 0.305 | 9 | 323 | 30 |  | Fixed | Roof
NJSTRE1545587365 |  | Transition Incentive Program | Elizabeth | 7208 | 10 | 30.8 | Residential | Yes | Behind the Meter | Net-metered residential rooftop and canopy |  | None | Pro Custom Solar dba Momentum Solar | PSE&G | Accepted | 2020-09-15 | 2020-09-17 | 2021-10-30 | Enphase | IQ7PLUS-72-2-US | Inverters | 290 |  | 88 |  |  | 0.97 |  | Outdoor | Roof
NJSTRE1545587409 |  | Transition Incentive Program | CInnaminson | 8077 | 13 | 20.79 | Residential | Yes | Behind the Meter | Net-metered residential rooftop and canopy |  | None | Solar Energy World | PSE&G | Final As-Built Received | 2020-09-15 | 2020-09-17 | 2021-10-30 | Solar Edge | SE7600H-USRGM | Inverters | 7600 |  | 1 |  |  | 0.98 |  | Outdoor | near meter
NJSTRE1545587457 |  | Transition Incentive Program | Turnersville | 8012 | 14 | 8.37 | Residential | Yes | Behind the Meter | Net-metered residential rooftop and canopy |  | None | Freedom Forever New Jersey, LLC | AC Electric | Accepted | 2020-09-23 | 2020-09-23 | 2021-10-30 | Solar Edge | SE7600H-US [SI1] RGM | Inverters | 32 |  | 1 |  |  | 0.99 |  | Outdoor | N/A
NJSTRE1545590616 |  | Transition Incentive Program | Sewaren | 7077 | 11 | 6.08 | Residential | No | Behind the Meter | Net-metered residential rooftop and canopy |  | None | Sun 101 LLC | PSE&G | Accepted | 2020-09-16 | 2020-09-17 | 2021-10-30 | Solaredge | SE5000HUS | Inverters | 5000 |  | 1 |  |  | 0.99 |  | Outside | next meter
NJSTRE1545591368 |  | Transition Incentive Program | WILLINGBORO | 8046 | 13 | 6.03 | Residential | Yes | Behind the Meter | Net-metered residential rooftop and canopy |  | None | Vision Solar LLC | PSE&G | Accepted | 2020-09-16 | 2020-09-18 | 2021-10-30 | ENPHASE | IQ7-60-2-US | Inverters | 0.24 |  | 18 |  |  | 0.96 |  | Other | BEHIND EACH PANEL
NJSTRE1545590744 |  | Transition Incentive Program | Willingboro Twp | 8046 | 13 | 7.15 | Residential | No | Behind the Meter | Net-metered residential rooftop and canopy |  | None | SunnyMac LLC | PSE&G | Accepted | 2020-09-16 | 2020-09-18 | 2021-10-30 | Solaredge | SE6000H-US | Inverters | 6000 |  | 1 |  |  | 0.99 |  | Outdoor | Next to meter
NJSTRE1545594903 |  | Transition Incentive Program | Minotola | 8341 | 19 | 6.5 | Residential | Yes | Behind the Meter | Net-metered residential rooftop and canopy |  | None | RCL Enterprises Inc. | AC Electric | Accepted | 2020-09-16 | 2020-09-18 | 2021-10-30 | enphase | iq7 | Inverters | 240 |  | 20 |  |  | 0.96 |  | Outdoor | under panels
NJSTRE1545595664 |  | Transition Incentive Program | Stockton | 8559 | 4 | 16.08 | Residential | Yes | Behind the Meter | Net-metered residential rooftop and canopy |  | None | Vision Solar LLC | JCP&L | Accepted | 2020-09-16 | 2020-09-18 | 2021-10-30 | ENPHASE | IQ7-60-2-US | Inverters | 0.24 |  | 48 |  |  | 0.96 |  | Other | BEHIND EACH PANEL
NJSTRE1545598693 |  | Transition Incentive Program | Paterson | 7504 | 6 | 5.03 | Residential | Yes | Behind the Meter | Net-metered residential rooftop and canopy |  | None | Trinity Solar | PSE&G | Accepted | 2020-09-16 | 2020-09-18 | 2021-10-30 | Solar Edge | SE3800H-US | Inverters | 3800 |  | 1 |  |  | 0.97 |  | Indoor | garage
NJSTRE1545384456 | NJSRRE1543547744 | Transition Incentive Program | Union | 7083 | 10 | 8.63 | Residential | Yes | Behind the Meter | Behind the Meter |  | None | Pro Custom Solar dba Momentum Solar | PSE&G | Eligible for TI Program | 2019-12-13 | 2019-12-18 | 2021-10-30 | LG ELECTRONICS | LG 345N1C-V5 | Solar Panels |  | 0.345 | 11 | 22 | 29 |  | Fixed | Roof
NJSTRE1545384464 | NJSRRE1544201227 | Transition Incentive Program | ENGLEWOOD | 7631 | 7 | 6.72 | Residential | No | Behind the Meter | Net-metered residential rooftop and canopy |  | None | UNITED SOLAR | PSE&G | Accepted | 2020-02-07 | 2020-02-20 | 2021-10-30 | AXITEC | AC320P | Solar Panels |  | 0.32 | 17 | 112 | 18 |  | Fixed | Roof
NJSTRE1545384468 | NJSRRE1544421205 | Transition Incentive Program | petersburg | 8270 | 21 | 12.4 | Residential | Yes | Behind the Meter | Net-metered residential rooftop and canopy |  | None | Vision Solar LLC | AC Electric | Accepted | 2020-02-08 | 2020-02-12 | 2021-10-30 | lg solar | lg335n1k-v5 | Solar Panels |  | 0.335 | 13 | 10 | 23 |  | Fixed | Roof
NJSTRE1545384473 | NJSRRE1544519420 | Transition Incentive Program | Orange City | 7050 | 9 | 8.19 | Residential | Yes | Behind the Meter | Behind the Meter |  | None | Tesla Energy Operations Inc. | PSE&G | Eligible for TI Program | 2020-02-21 | 2020-02-25 | 2021-10-30 | SolarCity Standard | SC315B2 | Solar Panels |  | 0.315 | 26 | 121 | 33 |  | Fixed | Roof
NJSTRE1545384474 | NJSRRE1543502323 | Transition Incentive Program | Teaneck | 7666 | 7 | 6.93 | Residential | Yes | Behind the Meter | Behind the Meter |  | None | Pro Custom Solar dba Momentum Solar | PSE&G | Eligible for TI Program | 2019-12-09 | 2019-12-12 | 2021-10-30 | HANWHA | Q.PEAK DUO BLK-G5 315 | Solar Panels |  | 0.315 | 5 | 115 | 35 |  | Fixed | Roof
NJSTRE1545384478 | NJSRRE1543461151 | Transition Incentive Program | Edison | 8820 | 11 | 9.77 | Residential | Yes | Behind the Meter | Net-metered residential rooftop and canopy |  | None | Suntuity Solar LLC | PSE&G | Accepted | 2019-11-30 | 2019-12-04 | 2021-10-30 | Yingli Green Energy | YL315D-30b | Solar Panels |  | 0.315 | 19 | 268 | 20 |  | Fixed | Roof
NJSTRE1545384479 | NJSRRE1544413116 | Transition Incentive Program | CHERRY HILL | 8002 | 14 | 7.25 | Residential | Yes | Behind the Meter | Net-metered residential rooftop and canopy |  | None | Vivint Solar Developer, LLC | PSE&G | Accepted | 2020-02-06 | 2020-02-10 | 2021-10-30 | Hanwha Solar | Q.PEAK BLK-G5 315 | Solar Panels |  | 0.315 | 10 | 266 | 29 |  | Fixed | Roof
NJSTRE1545384488 | NJSRRE1544467146 | Transition Incentive Program | Tinton Falls | 7724 | 17 | 6.2 | Residential | Yes | Behind the Meter | Behind the Meter |  | None | Sunrun Installation Services, Inc. | JCP&L | Eligible for TI Program | 2020-02-17 | 2020-02-20 | 2021-10-30 | REC Solar | REC310TP2M | Solar Panels |  | 0.31 | 3 | 269 | 23 |  | Fixed | Roof
NJSTRE1545384495 | NJSRRE1543565623 | Transition Incentive Program | Roselle | 7203 | 10 | 6 | Residential | No | Behind the Meter | Net-metered residential rooftop and canopy |  | None | SunPower Corporation, Systems | PSE&G | Accepted |  | 2019-12-23 | 2021-10-30 | SUNPOWER | SPR-A400-G-AC | Solar Panels |  | 0.4 | 7 | 259 | 35 |  | Fixed | Roof
NJSTRE1545634449 |  | Transition Incentive Program | Egg Harbor Township | 8234 | 19 | 6.12 | Residential | No | Behind the Meter | Net-metered residential rooftop and canopy |  | None | EMT Renewables | AC Electric | Accepted | 2020-09-25 | 2020-09-30 | 2021-10-30 | Enphase | IQ7+-72-2-US | Inverters | 290 |  | 18 |  |  | 0.97 |  | Outside | under panels
NJSTRE1545634457 |  | Transition Incentive Program | Lawnside | 8045 | 14 | 5.1 | Residential | Yes | Behind the Meter | Net-metered residential rooftop and canopy |  | None | Trinity Solar | PSE&G | Accepted | 2020-09-25 | 2020-09-30 | 2021-10-30 | Solar Edge | SE3800H-US | Inverters | 3800 |  | 1 |  |  | 0.97 |  | Outside | side of home
NJSTRE1545634563 |  | Transition Incentive Program | WESTAMPTON | 8060 | 13 | 7.14 | Residential | Yes | Behind the Meter | Net-metered residential rooftop and canopy |  | None | Trinity Solar | PSE&G | Accepted | 2020-09-25 | 2020-09-29 | 2021-10-30 | Solar Edge | SE6000H-US000BNC4 | Inverters | 6000 |  | 1 |  |  | 0.97 |  | Outdoor | side of home
NJSTRE1545384438 | NJSRRE1543651970 | Transition Incentive Program | Whitehouse Stattion | 8889 | 4 | 26.95 | Residential | No | Behind the Meter | Behind the Meter |  | None | Grren Power Energy | JCP&L | Eligible for TI Program | 2019-12-23 | 2019-12-27 | 2021-10-30 | Axitec AC | 385MH/144S | Solar Panels |  | 0.385 | 70 | 193 | 27 |  | Fixed | Roof
NJSTRE1545384446 | NJSRRE1543434156 | Transition Incentive Program | Villas | 8251 | 21 | 9.45 | Residential | Yes | Behind the Meter | Behind the Meter |  | None | Pro Custom Solar dba Momentum Solar | AC Electric | Eligible for TI Program | 2019-11-21 | 2019-11-25 | 2021-10-30 | Hanwha | Q.Peak DUO BLK-G5 315 | Solar Panels |  | 0.315 | 13 | 113 | 33 |  | Fixed | Roof
NJSTRE1545384449 | NJSRRE1544316967 | Transition Incentive Program | Shrewsbury | 7702 | 17 | 11.73 | Residential | No | Behind the Meter | Behind the Meter |  | None | Sunrun Installation Services, Inc. | JCP&L | Eligible for TI Program | 2020-01-28 | 2020-01-30 | 2021-10-30 | LG Electronics | LG345N1C-V5 | Solar Panels |  | 0.345 | 18 | 263 | 40 |  | Fixed | Roof
NJSTRE1545384457 | NJSRRE1544185719 | Transition Incentive Program | Millville | 8332 | 20 | 1532.4 | Commercial | No | Behind the Meter | Behind the Meter |  | None | Direct Energy Solar | AC Electric | Eligible for TI Program | 2020-01-16 | 2020-01-24 | 2021-10-30 | Jinko Solar | JMK400M-72HL-V | Solar Panels |  | 0.4 | 3112 | 180 | 25 |  | Fixed | Ground
NJSTRE1545384457 | NJSRRE1544185719 | Transition Incentive Program | Millville | 8332 | 20 | 1532.4 | Commercial | No | Behind the Meter | Behind the Meter |  | None | Direct Energy Solar | AC Electric | Eligible for TI Program | 2020-01-16 | 2020-01-24 | 2021-10-30 | Jinko Solar | JMK400M-72HL-V | Solar Panels |  | 0.4 | 212 | 176.121 | 6 |  | Fixed | Roof
NJSTRE1545384458 | NJSRRE1544524548 | Transition Incentive Program | Lakewood Township | 8701 | 18 | 7.44 | Residential | Yes | Behind the Meter | Behind the Meter |  | None | Sunrun Installation Services, Inc. | JCP&L | Eligible for TI Program | 2020-02-24 | 2020-02-26 | 2021-10-30 | LONGi Green Energy Technology Co Ltd | LR6-60HPB-310M | Solar Panels |  | 0.31 | 7 | 224 | 42 |  | Fixed | Roof
NJSTRE1545384458 | NJSRRE1544524548 | Transition Incentive Program | Lakewood Township | 8701 | 18 | 7.44 | Residential | Yes | Behind the Meter | Behind the Meter |  | None | Sunrun Installation Services, Inc. | JCP&L | Eligible for TI Program | 2020-02-24 | 2020-02-26 | 2021-10-30 | LONGi Green Energy Technology Co Ltd | LR6-60HPB-310M | Solar Panels |  | 0.31 | 16 | 133 | 34 |  | Fixed | Roof
NJSTRE1545384465 | NJSRRE1543467137 | Transition Incentive Program | Tabernacle | 8088 | 13 | 16.24 | Residential | Yes | Behind the Meter | Behind the Meter |  | None | Sunrun Installation Services, Inc. | AC Electric | Eligible for TI Program | 2019-12-02 | 2019-12-05 | 2021-10-30 | REC Solar | REC290TP2 BLK | Solar Panels |  | 0.29 | 11 | 276 | 30 |  | Fixed | Roof
NJSTRE1545384465 | NJSRRE1543467137 | Transition Incentive Program | Tabernacle | 8088 | 13 | 16.24 | Residential | Yes | Behind the Meter | Behind the Meter |  | None | Sunrun Installation Services, Inc. | AC Electric | Eligible for TI Program | 2019-12-02 | 2019-12-05 | 2021-10-30 | REC Solar | REC290TP2 BLK | Solar Panels |  | 0.29 | 9 | 97 | 30 |  | Fixed | Roof
NJSTRE1545384466 | NJSRRE1544441275 | Transition Incentive Program | Somerset | 8873 | 5 | 10.88 | Residential | No | Behind the Meter | Behind the Meter |  | None | Maier Solar Engineering dba Solar Me | PSE&G | Eligible for TI Program | 2020-02-12 | 2020-02-17 | 2021-10-30 | Hanwha | Q.CELL DUO BLK-G5 320W | Solar Panels |  | 0.32 | 22 | 178 | 17 |  | Fixed | Roof
NJSTRE1545384478 | NJSRRE1543461151 | Transition Incentive Program | Edison | 8820 | 11 | 9.77 | Residential | Yes | Behind the Meter | Net-metered residential rooftop and canopy |  | None | Suntuity Solar LLC | PSE&G | Accepted | 2019-11-30 | 2019-12-04 | 2021-10-30 | Yingli Green Energy | YL315D-30b | Solar Panels |  | 0.315 | 12 | 88 | 20 |  | Fixed | Roof
NJSTRE1545384487 | NJSRRE1544454431 | Transition Incentive Program | Cedar Brook | 8018 | 14 | 11.34 | Residential | Yes | Behind the Meter | Behind the Meter | NA | ACE | Tesla Energy Operations Inc | AC Electric | Eligible for TI Program | 2020-02-14 | 2020-02-24 | 2021-10-30 | Hanwha Q CELLS | Q.PEAK DUO BLK-G5/SC315 | Solar Panels |  | 0.315 | 21 | 244 | 37 |  | Fixed | Roof
NJSTRE1545634699 |  | Transition Incentive Program | Mullica Hill | 8062 | 15 | 10.56 | Residential | No | Behind the Meter | Net-metered residential rooftop and canopy |  | None | RCL Enterprises Inc. | AC Electric | Accepted | 2020-09-25 | 2020-09-29 | 2021-10-30 | enphase | iq7 | Inverters | 240 |  | 33 |  |  | 0.96 |  | Outdoor | under panels
NJSTRE1545634772 |  | Transition Incentive Program | Vineland | 8360 | 20 | 18 | Residential | No | Behind the Meter | Net-metered residential ground mount |  | None | A Clear Alternative, Inc | AC Electric | Accepted | 2020-09-25 | 2020-09-30 | 2021-10-30 | Enphase Energy | IQ7+-72-2-US | Inverters | 290 |  | 45 |  |  | 0.975 |  | Outdoor | At array under modules
NJSTRE1545636402 |  | Transition Incentive Program | Vineland | 8360 | 20 | 8.82 | Residential | No | Behind the Meter | Net-metered residential rooftop and canopy |  | None | Suntuity Solar LLC | Vineland Muni Electric | Accepted | 2020-09-26 | 2020-09-29 | 2021-10-30 | Enphase Energy | IQ7-60-2-US | Inverters | 240 |  | 28 |  |  | 0.97 |  | Outdoor | Behind the PV Modules
NJSTRE1545636420 |  | Transition Incentive Program | RINGWOOD | 7456 | 6 | 12.8 | Residential | Yes | Behind the Meter | Net-metered residential rooftop and canopy |  | None | Vivint Solar Developer, LLC | JCP&L | Accepted | 2020-09-29 | 2020-09-30 | 2021-10-30 | Solar Edge | SE3800H-US | Inverters | 3800 |  | 1 |  |  | 0.992 |  | Outdoor | Near the Utility Meter
NJSTRE1545637841 |  | Transition Incentive Program | Rockaway | 7866 | 3 | 11.88 | Residential | No | Behind the Meter | Net-metered residential rooftop and canopy |  | None | Sunrun, Inc. | JCP&L | Accepted | 2020-09-28 | 2020-09-30 | 2021-10-30 | Enphase Energy | IQ7-60-x-US (240V) | Inverters | 240 |  | 36 |  |  | 0.96 |  | Outdoor | Rooftop
NJSTRE1545638046 |  | Transition Incentive Program | Cranford Twp | 7016 | 10 | 12.09 | Residential | Yes | Behind the Meter | Net-metered residential rooftop and canopy |  | None | Bright Planet Solar | PSE&G | Accepted | 2020-09-28 | 2020-09-30 | 2021-10-30 | SOLAR EDGE | SE10000H-USRGM | Inverters | 10000 |  | 1 |  |  | 0.98 |  | Outdoor | OUTSIDE
NJSTRE1545638102 |  | Transition Incentive Program | South Brunswick Township | 8810 | 11 | 8.24 | Residential | No | Behind the Meter | Net-metered residential rooftop and canopy |  | None | Sunrun Installation Services, Inc. | PSE&G | Accepted | 2020-09-28 | 2020-09-30 | 2021-10-30 | Delta Electronics | M8-TL-US | Inverters | 8000 |  | 1 |  |  | 0.96 |  | Outdoor | Next To Meter
NJSTRE1545638092 |  | Transition Incentive Program | Tuckerton | 8087 | 18 | 7.14 | Residential | Yes | Behind the Meter | Net-metered residential rooftop and canopy |  | None | Trinity Solar | AC Electric | Accepted | 2020-09-28 | 2020-09-30 | 2021-10-30 | Solar Edge | SE6000H-US | Inverters | 6000 |  | 1 |  |  | 0.97 |  | Outside | side of home
NJSTRE1545638185 |  | Transition Incentive Program | Bergenfield Boro | 7621 | 7 | 11.78 | Residential | Yes | Behind the Meter | Net-metered residential rooftop and canopy |  | None | Bright Planet Solar | PSE&G | Accepted | 2020-09-28 | 2020-09-30 | 2021-10-30 | SOLAR EDGE | SE10000H-USRGM | Inverters | 10000 |  | 1 |  |  | 0.98 |  | Outdoor | OUTSIDE
NJSTRE1545638479 |  | Transition Incentive Program | Lindenwold | 8021 | 14 | 3.72 | Residential | Yes | Behind the Meter | Net-metered residential rooftop and canopy |  | None | Bright Planet Solar | AC Electric | Accepted | 2020-09-28 | 2020-09-30 | 2021-10-30 | SOLAR EDGE | SE3000H-USRGM | Inverters | 3000 |  | 1 |  |  | 0.98 |  | Outdoor | OUTSIDE
NJSTRE1545641230 |  | Transition Incentive Program | VINELAND | 8360 | 20 | 11.03 | Residential | No | Behind the Meter | Net-metered residential rooftop and canopy |  | None | Suntuity Solar LLC | Vineland Muni Electric | Accepted | 2020-09-30 | 2020-09-30 | 2021-10-30 | Enphase Energy | IQ7-60-2-US | Inverters | 240 |  | 35 |  |  | 0.97 |  | Outdoor | Behind the PV Modules
NJSTRE1545384394 | NJSRRE1544421235 | Transition Incentive Program | SUCCASUNNA | 7876 | 3 | 5.04 | Residential | Yes | Behind the Meter | Net-metered residential rooftop and canopy |  | None | Vivint Solar Developer, LLC | JCP&L | Accepted | 2020-02-10 | 2020-02-12 | 2021-10-30 | Hanwha Solar | Q.PEAK BLK-G5 315 | Solar Panels |  | 0.315 | 16 | 113 | 17 |  | Fixed | Roof
NJSTRE1545384403 | NJSRRE1544165301 | Transition Incentive Program | South Brunswick Twp | 8852 | 11 | 2.1 | Residential | No | Behind the Meter | Net-metered residential rooftop and canopy |  | None | Exact Solar | PSE&G | Accepted | 2020-01-14 | 2020-01-20 | 2021-10-30 | LG | LG350N1C-V5 | Solar Panels |  | 0.35 | 2 | 186 | 45 |  | Fixed | Roof
NJSTRE1545384403 | NJSRRE1544165301 | Transition Incentive Program | South Brunswick Twp | 8852 | 11 | 2.1 | Residential | No | Behind the Meter | Net-metered residential rooftop and canopy |  | None | Exact Solar | PSE&G | Accepted | 2020-01-14 | 2020-01-20 | 2021-10-30 | LG | LG350N1C-V5 | Solar Panels |  | 0.35 | 1 | 185 | 30 |  | Fixed | Roof
NJSTRE1545384408 | NJSRRE1544199085 | Transition Incentive Program | Merchantville | 8109 | 14 | 5.04 | Residential | Yes | Behind the Meter | Net-metered residential rooftop and canopy |  | None | Vivint Solar Developer, LLC | PSE&G | Accepted | 2020-01-21 | 2020-01-23 | 2021-10-30 | Hanwha Solar | Q.PEAK BLK-G5 315 | Solar Panels |  | 0.315 | 5 | 113 | 32 |  | Fixed | Roof
NJSTRE1545384408 | NJSRRE1544199085 | Transition Incentive Program | Merchantville | 8109 | 14 | 5.04 | Residential | Yes | Behind the Meter | Net-metered residential rooftop and canopy |  | None | Vivint Solar Developer, LLC | PSE&G | Accepted | 2020-01-21 | 2020-01-23 | 2021-10-30 | Hanwha Solar | Q.PEAK BLK-G5 315 | Solar Panels |  | 0.315 | 3 | 113 | 11 |  | Fixed | Roof
NJSTRE1545384412 | NJSRRE1543478271 | Transition Incentive Program | Seaside Heights | 8751 | 18 | 9.14 | Residential | No | Behind the Meter | Behind the Meter |  | None | Trinity Solar | Seaside Heights Electric | Eligible for TI Program | 2019-12-04 | 2019-12-06 | 2021-10-30 | Hanwha | Q.PEAK DUO BLK-G5 315 | Solar Panels |  | 0.315 | 17 | 187 | 34 |  | Fixed | Roof
NJSTRE1545384414 | NJSRRE1544333351 | Transition Incentive Program | Manahawkin | 8050 | 18 | 15.12 | Residential | Yes | Behind the Meter | Net-metered residential rooftop and canopy |  | None | Vivint Solar Developer, LLC | AC Electric | Final As-Built Received | 2020-01-30 | 2020-02-03 | 2021-10-30 | Hanwha Solar | Q.PEAK BLK-G5 315 | Solar Panels |  | 0.315 | 7 | 191 | 18 |  | Fixed | Roof
NJSTRE1545637790 |  | Transition Incentive Program | Woodbury | 8096 | 15 | 5.1 | Residential | Yes | Behind the Meter | Net-metered residential rooftop and canopy |  | None | Trinity Solar | PSE&G | Accepted | 2020-09-28 | 2020-09-30 | 2021-10-30 | solar edge | SE3800 | Inverters | 3800 |  | 1 |  |  | 0.97 |  | Outside | side of home
NJSTRE1545637797 |  | Transition Incentive Program | Newark | 7108 | 9 | 3.96 | Residential | No | Behind the Meter | Net-metered residential rooftop and canopy |  | None | Posigen NJ LLC | PSE&G | Accepted | 2020-09-28 | 2020-09-30 | 2021-10-30 | SolarEdge | SE3800H-US | Inverters | 3800 |  | 1 |  |  | 0.99 |  | Outside | within ten feet of meter
NJSTRE1545637806 |  | Transition Incentive Program | LIVINGSTON | 7039 | 9 | 4.23 | Residential | Yes | Behind the Meter | Net-metered residential rooftop and canopy |  | None | Infinity Solar Systems | PSE&G | Accepted | 2020-09-28 | 2020-09-30 | 2021-10-30 | ENPHASE | IQ7PLUS-72-X-US | Inverters | 290 |  | 13 |  |  | 0.97 |  | Outside | MICROINVERTERS
NJSTRE1545637940 |  | Transition Incentive Program | WILLINGBORO | 8046 | 13 | 5.2 | Residential | Yes | Behind the Meter | Net-metered residential rooftop and canopy |  | None | Vivint Solar Developer, LLC | PSE&G | Accepted | 2020-09-29 | 2020-09-30 | 2021-10-30 | Solar Edge | SE3800H-US | Inverters | 3800 |  | 1 |  |  | 0.992 |  | Outdoor | Near the Utility Meter
NJSTRE1545637956 |  | Transition Incentive Program | Clifton | 7013 | 6 | 6.71 | Residential | Yes | Behind the Meter | Net-metered residential rooftop and canopy |  | None | Sunrun Installation Services, Inc. | PSE&G | Accepted | 2020-09-28 | 2020-09-30 | 2021-10-30 | Enphase Energy | IQ7-60-x-US (240V) | Inverters | 240 |  | 22 |  |  | 0.96 |  | Outdoor | Rooftop
NJSTRE1545637957 |  | Transition Incentive Program | Barnegat | 8005 | 18 | 11.34 | Residential | Yes | Behind the Meter | Net-metered residential ground mount |  | None | Solar Energy World | AC Electric | Final As-Built Received | 2020-09-28 | 2020-09-30 | 2021-10-30 | Solar Edge | SE10000H-USRGM | Inverters | 10000 |  | 1 |  |  | 0.98 |  | Outdoor | with panels
NJSTRE1545384488 | NJSRRE1544467146 | Transition Incentive Program | Tinton Falls | 7724 | 17 | 6.2 | Residential | Yes | Behind the Meter | Behind the Meter |  | None | Sunrun Installation Services, Inc. | JCP&L | Eligible for TI Program | 2020-02-17 | 2020-02-20 | 2021-10-30 | REC Solar | REC310TP2M | Solar Panels |  | 0.31 | 17 | 179 | 23 |  | Fixed | Roof
NJSTRE1545384499 | NJSRRE1544144229 | Transition Incentive Program | Maple Shade Township | 8052 | 13 | 7.36 | Residential | Yes | Behind the Meter | Behind the Meter |  | None | Sunrun Installation Services, Inc. | PSE&G | Eligible for TI Program | 2020-01-08 | 2020-02-06 | 2021-10-30 | Hanwha Q-Cells | Q.PEAK DUO-G7 320 | Solar Panels |  | 0.32 | 13 | 217 | 18 |  | Fixed | Roof
NJSTRE1545634742 |  | Transition Incentive Program | Clifton | 7110 | 9 | 7.7 | Residential | Yes | Behind the Meter | Net-metered residential rooftop and canopy |  | None | Pro Custom Solar dba Momentum Solar | PSE&G | Accepted | 2020-09-25 | 2020-09-30 | 2021-10-30 | Enphase | IQ7Plus-72-2-US | Inverters | 290 |  | 22 |  |  | 0.97 |  | Outdoor | Roof
NJSTRE1545634830 |  | Transition Incentive Program | Piscataway | 8854 | 11 | 9.1 | Residential | Yes | Behind the Meter | Net-metered residential rooftop and canopy |  | None | Pro Custom Solar dba Momentum Solar | PSE&G | Accepted | 2020-09-25 | 2020-09-30 | 2021-10-30 | Enphase | IQ7Plus-72-2-US | Inverters | 290 |  | 26 |  |  | 0.97 |  | Outdoor | Roof
NJSTRE1545634893 |  | Transition Incentive Program | Woodbridge Twp | 8830 | 11 | 3.41 | Residential | Yes | Behind the Meter | Net-metered residential rooftop and canopy |  | None | Solar Energy World | PSE&G | Accepted | 2020-09-25 | 2020-09-29 | 2021-10-30 | Solar Edge | SE3000H-USRGM | Inverters | 3000 |  | 1 |  |  | 0.977 |  | Outdoor | near meter
NJSTRE1545636404 |  | Transition Incentive Program | CLIFTON | 7013 | 6 | 4.41 | Residential | Yes | Behind the Meter | Net-metered residential rooftop and canopy |  | None | Suntuity Solar LLC | PSE&G | Accepted | 2020-09-26 | 2020-09-29 | 2021-10-30 | Enphase Energy | IQ7-60-2-US | Inverters | 240 |  | 14 |  |  | 0.97 |  | Outdoor | Behind the PV Modules
NJSTRE1545636405 |  | Transition Incentive Program | WILLIAMSTOWN | 8094 | 15 | 6.3 | Residential | Yes | Behind the Meter | Net-metered residential rooftop and canopy |  | None | Suntuity Solar LLC | AC Electric | Accepted | 2020-09-26 | 2020-09-29 | 2021-10-30 | Enphase Energy | IQ7-60-2-US | Inverters | 240 |  | 20 |  |  | 0.97 |  | Outdoor | Behind the PV Modules
NJSTRE1545636422 |  | Transition Incentive Program | WOODBURY | 8096 | 15 | 4.48 | Residential | Yes | Behind the Meter | Net-metered residential rooftop and canopy |  | None | Vivint Solar Developer, LLC | PSE&G | Accepted | 2020-09-29 | 2020-09-30 | 2021-10-30 | Solar Edge | SE3800H-US | Inverters | 3800 |  | 1 |  |  | 0.992 |  | Outdoor | Near the Utility Meter
NJSTRE1545636437 |  | Transition Incentive Program | WEST ORANGE | 7052 | 9 | 4.48 | Residential | Yes | Behind the Meter | Net-metered residential rooftop and canopy |  | None | Vivint Solar Developer, LLC | PSE&G | Accepted | 2020-09-29 | 2020-09-30 | 2021-10-30 | Solar Edge | SE3800H-US | Inverters | 3800 |  | 1 |  |  | 0.992 |  | Outdoor | Near the Utility Meter
NJSTRE1545637782 |  | Transition Incentive Program | MALAGA | 8328 | 15 | 6.3 | Residential | Yes | Behind the Meter | Net-metered residential rooftop and canopy |  | None | Suntuity Solar LLC | AC Electric | Accepted | 2020-09-28 | 2020-09-30 | 2021-10-30 | Enphase Energy | IQ7-60-2-US | Inverters | 240 |  | 20 |  |  | 0.97 |  | Outdoor | Behind the PV Modules
NJSTRE1545637906 |  | Transition Incentive Program | Vauxhall | 7088 | 10 | 2.38 | Residential | Yes | Behind the Meter | Net-metered residential rooftop and canopy |  | None | Trinity Solar | PSE&G | Accepted | 2020-09-28 | 2020-09-30 | 2021-10-30 | Enphase | IQ7PLUS-72-2-US | Inverters | 290 |  | 7 |  |  | 0.97 |  | Outside | outside
NJSTRE1545638038 |  | Transition Incentive Program | CHERRY HILL | 8003 | 14 | 4.36 | Residential | Yes | Behind the Meter | Net-metered residential rooftop and canopy |  | None | Vision Solar LLC | PSE&G | Accepted | 2020-09-28 | 2020-09-30 | 2021-10-30 | ENPHASE | IQ7-60-2-US | Inverters | 0.24 |  | 13 |  |  | 0.96 |  | Other | BEHIND EACH PANEL
NJSTRE1545636492 |  | Transition Incentive Program | Bogota Boro | 7603 | 7 | 8.64 | Residential | Yes | Behind the Meter | Net-metered residential rooftop and canopy |  | None | Bright Planet Solar | PSE&G | Accepted | 2020-09-26 | 2020-09-30 | 2021-10-30 | SOLAR EDGE | SE7600H-USRGM | Inverters | 7600 |  | 1 |  |  | 0.98 |  | Outdoor | OUTSIDE
NJSTRE1545636499 |  | Transition Incentive Program | Hopatcong | 7843 | 1 | 6.82 | Residential | No | Behind the Meter | Net-metered residential rooftop and canopy |  | None | Bright Planet Solar | JCP&L | Accepted | 2020-09-26 | 2020-09-30 | 2021-10-30 | SOLAR EDGE | SE5000H-USRGM | Inverters | 5000 |  | 1 |  |  | 0.98 |  | Outdoor | OUTSIDE
NJSTRE1545637778 |  | Transition Incentive Program | PISCATAWAY | 8854 | 11 | 9.77 | Residential | Yes | Behind the Meter | Net-metered residential rooftop and canopy |  | None | Suntuity Solar LLC | PSE&G | Accepted | 2020-09-28 | 2020-09-30 | 2021-10-30 | Enphase Energy | IQ7-60-2-US | Inverters | 240 |  | 31 |  |  | 0.97 |  | Outdoor | Behind the PV Modules
NJSTRE1545637784 |  | Transition Incentive Program | MAGNOLIA | 8049 | 14 | 6.3 | Residential | Yes | Behind the Meter | Net-metered residential rooftop and canopy |  | None | Suntuity Solar LLC | PSE&G | Accepted | 2020-09-28 | 2020-09-30 | 2021-10-30 | Enphase Energy | IQ7-60-2-US | Inverters | 240 |  | 20 |  |  | 0.97 |  | Outdoor | Behind the PV Modules
NJSTRE1545637805 |  | Transition Incentive Program | frnaklinville | 8322 | 15 | 8.96 | Residential | No | Behind the Meter | Net-metered residential rooftop and canopy |  | None | Orbit Energy & Power, LLC | AC Electric | Accepted | 2020-09-28 | 2020-09-30 | 2021-10-30 | enphase | iq7-60-2-us | Inverters | 0.24 |  | 28 |  |  | 0.99 |  | Other | behind panels
NJSTRE1545637886 |  | Transition Incentive Program | Stanhope | 7874 | 1 | 4.58 | Residential | Yes | Behind the Meter | Net-metered residential rooftop and canopy |  | None | Sunrun Installation Services, Inc. | JCP&L | Accepted | 2020-09-28 | 2020-09-30 | 2021-10-30 | Enphase Energy | IQ7-60-x-US (240V) | Inverters | 240 |  | 15 |  |  | 0.96 |  | Outdoor | Rooftop
NJSTRE1545637963 |  | Transition Incentive Program | GIBBSTOWN | 8027 | 15 | 2.35 | Residential | Yes | Behind the Meter | Net-metered residential rooftop and canopy |  | None | Vision Solar LLC | AC Electric | Accepted | 2020-09-28 | 2020-09-30 | 2021-10-30 | ENPHASE | IQ7-60-2-US | Inverters | 0.24 |  | 7 |  |  | 0.96 |  | Other | BEHIND EACH PANEL
NJSTRE1545637972 |  | Transition Incentive Program | CRANBURY | 8512 | 11 | 8.96 | Residential | Yes | Behind the Meter | Net-metered residential rooftop and canopy |  | None | Vivint Solar Developer, LLC | PSE&G | Accepted | 2020-09-29 | 2020-09-30 | 2021-10-30 | Solar Edge | SE7600H-US | Inverters | 7600 |  | 1 |  |  | 0.992 |  | Outdoor | Near the Utility Meter
NJSTRE1545638052 |  | Transition Incentive Program | ENGLEWOOD | 7631 | 7 | 5.53 | Residential | Yes | Behind the Meter | Net-metered residential rooftop and canopy |  | None | Vivint Solar Developer, LLC | PSE&G | Accepted | 2020-09-28 | 2020-09-30 | 2021-10-30 | Solar Edge | SE7600H-US | Inverters | 7600 |  | 1 |  |  | 0.992 |  | Outdoor | Near the Utility Meter
NJSTRE1545638103 |  | Transition Incentive Program | Marlton | 8053 | 13 | 7.71 | Residential | Yes | Behind the Meter | Net-metered residential rooftop and canopy |  | None | Trinity Solar | PSE&G | Accepted | 2020-09-28 | 2020-09-30 | 2021-10-30 | SOLAR EDGE | SE6000H-US | Inverters | 6000 |  | 1 |  |  | 0.97 |  | Outside | SIDE OF HOME
NJSTRE1545638126 |  | Transition Incentive Program | Sayreville | 8872 | 11 | 4.9 | Residential | Yes | Behind the Meter | Net-metered residential rooftop and canopy |  | None | Pro Custom Solar dba Momentum Solar | JCP&L | Accepted | 2020-09-28 | 2020-09-30 | 2021-10-30 | Enphase | IQ7Plus-72-2-US | Inverters | 290 |  | 14 |  |  | 0.97 |  | Outdoor | Roof
NJSTRE1545638184 |  | Transition Incentive Program | Neptune | 7753 | 17 | 8.16 | Residential | Yes | Behind the Meter | Net-metered residential rooftop and canopy |  | None | Trinity Solar | JCP&L | Accepted | 2020-09-28 | 2020-09-30 | 2021-10-30 | Solar Edge | SE7600H-US | Inverters | 7600 |  | 1 |  |  | 0.97 |  | Outside | side of home
NJSTRE1545638218 |  | Transition Incentive Program | Sicklerville | 8081 | 14 | 7.82 | Residential | Yes | Behind the Meter | Net-metered residential rooftop and canopy |  | None | Trinity Solar | AC Electric | Accepted | 2020-09-28 | 2020-09-30 | 2021-10-30 | Solar Edge | SE6000H-US | Inverters | 6000 |  | 1 |  |  | 0.97 |  | Outside | side of home
NJSTRE1545384421 | NJSRRE1544511475 | Transition Incentive Program | Orange | 7050 | 9 | 3.15 | Residential | Yes | Behind the Meter | Behind the Meter |  | None | Pro Custom Solar dba Momentum Solar | PSE&G | Eligible for TI Program | 2020-02-20 | 2020-02-24 | 2021-10-30 | lg electronics | LG 350N1C-V5 | Solar Panels |  | 0.35 | 6 | 110 | 15 |  | Fixed | Roof
NJSTRE1545637791 |  | Transition Incentive Program | Newark | 7108 | 9 | 3.96 | Residential | No | Behind the Meter | Net-metered residential rooftop and canopy |  | None | Posigen NJ LLC | PSE&G | Accepted | 2020-09-28 | 2020-09-30 | 2021-10-30 | SolarEdge | SE3800H-US | Inverters | 3800 |  | 1 |  |  | 0.99 |  | Outside | 0.99
NJSTRE1545637874 |  | Transition Incentive Program | Swedesboro | 8085 | 15 | 8.5 | Residential | No | Behind the Meter | Net-metered residential rooftop and canopy |  | None | Impact Solar LLC | AC Electric | Accepted | 2020-09-28 | 2020-09-30 | 2021-10-30 | SolarEdge | SE7600H-US | Inverters | 7600 |  | 1 |  |  | 0.96 |  | Indoor | garage
NJSTRE1545637985 |  | Transition Incentive Program | North Plainfield | 7060 | 10 | 7.93 | Residential | Yes | Behind the Meter | Net-metered residential rooftop and canopy |  | None | Sunrun Installation Services, Inc. | PSE&G | Accepted | 2020-09-28 | 2020-09-30 | 2021-10-30 | Enphase Energy | IQ7-60-x-US | Inverters | 240 |  | 26 |  |  | 0.98 |  | Outdoor | roof
NJSTRE1545638150 |  | Transition Incentive Program | Penns Grove | 8069 | 16 | 6.82 | Residential | No | Behind the Meter | Net-metered residential rooftop and canopy |  | None | Bright Planet Solar | AC Electric | Accepted | 2020-09-28 | 2020-09-30 | 2021-10-30 | SOLAR EDGE | SE5000H-USRGM | Inverters | 5000 |  | 1 |  |  | 0.98 |  | Outdoor | 5000
NJSTRE1545638198 |  | Transition Incentive Program | PATERSON | 7514 | 6 | 4.48 | Residential | Yes | Behind the Meter | Net-metered residential rooftop and canopy |  | None | Trinity Solar | PSE&G | Accepted | 2020-09-28 | 2020-09-30 | 2021-10-30 | Solar Edge | SE3800H-US000BNC4 | Inverters | 3800 |  | 1 |  |  | 0.97 |  | Outdoor | side of home
NJSTRE1545638439 |  | Transition Incentive Program | Pleasantville | 8232 | 19 | 18.5 | Residential | Yes | Behind the Meter | Net-metered residential rooftop and canopy |  | None | Bright Planet Solar | AC Electric | Accepted | 2020-09-28 | 2020-09-30 | 2021-10-30 | SOLAR EDGE | SE10000H-USRGM | Inverters | 10000 |  | 1 |  |  | 0.98 |  | Outdoor | OUTSIDE
NJSTRE1545638572 |  | Transition Incentive Program | Bridgewater | 8807 | 5 | 18.76 | Residential | No | Behind the Meter | Net-metered residential rooftop and canopy |  | None | NJ Solar Power, LLC | PSE&G | Accepted | 2020-09-28 | 2020-09-30 | 2021-10-30 | solaredge | SE7600H-US | Inverters | 15200 |  | 2 |  |  | 0.99 |  | Outdoor | garage
NJSTRE1545638005 |  | Transition Incentive Program | Elmwood Park | 7410 | 7 | 4.83 | Residential | Yes | Behind the Meter | Net-metered residential rooftop and canopy |  | None | Sunrun Installation Services, Inc. | PSE&G | Accepted | 2020-09-28 | 2020-09-30 | 2021-10-30 | Enphase Energy | IQ7PLUS-72-x-US (240V) | Inverters | 290 |  | 14 |  |  | 0.96 |  | Outdoor | Rooftop
NJSTRE1545638028 |  | Transition Incentive Program | WYCKOFF | 7481 | 7 | 10.88 | Residential | No | Behind the Meter | Net-metered residential rooftop and canopy |  | None | Infinity Solar Systems | PSE&G | Accepted | 2020-09-28 | 2020-09-30 | 2021-10-30 | ENPHASE | IQ7PLUS-72-X-US | Inverters | 290 |  | 32 |  |  | 0.97 |  | Outside | MICROINVERTERS
NJSTRE1545638097 |  | Transition Incentive Program | Jackson | 8527 | 18 | 17.64 | Residential | Yes | Behind the Meter | Net-metered residential rooftop and canopy |  | None | Solar Energy World | JCP&L | Accepted | 2020-09-28 | 2020-09-30 | 2021-10-30 | Solar Edge | SE7600H-USRGM | Inverters | 7600 |  | 2 |  |  | 0.98 |  | Outdoor | near meter
NJSTRE1545638119 |  | Transition Incentive Program | BELLMAWR | 8031 | 14 | 9.18 | Residential | Yes | Behind the Meter | Net-metered residential rooftop and canopy |  | None | Trinity Solar | PSE&G | Accepted | 2020-09-28 | 2020-09-30 | 2021-10-30 | Solar Edge | SE7600H-US000BNC4 | Inverters | 7600 |  | 1 |  |  | 0.97 |  | Outdoor | side of home
NJSTRE1545638222 |  | Transition Incentive Program | Eastampton | 8060 | 13 | 10.2 | Residential | No | Behind the Meter | Net-metered residential rooftop and canopy |  | None | NJ Solar Power, LLC | PSE&G | Accepted | 2020-09-28 | 2020-09-30 | 2021-10-30 | solaredge | SE7600H-US energy hub | Inverters | 7600 |  | 1 |  |  | 0.99 |  | Outdoor | garage
NJSTRE1545638526 |  | Transition Incentive Program | Piscatway Twp | 8854 | 11 | 9.61 | Residential | Yes | Behind the Meter | Net-metered residential rooftop and canopy |  | None | Bright Planet Solar | PSE&G | Accepted | 2020-09-28 | 2020-09-30 | 2021-10-30 | SOLAR EDGE | SE7600H-USRGM | Inverters | 7600 |  | 1 |  |  | 0.98 |  | Outdoor | OUTSIDE
NJSTRE1545599949 |  | Transition Incentive Program | BURLINGTON | 8016 | 13 | 6.42 | Residential | No | Behind the Meter | Net-metered residential rooftop and canopy |  | None | Vivint Solar Developer, LLC | PSE&G | Accepted | 2020-09-21 | 2020-09-21 | 2021-10-30 | SOLAREDGE | SE7600H-US | Inverters | 7600 |  | 1 |  |  | 0.992 |  | Outdoor | Near the Utility Meter
NJSTRE1545599951 |  | Transition Incentive Program | MILLVILLE | 8332 | 20 | 6.12 | Residential | Yes | Behind the Meter | Net-metered residential rooftop and canopy |  | None | Trinity Solar | AC Electric | Accepted | 2020-09-16 | 2020-09-18 | 2021-10-30 | Solar Edge | SE5000H-US000BNC4 | Inverters | 5000 |  | 1 |  |  | 0.97 |  | Outdoor | side of home
NJSTRE1545599983 |  | Transition Incentive Program | BARNEGAT | 8005 | 18 | 9.6 | Residential | No | Behind the Meter | Net-metered residential rooftop and canopy |  | None | Vivint Solar Developer, LLC | JCP&L | Accepted | 2020-09-21 | 2020-09-21 | 2021-10-30 | SOLAREDGE | SE7600H-US | Inverters | 7600 |  | 1 |  |  | 0.992 |  | Outdoor | Near the Utility Meter
NJSTRE1545600000 |  | Transition Incentive Program | Camden City | 8103 | 14 | 19.29 | Residential | Yes | Behind the Meter | Net-metered residential rooftop and canopy |  | None | SunnyMac LLC | PSE&G | Accepted | 2020-09-16 | 2020-09-29 | 2021-10-30 | Enphase | IQ7XS | Inverters | 0.315 |  | 59 |  |  | 0.99 |  | Outdoor | Roof
NJSTRE1545600002 |  | Transition Incentive Program | Clifton City | 7012 | 6 | 4.08 | Residential | No | Behind the Meter | Net-metered residential rooftop and canopy |  | None | Tesla Energy Operations Inc. | PSE&G | Accepted | 2020-09-16 | 2020-09-18 | 2021-10-30 | SolarEdge Technologies | SE3800H-US [240V] | Inverters | 3800 |  | 1 |  |  | 0.99 |  | Outside | Outside
NJSTRE1545600028 |  | Transition Incentive Program | Bayville | 8721 | 18 | 7.02 | Residential | Yes | Behind the Meter | Net-metered residential rooftop and canopy |  | None | Sunrun, Inc. | JCP&L | Accepted | 2020-09-16 | 2020-09-18 | 2021-10-30 | Enphase Energy | IQ7-60-x-US (240V) | Inverters | 240 |  | 23 |  |  | 0.96 |  | Outdoor | Rooftop
NJSTRE1545600039 |  | Transition Incentive Program | Toms River | 8753 | 18 | 13.26 | Residential | Yes | Behind the Meter | Net-metered residential rooftop and canopy |  | None | Trinity Solar | JCP&L | Accepted | 2020-09-16 | 2020-09-18 | 2021-10-30 | solar edge | SE10000 | Inverters | 10000 |  | 1 |  |  | 0.97 |  | Outside | side of home
NJSTRE1545600051 |  | Transition Incentive Program | Swedesboro | 8085 | 15 | 10.54 | Residential | No | Behind the Meter | Net-metered residential rooftop and canopy |  | None | Impact Solar LLC | AC Electric | Accepted | 2020-09-16 | 2020-09-18 | 2021-10-30 | solaredge | SE10000H-US | Inverters | 1000 |  | 1 |  |  | 0.96 |  | Indoor | garage
NJSTRE1545600372 |  | Transition Incentive Program | Little Egg Harbor Twp | 8087 | 18 | 6.46 | Residential | Yes | Behind the Meter | Net-metered residential rooftop and canopy |  | None | Trinity Solar | AC Electric | Accepted | 2020-09-16 | 2020-09-18 | 2021-10-30 | Solar Edge | SE5000 | Inverters | 5000 |  | 1 |  |  | 0.97 |  | Outside | side of home
NJSTRE1545383611 | NJSRRE1542445480 | Transition Incentive Program | Cherry Hill | 8002 | 14 | 7.25 | Residential | Yes | Behind the Meter | Net-metered residential rooftop and canopy |  | None | Vivint Solar Developer, LLC | PSE&G | Final As-Built Received | 2019-09-26 | 2019-09-30 | 2021-10-30 | Hanwha | Q.PEAK DUO BLK-G5 315w | Solar Panels |  | 0.315 | 4 | 114 | 28 |  | Fixed | Roof
NJSTRE1545383613 | NJSRRE1542475671 | Transition Incentive Program | Piscataway | 8854 | 11 | 11.04 | Residential | Yes | Behind the Meter | Behind the Meter |  | None | Pro Custom Solar dba Momentum Solar | PSE&G | Eligible for TI Program | 2019-10-01 | 2019-10-03 | 2021-10-30 | LG ELECTRONICS | LG 345N1C-V5 | Solar Panels |  | 0.345 | 11 | 155 | 18 |  | Fixed | Roof
NJSTRE1545383617 | NJSRRE1542467636 | Transition Incentive Program | Bayonne | 7002 | 8 | 8.28 | Residential | Yes | Behind the Meter | Behind the Meter |  | None | Pro Custom Solar dba Momentum Solar | PSE&G | Eligible for TI Program | 2019-10-01 | 2019-10-03 | 2021-10-30 | LG ELECTRONICS | LG 345N1C-V5 | Solar Panels |  | 0.345 | 8 | 102 | 33 |  | Fixed | Roof
NJSTRE1545383619 | NJSRRE1542581719 | Transition Incentive Program | Millstone Boro | 8844 | 5 | 11.89 | Residential | No | Behind the Meter | Behind the Meter |  | None | Sunrun Installation Services, Inc. | PSE&G | Eligible for TI Program | 2019-10-24 | 2019-10-28 | 2021-10-30 | REC Solar | REC290TP2 BLK | Solar Panels |  | 0.29 | 1 | 172 | 23 |  | Fixed | Roof
NJSTRE1545638391 |  | Transition Incentive Program | Newark | 7107 | 9 | 9.6 | Residential | No | Behind the Meter | Net-metered residential rooftop and canopy |  | None | New Jersey Suntech | PSE&G | Accepted | 2020-09-28 | 2020-09-30 | 2021-10-30 | Solaredge | SE76000-US | Inverters | 7600 |  | 1 |  |  | 0.98 |  | Outside | Side of house
NJSTRE1545638484 |  | Transition Incentive Program | Franklinville | 8322 | 15 | 8.4 | Residential | Yes | Behind the Meter | Net-metered residential rooftop and canopy |  | None | Pro Custom Solar dba Momentum Solar | AC Electric | Accepted | 2020-09-28 | 2020-09-30 | 2021-10-30 | Enphase | IQ7Plus-72-2-US | Inverters | 290 |  | 24 |  |  | 0.97 |  | Outdoor | Roof
NJSTRE1545641229 |  | Transition Incentive Program | WILLIAMSTOWN | 8094 | 15 | 10.08 | Residential | No | Behind the Meter | Net-metered residential rooftop and canopy |  | None | Suntuity Solar LLC | AC Electric | Accepted | 2020-09-29 | 2020-09-30 | 2021-10-30 | Enphase Energy | IQ7-60-2-US | Inverters | 240 |  | 32 |  |  | 0.97 |  | Outdoor | Behind the PV Modules
NJSTRE1545384424 | NJSRRE1543651623 | Transition Incentive Program | South River | 8882 | 11 | 12.43 | Residential | No | Behind the Meter | Net-metered residential rooftop and canopy |  | None | SunPower Corporation, Systems | South River | Accepted |  | 2019-12-27 | 2021-10-30 | SUNPOWER | SPR-E20-327-E-AC | Solar Panels |  | 0.327 | 5 | 176 | 10 |  | Fixed | Roof
NJSTRE1545384429 | NJSRRE1543421583 | Transition Incentive Program | Manville | 8835 | 5 | 2.61 | Residential | Yes | Behind the Meter | Behind the Meter |  | None | Sunrun Installation Services, Inc. | PSE&G | Eligible for TI Program | 2019-11-19 | 2019-11-21 | 2021-10-30 | REC Solar | REC290TP2 BLK | Solar Panels |  | 0.29 | 9 | 88 | 40 |  | Fixed | Roof
NJSTRE1545384430 | NJSRRE1544446846 | Transition Incentive Program | EWING TWP | 8628 | 12 | 11.34 | Residential | No | Behind the Meter | Net-metered residential rooftop and canopy |  | None | Tesla Energy Operations Inc | PSE&G | Accepted | 2020-02-13 | 2020-02-18 | 2021-10-30 | Hanwha Q-Cells | Q.Peak DUO BLK-G5/SC315 | Solar Panels |  | 0.315 | 24 | 68 | 27 |  | Fixed | Roof
NJSTRE1545384436 | NJSRRE1544157771 | Transition Incentive Program | Haddonfield | 8033 | 14 | 12.6 | Residential | Yes | Behind the Meter | Behind the Meter |  | None | Pro Custom Solar dba Momentum Solar | PSE&G | Eligible for TI Program | 2020-01-10 | 2020-01-15 | 2021-10-30 | LG ELECTRONICS | LG 350N1C-V5 | Solar Panels |  | 0.35 | 18 | 132 | 15 |  | Fixed | Roof
NJSTRE1545384442 | NJSRRE1544519507 | Transition Incentive Program | Union Beach | 7735 | 17 | 8.37 | Residential | No | Behind the Meter | Behind the Meter |  | None | Sunrun Installation Services, Inc. | JCP&L | Eligible for TI Program | 2020-02-21 | 2020-02-25 | 2021-10-30 | REC Solar | REC310TP2M | Solar Panels |  | 0.31 | 11 | 70 | 23 |  | Fixed | Roof
NJSTRE1545384442 | NJSRRE1544519507 | Transition Incentive Program | Union Beach | 7735 | 17 | 8.37 | Residential | No | Behind the Meter | Behind the Meter |  | None | Sunrun Installation Services, Inc. | JCP&L | Eligible for TI Program | 2020-02-21 | 2020-02-25 | 2021-10-30 | REC Solar | REC310TP2M | Solar Panels |  | 0.31 | 16 | 250 | 34 |  | Fixed | Roof
NJSTRE1545384448 | NJSRRE1543501675 | Transition Incentive Program | Toms River | 8755 | 18 | 13.33 | Residential | No | Behind the Meter | Net-metered residential rooftop and canopy |  | None | Powerlutions | JCP&L | Accepted |  | 2019-12-11 | 2021-10-30 | Trina | TSM-310 DD05A | Solar Panels |  | 0.31 | 27 | 165 | 33 |  | Fixed | Roof
NJSTRE1545641963 | NJSRRE1544701609 | Transition Incentive Program | West Orange | 7052 | 9 | 2.79 | Residential | Yes | Behind The Meter | Behind the Meter |  | None | Sunrun Installation Services, Inc. | PSE&G | Eligible for TI Program | 2020-03-16 | 2020-03-19 | 2021-10-30 | Enphase Energy | IQ7-60-x-US (240V) | Inverters | 240 |  | 9 |  |  | 0.96 |  | Outdoor | Rooftop
NJSTRE1545642007 | NJSRRE1543848703 | Transition Incentive Program | Jackson Township | 8527 | 18 | 16.32 | Residential | Yes | Behind The Meter | Behind the Meter |  | None | Sunrun Installation Services, Inc. | JCP&L | Eligible for TI Program | 2019-12-31 | 2020-01-15 | 2021-10-30 | Enphase Energy | IQ7-60-x-US (240V) | Inverters | 240 |  | 51 |  |  | 0.96 |  | Outdoor | Rooftop
NJSTRE1545642019 | NJSRRE1544429030 | Transition Incentive Program | Garfield City | 7026 | 7 | 3.41 | Residential | Yes | Behind The Meter | Behind the Meter |  | None | Sunrun Installation Services, Inc. | PSE&G | Eligible for TI Program | 2020-02-10 | 2020-02-13 | 2021-10-30 | Delta Electronics | M4-TL-US | Inverters | 3840 |  | 1 |  |  | 0.96 |  | Outdoor | Next To Meter
NJSTRE1545384419 | NJSRRE1544456597 | Transition Incentive Program | Long Valley | 7853 | 3 | 5.58 | Residential | Yes | Behind the Meter | Behind the Meter |  | None | Sunrun Installation Services, Inc. | JCP&L | Eligible for TI Program | 2020-02-14 | 2020-02-19 | 2021-10-30 | REC Solar | REC310TP2M | Solar Panels |  | 0.31 | 6 | 142 | 40 |  | Fixed | Roof
NJSTRE1545384419 | NJSRRE1544456597 | Transition Incentive Program | Long Valley | 7853 | 3 | 5.58 | Residential | Yes | Behind the Meter | Behind the Meter |  | None | Sunrun Installation Services, Inc. | JCP&L | Eligible for TI Program | 2020-02-14 | 2020-02-19 | 2021-10-30 | REC Solar | REC310TP2M | Solar Panels |  | 0.31 | 12 | 231 | 27 |  | Fixed | Roof
NJSTRE1545384424 | NJSRRE1543651623 | Transition Incentive Program | South River | 8882 | 11 | 12.43 | Residential | No | Behind the Meter | Net-metered residential rooftop and canopy |  | None | SunPower Corporation, Systems | South River | Accepted |  | 2019-12-27 | 2021-10-30 | SUNPOWER | SPR-E20-327-E-AC | Solar Panels |  | 0.327 | 15 | 176 | 20 |  | Fixed | Roof
NJSTRE1545384436 | NJSRRE1544157771 | Transition Incentive Program | Haddonfield | 8033 | 14 | 12.6 | Residential | Yes | Behind the Meter | Behind the Meter |  | None | Pro Custom Solar dba Momentum Solar | PSE&G | Eligible for TI Program | 2020-01-10 | 2020-01-15 | 2021-10-30 | LG ELECTRONICS | LG 350N1C-V5 | Solar Panels |  | 0.35 | 18 | 41 | 23 |  | Fixed | Roof
NJSTRE1545384453 | NJSRRE1543505963 | Transition Incentive Program | Roselle | 7203 | 10 | 8.82 | Residential | Yes | Behind the Meter | Net-metered residential rooftop and canopy |  | None | Vivint Solar Developer, LLC | PSE&G | Accepted | 2019-12-10 | 2019-12-12 | 2021-10-30 | HANWHA SOLAR | Q.PEAK BLK-G5 315 | Solar Panels |  | 0.315 | 6 | 308 | 45 |  | Fixed | Roof
NJSTRE1545384457 | NJSRRE1544185719 | Transition Incentive Program | Millville | 8332 | 20 | 1532.4 | Commercial | No | Behind the Meter | Behind the Meter |  | None | Direct Energy Solar | AC Electric | Eligible for TI Program | 2020-01-16 | 2020-01-24 | 2021-10-30 | Jinko Solar | JMK400M-72HL-V | Solar Panels |  | 0.4 | 46 | 176.121 | 10 |  | Fixed | Roof
NJSTRE1545384461 | NJSRRE1543505650 | Transition Incentive Program | Trenton | 8608 | 12 | 5.36 | Residential | No | Behind the Meter | Behind the Meter |  | None | Trinity Solar | PSE&G | Eligible for TI Program | 2019-12-10 | 2019-12-12 | 2021-10-30 | HANWHA | Q.PEAK DUO BLK-G5 315 | Solar Panels |  | 0.315 | 13 | 88 | 27 |  | Fixed | Roof
NJSTRE1545384465 | NJSRRE1543467137 | Transition Incentive Program | Tabernacle | 8088 | 13 | 16.24 | Residential | Yes | Behind the Meter | Behind the Meter |  | None | Sunrun Installation Services, Inc. | AC Electric | Eligible for TI Program | 2019-12-02 | 2019-12-05 | 2021-10-30 | REC Solar | REC290TP2 BLK | Solar Panels |  | 0.29 | 5 | 6 | 30 |  | Fixed | Roof
NJSTRE1545384465 | NJSRRE1543467137 | Transition Incentive Program | Tabernacle | 8088 | 13 | 16.24 | Residential | Yes | Behind the Meter | Behind the Meter |  | None | Sunrun Installation Services, Inc. | AC Electric | Eligible for TI Program | 2019-12-02 | 2019-12-05 | 2021-10-30 | REC Solar | REC290TP2 BLK | Solar Panels |  | 0.29 | 11 | 187 | 31 |  | Fixed | Roof
NJSTRE1545384469 | NJSRRE1544144094 | Transition Incentive Program | Marlboro Township | 7746 | 17 | 8 | Residential | Yes | Behind the Meter | Behind the Meter |  | None | Sunrun Installation Services, Inc. | JCP&L | Eligible for TI Program | 2020-01-08 | 2020-01-15 | 2021-10-30 | Hanwha Q-Cells | Q.PEAK DUO-G7 320 | Solar Panels |  | 0.32 | 3 | 216 | 18 |  | Fixed | Roof
NJSTRE1545384482 | NJSRRE1543421525 | Transition Incentive Program | North Plainfield Boro | 7060 | 10 | 12.71 | Residential | No | Behind the Meter | Net-metered residential rooftop and canopy |  | None | Palmetto Solar LLC | PSE&G | Accepted | 2019-11-19 | 2019-11-21 | 2021-10-30 | Hanwha | All Black Module 310W | Solar Panels |  | 0.31 | 41 | 180 | 25 |  | Fixed | Roof
NJSTRE1545384486 | NJSRRE1544419705 | Transition Incentive Program | JAMESBURG | 8831 | 11 | 9.28 | Residential | Yes | Behind the Meter | Net-metered residential rooftop and canopy |  | None | Vivint Solar Developer, LLC | JCP&L | Accepted | 2020-02-07 | 2020-02-11 | 2021-10-30 | JINKO SOLAR | JKM320M-60HBL | Solar Panels |  | 0.32 | 14 | 17 | 21 |  | Fixed | Roof
NJSTRE1545638134 |  | Transition Incentive Program | South Amboy | 8879 | 11 | 4.48 | Residential | Yes | Behind the Meter | Net-metered residential rooftop and canopy |  | None | Vivint Solar Developer, LLC | JCP&L | Accepted | 2020-09-28 | 2020-09-30 | 2021-10-30 | Solar Edge | SE3800H-US | Inverters | 3800 |  | 1 |  |  | 0.992 |  | Outdoor | Near the Utility Meter
NJSTRE1545638161 |  | Transition Incentive Program | BRICK | 8723 | 18 | 3.4 | Residential | Yes | Behind the Meter | Net-metered residential rooftop and canopy |  | None | Trinity Solar | JCP&L | Accepted | 2020-09-28 | 2020-09-30 | 2021-10-30 | Solar Edge | SE3000H-US000BNC4 | Inverters | 3000 |  | 1 |  |  | 0.97 |  | Outdoor | side of home
NJSTRE1545638178 |  | Transition Incentive Program | WALL TOWNSHIP | 7719 | 17 | 5.53 | Residential | Yes | Behind the Meter | Net-metered residential rooftop and canopy |  | None | Vivint Solar Developer, LLC | JCP&L | Accepted | 2020-09-29 | 2020-09-30 | 2021-10-30 | Solar Edge | SE3800H-US | Inverters | 3800 |  | 1 |  |  | 0.992 |  | Outdoor | Near the Utility Meter
NJSTRE1545638423 |  | Transition Incentive Program | Woodbridge | 8830 | 11 | 3.6 | Residential | Yes | Behind the Meter | Net-metered residential rooftop and canopy |  | None | Solar Energy World | PSE&G | Accepted | 2020-09-28 | 2020-09-30 | 2021-10-30 | Solar Edge | SE3000H-USRGM | Inverters | 3000 |  | 1 |  |  | 0.977 |  | Outdoor | near meter
NJSTRE1545638439 |  | Transition Incentive Program | Pleasantville | 8232 | 19 | 18.5 | Residential | Yes | Behind the Meter | Net-metered residential rooftop and canopy |  | None | Bright Planet Solar | AC Electric | Accepted | 2020-09-28 | 2020-09-30 | 2021-10-30 | SOLAR EDGE | SE5000H-USRGM | Inverters | 5000 |  | 1 |  |  | 0.98 |  | Outdoor | OUTSIDE
NJSTRE1545638552 |  | Transition Incentive Program | Willingboro | 8046 | 13 | 7 | Residential | Yes | Behind the Meter | Net-metered residential rooftop and canopy |  | None | Pro Custom Solar dba Momentum Solar | PSE&G | Accepted | 2020-09-28 | 2020-09-30 | 2021-10-30 | Enphase | IQ7Plus-72-2-US | Inverters | 290 |  | 20 |  |  | 0.97 |  | Outdoor | Roof
NJSTRE1545639015 |  | Transition Incentive Program | Swedesboro | 8085 | 15 | 13.07 | Residential | No | Behind the Meter | Net-metered residential rooftop and canopy |  | None | Seabright Solar | AC Electric | Accepted | 2020-09-28 | 2020-09-30 | 2021-10-30 | Enphase | IQ7XS-96-ACM-US | Inverters | 0.315 |  | 39 |  |  | 0.99 |  | Outside | Roof
NJSTRE1545641971 | NJSRRE1544326264 | Transition Incentive Program | North Brunswick Township | 8902 | 11 | 10.85 | Residential | Yes | Behind The Meter | Behind the Meter |  | None | Sunrun Installation Services, Inc. | PSE&G | Eligible for TI Program | 2020-01-29 | 2020-01-31 | 2021-10-30 | Enphase Energy | IQ7-60-x-US (240V) | Inverters | 240 |  | 35 |  |  | 0.96 |  | Outdoor | Rooftop
NJSTRE1545641988 | NJSRRE1544431429 | Transition Incentive Program | Woodbridge Township | 7001 | 11 | 4.34 | Residential | No | Behind The Meter | Behind the Meter |  | None | Sunrun Installation Services, Inc. | PSE&G | Eligible for TI Program | 2020-02-11 | 2020-02-13 | 2021-10-30 | SolarEdge Technologies | SE3800A-USS2RGM | Inverters | 3800 |  | 1 |  |  | 0.96 |  | Outdoor | Next To Meter
NJSTRE1545384423 | NJSRRE1543918590 | Transition Incentive Program | Bridgeton | 8302 | 20 | 10.08 | Residential | Yes | Behind the Meter | Net-metered residential rooftop and canopy |  | None | Vision Solar LLC | AC Electric | Accepted | 2020-01-03 | 2020-01-10 | 2021-10-30 | hanwa qcells | qpeak duo-g5 315 | Solar Panels |  | 0.315 | 16 | 264 | 37 |  | Fixed | Roof
NJSTRE1545384425 | NJSRRE1543474277 | Transition Incentive Program | Bellmawr | 8031 | 14 | 7.56 | Residential | Yes | Behind the Meter | Behind the Meter |  | None | Trinity Solar | PSE&G | Eligible for TI Program | 2019-12-03 | 2019-12-05 | 2021-10-30 | HANWHA | Q.PEAK DUO BLK-G5 315 | Solar Panels |  | 0.315 | 24 | 158 | 24 |  | Fixed | Roof
NJSTRE1545384434 | NJSRRE1544144501 | Transition Incentive Program | Rutherford | 7070 | 7 | 5.36 | Residential | Yes | Behind the Meter | Behind the Meter |  | None | Pro Custom Solar dba Momentum Solar | PSE&G | Eligible for TI Program | 2020-01-08 | 2020-01-13 | 2021-10-30 | HANWHA | Q.Peak DUO BLK-G5 315 | Solar Panels |  | 0.315 | 11 | 217 | 34 |  | Fixed | Roof
NJSTRE1545384441 | NJSRRE1543505562 | Transition Incentive Program | Sicklerville | 8081 | 14 | 9.14 | Residential | No | Behind the Meter | Net-metered residential rooftop and canopy |  | None | Suntuity Solar LLC | AC Electric | Accepted | 2019-12-10 | 2019-12-12 | 2021-10-30 | Yingli Green Energy | YL315D-30b | Solar Panels |  | 0.315 | 29 | 215 | 34 |  | Fixed | Roof
NJSTRE1545384447 | NJSRRE1544469993 | Transition Incentive Program | Cold Spring | 8204 | 21 | 10.79 | Residential | Yes | Behind the Meter | Behind the Meter |  | None | Seabright Solar | AC Electric | Eligible for TI Program | 2020-02-20 | 2020-02-21 | 2021-10-30 | Sunpower | SPR-E20-327 | Solar Panels |  | 0.327 | 33 | 180 | 45 |  | Fixed | Roof
NJSTRE1545642000 | NJSRRE1544621515 | Transition Incentive Program | Fair Lawn | 7410 | 7 | 8.68 | Residential | No | Behind The Meter | Behind the Meter |  | None | Sunrun Installation Services, Inc. | PSE&G | Eligible for TI Program | 2020-03-09 | 2020-03-12 | 2021-10-30 | Delta Electronics | M8-TL-US | Inverters | 7680 |  | 1 |  |  | 0.96 |  | Outdoor | Next To Meter
NJSTRE1545383621 | NJSRRE1543158793 | Transition Incentive Program | Mantua | 8051 | 15 | 3.78 | Residential | Yes | Behind the Meter | Net-metered residential rooftop and canopy |  | None | Vivint Solar Developer, LLC | AC Electric | Accepted | 2019-11-13 | 2019-11-15 | 2021-10-30 | Hanwha | Q.PEAK BLK-G5 315 | Solar Panels |  | 0.315 | 3 | 313 | 17 |  | Fixed | Roof
NJSTRE1545383632 | NJSRRE1542509280 | Transition Incentive Program | Leonia | 7605 | 7 | 6.38 | Residential | No | Behind the Meter | Behind the Meter |  | None | Sunrun Installation Services, Inc. | PSE&G | Eligible for TI Program | 2019-10-04 | 2019-10-09 | 2021-10-30 | REC Solar | REC290TP2 BLK | Solar Panels |  | 0.29 | 10 | 309 | 14 |  | Fixed | Roof
NJSTRE1545383635 | NJSRRE1542575644 | Transition Incentive Program | Edison | 8817 | 11 | 170.2 | Commercial | No | Behind the Meter | Net-metered non-residential rooftop and canopy |  | None | Ampericon | PSE&G | Accepted | 2019-10-22 | 2019-10-24 | 2021-10-30 | Yingli Solar | 72M | Solar Panels |  | 0.37 | 190 | 92 | 30 |  | Fixed | Roof
NJSTRE1545383637 | NJSRRE1542544504 | Transition Incentive Program | Flemington | 8822 | 4 | 6.27 | Residential | No | Behind the Meter | Behind the Meter |  | None | Sunrun Installation Services, Inc. | JCP&L | Eligible for TI Program | 2019-10-15 | 2019-10-23 | 2021-10-30 | LG Electronics | LG330N1C-A5 | Solar Panels |  | 0.33 | 13 | 232 | 27 |  | Fixed | Roof
NJSTRE1545383646 | NJSRRE1542431763 | Transition Incentive Program | Wayne | 7470 | 6 | 9.28 | Residential | No | Behind the Meter | Behind the Meter |  | None | Sunrun Installation Services, Inc. | PSE&G | Eligible for TI Program | 2019-09-24 | 2019-09-26 | 2021-10-30 | REC Solar | REC290TP2 BLK | Solar Panels |  | 0.29 | 6 | 174 | 23 |  | Fixed | Roof
NJSTRE1545383661 | NJSRRE1542461618 | Transition Incentive Program | FREEHOLD | 7728 | 17 | 7.56 | Residential | No | Behind the Meter | Behind the Meter |  | None | Tesla Energy Operations | JCP&L | Eligible for TI Program | 2019-09-30 | 2019-10-11 | 2021-10-30 | Hanwha Q-Cells | # Q.Peak DUO BLK-G5/SC315 | Solar Panels |  | 0.315 | 4 | 73 | 37 |  | Fixed | Roof | outside
NJSTRE1545383663 | NJSRRE1542528152 | Transition Incentive Program | Union | 7083 | 10 | 27.2 | Commercial | Yes | Behind the Meter | Net-metered non-residential rooftop and canopy |  | None | Powerlutions | PSE&G | Accepted |  | 2019-10-15 | 2021-10-30 | Axitec | AC-320MH/120S | Solar Panels |  | 0.32 | 12 | 212 | 23 |  | Fixed | Roof
NJSTRE1545383665 | NJSRRE1542428686 | Transition Incentive Program | Pleasantville | 8232 | 19 | 4.1 | Residential | Yes | Behind the Meter | Behind the Meter |  | None | Trinity Solar | AC Electric | Eligible for TI Program | 2019-09-23 | 2019-09-25 | 2021-10-30 | Hanwha | Q.PEAK DUO BLK-G5 315 | Solar Panels |  | 0.315 | 13 | 118 | 27 |  | Fixed | Roof
NJSTRE1545383666 | NJSRRE1542561127 | Transition Incentive Program | Matawan | 7747 | 17 | 5.28 | Residential | Yes | Behind the Meter | Net-metered residential rooftop and canopy |  | None | Tesla Energy Operations | JCP&L | Accepted | 2019-10-19 | 2019-10-22 | 2021-10-30 | Panasonic | SolarCity Standard #SC330 | Solar Panels |  | 0.33 | 7 | 168 | 20 |  | Fixed | Roof
NJSTRE1545383669 | NJSRRE1542967086 | Transition Incentive Program | Cedar Brook | 8018 | 14 | 8.37 | Residential | Yes | Behind the Meter | Behind the Meter |  | None | All Season Solar | AC Electric | Eligible for TI Program | 2019-11-05 | 2019-11-07 | 2021-10-30 | Trina | TSM DD05H.05II 310W AUG 2019 | Solar Panels |  | 0.31 | 21 | 134 | 18 |  | Fixed | Roof
NJSTRE1545383671 | NJSRRE1542476182 | Transition Incentive Program | Sewell | 8080 | 15 | 14.39 | Residential | Yes | Behind the Meter | Net-metered residential rooftop and canopy |  | None | SunPower Corporation, Systems | AC Electric | Accepted |  | 2019-10-03 | 2021-10-30 | SUNPOWER | SPR-E20-327-E-AC | Solar Panels |  | 0.327 | 12 | 291 | 20 |  | Fixed | Roof
NJSTRE1545383673 | NJSRRE1542561892 | Transition Incentive Program | PENNSAUKEN | 8109 | 14 | 11.97 | Residential | No | Behind the Meter | Net-metered residential rooftop and canopy |  | None | Vivint Solar Developer, LLC | PSE&G | Accepted | 2019-10-21 | 2019-10-22 | 2021-10-30 | Hanwha | Q.PEAK BLK-G5 315 | Solar Panels |  | 0.315 | 6 | 85 | 21 |  | Fixed | Roof
NJSTRE1545383674 | NJSRRE1542574885 | Transition Incentive Program | South Dennis | 8210 | 21 | 17.66 | Residential | Yes | Behind the Meter | Net-metered residential rooftop and canopy |  | None | Vision Solar LLC | AC Electric | Accepted | 2019-10-22 | 2019-10-23 | 2021-10-30 | sunpower | e20-327-e-ac | Solar Panels |  | 0.327 | 17 | 5 | 18 |  | Fixed | Roof
NJSTRE1545384449 | NJSRRE1544316967 | Transition Incentive Program | Shrewsbury | 7702 | 17 | 11.73 | Residential | No | Behind the Meter | Behind the Meter |  | None | Sunrun Installation Services, Inc. | JCP&L | Eligible for TI Program | 2020-01-28 | 2020-01-30 | 2021-10-30 | LG Electronics | LG345N1C-V5 | Solar Panels |  | 0.345 | 16 | 83 | 27 |  | Fixed | Roof
NJSTRE1545384455 | NJSRRE1543426156 | Transition Incentive Program | Monroe Township | 8831 | 11 | 13.86 | Residential | Yes | Behind the Meter | Net-metered residential rooftop and canopy |  | None | Vivint Solar Developer, LLC | JCP&L | Accepted | 2019-11-26 | 2019-11-26 | 2021-10-30 | HANWHA SOLAR | Q.PEAK BLK-G5 315 | Solar Panels |  | 0.315 | 4 | 121 | 19 |  | Fixed | Roof
NJSTRE1545384457 | NJSRRE1544185719 | Transition Incentive Program | Millville | 8332 | 20 | 1532.4 | Commercial | No | Behind the Meter | Behind the Meter |  | None | Direct Energy Solar | AC Electric | Eligible for TI Program | 2020-01-16 | 2020-01-24 | 2021-10-30 | Jinko Solar | JMK400M-72HL-V | Solar Panels |  | 0.4 | 378 | 176.121 | 10 |  | Fixed | Roof
NJSTRE1545384458 | NJSRRE1544524548 | Transition Incentive Program | Lakewood Township | 8701 | 18 | 7.44 | Residential | Yes | Behind the Meter | Behind the Meter |  | None | Sunrun Installation Services, Inc. | JCP&L | Eligible for TI Program | 2020-02-24 | 2020-02-26 | 2021-10-30 | LONGi Green Energy Technology Co Ltd | LR6-60HPB-310M | Solar Panels |  | 0.31 | 1 | 313 | 34 |  | Fixed | Roof
NJSTRE1545384469 | NJSRRE1544144094 | Transition Incentive Program | Marlboro Township | 7746 | 17 | 8 | Residential | Yes | Behind the Meter | Behind the Meter |  | None | Sunrun Installation Services, Inc. | JCP&L | Eligible for TI Program | 2020-01-08 | 2020-01-15 | 2021-10-30 | Hanwha Q-Cells | Q.PEAK DUO-G7 320 | Solar Panels |  | 0.32 | 10 | 127 | 23 |  | Fixed | Roof
NJSTRE1545384480 | NJSRRE1543505839 | Transition Incentive Program | West New York | 7093 | 8 | 8.82 | Residential | Yes | Behind the Meter | Behind the Meter |  | None | Pro Custom Solar dba Momentum Solar | PSE&G | Eligible for TI Program | 2019-12-10 | 2019-12-12 | 2021-10-30 | HANWHA | Q.PEAK DUO BLK-G5 315 | Solar Panels |  | 0.315 | 23 | 301 | 7 |  | Fixed | Roof
NJSTRE1545384487 | NJSRRE1544454431 | Transition Incentive Program | Cedar Brook | 8018 | 14 | 11.34 | Residential | Yes | Behind the Meter | Behind the Meter | NA | ACE | Tesla Energy Operations Inc | AC Electric | Eligible for TI Program | 2020-02-14 | 2020-02-24 | 2021-10-30 | Hanwha Q CELLS | Q.PEAK DUO BLK-G5/SC315 | Solar Panels |  | 0.315 | 15 | 154 | 37 |  | Fixed | Roof
NJSTRE1545384491 | NJSRRE1544465685 | Transition Incentive Program | MANAHAWKIN | 8050 | 18 | 6.4 | Residential | Yes | Behind the Meter | Net-metered residential rooftop and canopy |  | None | Vivint Solar Developer, LLC | AC Electric | Accepted | 2020-02-17 | 2020-02-19 | 2021-10-30 | Jinko Solar | JKM320M-60HBL | Solar Panels |  | 0.32 | 17 | 191 | 27 |  | Fixed | Roof
NJSTRE1545384500 | NJSRRE1544529501 | Transition Incentive Program | WILLIAMSTOWN | 8094 | 15 | 13.55 | Residential | Yes | Behind the Meter | Net-metered residential rooftop and canopy |  | None | Suntuity Solar LLC | AC Electric | Accepted | 2020-02-25 | 2020-02-27 | 2021-10-30 | Hanwha Solar | Q-Cells 315 Mono | Solar Panels |  | 0.315 | 16 | 303 | 24 |  | Fixed | Roof
NJSTRE1545384505 | NJSRRE1543497852 | Transition Incentive Program | JERSEY CITY | 7305 | 8 | 2.68 | Residential | No | Behind the Meter | Behind the Meter |  | None | Infinity Solar Systems | PSE&G | Eligible for TI Program | 2019-12-06 | 2019-12-10 | 2021-10-30 | LG | LG335N1K-V5 | Solar Panels |  | 0.335 | 8 | 196 | 35 |  | Fixed | Roof
NJSTRE1545384519 | NJSRRE1544308388 | Transition Incentive Program | Rio Grande | 8242 | 21 | 8.19 | Residential | Yes | Behind the Meter | Behind the Meter |  | None | Orbit Energy & Power, LLC | AC Electric | Eligible for TI Program | 2020-01-27 | 2020-01-29 | 2021-10-30 | Hanwha | Q.Peak DUO BLK-G5315W | Solar Panels |  | 0.315 | 17 | 127 | 24 |  | Fixed | Roof
NJSTRE1545384524 | NJSRRE1543535773 | Transition Incentive Program | Irvington | 7111 | 9 | 6.93 | Residential | No | Behind the Meter | Net-metered residential rooftop and canopy |  | None | Suntuity Solar LLC | PSE&G | Accepted | 2019-12-13 | 2019-12-18 | 2021-10-30 | Yingli Green Energy | YL315D-30b | Solar Panels |  | 0.315 | 7 | 307 | 10 |  | Fixed | Roof
NJSTRE1545384471 | NJSRRE1544150992 | Transition Incentive Program | Ocean View | 8230 | 21 | 33.17 | Commercial | No | Behind the Meter | Behind the Meter |  | None | OCEAN SOLAR | AC Electric | Eligible for TI Program | 2020-01-09 | 2020-01-14 | 2021-10-30 | silfab | 310Mono | Solar Panels |  | 0.31 | 107 | 134 | 5 |  | Fixed | Roof
NJSTRE1545384472 | NJSRRE1543547237 | Transition Incentive Program | Perth Amboy | 8861 | 11 | 5.58 | Residential | Yes | Behind the Meter | Net-metered residential rooftop and canopy |  | None | Palmetto Solar LLC | PSE&G | Accepted | 2019-12-13 | 2019-12-17 | 2021-10-30 | Yingli | YL310D-30B | Solar Panels |  | 0.31 | 18 | 180 | 25 |  | Fixed | Roof
NJSTRE1545384480 | NJSRRE1543505839 | Transition Incentive Program | West New York | 7093 | 8 | 8.82 | Residential | Yes | Behind the Meter | Behind the Meter |  | None | Pro Custom Solar dba Momentum Solar | PSE&G | Eligible for TI Program | 2019-12-10 | 2019-12-12 | 2021-10-30 | HANWHA | Q.PEAK DUO BLK-G5 315 | Solar Panels |  | 0.315 | 5 | 301 | 4 |  | Fixed | Roof
NJSTRE1545384483 | NJSRRE1543450849 | Transition Incentive Program | Salem | 8079 | 16 | 5.85 | Residential | No | Behind the Meter | Behind the Meter |  | None | Maier Solar Engineering dba Solar Me | AC Electric | Eligible for TI Program | 2019-11-27 | 2019-12-03 | 2021-10-30 | Panasonic | VBHN325KA03 | Solar Panels |  | 0.325 | 18 | 230 | 34 |  | Fixed | Roof
NJSTRE1545384501 | NJSRRE1544431810 | Transition Incentive Program | Shamong | 8088 | 13 | 15.75 | Residential | Yes | Behind the Meter | Behind the Meter |  | None | Pro Custom Solar dba Momentum Solar | AC Electric | Eligible for TI Program | 2020-02-11 | 2020-02-14 | 2021-10-30 | LG ELECTRONICS | LG 350N1C-V5 | Solar Panels |  | 0.35 | 5 | 268 | 46 |  | Fixed | Roof
NJSTRE1545384502 | NJSRRE1543566491 | Transition Incentive Program | Penns Grove | 8069 | 16 | 7.56 | Residential | Yes | Behind the Meter | Behind the Meter |  | None | Pro Custom Solar dba Momentum Solar | AC Electric | Eligible for TI Program | 2019-12-18 | 2019-12-23 | 2021-10-30 | HANWHA | Q.PEAK DUO BLK-G5 315 | Solar Panels |  | 0.315 | 5 | 129 | 11 |  | Fixed | Roof
NJSTRE1545384456 | NJSRRE1543547744 | Transition Incentive Program | Union | 7083 | 10 | 8.63 | Residential | Yes | Behind the Meter | Behind the Meter |  | None | Pro Custom Solar dba Momentum Solar | PSE&G | Eligible for TI Program | 2019-12-13 | 2019-12-18 | 2021-10-30 | LG ELECTRONICS | LG 345N1C-V5 | Solar Panels |  | 0.345 | 14 | 202 | 29 |  | Fixed | Roof
NJSTRE1545384463 | NJSRRE1543421628 | Transition Incentive Program | Clementon | 8021 | 14 | 6.51 | Residential | No | Behind the Meter | Behind the Meter |  | None | Orbit Energy & Power, LLC | PSE&G | Eligible for TI Program | 2019-11-19 | 2019-11-21 | 2021-10-30 | AXITEC | AC310MH/120S-310W | Solar Panels |  | 0.31 | 10 | 337 | 19 |  | Fixed | Roof
NJSTRE1545384464 | NJSRRE1544201227 | Transition Incentive Program | ENGLEWOOD | 7631 | 7 | 6.72 | Residential | No | Behind the Meter | Net-metered residential rooftop and canopy |  | None | UNITED SOLAR | PSE&G | Accepted | 2020-02-07 | 2020-02-20 | 2021-10-30 | AXITEC | AC-320P | Solar Panels |  | 0.32 | 4 | 202 | 40 |  | Fixed | Roof
NJSTRE1545384468 | NJSRRE1544421205 | Transition Incentive Program | petersburg | 8270 | 21 | 12.4 | Residential | Yes | Behind the Meter | Net-metered residential rooftop and canopy |  | None | Vision Solar LLC | AC Electric | Accepted | 2020-02-08 | 2020-02-12 | 2021-10-30 | lg solar | lg335n1k-v5 | Solar Panels |  | 0.335 | 24 | 189 | 23 |  | Fixed | Roof
NJSTRE1545384474 | NJSRRE1543502323 | Transition Incentive Program | Teaneck | 7666 | 7 | 6.93 | Residential | Yes | Behind the Meter | Behind the Meter |  | None | Pro Custom Solar dba Momentum Solar | PSE&G | Eligible for TI Program | 2019-12-09 | 2019-12-12 | 2021-10-30 | HANWHA | Q.PEAK DUO BLK-G5 315 | Solar Panels |  | 0.315 | 17 | 116 | 38 |  | Fixed | Roof
NJSTRE1545384479 | NJSRRE1544413116 | Transition Incentive Program | CHERRY HILL | 8002 | 14 | 7.25 | Residential | Yes | Behind the Meter | Net-metered residential rooftop and canopy |  | None | Vivint Solar Developer, LLC | PSE&G | Accepted | 2020-02-06 | 2020-02-10 | 2021-10-30 | Hanwha Solar | Q.PEAK BLK-G5 315 | Solar Panels |  | 0.315 | 13 | 86 | 29 |  | Fixed | Roof
NJSTRE1545384489 | NJSRRE1543481091 | Transition Incentive Program | Wenonah | 8090 | 15 | 9.14 | Residential | No | Behind the Meter | Net-metered residential rooftop and canopy |  | None | Suntuity Solar LLC | AC Electric | Accepted | 2019-12-05 | 2019-12-09 | 2021-10-30 | Yingli Green Energy | YL315D-30b | Solar Panels |  | 0.315 | 29 | 268 | 33 |  | Fixed | Roof
NJSTRE1545384495 | NJSRRE1543565623 | Transition Incentive Program | Roselle | 7203 | 10 | 6 | Residential | No | Behind the Meter | Net-metered residential rooftop and canopy |  | None | SunPower Corporation, Systems | PSE&G | Accepted |  | 2019-12-23 | 2021-10-30 | SUNPOWER | SPR-A400-G-AC | Solar Panels |  | 0.4 | 8 | 79 | 15 |  | Fixed | Roof
NJSTRE1545384500 | NJSRRE1544529501 | Transition Incentive Program | WILLIAMSTOWN | 8094 | 15 | 13.55 | Residential | Yes | Behind the Meter | Net-metered residential rooftop and canopy |  | None | Suntuity Solar LLC | AC Electric | Accepted | 2020-02-25 | 2020-02-27 | 2021-10-30 | Hanwha Solar | Q-Cells 315 Mono | Solar Panels |  | 0.315 | 3 | 123 | 22 |  | Fixed | Roof
NJSTRE1545384501 | NJSRRE1544431810 | Transition Incentive Program | Shamong | 8088 | 13 | 15.75 | Residential | Yes | Behind the Meter | Behind the Meter |  | None | Pro Custom Solar dba Momentum Solar | AC Electric | Eligible for TI Program | 2020-02-11 | 2020-02-14 | 2021-10-30 | LG ELECTRONICS | LG 350N1C-V5 | Solar Panels |  | 0.35 | 3 | 179 | 46 |  | Fixed | Roof
NJSTRE1545384507 | NJSRRE1544184463 | Transition Incentive Program | Union | 7083 | 10 | 6.54 | Residential | No | Behind the Meter | Net-metered residential rooftop and canopy |  | None | SunPower Corporation, Systems | PSE&G | Accepted |  | 2020-01-21 | 2021-10-30 | SUNPOWER | SPR-E20-327-E-AC | Solar Panels |  | 0.327 | 10 | 218 | 38 |  | Fixed | Roof
NJSTRE1545384513 | NJSRRE1544431696 | Transition Incentive Program | Clifton | 7013 | 6 | 6.62 | Residential | Yes | Behind the Meter | Net-metered residential rooftop and canopy |  | None | Trinity Solar | PSE&G | Final As-Built Received |  | 2020-02-14 | 2021-10-30 | Hanwha | Q.PEAK DUO BLK-G5 315 | Solar Panels |  | 0.315 | 21 | 127 | 27 |  | Fixed | Roof
NJSTRE1545384506 | NJSRRE1544523916 | Transition Incentive Program | Egg Harbor Township | 8234 | 19 | 6.7 | Residential | Yes | Behind the Meter | Behind the Meter |  | None | Pro Custom Solar dba Momentum Solar | AC Electric | Eligible for TI Program | 2020-02-24 | 2020-02-26 | 2021-10-30 | Hanwha | Q.Peak DUO BLK-G6+ 335 | Solar Panels |  | 0.335 | 17 | 196 | 34 |  | Fixed | Roof
NJSTRE1545384515 | NJSRRE1544316979 | Transition Incentive Program | Plainfield | 7062 | 10 | 4.03 | Residential | Yes | Behind the Meter | Behind the Meter |  | None | Sunrun Installation Services, Inc. | PSE&G | Eligible for TI Program | 2020-01-28 | 2020-01-31 | 2021-10-30 | REC Solar | REC310TP2M | Solar Panels |  | 0.31 | 3 | 50 | 45 |  | Fixed | Roof
NJSTRE1545384527 | NJSRRE1544157749 | Transition Incentive Program | Pleasantville | 8232 | 19 | 3.2 | Residential | Yes | Behind the Meter | Net-metered residential rooftop and canopy |  | None | Castle Energy, LLC | AC Electric | Accepted | 2020-01-10 | 2020-01-15 | 2021-10-30 | Hanwha Q-Cells | Q.Peak DUO-G5 320 | Solar Panels |  | 0.32 | 10 | 205 | 33 |  | Fixed | Roof
NJSTRE1545384530 | NJSRRE1543555635 | Transition Incentive Program | Merchantville | 8109 | 14 | 12.92 | Residential | Yes | Behind the Meter | Net-metered residential rooftop and canopy |  | None | Vivint Solar Developer, LLC | PSE&G | Final As-Built Received | 2019-12-17 | 2019-12-20 | 2021-10-30 | Hanwha Solar | Q.PEAK BLK-G5 315 | Solar Panels |  | 0.315 | 9 | 210 | 23 |  | Fixed | Roof
NJSTRE1545384530 | NJSRRE1543555635 | Transition Incentive Program | Merchantville | 8109 | 14 | 12.92 | Residential | Yes | Behind the Meter | Net-metered residential rooftop and canopy |  | None | Vivint Solar Developer, LLC | PSE&G | Final As-Built Received | 2019-12-17 | 2019-12-20 | 2021-10-30 | Hanwha Solar | Q.PEAK BLK-G5 315 | Solar Panels |  | 0.315 | 10 | 30 | 23 |  | Fixed | Roof
NJSTRE1545384537 | NJSRRE1544519833 | Transition Incentive Program | Dunellen | 8812 | 11 | 12.73 | Residential | Yes | Behind the Meter | Behind the Meter |  | None | Pro Custom Solar dba Momentum Solar | PSE&G | Eligible for TI Program | 2020-02-21 | 2020-02-25 | 2021-10-30 | Hanwha | Q.Peak DUO BLK-G6+ 335 | Solar Panels |  | 0.335 | 16 | 82 | 35 |  | Fixed | Roof
NJSTRE1545384540 | NJSRRE1544220031 | Transition Incentive Program | UNION TWP UNI | 7083 | 10 | 7.13 | Residential | Yes | Behind the Meter | Behind the Meter |  | None | Sunrun Installation Services, Inc. | PSE&G | Eligible for TI Program | 2020-01-24 | 2020-01-28 | 2021-10-30 | REC Solar | REC310TP2M | Solar Panels |  | 0.31 | 18 | 275 | 34 |  | Fixed | Roof
NJSTRE1545384548 | NJSRRE1544543231 | Transition Incentive Program | Hawthorne | 7506 | 6 | 6.82 | Residential | Yes | Behind the Meter | Behind the Meter |  | None | Sunrun Installation Services, Inc. | PSE&G | Eligible for TI Program | 2020-02-26 | 2020-03-02 | 2021-10-30 | REC Solar | REC310TP2M | Solar Panels |  | 0.31 | 22 | 171 | 30 |  | Fixed | Roof
NJSTRE1545384550 | NJSRRE1543527307 | Transition Incentive Program | Rahway | 7065 | 10 | 8.4 | Residential | No | Behind the Meter | Net-metered residential rooftop and canopy |  | None | SunPower Corporation, Systems | PSE&G | Accepted | 2019-12-12 | 2019-12-16 | 2021-10-30 | SUNPOWER | SPR-A400-G-AC | Solar Panels |  | 0.4 | 21 | 219 | 34 |  | Fixed | Roof
NJSTRE1545384556 | NJSRRE1543421434 | Transition Incentive Program | Toms River | 8757 | 18 | 6.38 | Residential | Yes | Behind the Meter | Behind the Meter |  | None | Sunrun Installation Services, Inc. | JCP&L | Eligible for TI Program | 2019-11-19 | 2019-11-21 | 2021-10-30 | REC Solar | REC290TP2 BLK | Solar Panels |  | 0.29 | 9 | 237 | 23 |  | Fixed | Roof
NJSTRE1545384557 | NJSRRE1544185699 | Transition Incentive Program | Manahawkin | 8050 | 18 | 9.61 | Residential | Yes | Behind the Meter | Behind the Meter |  | None | Sunrun Installation Services, Inc. | AC Electric | Eligible for TI Program | 2020-01-16 | 2020-01-31 | 2021-10-30 | REC Solar | REC310TP2M | Solar Panels |  | 0.31 | 23 | 59 | 40 |  | Fixed | Roof
NJSTRE1545384558 | NJSRRE1544162059 | Transition Incentive Program | Millville | 8332 | 20 | 363.2 | Commercial | No | Behind the Meter | Behind the Meter |  | None | Direct Energy Solar | AC Electric | Eligible for TI Program | 2020-01-16 | 2020-01-24 | 2021-10-30 | Jinko Solar | JMK400M-72HL-V | Solar Panels |  | 0.4 | 408 | 176.102 | 7 |  | Fixed | Parking Lot
NJSTRE1545384501 | NJSRRE1544431810 | Transition Incentive Program | Shamong | 8088 | 13 | 15.75 | Residential | Yes | Behind the Meter | Behind the Meter |  | None | Pro Custom Solar dba Momentum Solar | AC Electric | Eligible for TI Program | 2020-02-11 | 2020-02-14 | 2021-10-30 | LG ELECTRONICS | LG 350N1C-V5 | Solar Panels |  | 0.35 | 21 | 267 | 31 |  | Fixed | Roof
NJSTRE1545384507 | NJSRRE1544184463 | Transition Incentive Program | Union | 7083 | 10 | 6.54 | Residential | No | Behind the Meter | Net-metered residential rooftop and canopy |  | None | SunPower Corporation, Systems | PSE&G | Accepted |  | 2020-01-21 | 2021-10-30 | SUNPOWER | SPR-E20-327-E-AC | Solar Panels |  | 0.327 | 10 | 38 | 38 |  | Fixed | Roof
NJSTRE1545384514 | NJSRRE1544199189 | Transition Incentive Program | Willingboro | 8046 | 13 | 7.44 | Residential | Yes | Behind the Meter | Behind the Meter |  | None | Skyline Solar, LLC | PSE&G | Eligible for TI Program | 2020-01-20 | 2020-01-23 | 2021-10-30 | Silfab | SLA310M | Solar Panels |  | 0.31 | 24 | 192 | 20 |  | Fixed | Roof
NJSTRE1545384519 | NJSRRE1544308388 | Transition Incentive Program | Rio Grande | 8242 | 21 | 8.19 | Residential | Yes | Behind the Meter | Behind the Meter |  | None | Orbit Energy & Power, LLC | AC Electric | Eligible for TI Program | 2020-01-27 | 2020-01-29 | 2021-10-30 | Hanwha | Q.Peak DUO BLK-G5315W | Solar Panels |  | 0.315 | 9 | 307 | 24 |  | Fixed | Roof
NJSTRE1545384520 | NJSRRE1544190658 | Transition Incentive Program | Camden | 8103 | 14 | 98 | Commercial | No | Behind the Meter | Behind the Meter |  | None | ACDC Solar LLC | PSE&G | Eligible for TI Program | 2020-01-17 | 2020-01-24 | 2021-10-30 | LG | LG400N2T-J5 | Solar Panels |  | 0.4 | 245 | 200 | 2 |  | Fixed | Roof
NJSTRE1545384521 | NJSRRE1544190657 | Transition Incentive Program | Elizabeth | 7201 | 10 | 6.62 | Residential | Yes | Behind the Meter | Behind the Meter |  | None | Trinity Solar | PSE&G | Eligible for TI Program | 2020-01-17 | 2020-01-22 | 2021-10-30 | Hanwha | Q.PEAK DUO BLK-G5 315 | Solar Panels |  | 0.315 | 10 | 294 | 30 |  | Fixed | Roof
NJSTRE1545384526 | NJSRRE1544316918 | Transition Incentive Program | Tinton Falls | 7712 | 17 | 4.41 | Residential | Yes | Behind the Meter | Behind the Meter |  | None | Trinity Solar | JCP&L | Eligible for TI Program | 2020-01-28 | 2020-01-31 | 2021-10-30 | Hanwha | Q.PEAK DUO BLK-G5 315 | Solar Panels |  | 0.315 | 14 | 214 | 23 |  | Fixed | Roof
NJSTRE1545384531 | NJSRRE1544501266 | Transition Incentive Program | Matawan | 7747 | 17 | 8.68 | Residential | Yes | Behind the Meter | Behind the Meter |  | None | Sunrun Installation Services, Inc. | JCP&L | Eligible for TI Program | 2020-02-19 | 2020-02-24 | 2021-10-30 | REC Solar | REC310TP2M | Solar Panels |  | 0.31 | 14 | 354 | 30 |  | Fixed | Roof
NJSTRE1545384531 | NJSRRE1544501266 | Transition Incentive Program | Matawan | 7747 | 17 | 8.68 | Residential | Yes | Behind the Meter | Behind the Meter |  | None | Sunrun Installation Services, Inc. | JCP&L | Eligible for TI Program | 2020-02-19 | 2020-02-24 | 2021-10-30 | REC Solar | REC310TP2M | Solar Panels |  | 0.31 | 11 | 173 | 30 |  | Fixed | Roof
NJSTRE1545384536 | NJSRRE1544400993 | Transition Incentive Program | Lawnside | 8045 | 14 | 6.93 | Residential | Yes | Behind the Meter | Net-metered residential rooftop and canopy |  | None | Trinity Solar | PSE&G | Final As-Built Received | 2020-02-06 | 2020-02-10 | 2021-10-30 | Hanwha 315 | Q.PEAK DUO BLK-G5 315 | Solar Panels |  | 0.315 | 10 | 321 | 34 |  | Fixed | Roof
NJSTRE1545384537 | NJSRRE1544519833 | Transition Incentive Program | Dunellen | 8812 | 11 | 12.73 | Residential | Yes | Behind the Meter | Behind the Meter |  | None | Pro Custom Solar dba Momentum Solar | PSE&G | Eligible for TI Program | 2020-02-21 | 2020-02-25 | 2021-10-30 | Hanwha | Q.Peak DUO BLK-G6+ 335 | Solar Panels |  | 0.335 | 3 | 175 | 25 |  | Fixed | Roof
NJSTRE1545384541 | NJSRRE1543565015 | Transition Incentive Program | Deptford Township | 8096 | 15 | 11.77 | Residential | No | Behind the Meter | Net-metered residential rooftop and canopy |  | None | SunnyMac LLC | PSE&G | Accepted |  | 2019-12-20 | 2021-10-30 | SunPower | SPR-E20327 | Solar Panels |  | 0.327 | 27 | 234 | 26 |  | Fixed | Roof
NJSTRE1545384546 | NJSRRE1544334162 | Transition Incentive Program | Riverdale | 7457 | 3 | 6.37 | Residential | Yes | Behind the Meter | Net-metered residential rooftop and canopy |  | None | Vision Solar LLC | JCP&L | Accepted | 2020-01-30 | 2020-02-04 | 2021-10-30 | lg solar | LG335N1K-V5 | Solar Panels |  | 0.335 | 4 | 84 | 20 |  | Fixed | Roof
NJSTRE1545384552 | NJSRRE1543651841 | Transition Incentive Program | Bridgewater | 8807 | 5 | 7.56 | Residential | Yes | Behind the Meter | Behind the Meter |  | None | Pro Custom Solar dba Momentum Solar | PSE&G | Eligible for TI Program | 2019-12-23 | 2019-12-27 | 2021-10-30 | Hanwha | Q.Peak DUO BLK-G5 315 | Solar Panels |  | 0.315 | 24 | 155 | 34 |  | Fixed | Roof
NJSTRE1545384553 | NJSRRE1543918541 | Transition Incentive Program | Westfield | 7090 | 10 | 19.29 | Residential | Yes | Behind the Meter | Net-metered residential rooftop and canopy |  | None | Vision Solar LLC | PSE&G | Accepted | 2020-01-03 | 2020-01-08 | 2021-10-30 | hanwa qcells | qpeak duo-g5 315 | Solar Panels |  | 0.327 | 31 | 128 | 23 |  | Fixed | Roof
NJSTRE1545384556 | NJSRRE1543421434 | Transition Incentive Program | Toms River | 8757 | 18 | 6.38 | Residential | Yes | Behind the Meter | Behind the Meter |  | None | Sunrun Installation Services, Inc. | JCP&L | Eligible for TI Program | 2019-11-19 | 2019-11-21 | 2021-10-30 | REC Solar | REC290TP2 BLK | Solar Panels |  | 0.29 | 13 | 148 | 23 |  | Fixed | Roof
NJSTRE1545384565 | NJSRRE1544127849 | Transition Incentive Program | BLACKWOOD | 8012 | 14 | 14.18 | Residential | Yes | Behind the Meter | Net-metered residential rooftop and canopy |  | None | Vivint Solar Developer, LLC | PSE&G | Final As-Built Received | 2020-01-07 | 2020-01-10 | 2021-10-30 | HANWHA SOLAR | Q.PEAK BLK-G5 315 | Solar Panels |  | 0.315 | 12 | 131 | 37 |  | Fixed | Roof
NJSTRE1545383676 | NJSRRE1542428418 | Transition Incentive Program | Englishtown | 7726 | 17 | 20.79 | Residential | Yes | Behind the Meter | Net-metered residential rooftop and canopy |  | None | Vivint Solar Developer, LLC | JCP&L | Accepted | 2019-09-23 | 2019-09-25 | 2021-10-30 | Hanwha Solar | Q.PEAK BLK-G5 315 | Solar Panels |  | 0.315 | 13 | 73 | 20 |  | Fixed | Roof
NJSTRE1545383680 | NJSRRE1542501522 | Transition Incentive Program | Bergenfield | 7621 | 7 | 6.7 | Residential | No | Behind the Meter | Behind the Meter |  | None | Pro Custom Solar dba Momentum Solar | PSE&G | Eligible for TI Program | 2019-10-03 | 2019-10-08 | 2021-10-30 | LG ELECTRONICS | LG 335N1C-V5 | Solar Panels |  | 0.335 | 2 | 266 | 28 |  | Fixed | Roof
NJSTRE1545383686 | NJSRRE1543040897 | Transition Incentive Program | Phillipsburg | 8865 | 2 | 14.72 | Residential | Yes | Behind the Meter | Net-metered residential rooftop and canopy |  | None | SunPower Corporation, Systems | JCP&L | Accepted |  | 2019-11-08 | 2021-10-30 | SUNPOWER | SPR-E20-327-E-AC | Solar Panels |  | 0.327 | 10 | 67 | 35 |  | Fixed | Roof
NJSTRE1545383694 | NJSRRE1542441004 | Transition Incentive Program | Vineland | 8360 | 20 | 5.04 | Residential | No | Behind the Meter | Behind the Meter |  | None | Trinity Solar | Vineland Muni Electric | Eligible for TI Program | 2019-09-25 | 2019-09-27 | 2021-10-30 | Hanwha | Q.PEAK DUO BLK-G5 315 | Solar Panels |  | 0.315 | 4 | 273 | 34 |  | Fixed | Roof
NJSTRE1545383696 | NJSRRE1542431387 | Transition Incentive Program | Hightstown | 8520 | 12 | 8.91 | Residential | Yes | Behind the Meter | Behind the Meter |  | None | Sunrun Installation Services, Inc. | JCP&L | Eligible for TI Program | 2019-09-24 | 2019-09-26 | 2021-10-30 | LG Electronics | LG330N1C-A5 | Solar Panels |  | 0.33 | 3 | 182 | 19 |  | Fixed | Roof
NJSTRE1545383700 | NJSRRE1542501289 | Transition Incentive Program | Newfield | 8344 | 15 | 4.8 | Residential | Yes | Behind the Meter | Net-metered residential rooftop and canopy |  | None | Bright Planet Solar | AC Electric | Accepted |  | 2019-10-08 | 2021-10-30 | HANWHA Q-CELLS | Q.PEAK-G4.1 300W | Solar Panels |  | 0.3 | 7 | 183 | 23 |  | Fixed | Roof
NJSTRE1545383702 | NJSRRE1542885420 | Transition Incentive Program | Sussex | 7461 | 1 | 10.15 | Residential | Yes | Behind the Meter | Behind the Meter |  | None | Sunrun Installation Services, Inc. | JCP&L | Eligible for TI Program | 2019-11-01 | 2019-11-05 | 2021-10-30 | REC Solar | REC290TP2 BLK | Solar Panels |  | 0.29 | 10 | 213 | 23 |  | Fixed | Roof
NJSTRE1545383703 | NJSRRE1542883223 | Transition Incentive Program | DUNELLEN | 8812 | 11 | 13.23 | Residential | Yes | Behind the Meter | Net-metered residential rooftop and canopy |  | None | Vivint Solar Developer, LLC | PSE&G | Accepted | 2019-11-01 | 2019-11-05 | 2021-10-30 | Hanwha | Q.PEAK BLK-G5 315 | Solar Panels |  | 0.315 | 6 | 82 | 10 |  | Fixed | Roof
NJSTRE1545383707 | NJSRRE1542579688 | Transition Incentive Program | Maywood | 7607 | 7 | 6.12 | Residential | No | Behind the Meter | Behind the Meter |  | None | Green Power Energy | PSE&G | Eligible for TI Program | 2019-10-23 | 2019-10-25 | 2021-10-30 | S-ENERGY | SN360M-10 | Solar Panels |  | 0.36 | 17 | 218 | 23 |  | Fixed | Roof
NJSTRE1545383716 | NJSRRE1542909574 | Transition Incentive Program | Manville | 8835 | 5 | 9.45 | Residential | Yes | Behind the Meter | Net-metered residential rooftop and canopy |  | None | Vivint Solar Developer, LLC | PSE&G | Accepted | 2019-11-04 | 2019-11-06 | 2021-10-30 | Hanwha | Q.PEAK BLK-G5 315 | Solar Panels |  | 0.315 | 14 | 128 | 7 |  | Fixed | Roof
NJSTRE1545383719 | NJSRRE1542445442 | Transition Incentive Program | Woodbridge | 8863 | 11 | 5.89 | Residential | No | Behind the Meter | Net-metered residential rooftop and canopy |  | None | Sunpower Capital LLC | PSE&G | Accepted | 2019-09-26 | 2019-09-30 | 2021-10-30 | SUNPOWER | 327W | Solar Panels |  | 0.327 | 18 | 192 | 21 |  | Fixed | Roof
NJSTRE1545383721 | NJSRRE1542790735 | Transition Incentive Program | Hillsborough | 8844 | 5 | 9.6 | Residential | Yes | Behind the Meter | Behind the Meter |  | None | Skyline Solar, LLC | JCP&L | Eligible for TI Program | 2019-10-30 | 2019-12-04 | 2021-10-30 | Hanwha Q-Cells | Q.PEAK DUO-G5 320 | Solar Panels |  | 0.32 | 30 | 158338 | 28 |  | Fixed | Roof
NJSTRE1545383727 | NJSRRE1542528113 | Transition Incentive Program | Burlington | 8016 | 13 | 6.56 | Residential | Yes | Behind the Meter | Behind the Meter |  | None | Pro Custom Solar dba Momentum Solar | PSE&G | Eligible for TI Program | 2019-10-11 | 2019-10-15 | 2021-10-30 | LG ELECTRONICS | LG 345N1C-V5 | Solar Panels |  | 0.345 | 3 | 159 | 35 |  | Fixed | Roof
NJSTRE1545384448 | NJSRRE1543501675 | Transition Incentive Program | Toms River | 8755 | 18 | 13.33 | Residential | No | Behind the Meter | Net-metered residential rooftop and canopy |  | None | Powerlutions | JCP&L | Accepted |  | 2019-12-11 | 2021-10-30 | Trina | TSM-310 DD05A | Solar Panels |  | 0.31 | 9 | 165 | 33 |  | Fixed | Roof
NJSTRE1545384453 | NJSRRE1543505963 | Transition Incentive Program | Roselle | 7203 | 10 | 8.82 | Residential | Yes | Behind the Meter | Net-metered residential rooftop and canopy |  | None | Vivint Solar Developer, LLC | PSE&G | Accepted | 2019-12-10 | 2019-12-12 | 2021-10-30 | HANWHA SOLAR | Q.PEAK BLK-G5 315 | Solar Panels |  | 0.315 | 14 | 128 | 45 |  | Fixed | Roof
NJSTRE1545384453 | NJSRRE1543505963 | Transition Incentive Program | Roselle | 7203 | 10 | 8.82 | Residential | Yes | Behind the Meter | Net-metered residential rooftop and canopy |  | None | Vivint Solar Developer, LLC | PSE&G | Accepted | 2019-12-10 | 2019-12-12 | 2021-10-30 | HANWHA SOLAR | Q.PEAK BLK-G5 315 | Solar Panels |  | 0.315 | 8 | 128 | 16 |  | Fixed | Roof
NJSTRE1545384454 | NJSRRE1543497746 | Transition Incentive Program | East Newark | 7029 | 8 | 5.8 | Residential | Yes | Behind the Meter | Behind the Meter |  | None | Sunrun Installation Services, Inc. | PSE&G | Eligible for TI Program | 2019-12-06 | 2019-12-10 | 2021-10-30 | REC Solar | REC290TP2 BLK | Solar Panels |  | 0.29 | 20 | 194 | 45 |  | Fixed | Roof
NJSTRE1545384457 | NJSRRE1544185719 | Transition Incentive Program | Millville | 8332 | 20 | 1532.4 | Commercial | No | Behind the Meter | Behind the Meter |  | None | Direct Energy Solar | AC Electric | Eligible for TI Program | 2020-01-16 | 2020-01-24 | 2021-10-30 | Jinko Solar | JMK400M-72HL-V | Solar Panels |  | 0.4 | 83 | 176.121 | 10 |  | Fixed | Roof
NJSTRE1545384461 | NJSRRE1543505650 | Transition Incentive Program | Trenton | 8608 | 12 | 5.36 | Residential | No | Behind the Meter | Behind the Meter |  | None | Trinity Solar | PSE&G | Eligible for TI Program | 2019-12-10 | 2019-12-12 | 2021-10-30 | HANWHA | Q.PEAK DUO BLK-G5 315 | Solar Panels |  | 0.315 | 4 | 88 | 27 |  | Fixed | Roof
NJSTRE1545384465 | NJSRRE1543467137 | Transition Incentive Program | Tabernacle | 8088 | 13 | 16.24 | Residential | Yes | Behind the Meter | Behind the Meter |  | None | Sunrun Installation Services, Inc. | AC Electric | Eligible for TI Program | 2019-12-02 | 2019-12-05 | 2021-10-30 | REC Solar | REC290TP2 BLK | Solar Panels |  | 0.29 | 13 | 97 | 30 |  | Fixed | Roof
NJSTRE1545384476 | NJSRRE1544465763 | Transition Incentive Program | Holmdel | 7733 | 17 | 6.93 | Residential | Yes | Behind the Meter | Behind the Meter |  | None | Trinity Solar | JCP&L | Eligible for TI Program | 2020-02-17 | 2020-02-19 | 2021-10-30 | HANWHA | Q.PEAK DUO BLK-G5 315 | Solar Panels |  | 0.315 | 22 | 256 | 23 |  | Fixed | Roof
NJSTRE1545384481 | NJSRRE1543527318 | Transition Incentive Program | Cape May | 8204 | 21 | 16.64 | Residential | No | Behind the Meter | Net-metered residential rooftop and canopy |  | None | Castle Energy, LLC | AC Electric | Accepted | 2019-12-12 | 2019-12-16 | 2021-10-30 | Hanwha Q-Cells | Q.Peak DUO-G5 320 | Solar Panels |  | 0.32 | 52 | 180 | 25 |  | Fixed | Ground
NJSTRE1545384486 | NJSRRE1544419705 | Transition Incentive Program | JAMESBURG | 8831 | 11 | 9.28 | Residential | Yes | Behind the Meter | Net-metered residential rooftop and canopy |  | None | Vivint Solar Developer, LLC | JCP&L | Accepted | 2020-02-07 | 2020-02-11 | 2021-10-30 | JINKO SOLAR | JKM320M-60HBL | Solar Panels |  | 0.32 | 15 | 197 | 21 |  | Fixed | Roof
NJSTRE1545384492 | NJSRRE1544158316 | Transition Incentive Program | East Brunswick | 8816 | 11 | 28.06 | Residential | Yes | Behind the Meter | Behind the Meter |  | None | Complete Solar | PSE&G | Eligible for TI Program | 2020-02-03 | 2020-02-05 | 2021-10-30 | LONGI SOLAR- | LR6-60HPB-305M | Solar Panels |  | 0.305 | 92 | 242.5 | 30 |  | Fixed | Roof
NJSTRE1545384517 | NJSRRE1544511597 | Transition Incentive Program | Westwood Boro | 7675 | 7 | 7.56 | Residential | Yes | Behind the Meter | Behind the Meter |  | None | Tesla Energy Operations Inc | PSE&G | Eligible for TI Program | 2020-02-20 | 2020-02-24 | 2021-10-30 | Hanwha Q-Cells | Q.PEAK DUO BLK-G5/SC315 | Solar Panels |  | 0.315 | 4 | 9 | 40 |  | Fixed | Roof
NJSTRE1545384491 | NJSRRE1544465685 | Transition Incentive Program | MANAHAWKIN | 8050 | 18 | 6.4 | Residential | Yes | Behind the Meter | Net-metered residential rooftop and canopy |  | None | Vivint Solar Developer, LLC | AC Electric | Accepted | 2020-02-17 | 2020-02-19 | 2021-10-30 | Jinko Solar | JKM320M-60HBL | Solar Panels |  | 0.32 | 3 | 191 | 27 |  | Fixed | Roof
NJSTRE1545384498 | NJSRRE1544147911 | Transition Incentive Program | Keyport | 7735 | 17 | 6.62 | Residential | Yes | Behind the Meter | Net-metered residential rooftop and canopy |  | None | Vivint Solar Developer, LLC | JCP&L | Accepted | 2020-01-08 | 2020-01-13 | 2021-10-30 | HANWHA SOLAR | Q.PEAK BLK-G5 315 | Solar Panels |  | 0.315 | 18 | 210 | 19 |  | Fixed | Roof
NJSTRE1545384498 | NJSRRE1544147911 | Transition Incentive Program | Keyport | 7735 | 17 | 6.62 | Residential | Yes | Behind the Meter | Net-metered residential rooftop and canopy |  | None | Vivint Solar Developer, LLC | JCP&L | Accepted | 2020-01-08 | 2020-01-13 | 2021-10-30 | HANWHA SOLAR | Q.PEAK BLK-G5 315 | Solar Panels |  | 0.315 | 3 | 30 | 19 |  | Fixed | Roof
NJSTRE1545384504 | NJSRRE1544447483 | Transition Incentive Program | East Brunswick TWP | 8816 | 11 | 3.78 | Residential | No | Behind the Meter | Net-metered residential rooftop and canopy |  | None | Tesla Energy Operations Inc | PSE&G | Final As-Built Received | 2020-02-13 | 2020-02-18 | 2021-10-30 | Hanwha Q CELLS | Q.PEAK DUO BLK-G5/SC315 | Solar Panels |  | 0.315 | 12 | 135 | 38 |  | Fixed | Roof
NJSTRE1545384510 | NJSRRE1544166263 | Transition Incentive Program | Carteret | 7008 | 11 | 6.62 | Residential | Yes | Behind the Meter | Net-metered residential rooftop and canopy |  | None | Suntuity Solar LLC | PSE&G | Accepted | 2020-01-15 | 2020-01-20 | 2021-10-30 | Hanwha Solar | Q-Cells 315 Mono | Solar Panels |  | 0.315 | 9 | 125 | 30 |  | Fixed | Roof
NJSTRE1545384510 | NJSRRE1544166263 | Transition Incentive Program | Carteret | 7008 | 11 | 6.62 | Residential | Yes | Behind the Meter | Net-metered residential rooftop and canopy |  | None | Suntuity Solar LLC | PSE&G | Accepted | 2020-01-15 | 2020-01-20 | 2021-10-30 | Hanwha Solar | Q-Cells 315 Mono | Solar Panels |  | 0.315 | 12 | 215 | 44 |  | Fixed | Roof
NJSTRE1545384517 | NJSRRE1544511597 | Transition Incentive Program | Westwood Boro | 7675 | 7 | 7.56 | Residential | Yes | Behind the Meter | Behind the Meter |  | None | Tesla Energy Operations Inc | PSE&G | Eligible for TI Program | 2020-02-20 | 2020-02-24 | 2021-10-30 | Hanwha Q Cell | Q.PEAK DUO BLK-G5/SC315 | Solar Panels |  | 0.315 | 20 | 189 | 40 |  | Fixed | Roof
NJSTRE1545642124 |  | Transition Incentive Program | Moorestown | 8057 | 13 | 236.4 | Commercial | No | Behind the Meter | Net-metered non-residential rooftop and canopy |  | None | INDEPENDENCE SOLAR, LLC | PSE&G | Accepted | 2020-09-29 | 2020-09-30 | 2021-10-30 | SolarEdge | 100KUS | Inverters | 166.6 |  | 2 |  |  | 0.936 |  | Outdoor | oudoor
NJSTRE1545384500 | NJSRRE1544529501 | Transition Incentive Program | WILLIAMSTOWN | 8094 | 15 | 13.55 | Residential | Yes | Behind the Meter | Net-metered residential rooftop and canopy |  | None | Suntuity Solar LLC | AC Electric | Accepted | 2020-02-25 | 2020-02-27 | 2021-10-30 | Hanwha Solar | Q-Cells 315 Mono | Solar Panels |  | 0.315 | 24 | 123 | 24 |  | Fixed | Roof
NJSTRE1545384508 | NJSRRE1543882159 | Transition Incentive Program | Franklin Park | 8823 | 5 | 11.89 | Residential | Yes | Behind the Meter | Behind the Meter |  | None | Sunrun Installation Services, Inc. | PSE&G | Eligible for TI Program | 2020-01-02 | 2020-01-07 | 2021-10-30 | REC Solar | REC290TP2 BLK | Solar Panels |  | 0.29 | 14 | 206 | 24 |  | Fixed | Roof
NJSTRE1545384509 | NJSRRE1544538155 | Transition Incentive Program | Cherry Hill | 8003 | 14 | 16.8 | Residential | Yes | Behind the Meter | Behind the Meter |  | None | Pro Custom Solar dba Momentum Solar | PSE&G | Eligible for TI Program | 2020-02-25 | 2020-02-27 | 2021-10-30 | lg electronics | LG 350N1C-V5 | Solar Panels |  | 0.35 | 48 | 357 | 2 |  | Fixed | Roof
NJSTRE1545384530 | NJSRRE1543555635 | Transition Incentive Program | Merchantville | 8109 | 14 | 12.92 | Residential | Yes | Behind the Meter | Net-metered residential rooftop and canopy |  | None | Vivint Solar Developer, LLC | PSE&G | Final As-Built Received | 2019-12-17 | 2019-12-20 | 2021-10-30 | Hanwha Solar | Q.PEAK BLK-G5 315 | Solar Panels |  | 0.315 | 12 | 30 | 23 |  | Fixed | Roof
NJSTRE1545384532 | NJSRRE1544519717 | Transition Incentive Program | Manahawkin | 8050 | 18 | 13.41 | Residential | Yes | Behind the Meter | Net-metered residential rooftop and canopy |  | None | Seabright Solar | AC Electric | Final As-Built Received |  | 2020-02-25 | 2021-10-30 | Sunpower | SPR-E20-327 | Solar Panels |  | 0.327 | 7 | 129 | 23 |  | Fixed | Roof
NJSTRE1545384537 | NJSRRE1544519833 | Transition Incentive Program | Dunellen | 8812 | 11 | 12.73 | Residential | Yes | Behind the Meter | Behind the Meter |  | None | Pro Custom Solar dba Momentum Solar | PSE&G | Eligible for TI Program | 2020-02-21 | 2020-02-25 | 2021-10-30 | Hanwha | Q.Peak DUO BLK-G6+ 335 | Solar Panels |  | 0.335 | 3 | 85 | 25 |  | Fixed | Roof
NJSTRE1545384547 | NJSRRE1544164100 | Transition Incentive Program | Mount Laurel | 8054 | 13 | 10.08 | Residential | Yes | Behind the Meter | Net-metered residential rooftop and canopy |  | None | Suntuity Solar LLC | PSE&G | Accepted | 2020-01-14 | 2020-01-17 | 2021-10-30 | Hanwha Solar | Q-Cells 315 Mono | Solar Panels |  | 0.315 | 18 | 203 | 19 |  | Fixed | Roof
NJSTRE1545384521 | NJSRRE1544190657 | Transition Incentive Program | Elizabeth | 7201 | 10 | 6.62 | Residential | Yes | Behind the Meter | Behind the Meter |  | None | Trinity Solar | PSE&G | Eligible for TI Program | 2020-01-17 | 2020-01-22 | 2021-10-30 | Hanwha | Q.PEAK DUO BLK-G5 315 | Solar Panels |  | 0.315 | 11 | 114 | 30 |  | Fixed | Roof
NJSTRE1545384525 | NJSRRE1544514287 | Transition Incentive Program | Egg Harbor Township | 8234 | 19 | 9.05 | Residential | No | Behind the Meter | Behind the Meter |  | None | Green Power Energy | AC Electric | Eligible for TI Program | 2020-02-21 | 2020-02-25 | 2021-10-30 | Hanwha | Q.PEAK DUO BLK-G6 335 | Solar Panels |  | 0.335 | 16 | 292 | 30 |  | Fixed | Roof
NJSTRE1545384531 | NJSRRE1544501266 | Transition Incentive Program | Matawan | 7747 | 17 | 8.68 | Residential | Yes | Behind the Meter | Behind the Meter |  | None | Sunrun Installation Services, Inc. | JCP&L | Eligible for TI Program | 2020-02-19 | 2020-02-24 | 2021-10-30 | REC Solar | REC310TP2M | Solar Panels |  | 0.31 | 3 | 263 | 42 |  | Fixed | Roof
NJSTRE1545384536 | NJSRRE1544400993 | Transition Incentive Program | Lawnside | 8045 | 14 | 6.93 | Residential | Yes | Behind the Meter | Net-metered residential rooftop and canopy |  | None | Trinity Solar | PSE&G | Final As-Built Received | 2020-02-06 | 2020-02-10 | 2021-10-30 | Hanwha 315 | Q.PEAK DUO BLK-G5 315 | Solar Panels |  | 0.315 | 12 | 141 | 34 |  | Fixed | Roof
NJSTRE1545384537 | NJSRRE1544519833 | Transition Incentive Program | Dunellen | 8812 | 11 | 12.73 | Residential | Yes | Behind the Meter | Behind the Meter |  | None | Pro Custom Solar dba Momentum Solar | PSE&G | Eligible for TI Program | 2020-02-21 | 2020-02-25 | 2021-10-30 | Hanwha | Q.Peak DUO BLK-G6+ 335 | Solar Panels |  | 0.335 | 16 | 262 | 32 |  | Fixed | Roof
NJSTRE1545384541 | NJSRRE1543565015 | Transition Incentive Program | Deptford Township | 8096 | 15 | 11.77 | Residential | No | Behind the Meter | Net-metered residential rooftop and canopy |  | None | SunnyMac LLC | PSE&G | Accepted |  | 2019-12-20 | 2021-10-30 | SunPower | SPR-E20327 | Solar Panels |  | 0.327 | 9 | 144 | 34 |  | Fixed | Roof
NJSTRE1545384546 | NJSRRE1544334162 | Transition Incentive Program | Riverdale | 7457 | 3 | 6.37 | Residential | Yes | Behind the Meter | Net-metered residential rooftop and canopy |  | None | Vision Solar LLC | JCP&L | Accepted | 2020-01-30 | 2020-02-04 | 2021-10-30 | lg solar | LG335N1K-V5 | Solar Panels |  | 0.335 | 15 | 264 | 20 |  | Fixed | Roof
NJSTRE1545384547 | NJSRRE1544164100 | Transition Incentive Program | Mount Laurel | 8054 | 13 | 10.08 | Residential | Yes | Behind the Meter | Net-metered residential rooftop and canopy |  | None | Suntuity Solar LLC | PSE&G | Accepted | 2020-01-14 | 2020-01-17 | 2021-10-30 | Hanwha Solar | Q-Cells 315 Mono | Solar Panels |  | 0.315 | 14 | 204 | 30 |  | Fixed | Roof
NJSTRE1545384553 | NJSRRE1543918541 | Transition Incentive Program | Westfield | 7090 | 10 | 19.29 | Residential | Yes | Behind the Meter | Net-metered residential rooftop and canopy |  | None | Vision Solar LLC | PSE&G | Accepted | 2020-01-03 | 2020-01-08 | 2021-10-30 | hanwa qcells | qpeak duo-g5 315 | Solar Panels |  | 0.327 | 20 | 308 | 23 |  | Fixed | Roof
NJSTRE1545384560 | NJSRRE1544217004 | Transition Incentive Program | EAST RUTHERFORD | 7073 | 7 | 5.04 | Residential | No | Behind the Meter | Behind the Meter |  | None | SEA BRIGHT SOLAR, LLC | PSE&G | Eligible for TI Program | 2020-01-23 | 2020-01-28 | 2021-10-30 | SUNPOWER | SPR-X22-360-AC | Solar Panels |  | 0.36 | 14 | 216 | 40 |  | Fixed | Roof | SW
NJSTRE1545384561 | NJSRRE1543421830 | Transition Incentive Program | Franklin | 8873 | 5 | 7.52 | Residential | No | Behind the Meter | Net-metered residential rooftop and canopy |  | None | Sunpower Capital LLC | PSE&G | Accepted | 2019-11-19 | 2019-11-22 | 2021-10-30 | SunPower | 327W | Solar Panels |  | 0.327 | 23 | 242 | 26 |  | Fixed | Roof
NJSTRE1545384565 | NJSRRE1544127849 | Transition Incentive Program | BLACKWOOD | 8012 | 14 | 14.18 | Residential | Yes | Behind the Meter | Net-metered residential rooftop and canopy |  | None | Vivint Solar Developer, LLC | PSE&G | Final As-Built Received | 2020-01-07 | 2020-01-10 | 2021-10-30 | HANWHA SOLAR | Q.PEAK BLK-G5 315 | Solar Panels |  | 0.315 | 23 | 221 | 27 |  | Fixed | Roof
NJSTRE1545384571 | NJSRRE1544522708 | Transition Incentive Program | HILLSIDE | 7205 | 10 | 5.76 | Residential | Yes | Behind the Meter | Net-metered residential rooftop and canopy |  | None | Vivint Solar Developer, LLC | PSE&G | Accepted | 2020-02-24 | 2020-02-25 | 2021-10-30 | Jinko Solar | JKM320M-60HBL | Solar Panels |  | 0.32 | 3 | 177 | 22 |  | Fixed | Roof
NJSTRE1545384566 | NJSRRE1544512184 | Transition Incentive Program | Matawan | 7747 | 17 | 6.2 | Residential | Yes | Behind the Meter | Behind the Meter |  | None | Sunrun Installation Services, Inc. | JCP&L | Eligible for TI Program | 2020-02-20 | 2020-02-24 | 2021-10-30 | REC Solar | REC310TP2M | Solar Panels |  | 0.31 | 10 | 32 | 18 |  | Fixed | Roof
NJSTRE1545384570 | NJSRRE1544523989 | Transition Incentive Program | Brick | 8723 | 18 | 9.61 | Residential | No | Behind the Meter | Behind the Meter |  | None | Eznergy | JCP&L | Eligible for TI Program | 2020-02-24 | 2020-02-26 | 2021-10-30 | Trina | TSM310 | Solar Panels |  | 0.31 | 2 | 80 | 26 |  | Fixed | Roof
NJSTRE1545384571 | NJSRRE1544522708 | Transition Incentive Program | HILLSIDE | 7205 | 10 | 5.76 | Residential | Yes | Behind the Meter | Net-metered residential rooftop and canopy |  | None | Vivint Solar Developer, LLC | PSE&G | Accepted | 2020-02-24 | 2020-02-25 | 2021-10-30 | Jinko Solar | JKM320M-60HBL | Solar Panels |  | 0.32 | 15 | 177 | 34 |  | Fixed | Roof
NJSTRE1545384559 | NJSRRE1544353276 | Transition Incentive Program | Elmwood Park | 7407 | 7 | 8.75 | Residential | Yes | Behind the Meter | Behind the Meter |  | None | Pro Custom Solar dba Momentum Solar | PSE&G | Eligible for TI Program | 2020-02-04 | 2020-02-07 | 2021-10-30 | lg electronics | LG 350N1C-V5 | Solar Panels |  | 0.35 | 9 | 250 | 12 |  | Fixed | Roof
NJSTRE1545384551 | NJSRRE1544161778 | Transition Incentive Program | Newark | 7107 | 9 | 6.08 | Residential | Yes | Behind the Meter | Behind the Meter |  | None | Sunrun Installation Services, Inc. | PSE&G | Eligible for TI Program | 2020-01-13 | 2020-01-16 | 2021-10-30 | Hanwha Q-Cells | Q.PEAK DUO-G7 320 | Solar Panels |  | 0.32 | 19 | 115 | 27 |  | Fixed | Roof
NJSTRE1545384553 | NJSRRE1543918541 | Transition Incentive Program | Westfield | 7090 | 10 | 19.29 | Residential | Yes | Behind the Meter | Net-metered residential rooftop and canopy |  | None | Vision Solar LLC | PSE&G | Accepted | 2020-01-03 | 2020-01-08 | 2021-10-30 | hanwa qcells | qpeak duo-g5 315 | Solar Panels |  | 0.327 | 4 | 38 | 37 |  | Fixed | Roof
NJSTRE1545384557 | NJSRRE1544185699 | Transition Incentive Program | Manahawkin | 8050 | 18 | 9.61 | Residential | Yes | Behind the Meter | Behind the Meter |  | None | Sunrun Installation Services, Inc. | AC Electric | Eligible for TI Program | 2020-01-16 | 2020-01-31 | 2021-10-30 | REC Solar | REC310TP2M | Solar Panels |  | 0.31 | 8 | 239 | 40 |  | Fixed | Roof
NJSTRE1545384559 | NJSRRE1544353276 | Transition Incentive Program | Elmwood Park | 7407 | 7 | 8.75 | Residential | Yes | Behind the Meter | Behind the Meter |  | None | Pro Custom Solar dba Momentum Solar | PSE&G | Eligible for TI Program | 2020-02-04 | 2020-02-07 | 2021-10-30 | lg electronics | LG 350N1C-V5 | Solar Panels |  | 0.35 | 16 | 70 | 9 |  | Fixed | Roof
NJSTRE1545384567 | NJSRRE1544148062 | Transition Incentive Program | Hackensack | 7601 | 7 | 8.4 | Residential | Yes | Behind the Meter | Behind the Meter |  | None | Pro Custom Solar dba Momentum Solar | PSE&G | Eligible for TI Program | 2020-01-08 | 2020-01-13 | 2021-10-30 | LG ELECTRONICS | LG 350N1C-V5 | Solar Panels |  | 0.35 | 16 | 219 | 36 |  | Fixed | Roof
NJSTRE1545384569 | NJSRRE1544472871 | Transition Incentive Program | Whiting | 8759 | 18 | 8.51 | Residential | Yes | Behind the Meter | Behind the Meter |  | None | Trinity Solar | JCP&L | Eligible for TI Program | 2020-02-19 | 2020-02-21 | 2021-10-30 | HANWHA | Q.PEAK DUO BLK-G5 315 | Solar Panels |  | 0.315 | 18 | 299 | 27 |  | Fixed | Roof
NJSTRE1545384577 | NJSRRE1544465736 | Transition Incentive Program | LIVINGSTON | 7039 | 9 | 13.86 | Residential | Yes | Behind the Meter | Net-metered residential rooftop and canopy |  | None | Vivint Solar Developer, LLC | PSE&G | Accepted | 2020-02-17 | 2020-02-19 | 2021-10-30 | Hanwha Solar | Q.PEAK BLK-G5 315 | Solar Panels |  | 0.315 | 25 | 191 | 25 |  | Fixed | Roof
NJSTRE1545384580 | NJSRRE1544546899 | Transition Incentive Program | DELRAN | 8075 | 13 | 11.84 | Residential | Yes | Behind the Meter | Net-metered residential rooftop and canopy |  | None | Vivint Solar Developer, LLC | PSE&G | Final As-Built Received | 2020-02-28 | 2020-03-03 | 2021-10-30 | JINKO SOLAR | JKM320M-60HBL | Solar Panels |  | 0.32 | 4 | 330 | 14 |  | Fixed | Roof
NJSTRE1545384582 | NJSRRE1543848077 | Transition Incentive Program | Belford | 7718 | 17 | 11.03 | Residential | Yes | Behind the Meter | Net-metered residential rooftop and canopy |  | None | Vivint Solar Developer, LLC | JCP&L | Accepted | 2019-12-31 | 2020-01-06 | 2021-10-30 | HANWHA SOLAR | Q.PEAK BLK-G5 315 | Solar Panels |  | 0.315 | 25 | 115 | 23 |  | Fixed | Roof
NJSTRE1545384586 | NJSRRE1544519728 | Transition Incentive Program | HACKENSACK | 7601 | 7 | 2.68 | Residential | No | Behind the Meter | Behind the Meter |  | None | Infinity Solar Systems | PSE&G | Eligible for TI Program | 2020-03-02 | 2020-03-02 | 2021-10-30 | LG | LG335N1K-V5 | Solar Panels |  | 0.335 | 4 | 128 | 24 |  | Fixed | Roof
NJSTRE1545384589 | NJSRRE1543502310 | Transition Incentive Program | Irvington | 7111 | 9 | 6.09 | Residential | Yes | Behind the Meter | Behind the Meter |  | None | Sunrun Installation Services, Inc. | PSE&G | Eligible for TI Program | 2019-12-09 | 2019-12-12 | 2021-10-30 | REC Solar | REC290TP2 BLK | Solar Panels |  | 0.29 | 10 | 15 | 23 |  | Fixed | Roof
NJSTRE1545384593 | NJSRRE1543443413 | Transition Incentive Program | PATERSON | 7503 | 6 | 10.4 | Residential | Yes | Behind the Meter | Net-metered residential rooftop and canopy |  | None | Vivint Solar Developer, LLC | PSE&G | Accepted | 2019-11-26 | 2019-11-27 | 2021-10-30 | HANWHA SOLAR | Q.PEAK BLK-G5 315 | Solar Panels |  | 0.315 | 27 | 128 | 35 |  | Fixed | Roof
NJSTRE1545384594 | NJSRRE1544175404 | Transition Incentive Program | Linden City | 7036 | 10 | 2.52 | Residential | No | Behind the Meter | Net-metered residential rooftop and canopy |  | None | Solar Spectrum LLC | PSE&G | Accepted | 2020-01-16 | 2020-01-21 | 2021-10-30 | Q CELLS | Q.PEAK-DUO-BLK-G5-315 | Solar Panels |  | 0.315 | 4 | 38 | 21 |  | Fixed | Roof
NJSTRE1545384581 | NJSRRE1543422183 | Transition Incentive Program | West Orange | 7052 | 9 | 11.31 | Residential | Yes | Behind the Meter | Behind the Meter |  | None | Sunrun Installation Services, Inc. | PSE&G | Eligible for TI Program | 2019-11-19 | 2019-11-22 | 2021-10-30 | REC Solar | REC290TP2 BLK | Solar Panels |  | 0.29 | 9 | 273 | 14 |  | Fixed | Roof
NJSTRE1545384581 | NJSRRE1543422183 | Transition Incentive Program | West Orange | 7052 | 9 | 11.31 | Residential | Yes | Behind the Meter | Behind the Meter |  | None | Sunrun Installation Services, Inc. | PSE&G | Eligible for TI Program | 2019-11-19 | 2019-11-22 | 2021-10-30 | REC Solar | REC290TP2 BLK | Solar Panels |  | 0.29 | 10 | 182 | 27 |  | Fixed | Roof
NJSTRE1545384566 | NJSRRE1544512184 | Transition Incentive Program | Matawan | 7747 | 17 | 6.2 | Residential | Yes | Behind the Meter | Behind the Meter |  | None | Sunrun Installation Services, Inc. | JCP&L | Eligible for TI Program | 2020-02-20 | 2020-02-24 | 2021-10-30 | REC Solar | REC310TP2M | Solar Panels |  | 0.31 | 10 | 212 | 18 |  | Fixed | Roof
NJSTRE1545384567 | NJSRRE1544148062 | Transition Incentive Program | Hackensack | 7601 | 7 | 8.4 | Residential | Yes | Behind the Meter | Behind the Meter |  | None | Pro Custom Solar dba Momentum Solar | PSE&G | Eligible for TI Program | 2020-01-08 | 2020-01-13 | 2021-10-30 | LG ELECTRONICS | LG 350N1C-V5 | Solar Panels |  | 0.35 | 8 | 39 | 35 |  | Fixed | Roof
NJSTRE1545384569 | NJSRRE1544472871 | Transition Incentive Program | Whiting | 8759 | 18 | 8.51 | Residential | Yes | Behind the Meter | Behind the Meter |  | None | Trinity Solar | JCP&L | Eligible for TI Program | 2020-02-19 | 2020-02-21 | 2021-10-30 | HANWHA | Q.PEAK DUO BLK-G5 315 | Solar Panels |  | 0.315 | 9 | 119 | 27 |  | Fixed | Roof
NJSTRE1545384570 | NJSRRE1544523989 | Transition Incentive Program | Brick | 8723 | 18 | 9.61 | Residential | No | Behind the Meter | Behind the Meter |  | None | Eznergy | JCP&L | Eligible for TI Program | 2020-02-24 | 2020-02-26 | 2021-10-30 | Trina | TSM310 | Solar Panels |  | 0.31 | 29 | 260 | 26 |  | Fixed | Roof
NJSTRE1545384577 | NJSRRE1544465736 | Transition Incentive Program | LIVINGSTON | 7039 | 9 | 13.86 | Residential | Yes | Behind the Meter | Net-metered residential rooftop and canopy |  | None | Vivint Solar Developer, LLC | PSE&G | Accepted | 2020-02-17 | 2020-02-19 | 2021-10-30 | Hanwha Solar | Q.PEAK BLK-G5 315 | Solar Panels |  | 0.315 | 5 | 281 | 22 |  | Fixed | Roof
NJSTRE1545384580 | NJSRRE1544546899 | Transition Incentive Program | DELRAN | 8075 | 13 | 11.84 | Residential | Yes | Behind the Meter | Net-metered residential rooftop and canopy |  | None | Vivint Solar Developer, LLC | PSE&G | Final As-Built Received | 2020-02-28 | 2020-03-03 | 2021-10-30 | JINKO SOLAR | JKM320M-60HBL | Solar Panels |  | 0.32 | 12 | 150 | 27 |  | Fixed | Roof
NJSTRE1545384589 | NJSRRE1543502310 | Transition Incentive Program | Irvington | 7111 | 9 | 6.09 | Residential | Yes | Behind the Meter | Behind the Meter |  | None | Sunrun Installation Services, Inc. | PSE&G | Eligible for TI Program | 2019-12-09 | 2019-12-12 | 2021-10-30 | REC Solar | REC290TP2 BLK | Solar Panels |  | 0.29 | 11 | 195 | 23 |  | Fixed | Roof
NJSTRE1545384591 | NJSRRE1544333185 | Transition Incentive Program | TURNERSVILLE | 8012 | 14 | 8.78 | Residential | No | Behind the Meter | Behind the Meter |  | None | Sunny Corp | AC Electric | Eligible for TI Program | 2020-01-30 | 2020-02-03 | 2021-10-30 | PANASONIC | VBHN325KA03 | Solar Panels |  | 0.325 | 5 | 196 | 27 |  | Fixed | Roof
NJSTRE1545384592 | NJSRRE1544537323 | Transition Incentive Program | Dunellen | 8812 | 11 | 7.56 | Residential | No | Behind the Meter | Net-metered residential rooftop and canopy |  | None | Vivint Solar Developer, LLC | PSE&G | Accepted | 2020-02-26 | 2020-02-28 | 2021-10-30 | LG | LG315N1K-V5 | Solar Panels |  | 0.315 | 5 | 230 | 37 |  | Fixed | Roof
NJSTRE1545384598 | NJSRRE1544352926 | Transition Incentive Program | Hillsborough Township | 8844 | 5 | 6.51 | Residential | Yes | Behind the Meter | Behind the Meter |  | None | Sunrun Installation Services, Inc. | PSE&G | Eligible for TI Program | 2020-02-04 | 2020-02-07 | 2021-10-30 | REC Solar | REC310TP2M | Solar Panels |  | 0.31 | 8 | 91 | 37 |  | Fixed | Roof
NJSTRE1545384600 | NJSRRE1544519822 | Transition Incentive Program | PENNSAUKEN | 8109 | 14 | 4.8 | Residential | Yes | Behind the Meter | Net-metered residential rooftop and canopy |  | None | Vivint Solar Developer, LLC | PSE&G | Accepted | 2020-02-22 | 2020-02-25 | 2021-10-30 | Jinko Solar | JKM320M-60HBL | Solar Panels |  | 0.32 | 2 | 352 | 28 |  | Fixed | Roof
NJSTRE1545384608 | NJSRRE1543463419 | Transition Incentive Program | Bridgewater Township | 8807 | 5 | 6.9 | Residential | No | Behind the Meter | Behind the Meter |  | None | Sunrun Installation Services, Inc. | PSE&G | Eligible for TI Program | 2019-12-02 | 2019-12-04 | 2021-10-30 | LG Electronics | LG345N1C-V5 | Solar Panels |  | 0.345 | 6 | 132 | 23 |  | Fixed | Roof
NJSTRE1545384612 | NJSRRE1543434113 | Transition Incentive Program | Hazlet | 7730 | 17 | 10.4 | Residential | Yes | Behind the Meter | Net-metered residential rooftop and canopy |  | None | Pro Custom Solar dba Momentum Solar | JCP&L | Accepted |  | 2019-11-25 | 2021-10-30 | Hanwha | Q.Peak DUO BLK-G5 315 | Solar Panels |  | 0.315 | 16 | 224 | 18 |  | Fixed | Roof
NJSTRE1545384511 | NJSRRE1544529736 | Transition Incentive Program | Hopatcong | 7843 | 1 | 8.71 | Residential | Yes | Behind the Meter | Net-metered residential rooftop and canopy |  | None | Vision Solar LLC | JCP&L | Accepted | 2020-02-25 | 2020-02-27 | 2021-10-30 | lg solar | lg335n1k-v5 | Solar Panels |  | 0.335 | 7 | 243 | 20 |  | Fixed | Roof
NJSTRE1545384522 | NJSRRE1543570789 | Transition Incentive Program | Kearny | 7032 | 8 | 3.58 | Residential | No | Behind the Meter | Behind the Meter |  | None | Corona Solar | PSE&G | Eligible for TI Program | 2019-12-19 | 2019-12-23 | 2021-10-30 | Hanwha | Q.Peak-GS325 | Solar Panels |  | 0.325 | 11 | 217 | 27 |  | Fixed | Roof
NJSTRE1545384525 | NJSRRE1544514287 | Transition Incentive Program | Egg Harbor Township | 8234 | 19 | 9.05 | Residential | No | Behind the Meter | Behind the Meter |  | None | Green Power Energy | AC Electric | Eligible for TI Program | 2020-02-21 | 2020-02-25 | 2021-10-30 | Hanwha | Q.PEAK DUO BLK-G6 335 | Solar Panels |  | 0.335 | 11 | 202 | 30 |  | Fixed | Roof
NJSTRE1545384532 | NJSRRE1544519717 | Transition Incentive Program | Manahawkin | 8050 | 18 | 13.41 | Residential | Yes | Behind the Meter | Net-metered residential rooftop and canopy |  | None | Seabright Solar | AC Electric | Final As-Built Received |  | 2020-02-25 | 2021-10-30 | Sunpower | SPR-E20-327 | Solar Panels |  | 0.327 | 5 | 221 | 20 |  | Fixed | Roof
NJSTRE1545384542 | NJSRRE1544165095 | Transition Incentive Program | Little Egg Harbor Township | 8087 | 18 | 11.39 | Residential | No | Behind the Meter | Behind the Meter |  | None | Green Power Energy | AC Electric | Eligible for TI Program | 2020-01-14 | 2020-01-20 | 2021-10-30 | Hanwha | Q-Cells Q.PEAK DUO BLK-G6 335 | Solar Panels |  | 0.335 | 22 | 207 | 27 |  | Fixed | Roof
NJSTRE1545384543 | NJSRRE1544326203 | Transition Incentive Program | VILLAS | 8251 | 21 | 3.47 | Residential | Yes | Behind the Meter | Net-metered residential rooftop and canopy |  | None | Vivint Solar Developer, LLC | AC Electric | Accepted | 2020-01-29 | 2020-02-03 | 2021-10-30 | HANWHA SOLAR | Q.PEAK BLK-G5 315 | Solar Panels |  | 0.315 | 11 | 38 | 17 |  | Fixed | Roof
NJSTRE1545384553 | NJSRRE1543918541 | Transition Incentive Program | Westfield | 7090 | 10 | 19.29 | Residential | Yes | Behind the Meter | Net-metered residential rooftop and canopy |  | None | Vision Solar LLC | PSE&G | Accepted | 2020-01-03 | 2020-01-08 | 2021-10-30 | hanwa qcells | qpeak duo-g5 315 | Solar Panels |  | 0.327 | 4 | 218 | 37 |  | Fixed | Roof
NJSTRE1545384564 | NJSRRE1544442727 | Transition Incentive Program | EATONTOWN | 7724 | 17 | 14.08 | Residential | Yes | Behind the Meter | Net-metered residential rooftop and canopy |  | None | Vivint Solar Developer, LLC | JCP&L | Accepted | 2020-02-13 | 2020-02-17 | 2021-10-30 | JINKO SOLAR | JKM320M-60HBL | Solar Panels |  | 0.32 | 29 | 126 | 27 |  | Fixed | Roof
NJSTRE1545384565 | NJSRRE1544127849 | Transition Incentive Program | BLACKWOOD | 8012 | 14 | 14.18 | Residential | Yes | Behind the Meter | Net-metered residential rooftop and canopy |  | None | Vivint Solar Developer, LLC | PSE&G | Final As-Built Received | 2020-01-07 | 2020-01-10 | 2021-10-30 | HANWHA SOLAR | Q.PEAK BLK-G5 315 | Solar Panels |  | 0.315 | 10 | 41 | 27 |  | Fixed | Roof
NJSTRE1545384573 | NJSRRE1544352562 | Transition Incentive Program | HOLMDEL | 7733 | 17 | 15.75 | Residential | No | Behind the Meter | Net-metered residential rooftop and canopy |  | None | Tesla Energy Operations Inc | JCP&L | Accepted | 2020-02-04 | 2020-02-07 | 2021-10-30 | Hanwha Q-Cells | Q.Peak DUO BLK-G5/SC315 | Solar Panels |  | 0.315 | 15 | 156 | 26 |  | Fixed | Roof
NJSTRE1545384574 | NJSRRE1544524454 | Transition Incentive Program | Monmouth Junction | 8852 | 11 | 5.89 | Residential | No | Behind the Meter | Net-metered residential rooftop and canopy |  | None | Ad Energy LLC | PSE&G | Accepted | 2020-02-24 | 2020-02-26 | 2021-10-30 | SunPower | SPR-E20-327-E-AC | Solar Panels |  | 0.327 | 4 | 205 | 41 |  | Fixed | Roof
NJSTRE1545384574 | NJSRRE1544524454 | Transition Incentive Program | Monmouth Junction | 8852 | 11 | 5.89 | Residential | No | Behind the Meter | Net-metered residential rooftop and canopy |  | None | Ad Energy LLC | PSE&G | Accepted | 2020-02-24 | 2020-02-26 | 2021-10-30 | Sunpower | SPR-E20-327-E-AC | Solar Panels |  | 0.327 | 14 | 115 | 30 |  | Fixed | Roof
NJSTRE1545384529 | NJSRRE1543471148 | Transition Incentive Program | Bridgewater Township | 8807 | 5 | 6.96 | Residential | No | Behind the Meter | Behind the Meter |  | None | Sunrun Installation Services, Inc. | PSE&G | Eligible for TI Program | 2019-12-03 | 2019-12-05 | 2021-10-30 | REC Solar | REC290TP2 BLK | Solar Panels |  | 0.29 | 24 | 158 | 30 |  | Fixed | Roof
NJSTRE1545384534 | NJSRRE1544317308 | Transition Incentive Program | WENONAH | 8090 | 15 | 5.36 | Residential | Yes | Behind the Meter | Net-metered residential rooftop and canopy |  | None | Vivint Solar Developer, LLC | AC Electric | Accepted | 2020-01-28 | 2020-01-31 | 2021-10-30 | Hanwha Solar | Q.PEAK BLK-G5 315 | Solar Panels |  | 0.315 | 17 | 157 | 20 |  | Fixed | Roof
NJSTRE1545384538 | NJSRRE1543473787 | Transition Incentive Program | Evesham Township | 8053 | 13 | 6.5 | Residential | No | Behind the Meter | Behind the Meter |  | None | Green Power Energy | PSE&G | Eligible for TI Program | 2019-12-03 | 2019-12-05 | 2021-10-30 | Panasonic | VBHN325KA03 | Solar Panels |  | 0.325 | 20 | 184 | 30 |  | Fixed | Roof
NJSTRE1545384539 | NJSRRE1544524414 | Transition Incentive Program | Mount Laurel Township | 8054 | 13 | 18.64 | Residential | No | Behind the Meter | Net-metered residential rooftop and canopy |  | None | SunPower Corporation, Systems | PSE&G | Accepted |  | 2020-02-26 | 2021-10-30 | SUNPOWER | SPR-E20-327-E-AC | Solar Panels |  | 0.327 | 28 | 124 | 27 |  | Fixed | Roof
NJSTRE1545384558 | NJSRRE1544162059 | Transition Incentive Program | Millville | 8332 | 20 | 363.2 | Commercial | No | Behind the Meter | Behind the Meter |  | None | Direct Energy Solar | AC Electric | Eligible for TI Program | 2020-01-16 | 2020-01-24 | 2021-10-30 | Jinko Solar | JMK400M-72HL-V | Solar Panels |  | 0.4 | 218 | 356.097 | 6 |  | Fixed | Roof
NJSTRE1545384558 | NJSRRE1544162059 | Transition Incentive Program | Millville | 8332 | 20 | 363.2 | Commercial | No | Behind the Meter | Behind the Meter |  | None | Direct Energy Solar | AC Electric | Eligible for TI Program | 2020-01-16 | 2020-01-24 | 2021-10-30 | Jinko Solar | JMK400M-72HL-V | Solar Panels |  | 0.4 | 168 | 265.061 | 7 |  | Fixed | Parking Lot
NJSTRE1545384563 | NJSRRE1544512222 | Transition Incentive Program | Jersey City | 7304 | 8 | 11.06 | Residential | Yes | Behind the Meter | Net-metered residential rooftop and canopy |  | None | Pro Custom Solar dba Momentum Solar | PSE&G | Accepted |  | 2020-02-24 | 2021-10-30 | HANWHA | Q.PEAK DUO BLK G6+ 335 | Solar Panels |  | 0.335 | 12 | 126 | 33 |  | Fixed | Roof
NJSTRE1545384568 | NJSRRE1544109126 | Transition Incentive Program | SPOTSWOOD | 8884 | 11 | 7.88 | Residential | Yes | Behind the Meter | Net-metered residential rooftop and canopy |  | None | Vivint Solar Developer, LLC | JCP&L | Accepted | 2020-01-07 | 2020-01-09 | 2021-10-30 | HANWHA SOLAR | Q.PEAK BLK-G5 315 | Solar Panels |  | 0.315 | 19 | 71 | 37 |  | Fixed | Roof
NJSTRE1545384573 | NJSRRE1544352562 | Transition Incentive Program | HOLMDEL | 7733 | 17 | 15.75 | Residential | No | Behind the Meter | Net-metered residential rooftop and canopy |  | None | Tesla Energy Operations Inc | JCP&L | Accepted | 2020-02-04 | 2020-02-07 | 2021-10-30 | Hanwha Q-Cells | Q.Peak DUO BLK-G5/SC315 | Solar Panels |  | 0.315 | 14 | 156 | 15 |  | Fixed | Roof
NJSTRE1545384596 | NJSRRE1543555767 | Transition Incentive Program | Hillside | 7205 | 10 | 10.71 | Residential | Yes | Behind the Meter | Behind the Meter |  | None | Pro Custom Solar dba Momentum Solar | PSE&G | Eligible for TI Program | 2019-12-17 | 2019-12-20 | 2021-10-30 | HANWHA | Q.PEAK DUO BLK-G5 315 | Solar Panels |  | 0.315 | 6 | 76 | 19 |  | Fixed | Roof
NJSTRE1545384603 | NJSRRE1544172175 | Transition Incentive Program | Fair Lawn | 7410 | 7 | 2.76 | Residential | Yes | Behind the Meter | Behind the Meter |  | None | Sunrun Installation Services, Inc. | PSE&G | Eligible for TI Program | 2020-01-15 | 2020-01-20 | 2021-10-30 | LG Electronics | LG345N1C-V5 | Solar Panels |  | 0.345 | 8 | 191 | 27 |  | Fixed | Roof
NJSTRE1545384609 | NJSRRE1544512211 | Transition Incentive Program | Camden | 8105 | 14 | 10.14 | Residential | Yes | Behind the Meter | Net-metered residential rooftop and canopy |  | None | Castle Energy, LLC | PSE&G | Final As-Built Received | 2020-02-20 | 2020-02-24 | 2021-10-30 | SunPower | SPR-E20-327-E-AC | Solar Panels |  | 0.327 | 9 | 324 | 19 |  | Fixed | Roof
NJSTRE1545384623 | NJSRRE1544344133 | Transition Incentive Program | Cliffwood | 7721 | 17 | 18.27 | Residential | Yes | Behind the Meter | Net-metered residential rooftop and canopy |  | None | Vivint Solar Developer, LLC | JCP&L | Accepted | 2020-02-01 | 2020-02-05 | 2021-10-30 | Hanwha Solar | Q.PEAK BLK-G5 315 | Solar Panels |  | 0.315 | 31 | 55 | 27 |  | Fixed | Roof
NJSTRE1545384626 | NJSRRE1544550153 | Transition Incentive Program | Pennington | 8534 | 12 | 11.66 | Residential | No | Behind the Meter | Net-metered residential rooftop and canopy |  | None | Vivint Solar Developer, LLC | PSE&G | Accepted | 2020-02-29 | 2020-03-04 | 2021-10-30 | LG | LG315N1K-V5 | Solar Panels |  | 0.315 | 19 | 84 | 20 |  | Fixed | Roof
NJSTRE1545384627 | NJSRRE1544472610 | Transition Incentive Program | Toms River | 8755 | 18 | 5.7 | Residential | No | Behind the Meter | Behind the Meter |  | None | Power Home Remodeling Group | JCP&L | Eligible for TI Program | 2020-02-19 | 2020-02-21 | 2021-10-30 | Hyundai | HiS-S300RG | Solar Panels |  | 0.3 | 4 | 73 | 19 |  | Fixed | Roof
NJSTRE1545384636 | NJSRRE1543547384 | Transition Incentive Program | Clifton | 7011 | 6 | 6.93 | Residential | Yes | Behind the Meter | Behind the Meter |  | None | Pro Custom Solar dba Momentum Solar | PSE&G | Eligible for TI Program | 2019-12-13 | 2019-12-17 | 2021-10-30 | HANWHA | Q.PEAK DUO BLK-G5 315 | Solar Panels |  | 0.315 | 6 | 242 | 44 |  | Fixed | Roof
NJSTRE1545384639 | NJSRRE1544220916 | Transition Incentive Program | Delran | 8075 | 13 | 17.02 | Residential | Yes | Behind the Meter | Net-metered residential rooftop and canopy |  | None | EMT Renewables | PSE&G | Accepted | 2020-01-24 | 2020-01-28 | 2021-10-30 | Sunpower | 370W-BLK-D-AC | Solar Panels |  | 0.37 | 12 | 137 | 21 |  | Fixed | Roof
NJSTRE1545384647 | NJSRRE1544156349 | Transition Incentive Program | PENNSAUKEN | 8109 | 14 | 8.51 | Residential | Yes | Behind the Meter | Net-metered residential rooftop and canopy |  | None | Vivint Solar Developer, LLC | PSE&G | Accepted | 2020-01-15 | 2020-01-15 | 2021-10-30 | Hanwha Solar | Q.PEAK BLK-G5 315 | Solar Panels |  | 0.315 | 8 | 214 | 15 |  | Fixed | Roof
NJSTRE1545384654 | NJSRRE1543880425 | Transition Incentive Program | Collingswood | 8108 | 14 | 20.48 | Residential | Yes | Behind the Meter | Behind the Meter |  | None | Sunrun Installation Services, Inc. | PSE&G | Eligible for TI Program | 2020-01-02 | 2020-01-07 | 2021-10-30 | Hanwha Q-Cells | Q.PEAK DUO-G7 320 | Solar Panels |  | 0.32 | 32 | 21 | 34 |  | Fixed | Roof
NJSTRE1545384656 | NJSRRE1544113854 | Transition Incentive Program | Toms River | 8753 | 18 | 9.77 | Residential | No | Behind the Meter | Net-metered residential rooftop and canopy |  | None | Vivint Solar Developer, LLC | JCP&L | Final As-Built Received | 2020-01-07 | 2020-01-09 | 2021-10-30 | LG | LG315N1K-V5 | Solar Panels |  | 0.315 | 19 | 114 | 27 |  | Fixed | Roof
NJSTRE1545384660 | NJSRRE1543826651 | Transition Incentive Program | PARLIN | 8859 | 11 | 8.82 | Residential | Yes | Behind the Meter | Net-metered residential rooftop and canopy |  | None | Vivint Solar Developer, LLC | JCP&L | Accepted | 2019-12-30 | 2020-02-05 | 2021-10-30 | Hanwha Solar | Q.PEAK BLK-G5 315 | Solar Panels |  | 0.315 | 6 | 249 | 19 |  | Fixed | Roof
NJSTRE1545384620 | NJSRRE1544546609 | Transition Incentive Program | Chester | 7930 | 3 | 8.5 | Residential | Yes | Behind the Meter | Net-metered residential rooftop and canopy |  | None | Trinity Solar | JCP&L | Accepted | 2020-02-27 | 2020-03-02 | 2021-10-30 | Hanwha | Q.PEAK DUO BLK-G6 340 | Solar Panels |  | 0.34 | 25 | 167 | 27 |  | Fixed | Roof
NJSTRE1545384622 | NJSRRE1544175219 | Transition Incentive Program | Ewing | 8628 | 12 | 10.08 | Residential | No | Behind the Meter | Net-metered residential rooftop and canopy |  | None | MOORE ENERGY LLC | PSE&G | Accepted |  | 2020-02-24 | 2021-10-30 | Hanwha | QCell | Solar Panels |  | 0.325 | 11 | 225 | 26 |  | Fixed | Roof
NJSTRE1545384623 | NJSRRE1544344133 | Transition Incentive Program | Cliffwood | 7721 | 17 | 18.27 | Residential | Yes | Behind the Meter | Net-metered residential rooftop and canopy |  | None | Vivint Solar Developer, LLC | JCP&L | Accepted | 2020-02-01 | 2020-02-05 | 2021-10-30 | Hanwha Solar | Q.PEAK BLK-G5 315 | Solar Panels |  | 0.315 | 27 | 235 | 27 |  | Fixed | Roof
NJSTRE1545384628 | NJSRRE1544192850 | Transition Incentive Program | Hillsborough TWP | 8844 | 5 | 26.04 | Residential | Yes | Behind the Meter | Behind the Meter |  | None | 1st Light Energy Inc | PSE&G | Eligible for TI Program | 2020-01-17 | 2020-01-22 | 2021-10-30 | Longi | LR6-60HPB-310M | Solar Panels |  | 0.31 | 15 | 195 | 23 |  | Fixed | Roof
NJSTRE1545384629 | NJSRRE1544199390 | Transition Incentive Program | Sewell | 8080 | 15 | 6.93 | Residential | Yes | Behind the Meter | Net-metered residential rooftop and canopy |  | None | Vision Solar LLC | AC Electric | Accepted | 2020-01-20 | 2020-01-23 | 2021-10-30 | hanwa qcells | qpeak duo g5 315 | Solar Panels |  | 0.315 | 10 | 221 | 27 |  | Fixed | Roof
NJSTRE1545384629 | NJSRRE1544199390 | Transition Incentive Program | Sewell | 8080 | 15 | 6.93 | Residential | Yes | Behind the Meter | Net-metered residential rooftop and canopy |  | None | Vision Solar LLC | AC Electric | Accepted | 2020-01-20 | 2020-01-23 | 2021-10-30 | hanwa qcells | qpeak duo g5 315 | Solar Panels |  | 0.315 | 8 | 41 | 27 |  | Fixed | Roof
NJSTRE1545384630 | NJSRRE1543571195 | Transition Incentive Program | Linden City | 7036 | 10 | 6.27 | Residential | Yes | Behind the Meter | Behind the Meter |  | None | Sunrun Installation Services, Inc. | PSE&G | Eligible for TI Program | 2019-12-19 | 2019-12-26 | 2021-10-30 | LG Electronics | LG330N1C-A5 | Solar Panels |  | 0.33 | 3 | 125 | 18 |  | Fixed | Roof
NJSTRE1545384639 | NJSRRE1544220916 | Transition Incentive Program | Delran | 8075 | 13 | 17.02 | Residential | Yes | Behind the Meter | Net-metered residential rooftop and canopy |  | None | EMT Renewables | PSE&G | Accepted | 2020-01-24 | 2020-01-28 | 2021-10-30 | Sunpower | 370w-BLK-D-AC | Solar Panels |  | 0.37 | 6 | 137 | 21 |  | Fixed | Roof
NJSTRE1545384640 | NJSRRE1543566773 | Transition Incentive Program | Fairview | 7022 | 7 | 12.75 | Residential | Yes | Behind the Meter | Behind the Meter |  | None | Seabright Solar | PSE&G | Eligible for TI Program | 2019-12-18 | 2019-12-23 | 2021-10-30 | Sunpower | SPR-E20-327 | Solar Panels |  | 0.327 | 6 | 213 | 20 |  | Fixed | Roof
NJSTRE1545384647 | NJSRRE1544156349 | Transition Incentive Program | PENNSAUKEN | 8109 | 14 | 8.51 | Residential | Yes | Behind the Meter | Net-metered residential rooftop and canopy |  | None | Vivint Solar Developer, LLC | PSE&G | Accepted | 2020-01-15 | 2020-01-15 | 2021-10-30 | Hanwha Solar | Q.PEAK BLK-G5 315 | Solar Panels |  | 0.315 | 10 | 214 | 34 |  | Fixed | Roof
NJSTRE1545384650 | NJSRRE1544524620 | Transition Incentive Program | Totowa | 7512 | 6 | 9.61 | Residential | Yes | Behind the Meter | Behind the Meter |  | None | Sunrun Installation Services, Inc. | PSE&G | Eligible for TI Program | 2020-02-24 | 2020-02-27 | 2021-10-30 | REC Solar | REC310TP2M | Solar Panels |  | 0.31 | 12 | 28 | 23 |  | Fixed | Roof
NJSTRE1545384650 | NJSRRE1544524620 | Transition Incentive Program | Totowa | 7512 | 6 | 9.61 | Residential | Yes | Behind the Meter | Behind the Meter |  | None | Sunrun Installation Services, Inc. | PSE&G | Eligible for TI Program | 2020-02-24 | 2020-02-27 | 2021-10-30 | REC Solar | REC310TP2M | Solar Panels |  | 0.31 | 6 | 208 | 23 |  | Fixed | Roof
NJSTRE1545384656 | NJSRRE1544113854 | Transition Incentive Program | Toms River | 8753 | 18 | 9.77 | Residential | No | Behind the Meter | Net-metered residential rooftop and canopy |  | None | Vivint Solar Developer, LLC | JCP&L | Final As-Built Received | 2020-01-07 | 2020-01-09 | 2021-10-30 | LG | LG315N1K-V5 | Solar Panels |  | 0.315 | 9 | 114 | 25 |  | Fixed | Roof
NJSTRE1545384587 | NJSRRE1544523928 | Transition Incentive Program | East Orange City | 7017 | 9 | 5.44 | Residential | Yes | Behind the Meter | Behind the Meter |  | None | Skyline Solar, LLC | PSE&G | Eligible for TI Program | 2020-02-24 | 2020-02-26 | 2021-10-30 | HT Solar Energy | HT60-156M-310 | Solar Panels |  | 0.32 | 17 | 225,45 | 30 |  | Fixed | Roof
NJSTRE1545384592 | NJSRRE1544537323 | Transition Incentive Program | Dunellen | 8812 | 11 | 7.56 | Residential | No | Behind the Meter | Net-metered residential rooftop and canopy |  | None | Vivint Solar Developer, LLC | PSE&G | Accepted | 2020-02-26 | 2020-02-28 | 2021-10-30 | LG | LG315N1K-V5 | Solar Panels |  | 0.315 | 6 | 320 | 39 |  | Fixed | Roof
NJSTRE1545384592 | NJSRRE1544537323 | Transition Incentive Program | Dunellen | 8812 | 11 | 7.56 | Residential | No | Behind the Meter | Net-metered residential rooftop and canopy |  | None | Vivint Solar Developer, LLC | PSE&G | Accepted | 2020-02-26 | 2020-02-28 | 2021-10-30 | LG | LG315N1K-V5 | Solar Panels |  | 0.315 | 2 | 140 | 39 |  | Fixed | Roof
NJSTRE1545384601 | NJSRRE1544374158 | Transition Incentive Program | Pennsauken Twp | 8110 | 14 | 7.71 | Residential | No | Behind the Meter | Net-metered residential rooftop and canopy |  | None | Bright Planet Solar | PSE&G | Accepted |  | 2020-02-12 | 2021-10-30 | LG SOLAR | LG335N1C-A5 | Solar Panels |  | 0.335 | 12 | 145 | 55 |  | Fixed | Roof
NJSTRE1545384607 | NJSRRE1543823772 | Transition Incentive Program | Flemington | 8822 | 4 | 28.8 | Residential | Yes | Behind the Meter | Net-metered residential ground mount |  | None | Pro Custom Solar dba Momentum Solar | JCP&L | Accepted |  | 2020-01-02 | 2021-10-30 | LONGI | LR6-60PB-300M | Solar Panels |  | 0.3 | 96 | 180 | 20 |  | Fixed | Ground
NJSTRE1545384612 | NJSRRE1543434113 | Transition Incentive Program | Hazlet | 7730 | 17 | 10.4 | Residential | Yes | Behind the Meter | Net-metered residential rooftop and canopy |  | None | Pro Custom Solar dba Momentum Solar | JCP&L | Accepted |  | 2019-11-25 | 2021-10-30 | Hanwha | Q.Peak DUO BLK-G5 315 | Solar Panels |  | 0.315 | 3 | 313 | 18 |  | Fixed | Roof
NJSTRE1545384619 | NJSRRE1544540514 | Transition Incentive Program | HAMMONTON | 8037 | 19 | 8.82 | Residential | Yes | Behind the Meter | Net-metered residential rooftop and canopy |  | None | Suntuity Solar LLC | AC Electric | Accepted | 2020-02-26 | 2020-02-28 | 2021-10-30 | Hanwha Solar | Q-Cells 315 Mono | Solar Panels |  | 0.315 | 6 | 103 | 32 |  | Fixed | Roof
NJSTRE1545384573 | NJSRRE1544352562 | Transition Incentive Program | HOLMDEL | 7733 | 17 | 15.75 | Residential | No | Behind the Meter | Net-metered residential rooftop and canopy |  | None | Tesla Energy Operations Inc | JCP&L | Accepted | 2020-02-04 | 2020-02-07 | 2021-10-30 | Hanwha Q-Cells | Q.Peak DUO BLK-G5/SC315 | Solar Panels |  | 0.315 | 10 | 156 | 28 |  | Fixed | Roof
NJSTRE1545384583 | NJSRRE1543474282 | Transition Incentive Program | Irvington | 7111 | 9 | 4.14 | Residential | Yes | Behind the Meter | Behind the Meter |  | None | Pro Custom Solar dba Momentum Solar | PSE&G | Eligible for TI Program | 2019-12-03 | 2019-12-05 | 2021-10-30 | LG Electronics | LG 345N1C-V5 | Solar Panels |  | 0.345 | 2 | 208 | 8 |  | Fixed | Roof
NJSTRE1545384590 | NJSRRE1543425562 | Transition Incentive Program | BRIGANTINE | 8203 | 19 | 2.84 | Residential | Yes | Behind the Meter | Net-metered residential rooftop and canopy |  | None | Vivint Solar Developer, LLC | AC Electric | Accepted | 2019-11-20 | 2019-11-25 | 2021-10-30 | HANWHA SOLAR | Q.PEAK BLK-G5 315 | Solar Panels |  | 0.315 | 9 | 35 | 353 |  | Fixed | Roof
NJSTRE1545384596 | NJSRRE1543555767 | Transition Incentive Program | Hillside | 7205 | 10 | 10.71 | Residential | Yes | Behind the Meter | Behind the Meter |  | None | Pro Custom Solar dba Momentum Solar | PSE&G | Eligible for TI Program | 2019-12-17 | 2019-12-20 | 2021-10-30 | HANWHA | Q.PEAK DUO BLK-G5 315 | Solar Panels |  | 0.315 | 9 | 255 | 26 |  | Fixed | Roof
NJSTRE1545384596 | NJSRRE1543555767 | Transition Incentive Program | Hillside | 7205 | 10 | 10.71 | Residential | Yes | Behind the Meter | Behind the Meter |  | None | Pro Custom Solar dba Momentum Solar | PSE&G | Eligible for TI Program | 2019-12-17 | 2019-12-20 | 2021-10-30 | HANWHA | Q.PEAK DUO BLK-G5 315 | Solar Panels |  | 0.315 | 7 | 75 | 27 |  | Fixed | Roof
NJSTRE1545384599 | NJSRRE1544419955 | Transition Incentive Program | WEST ORANGE | 7052 | 9 | 8.99 | Residential | No | Behind the Meter | Behind the Meter |  | None | Infinity Solar Systems | PSE&G | Eligible for TI Program | 2020-02-07 | 2020-02-12 | 2021-10-30 | LONGI | LR6-60HPB-310M | Solar Panels |  | 0.31 | 16 | 318 | 30 |  | Fixed | Roof
NJSTRE1545384599 | NJSRRE1544419955 | Transition Incentive Program | WEST ORANGE | 7052 | 9 | 8.99 | Residential | No | Behind the Meter | Behind the Meter |  | None | Infinity Solar Systems | PSE&G | Eligible for TI Program | 2020-02-07 | 2020-02-12 | 2021-10-30 | LONGI | LR6-60HPB-310M | Solar Panels |  | 0.31 | 3 | 138 | 30 |  | Fixed | Roof
NJSTRE1545384604 | NJSRRE1544311085 | Transition Incentive Program | TRENTON | 8611 | 12 | 3.78 | Residential | Yes | Behind the Meter | Net-metered residential rooftop and canopy |  | None | Vivint Solar Developer, LLC | PSE&G | Accepted | 2020-01-28 | 2020-01-30 | 2021-10-30 | Hanwha Solar | Q.PEAK BLK-G5 315 | Solar Panels |  | 0.315 | 6 | 91 | 33 |  | Fixed | Roof
NJSTRE1545384609 | NJSRRE1544512211 | Transition Incentive Program | Camden | 8105 | 14 | 10.14 | Residential | Yes | Behind the Meter | Net-metered residential rooftop and canopy |  | None | Castle Energy, LLC | PSE&G | Final As-Built Received | 2020-02-20 | 2020-02-24 | 2021-10-30 | SunPower | SPR-E20-327-E-AC | Solar Panels |  | 0.327 | 8 | 234 | 22 |  | Fixed | Roof
NJSTRE1545384616 | NJSRRE1543452898 | Transition Incentive Program | BROWNS MILLS | 8015 | 13 | 6.3 | Residential | Yes | Behind the Meter | Net-metered residential rooftop and canopy |  | None | Vivint Solar Developer, LLC | JCP&L | Accepted | 2019-11-29 | 2019-12-03 | 2021-10-30 | HANWHA SOLAR | Q.PEAK BLK-G5 315 | Solar Panels |  | 0.315 | 10 | 179 | 20 |  | Fixed | Roof
NJSTRE1545384626 | NJSRRE1544550153 | Transition Incentive Program | Pennington | 8534 | 12 | 11.66 | Residential | No | Behind the Meter | Net-metered residential rooftop and canopy |  | None | Vivint Solar Developer, LLC | PSE&G | Accepted | 2020-02-29 | 2020-03-04 | 2021-10-30 | LG | LG315N1K-V5 | Solar Panels |  | 0.315 | 5 | 354 | 26 |  | Fixed | Roof
NJSTRE1545384629 | NJSRRE1544199390 | Transition Incentive Program | Sewell | 8080 | 15 | 6.93 | Residential | Yes | Behind the Meter | Net-metered residential rooftop and canopy |  | None | Vision Solar LLC | AC Electric | Accepted | 2020-01-20 | 2020-01-23 | 2021-10-30 | hanwa qcells | qpeak duo g5 315 | Solar Panels |  | 0.315 | 2 | 311 | 27 |  | Fixed | Roof
NJSTRE1545384524 | NJSRRE1543535773 | Transition Incentive Program | Irvington | 7111 | 9 | 6.93 | Residential | No | Behind the Meter | Net-metered residential rooftop and canopy |  | None | Suntuity Solar LLC | PSE&G | Accepted | 2019-12-13 | 2019-12-18 | 2021-10-30 | Yingli Green Energy | YL315D-30b | Solar Panels |  | 0.315 | 15 | 127 | 37 |  | Fixed | Roof
NJSTRE1545384530 | NJSRRE1543555635 | Transition Incentive Program | Merchantville | 8109 | 14 | 12.92 | Residential | Yes | Behind the Meter | Net-metered residential rooftop and canopy |  | None | Vivint Solar Developer, LLC | PSE&G | Final As-Built Received | 2019-12-17 | 2019-12-20 | 2021-10-30 | Hanwha Solar | Q.PEAK BLK-G5 315 | Solar Panels |  | 0.315 | 10 | 210 | 23 |  | Fixed | Roof
NJSTRE1545384539 | NJSRRE1544524414 | Transition Incentive Program | Mount Laurel Township | 8054 | 13 | 18.64 | Residential | No | Behind the Meter | Net-metered residential rooftop and canopy |  | None | SunPower Corporation, Systems | PSE&G | Accepted |  | 2020-02-26 | 2021-10-30 | SUNPOWER | SPR-E20-327-E-AC | Solar Panels |  | 0.327 | 19 | 304 | 27 |  | Fixed | Roof
NJSTRE1545384539 | NJSRRE1544524414 | Transition Incentive Program | Mount Laurel Township | 8054 | 13 | 18.64 | Residential | No | Behind the Meter | Net-metered residential rooftop and canopy |  | None | SunPower Corporation, Systems | PSE&G | Accepted |  | 2020-02-26 | 2021-10-30 | SUNPOWER | SPR-E20-327-E-AC | Solar Panels |  | 0.327 | 10 | 34 | 25 |  | Fixed | Roof
NJSTRE1545384558 | NJSRRE1544162059 | Transition Incentive Program | Millville | 8332 | 20 | 363.2 | Commercial | No | Behind the Meter | Behind the Meter |  | None | Direct Energy Solar | AC Electric | Eligible for TI Program | 2020-01-16 | 2020-01-24 | 2021-10-30 | Jinko Solar | JMK400M-72HL-V | Solar Panels |  | 0.4 | 114 | 265.061 | 7 |  | Fixed | Parking Lot
NJSTRE1545384563 | NJSRRE1544512222 | Transition Incentive Program | Jersey City | 7304 | 8 | 11.06 | Residential | Yes | Behind the Meter | Net-metered residential rooftop and canopy |  | None | Pro Custom Solar dba Momentum Solar | PSE&G | Accepted |  | 2020-02-24 | 2021-10-30 | HANWHA | Q.PEAK DUO BLK G6+ 335 | Solar Panels |  | 0.335 | 12 | 306 | 33 |  | Fixed | Roof
NJSTRE1545384563 | NJSRRE1544512222 | Transition Incentive Program | Jersey City | 7304 | 8 | 11.06 | Residential | Yes | Behind the Meter | Net-metered residential rooftop and canopy |  | None | Pro Custom Solar dba Momentum Solar | PSE&G | Accepted |  | 2020-02-24 | 2021-10-30 | HANWHA | Q.PEAK DUO BLK G6+ 335 | Solar Panels |  | 0.335 | 9 | 36 | 3 |  | Fixed | Roof
NJSTRE1545384568 | NJSRRE1544109126 | Transition Incentive Program | SPOTSWOOD | 8884 | 11 | 7.88 | Residential | Yes | Behind the Meter | Net-metered residential rooftop and canopy |  | None | Vivint Solar Developer, LLC | JCP&L | Accepted | 2020-01-07 | 2020-01-09 | 2021-10-30 | HANWHA SOLAR | Q.PEAK BLK-G5 315 | Solar Panels |  | 0.315 | 6 | 341 | 37 |  | Fixed | Roof
NJSTRE1545384573 | NJSRRE1544352562 | Transition Incentive Program | HOLMDEL | 7733 | 17 | 15.75 | Residential | No | Behind the Meter | Net-metered residential rooftop and canopy |  | None | Tesla Energy Operations Inc | JCP&L | Accepted | 2020-02-04 | 2020-02-07 | 2021-10-30 | Hanwha Q-Cells | Q.Peak DUO BLK-G5/SC315 | Solar Panels |  | 0.315 | 11 | 156 | 27 |  | Fixed | Roof
NJSTRE1545384584 | NJSRRE1544113864 | Transition Incentive Program | South Amboy | 8879 | 11 | 8.25 | Residential | No | Behind the Meter | Behind the Meter |  | None | Sunrun Installation Services, Inc. | JCP&L | Eligible for TI Program | 2020-01-07 | 2020-01-09 | 2021-10-30 | LG Electronics | LG330N1C-A5 | Solar Panels |  | 0.33 | 25 | 120 | 23 |  | Fixed | Roof
NJSTRE1545384591 | NJSRRE1544333185 | Transition Incentive Program | TURNERSVILLE | 8012 | 14 | 8.78 | Residential | No | Behind the Meter | Behind the Meter |  | None | Sunny Corp | AC Electric | Eligible for TI Program | 2020-01-30 | 2020-02-03 | 2021-10-30 | PANASONIC | VBHN325KA03 | Solar Panels |  | 0.325 | 22 | 195 | 26 |  | Fixed | Roof
NJSTRE1545384662 | NJSRRE1543464371 | Transition Incentive Program | Hewitt | 7421 | 6 | 45.43 | Non Profit | No | Behind the Meter | Behind the Meter |  | None | Self Install | Orange Rockland Electric | Eligible for TI Program | 2019-12-02 | 2019-12-23 | 2021-10-30 | Canadian Solar | CS1U-395MS | Solar Panels |  | 0.395 | 115 | 283 | 22 |  | Fixed | Roof
NJSTRE1545384669 | NJSRRE1544326290 | Transition Incentive Program | Pleasantville | 8232 | 19 | 14.4 | Residential | Yes | Behind the Meter | Net-metered residential rooftop and canopy |  | None | Castle Energy, LLC | AC Electric | Accepted | 2020-01-29 | 2020-02-03 | 2021-10-30 | SunPower | SPR-X22-360-E-AC | Solar Panels |  | 0.36 | 3 | 259 | 35 |  | Fixed | Roof
NJSTRE1545384677 | NJSRRE1544524444 | Transition Incentive Program | Millville | 8332 | 20 | 11.16 | Residential | Yes | Behind the Meter | Behind the Meter |  | None | Sunrun Installation Services, Inc. | AC Electric | Eligible for TI Program | 2020-02-24 | 2020-02-26 | 2021-10-30 | REC Solar | REC310TP2M | Solar Panels |  | 0.31 | 36 | 203 | 45 |  | Fixed | Roof
NJSTRE1545384682 | NJSRRE1544442811 | Transition Incentive Program | Evesham Twp | 8053 | 13 | 7.44 | Residential | No | Behind the Meter | Behind the Meter |  | None | 1st Light Energy Inc | PSE&G | Eligible for TI Program | 2020-02-13 | 2020-02-18 | 2021-10-30 | Longi | LR6-60HPB-310M | Solar Panels |  | 0.31 | 24 | 109 | 27 |  | Fixed | Roof
NJSTRE1545384684 | NJSRRE1544446844 | Transition Incentive Program | Egg Harbor Township | 8234 | 19 | 10.79 | Residential | Yes | Behind the Meter | Net-metered residential rooftop and canopy |  | None | Castle Energy, LLC | AC Electric | Accepted | 2020-02-13 | 2020-02-21 | 2021-10-30 | SunPower | SPR-E20-327-C-AC | Solar Panels |  | 0.327 | 28 | 21 | 18 |  | Fixed | Roof
NJSTRE1545384686 | NJSRRE1543500262 | Transition Incentive Program | Paulsboro | 8066 | 15 | 13.55 | Residential | Yes | Behind the Meter | Net-metered residential rooftop and canopy |  | None | Vivint Solar Developer, LLC | AC Electric | Accepted | 2019-12-07 | 2019-12-10 | 2021-10-30 | HANWHA SOLAR | Q.PEAK BLK-G5 315 | Solar Panels |  | 0.315 | 7 | 73 | 17 |  | Fixed | Roof
NJSTRE1545384689 | NJSRRE1543565235 | Transition Incentive Program | NORWOOD | 7648 | 7 | 21.74 | Residential | Yes | Behind the Meter | Net-metered residential rooftop and canopy |  | None | Vivint Solar Developer, LLC | Orange Rockland Electric | Accepted | 2019-12-18 | 2019-12-23 | 2021-10-30 | HANWHA SOLAR | Q.PEAK BLK-G5 315 | Solar Panels |  | 0.315 | 2 | 94 | 32 |  | Fixed | Roof
NJSTRE1545384690 | NJSRRE1544358215 | Transition Incentive Program | Piscataway | 8854 | 11 | 9.3 | Residential | No | Behind the Meter | Behind the Meter |  | None | Sunrun Installation Services, Inc. | PSE&G | Eligible for TI Program | 2020-02-05 | 2020-02-07 | 2021-10-30 | REC Solar | REC310TP2M | Solar Panels |  | 0.31 | 4 | 296 | 45 |  | Fixed | Roof
NJSTRE1545384693 | NJSRRE1544148040 | Transition Incentive Program | Manalapan | 7726 | 17 | 11.55 | Residential | Yes | Behind the Meter | Behind the Meter |  | None | Pro Custom Solar dba Momentum Solar | JCP&L | Eligible for TI Program | 2020-01-08 | 2020-01-13 | 2021-10-30 | LG ELECTRONICS | LG 350N1C-V5 | Solar Panels |  | 0.35 | 33 | 86 | 23 |  | Fixed | Roof
NJSTRE1545384708 | NJSRRE1544546691 | Transition Incentive Program | Paterson | 7501 | 6 | 3.66 | Residential | Yes | Behind the Meter | Behind the Meter |  | None | Sunrun Installation Services, Inc. | PSE&G | Eligible for TI Program | 2020-02-27 | 2020-03-03 | 2021-10-30 | LONGi Green Energy Technology Co Ltd | LR6-60HPB-305M | Solar Panels |  | 0.305 | 12 | 192 | 10 |  | Fixed | Roof
NJSTRE1545384711 | NJSRRE1543556128 | Transition Incentive Program | Florence | 8518 | 13 | 7.56 | Residential | Yes | Behind the Meter | Behind the Meter |  | None | Pro Custom Solar dba Momentum Solar | PSE&G | Eligible for TI Program | 2019-12-17 | 2019-12-20 | 2021-10-30 | HANWHA | Q.PEAK DUO BLK-G5 315 | Solar Panels |  | 0.315 | 24 | 239 | 26 |  | Fixed | Roof
NJSTRE1545384713 | NJSRRE1544501704 | Transition Incentive Program | Teaneck | 7666 | 7 | 4.73 | Residential | Yes | Behind the Meter | Net-metered residential rooftop and canopy |  | None | Vision Solar LLC | PSE&G | Accepted | 2020-02-19 | 2020-02-25 | 2021-10-30 | hanwa qcells | qpeak duo g5 315 | Solar Panels |  | 0.315 | 2 | 110 | 34 |  | Fixed | Roof
NJSTRE1545384657 | NJSRRE1543570801 | Transition Incentive Program | Southampton | 8088 | 13 | 6.93 | Residential | Yes | Behind the Meter | Behind the Meter |  | None | Pro Custom Solar dba Momentum Solar | JCP&L | Eligible for TI Program | 2019-12-19 | 2019-12-23 | 2021-10-30 | Hanwha | Q.Peak DUO BLK-G5 315 | Solar Panels |  | 0.315 | 22 | 147 | 26 |  | Fixed | Roof
NJSTRE1545384667 | NJSRRE1544524031 | Transition Incentive Program | Princeton | 8540 | 12 | 6.62 | Residential | Yes | Behind the Meter | Behind the Meter |  | None | Trinity Solar | PSE&G | Eligible for TI Program | 2020-02-24 | 2020-02-26 | 2021-10-30 | Hanwha 315 | Q.PEAK DUO BLK-G5 315 | Solar Panels |  | 0.315 | 15 | 189 | 30 |  | Fixed | Roof
NJSTRE1545384669 | NJSRRE1544326290 | Transition Incentive Program | Pleasantville | 8232 | 19 | 14.4 | Residential | Yes | Behind the Meter | Net-metered residential rooftop and canopy |  | None | Castle Energy, LLC | AC Electric | Accepted | 2020-01-29 | 2020-02-03 | 2021-10-30 | SunPower | SPR-X22-360-E-AC | Solar Panels |  | 0.36 | 10 | 169 | 35 |  | Fixed | Roof
NJSTRE1545384669 | NJSRRE1544326290 | Transition Incentive Program | Pleasantville | 8232 | 19 | 14.4 | Residential | Yes | Behind the Meter | Net-metered residential rooftop and canopy |  | None | Castle Energy, LLC | AC Electric | Accepted | 2020-01-29 | 2020-02-03 | 2021-10-30 | SunPower | SPR-X22-360-E-AC | Solar Panels |  | 0.36 | 10 | 258 | 35 |  | Fixed | Roof
NJSTRE1545384254 |  | Transition Incentive Program | Scotch Plains TWP | 7076 | 10 | 14.33 | Residential | No | Behind the Meter | Net-metered residential rooftop and canopy |  | None | Tesla Energy Operations Inc. | PSE&G | Accepted | 2020-07-31 | 2020-08-07 | 2021-10-30 | Tesla | SR60T1 | Solar Panels |  | 0.05847 | 52 | 301 | 39 |  | Fixed | Roof
NJSTRE1545384679 | NJSRRE1544157747 | Transition Incentive Program | Glenwood | 7418 | 1 | 16.96 | Residential | Yes | Behind the Meter | Behind the Meter |  | None | Sunrun Installation Services, Inc. | JCP&L | Eligible for TI Program | 2020-01-10 | 2020-02-19 | 2021-10-30 | Hanwha Q-Cells | Q.PEAK DUO-G7 320 | Solar Panels |  | 0.32 | 17 | 288 | 23 |  | Fixed | Roof
NJSTRE1545384679 | NJSRRE1544157747 | Transition Incentive Program | Glenwood | 7418 | 1 | 16.96 | Residential | Yes | Behind the Meter | Behind the Meter |  | None | Sunrun Installation Services, Inc. | JCP&L | Eligible for TI Program | 2020-01-10 | 2020-02-19 | 2021-10-30 | Hanwha Q-Cells | Q.PEAK DUO-G7 320 | Solar Panels |  | 0.32 | 2 | 108 | 23 |  | Fixed | Roof
NJSTRE1545384686 | NJSRRE1543500262 | Transition Incentive Program | Paulsboro | 8066 | 15 | 13.55 | Residential | Yes | Behind the Meter | Net-metered residential rooftop and canopy |  | None | Vivint Solar Developer, LLC | AC Electric | Accepted | 2019-12-07 | 2019-12-10 | 2021-10-30 | HANWHA SOLAR | Q.PEAK BLK-G5 315 | Solar Panels |  | 0.315 | 10 | 253 | 17 |  | Fixed | Roof
NJSTRE1545384686 | NJSRRE1543500262 | Transition Incentive Program | Paulsboro | 8066 | 15 | 13.55 | Residential | Yes | Behind the Meter | Net-metered residential rooftop and canopy |  | None | Vivint Solar Developer, LLC | AC Electric | Accepted | 2019-12-07 | 2019-12-10 | 2021-10-30 | HANWHA SOLAR | Q.PEAK BLK-G5 315 | Solar Panels |  | 0.315 | 12 | 163 | 32 |  | Fixed | Roof
NJSTRE1545384689 | NJSRRE1543565235 | Transition Incentive Program | NORWOOD | 7648 | 7 | 21.74 | Residential | Yes | Behind the Meter | Net-metered residential rooftop and canopy |  | None | Vivint Solar Developer, LLC | Orange Rockland Electric | Accepted | 2019-12-18 | 2019-12-23 | 2021-10-30 | HANWHA SOLAR | Q.PEAK BLK-G5 315 | Solar Panels |  | 0.315 | 12 | 94 | 24 |  | Fixed | Roof
NJSTRE1545384689 | NJSRRE1543565235 | Transition Incentive Program | NORWOOD | 7648 | 7 | 21.74 | Residential | Yes | Behind the Meter | Net-metered residential rooftop and canopy |  | None | Vivint Solar Developer, LLC | Orange Rockland Electric | Accepted | 2019-12-18 | 2019-12-23 | 2021-10-30 | HANWHA SOLAR | Q.PEAK BLK-G5 315 | Solar Panels |  | 0.315 | 12 | 184 | 33 |  | Fixed | Roof
NJSTRE1545384695 | NJSRRE1543474734 | Transition Incentive Program | Totowa Boro | 7512 | 6 | 11.34 | Residential | Yes | Behind the Meter | Behind the Meter |  | None | Tesla Energy Operations Inc | PSE&G | Eligible for TI Program | 2019-12-03 | 2019-12-06 | 2021-10-30 | Hanwha Q-Cells | Q.Peak DUO BLK-G5/SC315 | Solar Panels |  | 0.315 | 6 | 277 | 30 |  | Fixed | Roof
NJSTRE1545384627 | NJSRRE1544472610 | Transition Incentive Program | Toms River | 8755 | 18 | 5.7 | Residential | No | Behind the Meter | Behind the Meter |  | None | Power Home Remodeling Group | JCP&L | Eligible for TI Program | 2020-02-19 | 2020-02-21 | 2021-10-30 | Hyundai | HiS-S300RG | Solar Panels |  | 0.3 | 4 | 253 | 15 |  | Fixed | Roof
NJSTRE1545384628 | NJSRRE1544192850 | Transition Incentive Program | Hillsborough TWP | 8844 | 5 | 26.04 | Residential | Yes | Behind the Meter | Behind the Meter |  | None | 1st Light Energy Inc | PSE&G | Eligible for TI Program | 2020-01-17 | 2020-01-22 | 2021-10-30 | Longi | LR6-60HPB-310M | Solar Panels |  | 0.31 | 19 | 15 | 18 |  | Fixed | Roof
NJSTRE1545384638 | NJSRRE1543533351 | Transition Incentive Program | Middletown | 7748 | 17 | 10.79 | Residential | Yes | Behind the Meter | Behind the Meter |  | None | Ad Energy | JCP&L | Eligible for TI Program | 2019-12-12 | 2019-12-19 | 2021-10-30 | SunPower | SPR-E20-327-E-AC | Solar Panels |  | 0.327 | 21 | 122 | 37 |  | Fixed | Roof
NJSTRE1545384641 | NJSRRE1544436656 | Transition Incentive Program | Pleasantville | 8232 | 19 | 8.18 | Residential | Yes | Behind the Meter | Net-metered residential rooftop and canopy |  | None | Castle Energy, LLC | AC Electric | Accepted | 2020-02-12 | 2020-02-14 | 2021-10-30 | SunPower | SPR-E20-327-C-AC | Solar Panels |  | 0.327 | 4 | 130 | 19 |  | Fixed | Roof
NJSTRE1545384642 | NJSRRE1543425762 | Transition Incentive Program | Irvington | 7111 | 9 | 10.7 | Residential | Yes | Behind the Meter | Behind the Meter |  | None | Pro Custom Solar dba Momentum Solar | PSE&G | Eligible for TI Program | 2019-11-20 | 2019-11-25 | 2021-10-30 | LG Electronics | LG 345N1C-V5 | Solar Panels |  | 0.345 | 6 | 122 | 41 |  | Fixed | Roof
NJSTRE1545384646 | NJSRRE1544550258 | Transition Incentive Program | JAMESBURG | 8831 | 11 | 5.76 | Residential | Yes | Behind the Meter | Net-metered residential rooftop and canopy |  | None | Vivint Solar Developer, LLC | JCP&L | Accepted | 2020-02-29 | 2020-03-04 | 2021-10-30 | Jinko Solar | JKM320M-60HBL | Solar Panels |  | 0.32 | 2 | 56 | 14 |  | Fixed | Roof
NJSTRE1545384646 | NJSRRE1544550258 | Transition Incentive Program | JAMESBURG | 8831 | 11 | 5.76 | Residential | Yes | Behind the Meter | Net-metered residential rooftop and canopy |  | None | Vivint Solar Developer, LLC | JCP&L | Accepted | 2020-02-29 | 2020-03-04 | 2021-10-30 | Jinko Solar | JKM320M-60HBL | Solar Panels |  | 0.32 | 3 | 146 | 27 |  | Fixed | Roof
NJSTRE1545384651 | NJSRRE1544545536 | Transition Incentive Program | HAMMONTON | 8037 | 19 | 17.64 | Residential | Yes | Behind the Meter | Net-metered residential rooftop and canopy |  | None | Suntuity Solar LLC | AC Electric | Accepted | 2020-02-27 | 2020-03-02 | 2021-10-30 | Hanwha Solar | Q-Cells 315 Mono | Solar Panels |  | 0.315 | 28 | 131 | 25 |  | Fixed | Roof
NJSTRE1545384651 | NJSRRE1544545536 | Transition Incentive Program | HAMMONTON | 8037 | 19 | 17.64 | Residential | Yes | Behind the Meter | Net-metered residential rooftop and canopy |  | None | Suntuity Solar LLC | AC Electric | Accepted | 2020-02-27 | 2020-03-02 | 2021-10-30 | Hanwha Solar | Q-Cells 315 Mono | Solar Panels |  | 0.315 | 20 | 311 | 25 |  | Fixed | Roof
NJSTRE1545384655 | NJSRRE1544358305 | Transition Incentive Program | Orange City | 7050 | 9 | 5.27 | Residential | Yes | Behind the Meter | Behind the Meter |  | None | Sunrun Installation Services, Inc. | PSE&G | Eligible for TI Program | 2020-02-05 | 2020-02-07 | 2021-10-30 | REC Solar | REC310TP2M | Solar Panels |  | 0.31 | 4 | 308 | 37 |  | Fixed | Roof
NJSTRE1545384660 | NJSRRE1543826651 | Transition Incentive Program | PARLIN | 8859 | 11 | 8.82 | Residential | Yes | Behind the Meter | Net-metered residential rooftop and canopy |  | None | Vivint Solar Developer, LLC | JCP&L | Accepted | 2019-12-30 | 2020-02-05 | 2021-10-30 | Hanwha Solar | Q.PEAK BLK-G5 315 | Solar Panels |  | 0.315 | 6 | 69 | 19 |  | Fixed | Roof
NJSTRE1545384666 | NJSRRE1543547805 | Transition Incentive Program | Lyndhurst | 7071 | 7 | 6.3 | Residential | Yes | Behind the Meter | Behind the Meter |  | None | Pro Custom Solar dba Momentum Solar | PSE&G | Eligible for TI Program | 2019-12-13 | 2019-12-18 | 2021-10-30 | HANWHA | Q.PEAK DUO BLK-G5 315 | Solar Panels |  | 0.315 | 11 | 217 | 32 |  | Fixed | Roof
NJSTRE1545384575 | NJSRRE1544113861 | Transition Incentive Program | Bergenfield | 7621 | 7 | 5.12 | Residential | Yes | Behind the Meter | Behind the Meter |  | None | Skyline Solar, LLC | PSE&G | Eligible for TI Program | 2020-01-07 | 2020-01-09 | 2021-10-30 | Hanwha Q-Cells | Q.PEAK DUO-G5 320 | Solar Panels |  | 0.32 | 16 | 86 | 38 |  | Fixed | Roof
NJSTRE1545384581 | NJSRRE1543422183 | Transition Incentive Program | West Orange | 7052 | 9 | 11.31 | Residential | Yes | Behind the Meter | Behind the Meter |  | None | Sunrun Installation Services, Inc. | PSE&G | Eligible for TI Program | 2019-11-19 | 2019-11-22 | 2021-10-30 | REC Solar | REC290TP2 BLK | Solar Panels |  | 0.29 | 10 | 273 | 37 |  | Fixed | Roof
NJSTRE1545384581 | NJSRRE1543422183 | Transition Incentive Program | West Orange | 7052 | 9 | 11.31 | Residential | Yes | Behind the Meter | Behind the Meter |  | None | Sunrun Installation Services, Inc. | PSE&G | Eligible for TI Program | 2019-11-19 | 2019-11-22 | 2021-10-30 | REC Solar | REC290TP2 BLK | Solar Panels |  | 0.29 | 10 | 93 | 37 |  | Fixed | Roof
NJSTRE1545384592 | NJSRRE1544537323 | Transition Incentive Program | Dunellen | 8812 | 11 | 7.56 | Residential | No | Behind the Meter | Net-metered residential rooftop and canopy |  | None | Vivint Solar Developer, LLC | PSE&G | Accepted | 2020-02-26 | 2020-02-28 | 2021-10-30 | LG | LG315N1K-V5 | Solar Panels |  | 0.315 | 4 | 50 | 37 |  | Fixed | Roof
NJSTRE1545384601 | NJSRRE1544374158 | Transition Incentive Program | Pennsauken Twp | 8110 | 14 | 7.71 | Residential | No | Behind the Meter | Net-metered residential rooftop and canopy |  | None | Bright Planet Solar | PSE&G | Accepted |  | 2020-02-12 | 2021-10-30 | LG SOLAR | LG335N1C-A5 | Solar Panels |  | 0.335 | 11 | 325 | 22 |  | Fixed | Roof
NJSTRE1545384606 | NJSRRE1544501683 | Transition Incentive Program | PENNSAUKEN | 8109 | 14 | 11.52 | Residential | Yes | Behind the Meter | Net-metered residential rooftop and canopy |  | None | Vivint Solar Developer, LLC | PSE&G | Accepted | 2020-02-20 | 2020-02-24 | 2021-10-30 | Jinko Solar | JKM320M-60HBL | Solar Panels |  | 0.32 | 16 | 307 | 24 |  | Fixed | Roof
NJSTRE1545384612 | NJSRRE1543434113 | Transition Incentive Program | Hazlet | 7730 | 17 | 10.4 | Residential | Yes | Behind the Meter | Net-metered residential rooftop and canopy |  | None | Pro Custom Solar dba Momentum Solar | JCP&L | Accepted |  | 2019-11-25 | 2021-10-30 | Hanwha | Q.Peak DUO BLK-G5 315 | Solar Panels |  | 0.315 | 14 | 44 | 18 |  | Fixed | Roof
NJSTRE1545384619 | NJSRRE1544540514 | Transition Incentive Program | HAMMONTON | 8037 | 19 | 8.82 | Residential | Yes | Behind the Meter | Net-metered residential rooftop and canopy |  | None | Suntuity Solar LLC | AC Electric | Accepted | 2020-02-26 | 2020-02-28 | 2021-10-30 | Hanwha Solar | Q-Cells 315 Mono | Solar Panels |  | 0.315 | 22 | 103 | 31 |  | Fixed | Roof
NJSTRE1545384628 | NJSRRE1544192850 | Transition Incentive Program | Hillsborough TWP | 8844 | 5 | 26.04 | Residential | Yes | Behind the Meter | Behind the Meter |  | None | 1st Light Energy Inc | PSE&G | Eligible for TI Program | 2020-01-17 | 2020-01-22 | 2021-10-30 | Longi | LR6-60HPB-310M | Solar Panels |  | 0.31 | 50 | 195 | 23 |  | Fixed | Roof
NJSTRE1545384632 | NJSRRE1544333345 | Transition Incentive Program | NORTH BRUNSWICK | 8902 | 11 | 11.97 | Residential | Yes | Behind the Meter | Net-metered residential rooftop and canopy |  | None | Vivint Solar Developer, LLC | PSE&G | Accepted | 2020-01-30 | 2020-02-03 | 2021-10-30 | HANWHA SOLAR | Q.PEAK BLK-G5 315 | Solar Panels |  | 0.315 | 38 | 218 | 33 |  | Fixed | Roof
NJSTRE1545384633 | NJSRRE1543478165 | Transition Incentive Program | PEQUANNOCK | 7440 | 3 | 2.84 | Residential | Yes | Behind the Meter | Net-metered residential rooftop and canopy |  | None | Vivint Solar Developer, LLC | JCP&L | Final As-Built Received | 2019-12-05 | 2019-12-06 | 2021-10-30 | HANWHA SOLAR | Q.PEAK BLK-G5 315 | Solar Panels |  | 0.315 | 9 | 5 | 20 |  | Fixed | Roof
NJSTRE1545384638 | NJSRRE1543533351 | Transition Incentive Program | Middletown | 7748 | 17 | 10.79 | Residential | Yes | Behind the Meter | Behind the Meter |  | None | Ad Energy | JCP&L | Eligible for TI Program | 2019-12-12 | 2019-12-19 | 2021-10-30 | SunPower | SPR-E20-327-E-AC | Solar Panels |  | 0.327 | 12 | 302 | 37 |  | Fixed | Roof
NJSTRE1545384630 | NJSRRE1543571195 | Transition Incentive Program | Linden City | 7036 | 10 | 6.27 | Residential | Yes | Behind the Meter | Behind the Meter |  | None | Sunrun Installation Services, Inc. | PSE&G | Eligible for TI Program | 2019-12-19 | 2019-12-26 | 2021-10-30 | LG Electronics | LG330N1C-A5 | Solar Panels |  | 0.33 | 7 | 125 | 43 |  | Fixed | Roof
NJSTRE1545384635 | NJSRRE1544456511 | Transition Incentive Program | Pennsauken Twp | 8110 | 14 | 13.12 | Residential | Yes | Behind the Meter | Net-metered residential rooftop and canopy |  | None | Castle Energy, LLC | PSE&G | Final As-Built Received | 2020-02-14 | 2020-02-18 | 2021-10-30 | Hanwha Q-Cells | Q.Peak DUO BLK G5 320 | Solar Panels |  | 0.32 | 2 | 147 | 22 |  | Fixed | Roof
NJSTRE1545384635 | NJSRRE1544456511 | Transition Incentive Program | Pennsauken Twp | 8110 | 14 | 13.12 | Residential | Yes | Behind the Meter | Net-metered residential rooftop and canopy |  | None | Castle Energy, LLC | PSE&G | Final As-Built Received | 2020-02-14 | 2020-02-18 | 2021-10-30 | Hanwha Q-Cells | Q.Peak DUO BLK G5 320 | Solar Panels |  | 0.32 | 16 | 327 | 23 |  | Fixed | Roof
NJSTRE1545384640 | NJSRRE1543566773 | Transition Incentive Program | Fairview | 7022 | 7 | 12.75 | Residential | Yes | Behind the Meter | Behind the Meter |  | None | Seabright Solar | PSE&G | Eligible for TI Program | 2019-12-18 | 2019-12-23 | 2021-10-30 | Sunpower | SPR-E20-327 | Solar Panels |  | 0.327 | 5 | 123 | 20 |  | Fixed | Roof
NJSTRE1545384640 | NJSRRE1543566773 | Transition Incentive Program | Fairview | 7022 | 7 | 12.75 | Residential | Yes | Behind the Meter | Behind the Meter |  | None | Seabright Solar | PSE&G | Eligible for TI Program | 2019-12-18 | 2019-12-23 | 2021-10-30 | Sunpower | SPR-E20-327 | Solar Panels |  | 0.327 | 4 | 303 | 20 |  | Fixed | Roof
NJSTRE1545384648 | NJSRRE1543552351 | Transition Incentive Program | Villas | 8251 | 21 | 7.04 | Residential | No | Behind the Meter | Behind the Meter |  | None | Green Power Energy | AC Electric | Eligible for TI Program | 2019-12-16 | 2019-12-19 | 2021-10-30 | Hanwha | Q.PEAK DUO BLK-G6 335 | Solar Panels |  | 0.335 | 21 | 209 | 27 |  | Fixed | Roof
NJSTRE1545384669 | NJSRRE1544326290 | Transition Incentive Program | Pleasantville | 8232 | 19 | 14.4 | Residential | Yes | Behind the Meter | Net-metered residential rooftop and canopy |  | None | Castle Energy, LLC | AC Electric | Accepted | 2020-01-29 | 2020-02-03 | 2021-10-30 | SunPower | SPR-X22-360-E-AC | Solar Panels |  | 0.36 | 2 | 259 | 35 |  | Fixed | Roof
NJSTRE1545384254 |  | Transition Incentive Program | Scotch Plains TWP | 7076 | 10 | 14.33 | Residential | No | Behind the Meter | Net-metered residential rooftop and canopy |  | None | Tesla Energy Operations Inc. | PSE&G | Accepted | 2020-07-31 | 2020-08-07 | 2021-10-30 | Tesla | SR60T1 | Solar Panels |  | 0.05847 | 58 | 121 | 40 |  | Fixed | Roof
NJSTRE1545384678 | NJSRRE1544529528 | Transition Incentive Program | Riverside | 8075 | 13 | 10.56 | Residential | Yes | Behind the Meter | Net-metered residential rooftop and canopy |  | None | Vivint Solar Developer, LLC | PSE&G | Accepted | 2020-02-25 | 2020-02-27 | 2021-10-30 | Jinko Solar | JKM320M-60HBL | Solar Panels |  | 0.32 | 10 | 339 | 18 |  | Fixed | Roof
NJSTRE1545384678 | NJSRRE1544529528 | Transition Incentive Program | Riverside | 8075 | 13 | 10.56 | Residential | Yes | Behind the Meter | Net-metered residential rooftop and canopy |  | None | Vivint Solar Developer, LLC | PSE&G | Accepted | 2020-02-25 | 2020-02-27 | 2021-10-30 | Jinko Solar | JKM320M-60HBL | Solar Panels |  | 0.32 | 11 | 159 | 18 |  | Fixed | Roof
NJSTRE1545384683 | NJSRRE1544113874 | Transition Incentive Program | Little Egg Harbor Township | 8087 | 18 | 12.21 | Residential | No | Behind the Meter | Net-metered residential rooftop and canopy |  | None | Whitman Construction, LLC | AC Electric | Accepted | 2020-01-07 | 2020-01-09 | 2021-10-30 | Panasonic | VBHN330SA17 | Solar Panels |  | 0.33 | 3 | 153 | 46 |  | Fixed | Roof
NJSTRE1545384683 | NJSRRE1544113874 | Transition Incentive Program | Little Egg Harbor Township | 8087 | 18 | 12.21 | Residential | No | Behind the Meter | Net-metered residential rooftop and canopy |  | None | Whitman Construction, LLC | AC Electric | Accepted | 2020-01-07 | 2020-01-09 | 2021-10-30 | Panasonic | VBHN330SA17 | Solar Panels |  | 0.33 | 6 | 153 | 40 |  | Fixed | Roof
NJSTRE1545384716 | NJSRRE1543514557 | Transition Incentive Program | Warren | 7059 | 5 | 3.78 | Residential | No | Behind the Meter | Behind the Meter |  | None | Tesla Energy Operations Inc. | JCP&L | Eligible for TI Program | 2019-12-11 | 2019-12-16 | 2021-10-30 | Hanwha Q-Cells | Q.Peak DUO BLK-G5/SC315 | Solar Panels |  | 0.315 | 9 | 250 | 18 |  | Fixed | Roof
NJSTRE1545384718 | NJSRRE1543556020 | Transition Incentive Program | Bridgewater Township | 8807 | 5 | 13.63 | Residential | Yes | Behind the Meter | Behind the Meter |  | None | Sunrun Installation Services, Inc. | PSE&G | Eligible for TI Program | 2019-12-17 | 2019-12-20 | 2021-10-30 | REC Solar | REC290TP2 BLK | Solar Panels |  | 0.29 | 10 | 112 | 23 |  | Fixed | Roof
NJSTRE1545384724 | NJSRRE1543477534 | Transition Incentive Program | RED BANK | 7701 | 17 | 10.08 | Residential | No | Behind the Meter | Net-metered residential rooftop and canopy |  | None | Vivint Solar Developer, LLC | JCP&L | Accepted | 2019-12-04 | 2019-12-06 | 2021-10-30 | Hanwha | Q.PEAK BLK-G5 315 | Solar Panels |  | 0.315 | 32 | 92 | 34 |  | Fixed | Roof
NJSTRE1545384729 | NJSRRE1544317068 | Transition Incentive Program | Clifton | 7011 | 6 | 16.42 | Residential | Yes | Behind the Meter | Net-metered residential rooftop and canopy |  | None | Vision Solar LLC | PSE&G | Accepted | 2020-01-28 | 2020-01-31 | 2021-10-30 | hanwa qcells | qpeak duo g5 315 | Solar Panels |  | 0.335 | 15 | 77 | 45 |  | Fixed | Roof
NJSTRE1545384732 | NJSRRE1544153346 | Transition Incentive Program | Piscataway TWP | 8854 | 11 | 6.82 | Residential | No | Behind the Meter | Net-metered residential rooftop and canopy |  | None | Palmetto Solar LLC | PSE&G | Accepted | 2020-01-09 | 2020-01-15 | 2021-10-30 | Yingli | 310D-30B | Solar Panels |  | 0.31 | 22 | 174 | 23 |  | Fixed | Roof
NJSTRE1545384733 | NJSRRE1544514389 | Transition Incentive Program | Ewing | 8638 | 12 | 10.71 | Residential | Yes | Behind the Meter | Net-metered residential rooftop and canopy |  | None | Vision Solar LLC | PSE&G | Accepted | 2020-02-21 | 2020-02-25 | 2021-10-30 | hanwa qcells | qpeak duo g5 315 | Solar Panels |  | 0.315 | 12 | 308 | 28 |  | Fixed | Roof
NJSTRE1545384739 | NJSRRE1543436368 | Transition Incentive Program | Jackson Township | 8527 | 18 | 15.44 | Residential | No | Behind the Meter | Net-metered residential rooftop and canopy |  | None | Suntuity Solar LLC | JCP&L | Accepted | 2019-11-22 | 2019-11-26 | 2021-10-30 | Yingli Green Energy | YL315D-30b | Solar Panels |  | 0.315 | 8 | 215 | 19 |  | Fixed | Roof
NJSTRE1545384744 | NJSRRE1544113878 | Transition Incentive Program | South Amboy | 8879 | 11 | 4.29 | Residential | No | Behind the Meter | Behind the Meter |  | None | Sunrun Installation Services, Inc. | JCP&L | Eligible for TI Program | 2020-01-07 | 2020-01-09 | 2021-10-30 | LG Electronics | LG330N1C-A5 | Solar Panels |  | 0.33 | 6 | 300 | 23 |  | Fixed | Roof
NJSTRE1545384746 | NJSRRE1544514520 | Transition Incentive Program | BRICK | 8723 | 18 | 7.68 | Residential | Yes | Behind the Meter | Net-metered residential rooftop and canopy |  | None | Vivint Solar Developer, LLC | JCP&L | Accepted | 2020-02-22 | 2020-02-25 | 2021-10-30 | JINKO SOLAR | JKM320M-60HBL | Solar Panels |  | 0.32 | 14 | 300 | 21 |  | Fixed | Roof
NJSTRE1545384751 | NJSRRE1544150951 | Transition Incentive Program | Pleasantville | 8232 | 19 | 6.08 | Residential | Yes | Behind the Meter | Behind the Meter |  | None | Sunrun Installation Services, Inc. | AC Electric | Eligible for TI Program | 2020-01-09 | 2020-01-14 | 2021-10-30 | Hanwha Q-Cells | Q.PEAK DUO-G7 320 | Solar Panels |  | 0.32 | 1 | 25 | 35 |  | Fixed | Roof
NJSTRE1545384753 | NJSRRE1544316814 | Transition Incentive Program | Middletown | 7748 | 17 | 8.19 | Residential | Yes | Behind the Meter | Net-metered residential rooftop and canopy |  | None | Vivint Solar Developer, LLC | JCP&L | Accepted | 2020-01-28 | 2020-01-31 | 2021-10-30 | Hanwha Solar | Q.PEAK BLK-G5 315 | Solar Panels |  | 0.315 | 8 | 62 | 23 |  | Fixed | Roof
NJSTRE1545384756 | NJSRRE1543481358 | Transition Incentive Program | Vineland | 8361 | 20 | 2.36 | Residential | No | Behind the Meter | Behind the Meter |  | None | Bright Planet Solar | Vineland Muni Electric | Eligible for TI Program | 2019-12-05 | 2019-12-09 | 2021-10-30 | HANWHA Q-CELLS | Q.PEAK BLK-G4.1 295W | Solar Panels |  | 0.295 | 8 | 190 | 30 |  | Fixed | Roof
NJSTRE1545384695 | NJSRRE1543474734 | Transition Incentive Program | Totowa Boro | 7512 | 6 | 11.34 | Residential | Yes | Behind the Meter | Behind the Meter |  | None | Tesla Energy Operations Inc | PSE&G | Eligible for TI Program | 2019-12-03 | 2019-12-06 | 2021-10-30 | Hanwha Q-Cells | Q.Peak DUO BLK-G5/SC315 | Solar Panels |  | 0.315 | 4 | 187 | 30 |  | Fixed | Roof
NJSTRE1545384696 | NJSRRE1544413071 | Transition Incentive Program | CHERRY HILL | 8002 | 14 | 7.56 | Residential | Yes | Behind the Meter | Net-metered residential rooftop and canopy |  | None | Vivint Solar Developer, LLC | PSE&G | Accepted | 2020-02-06 | 2020-02-10 | 2021-10-30 | Hanwha Solar | Q.PEAK BLK-G5 315 | Solar Panels |  | 0.315 | 11 | 221 | 24 |  | Fixed | Roof
NJSTRE1545384698 | NJSRRE1544164738 | Transition Incentive Program | Newark | 7105 | 9 | 10.8 | Residential | No | Behind the Meter | Behind the Meter |  | None | Power Home Remodeling Group | PSE&G | Eligible for TI Program | 2020-01-14 | 2020-01-17 | 2021-10-30 | Hyundai | HiS-S300RG | Solar Panels |  | 0.3 | 16 | 233 | 26 |  | Fixed | Roof
NJSTRE1545384716 | NJSRRE1543514557 | Transition Incentive Program | Warren | 7059 | 5 | 3.78 | Residential | No | Behind the Meter | Behind the Meter |  | None | Tesla Energy Operations Inc. | JCP&L | Eligible for TI Program | 2019-12-11 | 2019-12-16 | 2021-10-30 | Hanwha Q-Cells | Q.Peak DUO BLK-G5/SC315 | Solar Panels |  | 0.315 | 3 | 70 | 18 |  | Fixed | Roof
NJSTRE1545384718 | NJSRRE1543556020 | Transition Incentive Program | Bridgewater Township | 8807 | 5 | 13.63 | Residential | Yes | Behind the Meter | Behind the Meter |  | None | Sunrun Installation Services, Inc. | PSE&G | Eligible for TI Program | 2019-12-17 | 2019-12-20 | 2021-10-30 | REC Solar | REC290TP2 BLK | Solar Panels |  | 0.29 | 25 | 292 | 23 |  | Fixed | Roof
NJSTRE1545384728 | NJSRRE1544150741 | Transition Incentive Program | Millville | 8332 | 20 | 10.56 | Residential | No | Behind the Meter | Behind the Meter |  | None | Maier Solar Engineering dba Solar Me | AC Electric | Eligible for TI Program | 2020-01-09 | 2020-01-14 | 2021-10-30 | Hanwha | Q.Cell Duo BLK-G5 320 | Solar Panels |  | 0.32 | 16 | 86 | 30 |  | Fixed | Roof
NJSTRE1545384729 | NJSRRE1544317068 | Transition Incentive Program | Clifton | 7011 | 6 | 16.42 | Residential | Yes | Behind the Meter | Net-metered residential rooftop and canopy |  | None | Vision Solar LLC | PSE&G | Accepted | 2020-01-28 | 2020-01-31 | 2021-10-30 | hanwa qcells | qpeak duo- g5 315 | Solar Panels |  | 0.335 | 34 | 257 | 45 |  | Fixed | Roof
NJSTRE1545384739 | NJSRRE1543436368 | Transition Incentive Program | Jackson Township | 8527 | 18 | 15.44 | Residential | No | Behind the Meter | Net-metered residential rooftop and canopy |  | None | Suntuity Solar LLC | JCP&L | Accepted | 2019-11-22 | 2019-11-26 | 2021-10-30 | Yingli Green Energy | YL315D-30b | Solar Panels |  | 0.315 | 13 | 215 | 19 |  | Fixed | Roof
NJSTRE1545384749 | NJSRRE1543574922 | Transition Incentive Program | PISCATAWAY | 8854 | 11 | 10.08 | Residential | Yes | Behind the Meter | Net-metered residential rooftop and canopy |  | None | Vivint Solar Developer, LLC | PSE&G | Accepted | 2019-12-20 | 2019-12-26 | 2021-10-30 | Hanwha Solar | Q.PEAK BLK-G5 315 | Solar Panels |  | 0.315 | 17 | 63 | 22 |  | Fixed | Roof
NJSTRE1545384751 | NJSRRE1544150951 | Transition Incentive Program | Pleasantville | 8232 | 19 | 6.08 | Residential | Yes | Behind the Meter | Behind the Meter |  | None | Sunrun Installation Services, Inc. | AC Electric | Eligible for TI Program | 2020-01-09 | 2020-01-14 | 2021-10-30 | Hanwha Q-Cells | Q.PEAK DUO-G7 320 | Solar Panels |  | 0.32 | 5 | 115 | 33 |  | Fixed | Roof
NJSTRE1545384758 | NJSRRE1544152941 | Transition Incentive Program | Westampton Twp | 8060 | 13 | 6.41 | Residential | Yes | Behind the Meter | Net-metered residential rooftop and canopy |  | None | Bright Planet Solar | PSE&G | Accepted |  | 2020-01-14 | 2021-10-30 | Trina Solar | TSM-DD05A.05(II) 305W | Solar Panels |  | 0.305 | 18 | 160 | 27 |  | Fixed | Roof
NJSTRE1545384760 | NJSRRE1544374114 | Transition Incentive Program | Paterson | 7504 | 6 | 9.1 | Residential | Yes | Behind the Meter | Behind the Meter |  | None | Pro Custom Solar dba Momentum Solar | PSE&G | Eligible for TI Program | 2020-02-05 | 2020-02-10 | 2021-10-30 | lg electronics | LG 350N1C-V5 | Solar Panels |  | 0.35 | 3 | 279 | 29 |  | Fixed | Roof
NJSTRE1545384582 | NJSRRE1543848077 | Transition Incentive Program | Belford | 7718 | 17 | 11.03 | Residential | Yes | Behind the Meter | Net-metered residential rooftop and canopy |  | None | Vivint Solar Developer, LLC | JCP&L | Accepted | 2019-12-31 | 2020-01-06 | 2021-10-30 | HANWHA SOLAR | Q.PEAK BLK-G5 315 | Solar Panels |  | 0.315 | 10 | 295 | 23 |  | Fixed | Roof
NJSTRE1545384585 | NJSRRE1544161284 | Transition Incentive Program | Somerset | 8873 | 5 | 146.3 | Commercial | No | Behind the Meter | Behind the Meter |  | None | Spectacular Solar | PSE&G | Eligible for TI Program | 2020-01-13 | 2020-01-16 | 2021-10-30 | Axitec | AC-385MH/144S | Solar Panels |  | 0.385 | 380 | 190 | 10 |  | Fixed | Roof
NJSTRE1545384586 | NJSRRE1544519728 | Transition Incentive Program | HACKENSACK | 7601 | 7 | 2.68 | Residential | No | Behind the Meter | Behind the Meter |  | None | Infinity Solar Systems | PSE&G | Eligible for TI Program | 2020-03-02 | 2020-03-02 | 2021-10-30 | LG | LG335N1K-V5 | Solar Panels |  | 0.335 | 4 | 218 | 24 |  | Fixed | Roof
NJSTRE1545384593 | NJSRRE1543443413 | Transition Incentive Program | PATERSON | 7503 | 6 | 10.4 | Residential | Yes | Behind the Meter | Net-metered residential rooftop and canopy |  | None | Vivint Solar Developer, LLC | PSE&G | Accepted | 2019-11-26 | 2019-11-27 | 2021-10-30 | HANWHA SOLAR | Q.PEAK BLK-G5 315 | Solar Panels |  | 0.315 | 6 | 308 | 35 |  | Fixed | Roof
NJSTRE1545384594 | NJSRRE1544175404 | Transition Incentive Program | Linden City | 7036 | 10 | 2.52 | Residential | No | Behind the Meter | Net-metered residential rooftop and canopy |  | None | Solar Spectrum LLC | PSE&G | Accepted | 2020-01-16 | 2020-01-21 | 2021-10-30 | Q CELLS | Q.PEAK-DUO-BLK-G5-315 | Solar Panels |  | 0.315 | 4 | 218 | 21 |  | Fixed | Roof
NJSTRE1545384596 | NJSRRE1543555767 | Transition Incentive Program | Hillside | 7205 | 10 | 10.71 | Residential | Yes | Behind the Meter | Behind the Meter |  | None | Pro Custom Solar dba Momentum Solar | PSE&G | Eligible for TI Program | 2019-12-17 | 2019-12-20 | 2021-10-30 | HANWHA | Q.PEAK DUO BLK-G5 315 | Solar Panels |  | 0.315 | 8 | 256 | 19 |  | Fixed | Roof
NJSTRE1545384606 | NJSRRE1544501683 | Transition Incentive Program | PENNSAUKEN | 8109 | 14 | 11.52 | Residential | Yes | Behind the Meter | Net-metered residential rooftop and canopy |  | None | Vivint Solar Developer, LLC | PSE&G | Accepted | 2020-02-20 | 2020-02-24 | 2021-10-30 | Jinko Solar | JKM320M-60HBL | Solar Panels |  | 0.32 | 16 | 127 | 24 |  | Fixed | Roof
NJSTRE1545384614 | NJSRRE1543451698 | Transition Incentive Program | Atlantic Highlands | 7716 | 17 | 5.04 | Residential | Yes | Behind the Meter | Net-metered residential rooftop and canopy |  | None | Vivint Solar Developer, LLC | JCP&L | Accepted | 2019-11-27 | 2019-12-03 | 2021-10-30 | Hanwha | Q.PEAK BLK-G5 315 | Solar Panels |  | 0.315 | 16 | 180 | 34 |  | Fixed | Roof
NJSTRE1545384617 | NJSRRE1543451817 | Transition Incentive Program | CLIFFWOOD | 7721 | 17 | 10.71 | Residential | Yes | Behind the Meter | Net-metered residential rooftop and canopy |  | None | Vivint Solar Developer, LLC | JCP&L | Accepted | 2019-11-27 | 2019-12-03 | 2021-10-30 | Hanwha Solar | Q.PEAK BLK-G5 315 | Solar Panels |  | 0.315 | 25 | 103 | 22 |  | Fixed | Roof
NJSTRE1545384625 | NJSRRE1544220917 | Transition Incentive Program | Ewing | 8628 | 12 | 12.95 | Residential | No | Behind the Meter | Behind the Meter |  | None | raynor electric | PSE&G | Eligible for TI Program | 2020-01-24 | 2020-01-28 | 2021-10-30 | LG | lgn1c350-a5 | Solar Panels |  | 0.35 | 19 | 141 | 33 |  | Fixed | Roof
NJSTRE1545384627 | NJSRRE1544472610 | Transition Incentive Program | Toms River | 8755 | 18 | 5.7 | Residential | No | Behind the Meter | Behind the Meter |  | None | Power Home Remodeling Group | JCP&L | Eligible for TI Program | 2020-02-19 | 2020-02-21 | 2021-10-30 | Hyundai | HiS-S300RG | Solar Panels |  | 0.3 | 3 | 253 | 19 |  | Fixed | Roof
NJSTRE1545384627 | NJSRRE1544472610 | Transition Incentive Program | Toms River | 8755 | 18 | 5.7 | Residential | No | Behind the Meter | Behind the Meter |  | None | Power Home Remodeling Group | JCP&L | Eligible for TI Program | 2020-02-19 | 2020-02-21 | 2021-10-30 | Hyundai | HiS-S300RG | Solar Panels |  | 0.3 | 8 | 163 | 19 |  | Fixed | Roof
NJSTRE1545384645 | NJSRRE1544220941 | Transition Incentive Program | Pennsauken | 8110 | 14 | 10.08 | Residential | Yes | Behind the Meter | Net-metered residential rooftop and canopy |  | None | Vivint Solar Developer, LLC | PSE&G | Accepted | 2020-01-24 | 2020-02-03 | 2021-10-30 | HANWHA SOLAR | Q.PEAK BLK-G5 315 | Solar Panels |  | 0.315 | 10 | 326 | 19 |  | Fixed | Roof
NJSTRE1545384669 | NJSRRE1544326290 | Transition Incentive Program | Pleasantville | 8232 | 19 | 14.4 | Residential | Yes | Behind the Meter | Net-metered residential rooftop and canopy |  | None | Castle Energy, LLC | AC Electric | Accepted | 2020-01-29 | 2020-02-03 | 2021-10-30 | SunPower | SPR-X22-360-E-AC | Solar Panels |  | 0.36 | 5 | 79 | 35 |  | Fixed | Roof
NJSTRE1545384670 | NJSRRE1544175361 | Transition Incentive Program | Piscataway | 8854 | 11 | 6.3 | Residential | No | Behind the Meter | Behind the Meter |  | None | Pro Custom Solar dba Momentum Solar | PSE&G | Eligible for TI Program | 2020-01-16 | 2020-01-21 | 2021-10-30 | LG ELECTRONICS | LG 350N1C-V5 | Solar Panels |  | 0.35 | 7 | 244 | 26 |  | Fixed | Roof
NJSTRE1545384679 | NJSRRE1544157747 | Transition Incentive Program | Glenwood | 7418 | 1 | 16.96 | Residential | Yes | Behind the Meter | Behind the Meter |  | None | Sunrun Installation Services, Inc. | JCP&L | Eligible for TI Program | 2020-01-10 | 2020-02-19 | 2021-10-30 | Hanwha Q-Cells | Q.PEAK DUO-G7 320 | Solar Panels |  | 0.32 | 5 | 199 | 23 |  | Fixed | Roof
NJSTRE1545384680 | NJSRRE1544185779 | Transition Incentive Program | Absecon | 8201 | 19 | 8.75 | Residential | No | Behind the Meter | Net-metered residential rooftop and canopy |  | None | Ampericon | New Construction | Accepted | 2020-01-16 | 2020-01-22 | 2021-10-30 | Silfab | 350 | Solar Panels |  | 0.35 | 25 | 131 | 20 |  | Fixed | Roof
NJSTRE1545384685 | NJSRRE1543555615 | Transition Incentive Program | Edison | 8820 | 11 | 8.51 | Residential | No | Behind the Meter | Net-metered residential rooftop and canopy |  | None | Suntuity Solar LLC | PSE&G | Accepted | 2019-12-17 | 2019-12-20 | 2021-10-30 | Yingli Green Energy | YL315D-30b | Solar Panels |  | 0.315 | 9 | 177 | 30 |  | Fixed | Roof
NJSTRE1545384689 | NJSRRE1543565235 | Transition Incentive Program | NORWOOD | 7648 | 7 | 21.74 | Residential | Yes | Behind the Meter | Net-metered residential rooftop and canopy |  | None | Vivint Solar Developer, LLC | Orange Rockland Electric | Accepted | 2019-12-18 | 2019-12-23 | 2021-10-30 | HANWHA SOLAR | Q.PEAK BLK-G5 315 | Solar Panels |  | 0.315 | 15 | 274 | 32 |  | Fixed | Roof
NJSTRE1545384695 | NJSRRE1543474734 | Transition Incentive Program | Totowa Boro | 7512 | 6 | 11.34 | Residential | Yes | Behind the Meter | Behind the Meter |  | None | Tesla Energy Operations Inc | PSE&G | Eligible for TI Program | 2019-12-03 | 2019-12-06 | 2021-10-30 | Hanwha Q-Cells | Q.Peak DUO BLK-G5/SC315 | Solar Panels |  | 0.315 | 5 | 7 | 30 |  | Fixed | Roof
NJSTRE1545384699 | NJSRRE1543651759 | Transition Incentive Program | South Amboy | 8879 | 11 | 9.16 | Residential | Yes | Behind the Meter | Net-metered residential rooftop and canopy |  | None | SunnyMac LLC | JCP&L | Accepted |  | 2019-12-27 | 2021-10-30 | SunPower | SPR-E20327 | Solar Panels |  | 0.327 | 10 | 240 | 34 |  | Fixed | Roof
NJSTRE1545384704 | NJSRRE1544354808 | Transition Incentive Program | BURLINGTON | 8016 | 13 | 11.03 | Residential | Yes | Behind the Meter | Net-metered residential rooftop and canopy |  | None | Vivint Solar Developer, LLC | PSE&G | Accepted | 2020-02-06 | 2020-02-07 | 2021-10-30 | HANWHA SOLAR | Q.PEAK BLK-G5 315 | Solar Panels |  | 0.315 | 17 | 181 | 17 |  | Fixed | Roof
NJSTRE1545384704 | NJSRRE1544354808 | Transition Incentive Program | BURLINGTON | 8016 | 13 | 11.03 | Residential | Yes | Behind the Meter | Net-metered residential rooftop and canopy |  | None | Vivint Solar Developer, LLC | PSE&G | Accepted | 2020-02-06 | 2020-02-07 | 2021-10-30 | HANWHA SOLAR | Q.PEAK BLK-G5 315 | Solar Panels |  | 0.315 | 7 | 1 | 17 |  | Fixed | Roof
NJSTRE1545384720 | NJSRRE1544524192 | Transition Incentive Program | Woodbine | 8270 | 21 | 14.49 | Residential | Yes | Behind the Meter | Behind the Meter |  | None | Trinity Solar | AC Electric | Eligible for TI Program | 2020-02-24 | 2020-02-26 | 2021-10-30 | Hanwha | Q.PEAK DUO BLK-G5 315 | Solar Panels |  | 0.315 | 23 | 200 | 23 |  | Fixed | Roof
NJSTRE1545384720 | NJSRRE1544524192 | Transition Incentive Program | Woodbine | 8270 | 21 | 14.49 | Residential | Yes | Behind the Meter | Behind the Meter |  | None | Trinity Solar | AC Electric | Eligible for TI Program | 2020-02-24 | 2020-02-26 | 2021-10-30 | Hanwha | Q.PEAK DUO BLK-G5 315 | Solar Panels |  | 0.315 | 13 | 110 | 30 |  | Fixed | Roof
NJSTRE1545384595 | NJSRRE1544544397 | Transition Incentive Program | Perth Amboy City | 8861 | 11 | 4.14 | Residential | No | Behind the Meter | Behind the Meter |  | None | Sunrun Installation Services, Inc. | PSE&G | Eligible for TI Program | 2020-02-26 | 2020-03-02 | 2021-10-30 | LG Electronics | LG345N1C-V5 | Solar Panels |  | 0.345 | 12 | 195 | 26 |  | Fixed | Roof
NJSTRE1545384599 | NJSRRE1544419955 | Transition Incentive Program | WEST ORANGE | 7052 | 9 | 8.99 | Residential | No | Behind the Meter | Behind the Meter |  | None | Infinity Solar Systems | PSE&G | Eligible for TI Program | 2020-02-07 | 2020-02-12 | 2021-10-30 | LONGI | LR6-60HPB-310M | Solar Panels |  | 0.31 | 6 | 138 | 16 |  | Fixed | Roof
NJSTRE1545384599 | NJSRRE1544419955 | Transition Incentive Program | WEST ORANGE | 7052 | 9 | 8.99 | Residential | No | Behind the Meter | Behind the Meter |  | None | Infinity Solar Systems | PSE&G | Eligible for TI Program | 2020-02-07 | 2020-02-12 | 2021-10-30 | LONGI | LR6-60HPB-310M | Solar Panels |  | 0.31 | 4 | 138 | 30 |  | Fixed | Roof
NJSTRE1545384604 | NJSRRE1544311085 | Transition Incentive Program | TRENTON | 8611 | 12 | 3.78 | Residential | Yes | Behind the Meter | Net-metered residential rooftop and canopy |  | None | Vivint Solar Developer, LLC | PSE&G | Accepted | 2020-01-28 | 2020-01-30 | 2021-10-30 | Hanwha Solar | Q.PEAK BLK-G5 315 | Solar Panels |  | 0.315 | 6 | 271 | 33 |  | Fixed | Roof
NJSTRE1545384609 | NJSRRE1544512211 | Transition Incentive Program | Camden | 8105 | 14 | 10.14 | Residential | Yes | Behind the Meter | Net-metered residential rooftop and canopy |  | None | Castle Energy, LLC | PSE&G | Final As-Built Received | 2020-02-20 | 2020-02-24 | 2021-10-30 | SunPower | SPR-E20-327-E-AC | Solar Panels |  | 0.327 | 4 | 144 | 24 |  | Fixed | Roof
NJSTRE1545384609 | NJSRRE1544512211 | Transition Incentive Program | Camden | 8105 | 14 | 10.14 | Residential | Yes | Behind the Meter | Net-metered residential rooftop and canopy |  | None | Castle Energy, LLC | PSE&G | Final As-Built Received | 2020-02-20 | 2020-02-24 | 2021-10-30 | SunPower | SPR-E20-327-C-AC | Solar Panels |  | 0.327 | 10 | 144 | 19 |  | Fixed | Roof
NJSTRE1545384616 | NJSRRE1543452898 | Transition Incentive Program | BROWNS MILLS | 8015 | 13 | 6.3 | Residential | Yes | Behind the Meter | Net-metered residential rooftop and canopy |  | None | Vivint Solar Developer, LLC | JCP&L | Accepted | 2019-11-29 | 2019-12-03 | 2021-10-30 | HANWHA SOLAR | Q.PEAK BLK-G5 315 | Solar Panels |  | 0.315 | 10 | 179 | 21 |  | Fixed | Roof
NJSTRE1545384621 | NJSRRE1544213584 | Transition Incentive Program | Sicklerville | 8081 | 14 | 5.76 | Residential | No | Behind the Meter | Net-metered residential rooftop and canopy |  | None | Castle Energy, LLC | AC Electric | Accepted | 2020-01-23 | 2020-01-27 | 2021-10-30 | Hanwha Q-Cells | Q.Peak DUO-G5 320 | Solar Panels |  | 0.32 | 18 | 259 | 20 |  | Fixed | Roof
NJSTRE1545384622 | NJSRRE1544175219 | Transition Incentive Program | Ewing | 8628 | 12 | 10.08 | Residential | No | Behind the Meter | Net-metered residential rooftop and canopy |  | None | MOORE ENERGY LLC | PSE&G | Accepted |  | 2020-02-24 | 2021-10-30 | Hanwha | QCELL | Solar Panels |  | 0.325 | 20 | 137 | 26 |  | Fixed | Roof
NJSTRE1545384626 | NJSRRE1544550153 | Transition Incentive Program | Pennington | 8534 | 12 | 11.66 | Residential | No | Behind the Meter | Net-metered residential rooftop and canopy |  | None | Vivint Solar Developer, LLC | PSE&G | Accepted | 2020-02-29 | 2020-03-04 | 2021-10-30 | LG | LG315N1K-V5 | Solar Panels |  | 0.315 | 6 | 264 | 20 |  | Fixed | Roof
NJSTRE1545384626 | NJSRRE1544550153 | Transition Incentive Program | Pennington | 8534 | 12 | 11.66 | Residential | No | Behind the Meter | Net-metered residential rooftop and canopy |  | None | Vivint Solar Developer, LLC | PSE&G | Accepted | 2020-02-29 | 2020-03-04 | 2021-10-30 | LG | LG315N1K-V5 | Solar Panels |  | 0.315 | 7 | 174 | 26 |  | Fixed | Roof
NJSTRE1545384630 | NJSRRE1543571195 | Transition Incentive Program | Linden City | 7036 | 10 | 6.27 | Residential | Yes | Behind the Meter | Behind the Meter |  | None | Sunrun Installation Services, Inc. | PSE&G | Eligible for TI Program | 2019-12-19 | 2019-12-26 | 2021-10-30 | LG Electronics | LG330N1C-A5 | Solar Panels |  | 0.33 | 9 | 305 | 27 |  | Fixed | Roof
NJSTRE1545384635 | NJSRRE1544456511 | Transition Incentive Program | Pennsauken Twp | 8110 | 14 | 13.12 | Residential | Yes | Behind the Meter | Net-metered residential rooftop and canopy |  | None | Castle Energy, LLC | PSE&G | Final As-Built Received | 2020-02-14 | 2020-02-18 | 2021-10-30 | Hanwha Q-Cells | Q.Peak DUO BLK G5 320 | Solar Panels |  | 0.32 | 23 | 147 | 22 |  | Fixed | Roof
NJSTRE1545383732 | NJSRRE1542556206 | Transition Incentive Program | Mays Landing | 8330 | 19 | 14.88 | Residential | Yes | Behind the Meter | Net-metered residential rooftop and canopy |  | None | Bright Planet Solar | AC Electric | Accepted |  | 2019-10-24 | 2021-10-30 | LONGI | LR6-60PB-310M | Solar Panels |  | 0.31 | 24 | 2 | 18 |  | Fixed | Roof
NJSTRE1545383736 | NJSRRE1542433947 | Transition Incentive Program | Morristown | 7960 | 3 | 22.37 | Residential | No | Behind the Meter | Behind the Meter |  | None | Maier Solar Engineering dba Solar Me | JCP&L | Eligible for TI Program | 2019-09-25 | 2019-09-27 | 2021-10-30 | Hanwha | Q.Peak DUO G5 315W | Solar Panels |  | 0.315 | 5 | 5 | 20 |  | Fixed | Roof
NJSTRE1545383740 | NJSRRE1543269709 | Transition Incentive Program | Perth amboy | 8861 | 11 | 4.91 | Residential | Yes | Behind the Meter | Net-metered residential rooftop and canopy |  | None | Vision Solar LLC | PSE&G | Accepted | 2019-11-22 | 2019-12-05 | 2021-10-30 | sunpower | e2-327-e-ac | Solar Panels |  | 0.327 | 6 | 23 | 195 |  | Fixed | Roof
NJSTRE1545383744 | NJSRRE1542512313 | Transition Incentive Program | Jackson | 8527 | 18 | 14.4 | Residential | Yes | Behind the Meter | Net-metered residential rooftop and canopy |  | None | Powerlutions | JCP&L | Accepted | 2019-10-07 | 2019-10-09 | 2021-10-30 | Q-Cell | Q.Peak DUO BLK-G5 320 | Solar Panels |  | 0.32 | 28 | 135 | 33 |  | Fixed | Roof
NJSTRE1545383748 | NJSRRE1542982223 | Transition Incentive Program | South Plainfield | 7080 | 11 | 10.08 | Residential | Yes | Behind the Meter | Behind the Meter |  | None | Trinity Solar | PSE&G | Eligible for TI Program | 2019-11-05 | 2019-11-07 | 2021-10-30 | Hanwha 315 | Q.PEAK DUO BLK-G5 315 | Solar Panels |  | 0.315 | 20 | 216 | 23 |  | Fixed | Roof
NJSTRE1545383750 | NJSRRE1542461849 | Transition Incentive Program | WEST ORANGE | 7052 | 9 | 10.71 | Residential | Yes | Behind the Meter | Net-metered residential rooftop and canopy |  | None | Vivint Solar Developer, LLC | PSE&G | Accepted | 2019-10-01 | 2019-10-02 | 2021-10-30 | Hanwha Solar | Q.PEAK DUO BLK-G5 315w | Solar Panels |  | 0.315 | 9 | 113 | 28 |  | Fixed | Roof
NJSTRE1545383753 | NJSRRE1543417643 | Transition Incentive Program | Maplewood Twp | 7040 | 9 | 11.16 | Residential | No | Behind the Meter | Behind the Meter |  | None | Eznergy | PSE&G | Eligible for TI Program | 2019-11-18 | 2019-11-20 | 2021-10-30 | Trina | TSM310 | Solar Panels |  | 0.31 | 18 | 24 | 36 |  | Fixed | Roof
NJSTRE1545383755 | NJSRRE1542575018 | Transition Incentive Program | Hopewell | 8525 | 12 | 7.25 | Residential | Yes | Behind the Meter | Behind the Meter |  | None | Pro Custom Solar dba Momentum Solar | PSE&G | Eligible for TI Program | 2019-10-22 | 2019-10-24 | 2021-10-30 | Hanwha | Q.Peak DUO BLK-G5 315 | Solar Panels |  | 0.315 | 23 | 239 | 6 |  | Fixed | Roof
NJSTRE1545600559 |  | Transition Incentive Program | Morristown | 7960 | 3 | 46.92 | Residential | Yes | Behind the Meter | Net-metered residential rooftop and canopy |  | None | Tesla Energy Operations Inc. | JCP&L | Accepted | 2020-09-16 | 2020-09-21 | 2021-10-30 | SolarEdge Technologies | SE11400H-US [240V] | Inverters | 11400 |  | 1 |  |  | 0.99 |  | Outside | Outside
NJSTRE1545600604 |  | Transition Incentive Program | Annadale | 8801 | 4 | 10.54 | Residential | Yes | Behind the Meter | Net-metered residential rooftop and canopy |  | None | Solar Energy World | JCP&L | Final As-Built Received | 2020-09-16 | 2020-09-21 | 2021-10-30 | Solar Edge | SE10000H-USRGM | Inverters | 10000 |  | 1 |  |  | 0.98 |  | Outdoor | near meter
NJSTRE1545607404 |  | Transition Incentive Program | Manahawkin | 8050 | 18 | 11.1 | Residential | No | Behind the Meter | Net-metered residential rooftop and canopy |  | None | Whitman Construction, LLC | AC Electric | Accepted | 2020-09-17 | 2020-09-21 | 2021-10-30 | ENPHASE | iq7PLUS-72-2-US | Inverters | 295 |  | 30 |  |  | 0.975 |  | Outdoor | Microinverters located under modules
NJSTRE1545607439 |  | Transition Incentive Program | Stratford | 8084 | 14 | 12.16 | Residential | No | Behind the Meter | Net-metered residential rooftop and canopy |  | None | Orbit Energy & Power, LLC | AC Electric | Accepted | 2020-09-17 | 2020-09-21 | 2021-10-30 | enphase | iq7-60-2-us | Inverters | 0.24 |  | 38 |  |  | 0.99 |  | Other | 0.99
NJSTRE1545607561 |  | Transition Incentive Program | Randolph | 7869 | 3 | 9.76 | Residential | Yes | Behind the Meter | Net-metered residential rooftop and canopy |  | None | Sunrun Installation Services, Inc. | JCP&L | Accepted | 2020-09-17 | 2020-09-21 | 2021-10-30 | Enphase Energy | IQ7-60-x-US (240V) | Inverters | 240 |  | 32 |  |  | 0.96 |  | Outdoor | Rooftop
NJSTRE1545384691 | NJSRRE1544342633 | Transition Incentive Program | Glassboro | 8028 | 15 | 5.53 | Residential | No | Behind the Meter | Behind the Meter |  | None | Sunny Corp | AC Electric | Eligible for TI Program | 2020-01-31 | 2020-02-05 | 2021-10-30 | PANASONIC | VBHN325KA03 | Solar Panels |  | 0.325 | 9 | 205 | 25 |  | Fixed | Roof
NJSTRE1545384697 | NJSRRE1543547096 | Transition Incentive Program | Irvington | 7111 | 9 | 5.67 | Residential | Yes | Behind the Meter | Net-metered residential rooftop and canopy |  | None | Trinity Solar | PSE&G | Accepted | 2019-12-13 | 2019-12-17 | 2021-10-30 | Hanwha 315 | Q.PEAK DUO BLK-G5 315 | Solar Panels |  | 0.315 | 9 | 221 | 25 |  | Fixed | Roof
NJSTRE1545384702 | NJSRRE1543422220 | Transition Incentive Program | Passaic City | 7055 | 6 | 8.7 | Residential | Yes | Behind the Meter | Behind the Meter |  | None | Sunrun Installation Services, Inc. | PSE&G | Eligible for TI Program | 2019-11-19 | 2019-11-22 | 2021-10-30 | REC Solar | REC290TP2 BLK | Solar Panels |  | 0.29 | 16 | 250 | 45 |  | Fixed | Roof
NJSTRE1545384712 | NJSRRE1543533041 | Transition Incentive Program | Cape May Court House | 8210 | 21 | 7.25 | Residential | Yes | Behind the Meter | Net-metered residential rooftop and canopy |  | None | Vivint Solar Developer, LLC | AC Electric | Accepted | 2019-12-12 | 2019-12-17 | 2021-10-30 | Hanwha Solar | Q. PEAK DUO BLK-G5 315 | Solar Panels |  | 0.315 | 12 | 280 | 24 |  | Fixed | Roof
NJSTRE1545384717 | NJSRRE1544469961 | Transition Incentive Program | UNION | 7083 | 10 | 4.8 | Residential | Yes | Behind the Meter | Net-metered residential rooftop and canopy |  | None | Vivint Solar Developer, LLC | PSE&G | Accepted | 2020-02-19 | 2020-02-21 | 2021-10-30 | JINKO SOLAR | JKM320M-60HBL | Solar Panels |  | 0.32 | 3 | 32 | 9 |  | Fixed | Roof
NJSTRE1545384722 | NJSRRE1544469974 | Transition Incentive Program | Browns Mills | 8015 | 13 | 8.64 | Residential | Yes | Behind the Meter | Behind the Meter |  | None | All Season Solar | JCP&L | Eligible for TI Program | 2020-02-18 | 2020-02-21 | 2021-10-30 | Trina | TSM DD06M05II 320W NOV19 | Solar Panels |  | 0.32 | 27 | 191 | 23 |  | Fixed | Roof
NJSTRE1545384728 | NJSRRE1544150741 | Transition Incentive Program | Millville | 8332 | 20 | 10.56 | Residential | No | Behind the Meter | Behind the Meter |  | None | Maier Solar Engineering dba Solar Me | AC Electric | Eligible for TI Program | 2020-01-09 | 2020-01-14 | 2021-10-30 | Hanwha | Q.Cell Duo BLK-G5 320 | Solar Panels |  | 0.32 | 6 | 266 | 30 |  | Fixed | Roof
NJSTRE1545384728 | NJSRRE1544150741 | Transition Incentive Program | Millville | 8332 | 20 | 10.56 | Residential | No | Behind the Meter | Behind the Meter |  | None | Maier Solar Engineering dba Solar Me | AC Electric | Eligible for TI Program | 2020-01-09 | 2020-01-14 | 2021-10-30 | Hanwha | Q.Cell Duo BLK-G5 320 | Solar Panels |  | 0.32 | 4 | 176 | 40 |  | Fixed | Roof
NJSTRE1545384735 | NJSRRE1544352948 | Transition Incentive Program | Pleasantville | 8232 | 19 | 7.36 | Residential | Yes | Behind the Meter | Net-metered residential rooftop and canopy |  | None | Castle Energy, LLC | AC Electric | Accepted | 2020-02-04 | 2020-02-07 | 2021-10-30 | Hanwha Q-Cells | Q.Peak DUO-G5 320 | Solar Panels |  | 0.32 | 12 | 126 | 35 |  | Fixed | Roof
NJSTRE1545384739 | NJSRRE1543436368 | Transition Incentive Program | Jackson Township | 8527 | 18 | 15.44 | Residential | No | Behind the Meter | Net-metered residential rooftop and canopy |  | None | Suntuity Solar LLC | JCP&L | Accepted | 2019-11-22 | 2019-11-26 | 2021-10-30 | Yingli Green Energy | YL315D-30b | Solar Panels |  | 0.315 | 16 | 35 | 19 |  | Fixed | Roof
NJSTRE1545384739 | NJSRRE1543436368 | Transition Incentive Program | Jackson Township | 8527 | 18 | 15.44 | Residential | No | Behind the Meter | Net-metered residential rooftop and canopy |  | None | Suntuity Solar LLC | JCP&L | Accepted | 2019-11-22 | 2019-11-26 | 2021-10-30 | Yingli Green Energy | YL315D-30b | Solar Panels |  | 0.315 | 8 | 35 | 19 |  | Fixed | Roof
NJSTRE1545384740 | NJSRRE1544501705 | Transition Incentive Program | Voorhees TWP | 8043 | 14 | 0.01 | Residential | No | Behind the Meter | Net-metered residential rooftop and canopy |  | None | Ampericon | PSE&G | Final As-Built Received | 2020-03-06 | 2020-03-09 | 2021-10-30 | Silfab | SLA-M-320 | Solar Panels |  | 0.00032 | 4 | 198 | 20 |  | Fixed | Roof
NJSTRE1545384641 | NJSRRE1544436656 | Transition Incentive Program | Pleasantville | 8232 | 19 | 8.18 | Residential | Yes | Behind the Meter | Net-metered residential rooftop and canopy |  | None | Castle Energy, LLC | AC Electric | Accepted | 2020-02-12 | 2020-02-14 | 2021-10-30 | SunPower | SPR-E20-327-C-AC | Solar Panels |  | 0.327 | 21 | 220 | 39 |  | Fixed | Roof
NJSTRE1545384642 | NJSRRE1543425762 | Transition Incentive Program | Irvington | 7111 | 9 | 10.7 | Residential | Yes | Behind the Meter | Behind the Meter |  | None | Pro Custom Solar dba Momentum Solar | PSE&G | Eligible for TI Program | 2019-11-20 | 2019-11-25 | 2021-10-30 | LG Electronics | LG 345N1C-V5 | Solar Panels |  | 0.345 | 22 | 302 | 2 |  | Fixed | Roof
NJSTRE1545384642 | NJSRRE1543425762 | Transition Incentive Program | Irvington | 7111 | 9 | 10.7 | Residential | Yes | Behind the Meter | Behind the Meter |  | None | Pro Custom Solar dba Momentum Solar | PSE&G | Eligible for TI Program | 2019-11-20 | 2019-11-25 | 2021-10-30 | LG Electronics | LG 345N1C-V5 | Solar Panels |  | 0.345 | 3 | 302 | 50 |  | Fixed | Roof
NJSTRE1545384646 | NJSRRE1544550258 | Transition Incentive Program | JAMESBURG | 8831 | 11 | 5.76 | Residential | Yes | Behind the Meter | Net-metered residential rooftop and canopy |  | None | Vivint Solar Developer, LLC | JCP&L | Accepted | 2020-02-29 | 2020-03-04 | 2021-10-30 | Jinko Solar | JKM320M-60HBL | Solar Panels |  | 0.32 | 3 | 56 | 32 |  | Fixed | Roof
NJSTRE1545384646 | NJSRRE1544550258 | Transition Incentive Program | JAMESBURG | 8831 | 11 | 5.76 | Residential | Yes | Behind the Meter | Net-metered residential rooftop and canopy |  | None | Vivint Solar Developer, LLC | JCP&L | Accepted | 2020-02-29 | 2020-03-04 | 2021-10-30 | Jinko Solar | JKM320M-60HBL | Solar Panels |  | 0.32 | 2 | 326 | 27 |  | Fixed | Roof
NJSTRE1545384650 | NJSRRE1544524620 | Transition Incentive Program | Totowa | 7512 | 6 | 9.61 | Residential | Yes | Behind the Meter | Behind the Meter |  | None | Sunrun Installation Services, Inc. | PSE&G | Eligible for TI Program | 2020-02-24 | 2020-02-27 | 2021-10-30 | REC Solar | REC310TP2M | Solar Panels |  | 0.31 | 7 | 118 | 23 |  | Fixed | Roof
NJSTRE1545384651 | NJSRRE1544545536 | Transition Incentive Program | HAMMONTON | 8037 | 19 | 17.64 | Residential | Yes | Behind the Meter | Net-metered residential rooftop and canopy |  | None | Suntuity Solar LLC | AC Electric | Accepted | 2020-02-27 | 2020-03-02 | 2021-10-30 | Hanwha Solar | Q-Cells 315 Mono | Solar Panels |  | 0.315 | 8 | 131 | 17 |  | Fixed | Roof
NJSTRE1545384655 | NJSRRE1544358305 | Transition Incentive Program | Orange City | 7050 | 9 | 5.27 | Residential | Yes | Behind the Meter | Behind the Meter |  | None | Sunrun Installation Services, Inc. | PSE&G | Eligible for TI Program | 2020-02-05 | 2020-02-07 | 2021-10-30 | REC Solar | REC310TP2M | Solar Panels |  | 0.31 | 13 | 128 | 37 |  | Fixed | Roof
NJSTRE1545384660 | NJSRRE1543826651 | Transition Incentive Program | PARLIN | 8859 | 11 | 8.82 | Residential | Yes | Behind the Meter | Net-metered residential rooftop and canopy |  | None | Vivint Solar Developer, LLC | JCP&L | Accepted | 2019-12-30 | 2020-02-05 | 2021-10-30 | Hanwha Solar | Q.PEAK BLK-G5 315 | Solar Panels |  | 0.315 | 16 | 159 | 19 |  | Fixed | Roof
NJSTRE1545384666 | NJSRRE1543547805 | Transition Incentive Program | Lyndhurst | 7071 | 7 | 6.3 | Residential | Yes | Behind the Meter | Behind the Meter |  | None | Pro Custom Solar dba Momentum Solar | PSE&G | Eligible for TI Program | 2019-12-13 | 2019-12-18 | 2021-10-30 | HANWHA | Q.PEAK DUO BLK-G5 315 | Solar Panels |  | 0.315 | 9 | 216 | 24 |  | Fixed | Roof
NJSTRE1545384670 | NJSRRE1544175361 | Transition Incentive Program | Piscataway | 8854 | 11 | 6.3 | Residential | No | Behind the Meter | Behind the Meter |  | None | Pro Custom Solar dba Momentum Solar | PSE&G | Eligible for TI Program | 2020-01-16 | 2020-01-21 | 2021-10-30 | LG ELECTRONICS | LG 350N1C-V5 | Solar Panels |  | 0.35 | 11 | 153 | 27 |  | Fixed | Roof
NJSTRE1545384254 |  | Transition Incentive Program | Scotch Plains TWP | 7076 | 10 | 14.33 | Residential | No | Behind the Meter | Net-metered residential rooftop and canopy |  | None | Tesla Energy Operations Inc. | PSE&G | Accepted | 2020-07-31 | 2020-08-07 | 2021-10-30 | Tesla | SR60T1 | Solar Panels |  | 0.05847 | 75 | 211 | 40 |  | Fixed | Roof
NJSTRE1545384645 | NJSRRE1544220941 | Transition Incentive Program | Pennsauken | 8110 | 14 | 10.08 | Residential | Yes | Behind the Meter | Net-metered residential rooftop and canopy |  | None | Vivint Solar Developer, LLC | PSE&G | Accepted | 2020-01-24 | 2020-02-03 | 2021-10-30 | HANWHA SOLAR | Q.PEAK BLK-G5 315 | Solar Panels |  | 0.315 | 12 | 146 | 19 |  | Fixed | Roof
NJSTRE1545384652 | NJSRRE1544472550 | Transition Incentive Program | Willingboro | 8046 | 13 | 6.62 | Residential | Yes | Behind the Meter | Net-metered residential rooftop and canopy |  | None | Suntuity Solar LLC | PSE&G | Accepted | 2020-02-19 | 2020-02-21 | 2021-10-30 | Hanwha Solar | Q-Cells 315 Mono | Solar Panels |  | 0.315 | 10 | 304 | 20 |  | Fixed | Roof
NJSTRE1545384654 | NJSRRE1543880425 | Transition Incentive Program | Collingswood | 8108 | 14 | 20.48 | Residential | Yes | Behind the Meter | Behind the Meter |  | None | Sunrun Installation Services, Inc. | PSE&G | Eligible for TI Program | 2020-01-02 | 2020-01-07 | 2021-10-30 | Hanwha Q-Cells | Q.PEAK DUO-G7 320 | Solar Panels |  | 0.32 | 18 | 113 | 18 |  | Fixed | Roof
NJSTRE1545384663 | NJSRRE1544512351 | Transition Incentive Program | RINGWOOD | 7456 | 6 | 7.56 | Residential | No | Behind the Meter | Net-metered residential rooftop and canopy |  | None | Tesla Energy Operations Inc. | Orange Rockland Electric | Accepted | 2020-02-20 | 2020-02-24 | 2021-10-30 | Hanwha Q CELLS | Q.PEAK DUO BLK-G5/SC315 | Solar Panels |  | 0.315 | 16 | 123 | 18 |  | Fixed | Roof
NJSTRE1545384665 | NJSRRE1544450679 | Transition Incentive Program | Bloomsbury | 8804 | 4 | 29.76 | Residential | Yes | Behind the Meter | Net-metered residential ground mount |  | None | Vision Solar LLC | JCP&L | Accepted | 2020-02-14 | 2020-02-18 | 2021-10-30 | sunpower | e20-327-e-ac | Solar Panels |  | 0.327 | 43 | 180 | 30 |  | Fixed | Roof
NJSTRE1545384671 | NJSRRE1544358288 | Transition Incentive Program | Perth Amboy | 8861 | 11 | 5.89 | Residential | Yes | Behind the Meter | Behind the Meter |  | None | Sunrun Installation Services, Inc. | PSE&G | Eligible for TI Program | 2020-02-05 | 2020-02-07 | 2021-10-30 | REC Solar | REC310TP2M | Solar Panels |  | 0.31 | 19 | 200 | 10 |  | Fixed | Roof
NJSTRE1545384684 | NJSRRE1544446844 | Transition Incentive Program | Egg Harbor Township | 8234 | 19 | 10.79 | Residential | Yes | Behind the Meter | Net-metered residential rooftop and canopy |  | None | Castle Energy, LLC | AC Electric | Accepted | 2020-02-13 | 2020-02-21 | 2021-10-30 | SunPower | SPR-E20-327-C-AC | Solar Panels |  | 0.327 | 5 | 201 | 18 |  | Fixed | Roof
NJSTRE1545384690 | NJSRRE1544358215 | Transition Incentive Program | Piscataway | 8854 | 11 | 9.3 | Residential | No | Behind the Meter | Behind the Meter |  | None | Sunrun Installation Services, Inc. | PSE&G | Eligible for TI Program | 2020-02-05 | 2020-02-07 | 2021-10-30 | REC Solar | REC310TP2M | Solar Panels |  | 0.31 | 14 | 116 | 45 |  | Fixed | Roof
NJSTRE1545384690 | NJSRRE1544358215 | Transition Incentive Program | Piscataway | 8854 | 11 | 9.3 | Residential | No | Behind the Meter | Behind the Meter |  | None | Sunrun Installation Services, Inc. | PSE&G | Eligible for TI Program | 2020-02-05 | 2020-02-07 | 2021-10-30 | REC Solar | REC310TP2M | Solar Panels |  | 0.31 | 12 | 296 | 10 |  | Fixed | Roof
NJSTRE1545384700 | NJSRRE1544431345 | Transition Incentive Program | Franklin Twp. | 8823 | 5 | 13.65 | Residential | Yes | Behind the Meter | Net-metered residential ground mount |  | None | Maier Solar Engineering dba Solar Me | PSE&G | Accepted | 2020-02-11 | 2020-02-13 | 2021-10-30 | Panasonic | VBHN325SA17 | Solar Panels |  | 0.325 | 42 | 180 | 23 |  | Fixed | Ground
NJSTRE1545384701 | NJSRRE1544199172 | Transition Incentive Program | Haledon | 7508 | 6 | 7.7 | Residential | No | Behind the Meter | Behind the Meter |  | None | Pro Custom Solar dba Momentum Solar | PSE&G | Eligible for TI Program | 2020-01-20 | 2020-01-23 | 2021-10-30 | LG ELECTRONICS | LG 350N1C-V5 | Solar Panels |  | 0.35 | 11 | 177 | 34 |  | Fixed | Roof
NJSTRE1545384703 | NJSRRE1544545567 | Transition Incentive Program | Saddle Brook | 7663 | 7 | 7.56 | Residential | Yes | Behind the Meter | Net-metered residential rooftop and canopy |  | None | Trinity Solar | PSE&G | Accepted |  | 2020-03-02 | 2021-10-30 | Hanwha 315 | Q.PEAK DUO BLK-G5 315 | Solar Panels |  | 0.315 | 12 | 343 | 11 |  | Fixed | Roof
NJSTRE1545384679 | NJSRRE1544157747 | Transition Incentive Program | Glenwood | 7418 | 1 | 16.96 | Residential | Yes | Behind the Meter | Behind the Meter |  | None | Sunrun Installation Services, Inc. | JCP&L | Eligible for TI Program | 2020-01-10 | 2020-02-19 | 2021-10-30 | Hanwha Q-Cells | Q.PEAK DUO-G7 320 | Solar Panels |  | 0.32 | 7 | 20 | 23 |  | Fixed | Roof
NJSTRE1545384685 | NJSRRE1543555615 | Transition Incentive Program | Edison | 8820 | 11 | 8.51 | Residential | No | Behind the Meter | Net-metered residential rooftop and canopy |  | None | Suntuity Solar LLC | PSE&G | Accepted | 2019-12-17 | 2019-12-20 | 2021-10-30 | Yingli Green Energy | YL315D-30b | Solar Panels |  | 0.315 | 18 | 177 | 30 |  | Fixed | Roof
NJSTRE1545384689 | NJSRRE1543565235 | Transition Incentive Program | NORWOOD | 7648 | 7 | 21.74 | Residential | Yes | Behind the Meter | Net-metered residential rooftop and canopy |  | None | Vivint Solar Developer, LLC | Orange Rockland Electric | Accepted | 2019-12-18 | 2019-12-23 | 2021-10-30 | HANWHA SOLAR | Q.PEAK BLK-G5 315 | Solar Panels |  | 0.315 | 7 | 274 | 33 |  | Fixed | Roof
NJSTRE1545384695 | NJSRRE1543474734 | Transition Incentive Program | Totowa Boro | 7512 | 6 | 11.34 | Residential | Yes | Behind the Meter | Behind the Meter |  | None | Tesla Energy Operations Inc | PSE&G | Eligible for TI Program | 2019-12-03 | 2019-12-06 | 2021-10-30 | Hanwha Q-Cells | Q.Peak DUO BLK-G5/SC315 | Solar Panels |  | 0.315 | 3 | 277 | 30 |  | Fixed | Roof
NJSTRE1545384695 | NJSRRE1543474734 | Transition Incentive Program | Totowa Boro | 7512 | 6 | 11.34 | Residential | Yes | Behind the Meter | Behind the Meter |  | None | Tesla Energy Operations Inc | PSE&G | Eligible for TI Program | 2019-12-03 | 2019-12-06 | 2021-10-30 | Hanwha Q-Cells | Q.Peak DUO BLK-G5/SC315 | Solar Panels |  | 0.315 | 10 | 97 | 30 |  | Fixed | Roof
NJSTRE1545384699 | NJSRRE1543651759 | Transition Incentive Program | South Amboy | 8879 | 11 | 9.16 | Residential | Yes | Behind the Meter | Net-metered residential rooftop and canopy |  | None | SunnyMac LLC | JCP&L | Accepted |  | 2019-12-27 | 2021-10-30 | SunPower | SPR-E20327 | Solar Panels |  | 0.327 | 8 | 150 | 34 |  | Fixed | Roof
NJSTRE1545384699 | NJSRRE1543651759 | Transition Incentive Program | South Amboy | 8879 | 11 | 9.16 | Residential | Yes | Behind the Meter | Net-metered residential rooftop and canopy |  | None | SunnyMac LLC | JCP&L | Accepted |  | 2019-12-27 | 2021-10-30 | SunPower | SPR-E20327 | Solar Panels |  | 0.327 | 10 | 60 | 34 |  | Fixed | Roof
NJSTRE1545384704 | NJSRRE1544354808 | Transition Incentive Program | BURLINGTON | 8016 | 13 | 11.03 | Residential | Yes | Behind the Meter | Net-metered residential rooftop and canopy |  | None | Vivint Solar Developer, LLC | PSE&G | Accepted | 2020-02-06 | 2020-02-07 | 2021-10-30 | HANWHA SOLAR | Q.PEAK BLK-G5 315 | Solar Panels |  | 0.315 | 3 | 271 | 17 |  | Fixed | Roof
NJSTRE1545384710 | NJSRRE1544546652 | Transition Incentive Program | Bridgewater Township | 8836 | 5 | 14.88 | Residential | No | Behind the Meter | Behind the Meter |  | None | Sunrun Installation Services, Inc. | PSE&G | Eligible for TI Program | 2020-02-27 | 2020-03-03 | 2021-10-30 | REC Solar | REC310TP2M | Solar Panels |  | 0.31 | 32 | 245 | 34 |  | Fixed | Roof
NJSTRE1545384714 | NJSRRE1543502165 | Transition Incentive Program | Keyport | 7735 | 17 | 4.73 | Residential | Yes | Behind the Meter | Net-metered residential rooftop and canopy |  | None | Vivint Solar Developer, LLC | JCP&L | Accepted | 2019-12-09 | 2019-12-12 | 2021-10-30 | Hanwha | Q.PEAK BLK-G5 315 | Solar Panels |  | 0.315 | 6 | 191 | 22 |  | Fixed | Roof
NJSTRE1545384719 | NJSRRE1543433821 | Transition Incentive Program | Jersey City | 7307 | 8 | 4.41 | Residential | Yes | Behind the Meter | Net-metered residential rooftop and canopy |  | None | Vivint Solar Developer, LLC | PSE&G | Accepted | 2019-11-25 | 2019-11-25 | 2021-10-30 | HANWHA SOLAR | Q.PEAK BLK-G5 315 | Solar Panels |  | 0.315 | 14 | 295 | 2 |  | Fixed | Roof
NJSTRE1545384720 | NJSRRE1544524192 | Transition Incentive Program | Woodbine | 8270 | 21 | 14.49 | Residential | Yes | Behind the Meter | Behind the Meter |  | None | Trinity Solar | AC Electric | Eligible for TI Program | 2020-02-24 | 2020-02-26 | 2021-10-30 | Hanwha | Q.PEAK DUO BLK-G5 315 | Solar Panels |  | 0.315 | 10 | 290 | 30 |  | Fixed | Roof
NJSTRE1545384636 | NJSRRE1543547384 | Transition Incentive Program | Clifton | 7011 | 6 | 6.93 | Residential | Yes | Behind the Meter | Behind the Meter |  | None | Pro Custom Solar dba Momentum Solar | PSE&G | Eligible for TI Program | 2019-12-13 | 2019-12-17 | 2021-10-30 | HANWHA | Q.PEAK DUO BLK-G5 315 | Solar Panels |  | 0.315 | 10 | 62 | 44 |  | Fixed | Roof
NJSTRE1545384636 | NJSRRE1543547384 | Transition Incentive Program | Clifton | 7011 | 6 | 6.93 | Residential | Yes | Behind the Meter | Behind the Meter |  | None | Pro Custom Solar dba Momentum Solar | PSE&G | Eligible for TI Program | 2019-12-13 | 2019-12-17 | 2021-10-30 | HANWHA | Q.PEAK DUO BLK-G5 315 | Solar Panels |  | 0.315 | 6 | 242 | 20 |  | Fixed | Roof
NJSTRE1545384639 | NJSRRE1544220916 | Transition Incentive Program | Delran | 8075 | 13 | 17.02 | Residential | Yes | Behind the Meter | Net-metered residential rooftop and canopy |  | None | EMT Renewables | PSE&G | Accepted | 2020-01-24 | 2020-01-28 | 2021-10-30 | Sunpower | 370W-BLK-D-AC | Solar Panels |  | 0.37 | 28 | 137 | 21 |  | Fixed | Roof
NJSTRE1545384640 | NJSRRE1543566773 | Transition Incentive Program | Fairview | 7022 | 7 | 12.75 | Residential | Yes | Behind the Meter | Behind the Meter |  | None | Seabright Solar | PSE&G | Eligible for TI Program | 2019-12-18 | 2019-12-23 | 2021-10-30 | Sunpower | SPR-E20-327 | Solar Panels |  | 0.327 | 20 | 213 | 45 |  | Fixed | Roof
NJSTRE1545384647 | NJSRRE1544156349 | Transition Incentive Program | PENNSAUKEN | 8109 | 14 | 8.51 | Residential | Yes | Behind the Meter | Net-metered residential rooftop and canopy |  | None | Vivint Solar Developer, LLC | PSE&G | Accepted | 2020-01-15 | 2020-01-15 | 2021-10-30 | Hanwha Solar | Q.PEAK BLK-G5 315 | Solar Panels |  | 0.315 | 9 | 34 | 34 |  | Fixed | Roof
NJSTRE1545384649 | NJSRRE1543426689 | Transition Incentive Program | Willingboro | 8046 | 13 | 10.15 | Residential | Yes | Behind the Meter | Behind the Meter |  | None | Complete Solar | PSE&G | Eligible for TI Program | 2019-12-09 | 2019-12-09 | 2021-10-30 | LONGI | LR6-60HPB-305M | Solar Panels |  | 0.29 | 35 | 242.5 | 30 |  | Fixed | Roof
NJSTRE1545384658 | NJSRRE1544175240 | Transition Incentive Program | Mays Landing | 8330 | 19 | 8.05 | Residential | Yes | Behind the Meter | Behind the Meter |  | None | Pro Custom Solar dba Momentum Solar | AC Electric | Eligible for TI Program | 2020-01-16 | 2020-01-21 | 2021-10-30 | LG ELECTRONICS | LG 350N1C-V5 | Solar Panels |  | 0.35 | 11 | 256 | 23 |  | Fixed | Roof
NJSTRE1545384658 | NJSRRE1544175240 | Transition Incentive Program | Mays Landing | 8330 | 19 | 8.05 | Residential | Yes | Behind the Meter | Behind the Meter |  | None | Pro Custom Solar dba Momentum Solar | AC Electric | Eligible for TI Program | 2020-01-16 | 2020-01-21 | 2021-10-30 | LG ELECTRONICS | LG 350N1C-V5 | Solar Panels |  | 0.35 | 12 | 76 | 23 |  | Fixed | Roof
NJSTRE1545384664 | NJSRRE1544320880 | Transition Incentive Program | Maple Shade | 8052 | 13 | 6.3 | Residential | Yes | Behind the Meter | Behind the Meter |  | None | Pro Custom Solar dba Momentum Solar | PSE&G | Eligible for TI Program | 2020-01-29 | 2020-01-31 | 2021-10-30 | lg electronics | LG 350N1C-V5 | Solar Panels |  | 0.35 | 14 | 217 | 40 |  | Fixed | Roof
NJSTRE1545384664 | NJSRRE1544320880 | Transition Incentive Program | Maple Shade | 8052 | 13 | 6.3 | Residential | Yes | Behind the Meter | Behind the Meter |  | None | Pro Custom Solar dba Momentum Solar | PSE&G | Eligible for TI Program | 2020-01-29 | 2020-01-31 | 2021-10-30 | lg electronics | LG 350N1C-V5 | Solar Panels |  | 0.35 | 4 | 37 | 21 |  | Fixed | Roof
NJSTRE1545384668 | NJSRRE1544192829 | Transition Incentive Program | Edison | 8817 | 11 | 199.29 | Commercial | No | Behind the Meter | Net-metered non-residential rooftop and canopy |  | None | US Clean Energy Construction Inc. | PSE&G | Accepted |  | 2020-01-24 | 2021-10-30 | Qcells | Qcells 390 | Solar Panels |  | 0.39 | 144 | 64.5 | 10 |  | Fixed | Roof
NJSTRE1545384668 | NJSRRE1544192829 | Transition Incentive Program | Edison | 8817 | 11 | 199.29 | Commercial | No | Behind the Meter | Net-metered non-residential rooftop and canopy |  | None | US Clean Energy Construction Inc. | PSE&G | Accepted |  | 2020-01-24 | 2021-10-30 | Qcell | Qcell 390W | Solar Panels |  | 0.39 | 367 | 244.5 | 10 |  | Fixed | Roof
NJSTRE1545384669 | NJSRRE1544326290 | Transition Incentive Program | Pleasantville | 8232 | 19 | 14.4 | Residential | Yes | Behind the Meter | Net-metered residential rooftop and canopy |  | None | Castle Energy, LLC | AC Electric | Accepted | 2020-01-29 | 2020-02-03 | 2021-10-30 | SunPower | SPR-X22-360-E-AC | Solar Panels |  | 0.36 | 7 | 259 | 35 |  | Fixed | Roof
NJSTRE1545384704 | NJSRRE1544354808 | Transition Incentive Program | BURLINGTON | 8016 | 13 | 11.03 | Residential | Yes | Behind the Meter | Net-metered residential rooftop and canopy |  | None | Vivint Solar Developer, LLC | PSE&G | Accepted | 2020-02-06 | 2020-02-07 | 2021-10-30 | HANWHA SOLAR | Q.PEAK BLK-G5 315 | Solar Panels |  | 0.315 | 8 | 91 | 17 |  | Fixed | Roof
NJSTRE1545384710 | NJSRRE1544546652 | Transition Incentive Program | Bridgewater Township | 8836 | 5 | 14.88 | Residential | No | Behind the Meter | Behind the Meter |  | None | Sunrun Installation Services, Inc. | PSE&G | Eligible for TI Program | 2020-02-27 | 2020-03-03 | 2021-10-30 | REC Solar | REC310TP2M | Solar Panels |  | 0.31 | 4 | 65 | 23 |  | Fixed | Roof
NJSTRE1545384713 | NJSRRE1544501704 | Transition Incentive Program | Teaneck | 7666 | 7 | 4.73 | Residential | Yes | Behind the Meter | Net-metered residential rooftop and canopy |  | None | Vision Solar LLC | PSE&G | Accepted | 2020-02-19 | 2020-02-25 | 2021-10-30 | hanwa qcells | qpeak duo g5 315 | Solar Panels |  | 0.315 | 13 | 110 | 34 |  | Fixed | Roof
NJSTRE1545384733 | NJSRRE1544514389 | Transition Incentive Program | Ewing | 8638 | 12 | 10.71 | Residential | Yes | Behind the Meter | Net-metered residential rooftop and canopy |  | None | Vision Solar LLC | PSE&G | Accepted | 2020-02-21 | 2020-02-25 | 2021-10-30 | hanwa qcells | qpeak duo g5 315 | Solar Panels |  | 0.315 | 8 | 128 | 22 |  | Fixed | Roof
NJSTRE1545384737 | NJSRRE1543474185 | Transition Incentive Program | Irvington | 7111 | 9 | 3.45 | Residential | Yes | Behind the Meter | Behind the Meter |  | None | Pro Custom Solar dba Momentum Solar | PSE&G | Eligible for TI Program | 2019-12-03 | 2019-12-05 | 2021-10-30 | LG Electronics | LG 345N1C-V5 | Solar Panels |  | 0.345 | 3 | 208 | 8 |  | Fixed | Roof
NJSTRE1545384744 | NJSRRE1544113878 | Transition Incentive Program | South Amboy | 8879 | 11 | 4.29 | Residential | No | Behind the Meter | Behind the Meter |  | None | Sunrun Installation Services, Inc. | JCP&L | Eligible for TI Program | 2020-01-07 | 2020-01-09 | 2021-10-30 | LG Electronics | LG330N1C-A5 | Solar Panels |  | 0.33 | 7 | 210 | 23 |  | Fixed | Roof
NJSTRE1545384746 | NJSRRE1544514520 | Transition Incentive Program | BRICK | 8723 | 18 | 7.68 | Residential | Yes | Behind the Meter | Net-metered residential rooftop and canopy |  | None | Vivint Solar Developer, LLC | JCP&L | Accepted | 2020-02-22 | 2020-02-25 | 2021-10-30 | JINKO SOLAR | JKM320M-60HBL | Solar Panels |  | 0.32 | 10 | 300 | 21 |  | Fixed | Roof
NJSTRE1545384753 | NJSRRE1544316814 | Transition Incentive Program | Middletown | 7748 | 17 | 8.19 | Residential | Yes | Behind the Meter | Net-metered residential rooftop and canopy |  | None | Vivint Solar Developer, LLC | JCP&L | Accepted | 2020-01-28 | 2020-01-31 | 2021-10-30 | Hanwha Solar | Q.PEAK BLK-G5 315 | Solar Panels |  | 0.315 | 18 | 242 | 23 |  | Fixed | Roof
NJSTRE1545384763 | NJSRRE1544529499 | Transition Incentive Program | Brick | 8723 | 18 | 7.56 | Residential | Yes | Behind the Meter | Net-metered residential rooftop and canopy |  | None | Suntuity Solar LLC | JCP&L | Final As-Built Received | 2020-02-25 | 2020-02-27 | 2021-10-30 | Hanwha Solar | Q-Cells 315 Mono | Solar Panels |  | 0.315 | 5 | 273 | 22 |  | Fixed | Roof
NJSTRE1545384765 | NJSRRE1544333455 | Transition Incentive Program | ORANGE | 7050 | 9 | 8.19 | Residential | Yes | Behind the Meter | Net-metered residential rooftop and canopy |  | None | Vivint Solar Developer, LLC | PSE&G | Accepted | 2020-01-30 | 2020-02-03 | 2021-10-30 | HANWHA SOLAR | Q.PEAK BLK-G5 315 | Solar Panels |  | 0.315 | 3 | 122 | 14 |  | Fixed | Roof
NJSTRE1545384781 | NJSRRE1544413056 | Transition Incentive Program | IRVINGTON | 7111 | 9 | 11.52 | Residential | Yes | Behind the Meter | Net-metered residential rooftop and canopy |  | None | Vivint Solar Developer, LLC | PSE&G | Accepted | 2020-02-06 | 2020-02-10 | 2021-10-30 | JINKO SOLAR | JKM320M-60HBL | Solar Panels |  | 0.32 | 27 | 306 | 4 |  | Fixed | Roof
NJSTRE1545384781 | NJSRRE1544413056 | Transition Incentive Program | IRVINGTON | 7111 | 9 | 11.52 | Residential | Yes | Behind the Meter | Net-metered residential rooftop and canopy |  | None | Vivint Solar Developer, LLC | PSE&G | Accepted | 2020-02-06 | 2020-02-10 | 2021-10-30 | JINKO SOLAR | JKM320M-60HBL | Solar Panels |  | 0.32 | 4 | 126 | 41 |  | Fixed | Roof
NJSTRE1545607576 |  | Transition Incentive Program | Perth Amboy | 8861 | 11 | 8.96 | Residential | No | Behind the Meter | Net-metered residential rooftop and canopy |  | None | New Jersey Suntech | PSE&G | Accepted | 2020-09-17 | 2020-09-21 | 2021-10-30 | Solaredge | SE7600-US | Inverters | 7600 |  | 1 |  |  | 0.97 |  | Outside | Side of house
NJSTRE1545607601 |  | Transition Incentive Program | WESTAMPTON | 8060 | 13 | 14.95 | Residential | Yes | Behind the Meter | Net-metered residential rooftop and canopy |  | None | Vivint Solar Developer, LLC | PSE&G | Accepted | 2020-09-23 | 2020-09-23 | 2021-10-30 | SOLAREDGE | SE3800H-US | Inverters | 3800 |  | 1 |  |  | 0.992 |  | Outdoor | Near the Utility Meter
NJSTRE1545607620 |  | Transition Incentive Program | Mantua | 8051 | 15 | 10.2 | Residential | No | Behind the Meter | Net-metered residential rooftop and canopy |  | None | Maier Solar Engineering dba Solar Me | AC Electric | Accepted | 2020-09-17 | 2020-09-24 | 2021-10-30 | Enphase | IQ7+ | Inverters | 290 |  | 30 |  |  | 0.96 |  | Outdoor | Next to meter
NJSTRE1545607739 |  | Transition Incentive Program | Hillsborough | 8844 | 5 | 7.3 | Residential | No | Behind the Meter | Net-metered residential rooftop and canopy |  | PSEG | Maier Solar Engineering dba Solar Me | PSE&G | Accepted | 2020-09-17 | 2020-09-21 | 2021-10-30 | Enphase | IQ7+ | Inverters | 290 |  | 20 |  |  | 0.96 |  | Outdoor | Next to meter
NJSTRE1545608570 |  | Transition Incentive Program | Highstown | 8520 | 12 | 10.72 | Residential | No | Behind the Meter | Net-metered residential rooftop and canopy |  | None | Green Power energy | JCP&L | Accepted | 2020-09-17 | 2020-09-21 | 2021-10-30 | Enphase Energy | IQ7PLUS-72-2-US (240V) | Inverters | 290 |  | 32 |  |  | 0.975 |  | Outside | NEXT TO METER
NJSTRE1545608600 |  | Transition Incentive Program | Toms River | 8757 | 18 | 4.03 | Residential | Yes | Behind the Meter | Net-metered residential rooftop and canopy |  | None | Bright Planet Solar | JCP&L | Accepted | 2020-09-17 | 2020-09-24 | 2021-10-30 | SOLAR EDGE | SE3800H-USRGM | Inverters | 3800 |  | 1 |  |  | 0.98 |  | Outdoor | OUTSIDE
NJSTRE1545608700 |  | Transition Incentive Program | Mine Hill Township | 7803 | 3 | 4.34 | Residential | No | Behind the Meter | Net-metered residential rooftop and canopy |  | None | Sunrun, Inc. | JCP&L | Accepted | 2020-09-17 | 2020-09-21 | 2021-10-30 | Enphase Energy | IQ7-60-x-US (240V) | Inverters | 240 |  | 14 |  |  | 0.96 |  | Outdoor | Rooftop
NJSTRE1545609067 | NJSRRE1543477465 | Transition Incentive Program | Kendall Park | 8824 | 11 | 14.07 | Residential | Yes | Behind the Meter | Net-metered residential rooftop and canopy |  | None | Pro Custom Solar dba Momentum Solar | PSE&G | Final As-Built Received | 2019-12-04 | 2019-12-06 | 2021-10-30 | Enphase Energy | IQ7-60-2-US | Inverters | 240 |  | 42 |  |  | 0.97 |  | Outdoor | Roof
NJSTRE1545609072 | NJSRRE1544220010 | Transition Incentive Program | Belvidere | 7823 | 2 | 11.47 | Residential | Yes | Behind the Meter | Behind the Meter |  | None | Sunrun Installation Services, Inc. | JCP&L | Eligible for TI Program | 2020-01-24 | 2020-01-28 | 2021-10-30 | Enphase Energy | IQ7-60-x-US (240V) | Inverters | 240 |  | 37 |  |  | 0.96 |  | Outdoor | Rooftop
NJSTRE1545609082 | NJSRRE1544550141 | Transition Incentive Program | Perth Amboy City | 8861 | 11 | 5.89 | Residential | No | Behind the Meter | Net-metered residential rooftop and canopy |  | None | Sunrun Installation Services, Inc. | PSE&G | Final As-Built Received | 2020-02-28 | 2020-03-04 | 2021-10-30 | Delta Electronics | M5-TL-US | Inverters | 5000 |  | 1 |  |  | 0.96 |  | Outdoor | Next To Meter
NJSTRE1545609198 |  | Transition Incentive Program | Cherry Hill Twp | 8002 | 14 | 12.71 | Residential | No | Behind the Meter | Net-metered residential rooftop and canopy |  | None | Bright Planet Solar | PSE&G | Accepted | 2020-09-17 | 2020-09-24 | 2021-10-30 | SOLAR EDGE | SE10000H-USRGM | Inverters | 10000 |  | 1 |  |  | 0.98 |  | Outdoor | OUTSIDE
NJSTRE1545609241 |  | Transition Incentive Program | EGG HARBOR TOWNSHIP | 8234 | 19 | 7.44 | Residential | No | Behind the Meter | Net-metered residential rooftop and canopy |  | None | Bright Planet Solar | AC Electric | Accepted | 2020-09-17 | 2020-09-24 | 2021-10-30 | SOLAR EDGE | SE5000H-USRGM | Inverters | 5000 |  | 1 |  |  | 0.98 |  | Outdoor | OUTSIDE
NJSTRE1545609254 | NJSRRE1544334145 | Transition Incentive Program | Franklin Lakes | 7417 | 7 | 11.78 | Residential | No | Behind The Meter | Behind the Meter |  | None | Sunrun Installation Services, Inc. | Orange Rockland Electric | Eligible for TI Program | 2020-01-30 | 2020-02-04 | 2021-10-30 | Enphase Energy | IQ7-60-x-US (240V) | Inverters | 240 |  | 38 |  |  | 0.96 |  | Outdoor | Rooftop
NJSTRE1545384725 | NJSRRE1544446885 | Transition Incentive Program | Estelle Manor | 8319 | 19 | 18 | Residential | Yes | Behind the Meter | Net-metered residential ground mount |  | None | All Season Solar | AC Electric | Accepted | 2020-02-13 | 2020-02-18 | 2021-10-30 | Jinko | JKM300M-60 300W | Solar Panels |  | 0.3 | 60 | 180 | 25 |  | Fixed | Ground
NJSTRE1545384726 | NJSRRE1544512016 | Transition Incentive Program | Newark | 7106 | 9 | 4.65 | Residential | No | Behind the Meter | Net-metered residential rooftop and canopy |  | None | Whitman Construction, LLC | PSE&G | Accepted | 2020-02-20 | 2020-02-24 | 2021-10-30 | Trina Solar | TSM-310DD05A | Solar Panels |  | 0.31 | 15 | 112 | 35 |  | Fixed | Roof
NJSTRE1545384738 | NJSRRE1543474751 | Transition Incentive Program | PATERSON | 7513 | 6 | 8.19 | Residential | Yes | Behind the Meter | Behind the Meter |  | None | Pro Custom Solar dba Momentum Solar | PSE&G | Eligible for TI Program | 2019-12-03 | 2019-12-06 | 2021-10-30 | Hanwha | Q.Peak DUO BLK-G5 315 | Solar Panels |  | 0.315 | 5 | 279 | 34 |  | Fixed | Roof
NJSTRE1545384747 | NJSRRE1544529900 | Transition Incentive Program | Dover | 7801 | 3 | 53.2 | Commercial | No | Behind the Meter | Net-metered non-residential rooftop and canopy |  | None | Bysolar Inc. | JCP&L | Accepted | 2020-03-11 | 2020-03-11 | 2021-10-30 | Trinasolar | TSM-DE14A PERC MONO 370-380W | Solar Panels |  | 0.38 | 140 | 170 | 5 |  | Fixed | Roof | OUTSIDE
NJSTRE1545384748 | NJSRRE1544540674 | Transition Incentive Program | Mickelton | 8056 | 15 | 10.08 | Residential | No | Behind the Meter | Behind the Meter |  | None | Sunny Corp | AC Electric | Eligible for TI Program | 2020-02-26 | 2020-03-02 | 2021-10-30 | Panasonic | 325KA03 | Solar Panels |  | 0.325 | 2 | 58 | 41 |  | Fixed | Roof
NJSTRE1545384748 | NJSRRE1544540674 | Transition Incentive Program | Mickelton | 8056 | 15 | 10.08 | Residential | No | Behind the Meter | Behind the Meter |  | None | Sunny Corp | AC Electric | Eligible for TI Program | 2020-02-26 | 2020-03-02 | 2021-10-30 | Panasonic | 325ka03 | Solar Panels |  | 0.325 | 27 | 148 | 33 |  | Fixed | Roof
NJSTRE1545384752 | NJSRRE1544419258 | Transition Incentive Program | WEST ORANGE | 7052 | 9 | 6.65 | Residential | No | Behind the Meter | Behind the Meter |  | None | Infinity Solar Systems | PSE&G | Eligible for TI Program | 2020-02-07 | 2020-02-11 | 2021-10-30 | LG | LG350N1C-V5 | Solar Panels |  | 0.35 | 8 | 208 | 17 |  | Fixed | Roof
NJSTRE1545384757 | NJSRRE1543509268 | Transition Incentive Program | Cranbury | 8831 | 11 | 54.67 | Commercial | No | Behind the Meter | Net-metered non-residential rooftop and canopy |  | None | Green Power Energy | PSE&G | Final As-Built Received |  | 2019-12-13 | 2021-10-30 | Trina Solar | TSM-385DE14H(II) | Solar Panels |  | 0.385 | 20 | 180 | 15 |  | Fixed | Roof
NJSTRE1545384765 | NJSRRE1544333455 | Transition Incentive Program | ORANGE | 7050 | 9 | 8.19 | Residential | Yes | Behind the Meter | Net-metered residential rooftop and canopy |  | None | Vivint Solar Developer, LLC | PSE&G | Accepted | 2020-01-30 | 2020-02-03 | 2021-10-30 | HANWHA SOLAR | Q.PEAK BLK-G5 315 | Solar Panels |  | 0.315 | 3 | 32 | 37 |  | Fixed | Roof
NJSTRE1545384770 | NJSRRE1544185702 | Transition Incentive Program | Lakewood Township | 8701 | 18 | 7.26 | Residential | No | Behind the Meter | Behind the Meter |  | None | Sunrun Installation Services, Inc. | JCP&L | Eligible for TI Program | 2020-01-16 | 2020-01-21 | 2021-10-30 | REC Solar | REC310TP2M | Solar Panels |  | 0.33 | 7 | 97 | 9 |  | Fixed | Roof
NJSTRE1545384775 | NJSRRE1544442824 | Transition Incentive Program | Cream Ridge | 8514 | 17 | 18.91 | Residential | No | Behind the Meter | Behind the Meter |  | None | Sunrun Installation Services, Inc. | JCP&L | Eligible for TI Program | 2020-02-13 | 2020-02-18 | 2021-10-30 | REC Solar | REC310TP2M | Solar Panels |  | 0.31 | 9 | 292 | 27 |  | Fixed | Roof
NJSTRE1545384775 | NJSRRE1544442824 | Transition Incentive Program | Cream Ridge | 8514 | 17 | 18.91 | Residential | No | Behind the Meter | Behind the Meter |  | None | Sunrun Installation Services, Inc. | JCP&L | Eligible for TI Program | 2020-02-13 | 2020-02-18 | 2021-10-30 | REC Solar | REC310TP2M | Solar Panels |  | 0.31 | 36 | 178 | 34 |  | Fixed | Roof
NJSTRE1545384683 | NJSRRE1544113874 | Transition Incentive Program | Little Egg Harbor Township | 8087 | 18 | 12.21 | Residential | No | Behind the Meter | Net-metered residential rooftop and canopy |  | None | Whitman Construction, LLC | AC Electric | Accepted | 2020-01-07 | 2020-01-09 | 2021-10-30 | Panasonic | VBHN330SA17 | Solar Panels |  | 0.33 | 3 | 153 | 41 |  | Fixed | Roof
NJSTRE1545384683 | NJSRRE1544113874 | Transition Incentive Program | Little Egg Harbor Township | 8087 | 18 | 12.21 | Residential | No | Behind the Meter | Net-metered residential rooftop and canopy |  | None | Whitman Construction, LLC | AC Electric | Accepted | 2020-01-07 | 2020-01-09 | 2021-10-30 | Panasonic | VBHN330SA17 | Solar Panels |  | 0.33 | 6 | 245 | 30 |  | Fixed | Roof
NJSTRE1545384683 | NJSRRE1544113874 | Transition Incentive Program | Little Egg Harbor Township | 8087 | 18 | 12.21 | Residential | No | Behind the Meter | Net-metered residential rooftop and canopy |  | None | Whitman Construction, LLC | AC Electric | Accepted | 2020-01-07 | 2020-01-09 | 2021-10-30 | Panasonic | VBHN330SA17 | Solar Panels |  | 0.33 | 19 | 243 | 30 |  | Fixed | Roof
NJSTRE1545384687 | NJSRRE1543482526 | Transition Incentive Program | Jersey City | 7306 | 8 | 2.44 | Residential | No | Behind the Meter | Net-metered residential rooftop and canopy |  | None | Amergy Solar | PSE&G | Accepted | 2019-12-05 | 2019-12-10 | 2021-10-30 | Canadian Solar | CS6K-305MS | Solar Panels |  | 0.305 | 8 | 205 | 27 |  | Fixed | Roof
NJSTRE1545384692 | NJSRRE1543502216 | Transition Incentive Program | Jamesburg | 8831 | 11 | 6.93 | Residential | No | Behind the Meter | Behind the Meter |  | None | Sunrun Installation Services, Inc. | JCP&L | Eligible for TI Program | 2019-12-09 | 2019-12-12 | 2021-10-30 | LG Electronics | LG330N1C-A5 | Solar Panels |  | 0.33 | 21 | 250 | 34 |  | Fixed | Roof
NJSTRE1545384696 | NJSRRE1544413071 | Transition Incentive Program | CHERRY HILL | 8002 | 14 | 7.56 | Residential | Yes | Behind the Meter | Net-metered residential rooftop and canopy |  | None | Vivint Solar Developer, LLC | PSE&G | Accepted | 2020-02-06 | 2020-02-10 | 2021-10-30 | Hanwha Solar | Q.PEAK BLK-G5 315 | Solar Panels |  | 0.315 | 13 | 41 | 24 |  | Fixed | Roof
NJSTRE1545384697 | NJSRRE1543547096 | Transition Incentive Program | Irvington | 7111 | 9 | 5.67 | Residential | Yes | Behind the Meter | Net-metered residential rooftop and canopy |  | None | Trinity Solar | PSE&G | Accepted | 2019-12-13 | 2019-12-17 | 2021-10-30 | Hanwha 315 | Q.PEAK DUO BLK-G5 315) | Solar Panels |  | 0.315 | 9 | 221 | 25 |  | Fixed | Roof
NJSTRE1545384702 | NJSRRE1543422220 | Transition Incentive Program | Passaic City | 7055 | 6 | 8.7 | Residential | Yes | Behind the Meter | Behind the Meter |  | None | Sunrun Installation Services, Inc. | PSE&G | Eligible for TI Program | 2019-11-19 | 2019-11-22 | 2021-10-30 | REC Solar | REC290TP2 BLK | Solar Panels |  | 0.29 | 14 | 70 | 45 |  | Fixed | Roof
NJSTRE1545384707 | NJSRRE1543586587 | Transition Incentive Program | clementon | 8021 | 14 | 120.12 | Commercial | Yes | Behind the Meter | Behind the Meter |  | None | Hytek Energy | AC Electric | Eligible for TI Program | 2019-12-30 | 2019-12-30 | 2021-10-30 | axitec | axitec premium hc 385 | Solar Panels |  | 0.385 | 312 | 239 | 10 |  | Fixed | Roof
NJSTRE1545384712 | NJSRRE1543533041 | Transition Incentive Program | Cape May Court House | 8210 | 21 | 7.25 | Residential | Yes | Behind the Meter | Net-metered residential rooftop and canopy |  | None | Vivint Solar Developer, LLC | AC Electric | Accepted | 2019-12-12 | 2019-12-17 | 2021-10-30 | Hanwha Solar | Q. PEAK DUO BLK-G5 315 | Solar Panels |  | 0.315 | 11 | 100 | 24 |  | Fixed | Roof
NJSTRE1545384717 | NJSRRE1544469961 | Transition Incentive Program | UNION | 7083 | 10 | 4.8 | Residential | Yes | Behind the Meter | Net-metered residential rooftop and canopy |  | None | Vivint Solar Developer, LLC | PSE&G | Accepted | 2020-02-19 | 2020-02-21 | 2021-10-30 | JINKO SOLAR | JKM320M-60HBL | Solar Panels |  | 0.32 | 6 | 212 | 19 |  | Fixed | Roof
NJSTRE1545384717 | NJSRRE1544469961 | Transition Incentive Program | UNION | 7083 | 10 | 4.8 | Residential | Yes | Behind the Meter | Net-metered residential rooftop and canopy |  | None | Vivint Solar Developer, LLC | PSE&G | Accepted | 2020-02-19 | 2020-02-21 | 2021-10-30 | JINKO SOLAR | JKM320M-60HBL | Solar Panels |  | 0.32 | 6 | 212 | 39 |  | Fixed | Roof
NJSTRE1545384730 | NJSRRE1544456600 | Transition Incentive Program | West New York | 7093 | 8 | 3.35 | Residential | Yes | Behind the Meter | Net-metered residential rooftop and canopy |  | None | Vision Solar LLC | PSE&G | Accepted | 2020-02-14 | 2020-02-19 | 2021-10-30 | lg solar | lg335n1k-v5 | Solar Panels |  | 0.335 | 4 | 213 | 39 |  | Fixed | Roof
NJSTRE1545384731 | NJSRRE1544343734 | Transition Incentive Program | Camden | 8104 | 14 | 7.92 | Residential | Yes | Behind the Meter | Net-metered residential rooftop and canopy |  | None | Castle Energy, LLC | PSE&G | Accepted | 2020-01-31 | 2020-02-05 | 2021-10-30 | Solaria | 360R-PD | Solar Panels |  | 0.36 | 22 | 0 | 0 |  | Fixed | Roof
NJSTRE1545384737 | NJSRRE1543474185 | Transition Incentive Program | Irvington | 7111 | 9 | 3.45 | Residential | Yes | Behind the Meter | Behind the Meter |  | None | Pro Custom Solar dba Momentum Solar | PSE&G | Eligible for TI Program | 2019-12-03 | 2019-12-05 | 2021-10-30 | LG Electronics | LG 345N1C-V5 | Solar Panels |  | 0.345 | 7 | 28 | 33 |  | Fixed | Roof
NJSTRE1545384738 | NJSRRE1543474751 | Transition Incentive Program | PATERSON | 7513 | 6 | 8.19 | Residential | Yes | Behind the Meter | Behind the Meter |  | None | Pro Custom Solar dba Momentum Solar | PSE&G | Eligible for TI Program | 2019-12-03 | 2019-12-06 | 2021-10-30 | Hanwha | Q.Peak DUO BLK-G5 315 | Solar Panels |  | 0.315 | 21 | 99 | 35 |  | Fixed | Roof
NJSTRE1545384748 | NJSRRE1544540674 | Transition Incentive Program | Mickelton | 8056 | 15 | 10.08 | Residential | No | Behind the Meter | Behind the Meter |  | None | Sunny Corp | AC Electric | Eligible for TI Program | 2020-02-26 | 2020-03-02 | 2021-10-30 | Panasonic | 325KA03 | Solar Panels |  | 0.325 | 2 | 238 | 41 |  | Fixed | Roof
NJSTRE1545384752 | NJSRRE1544419258 | Transition Incentive Program | WEST ORANGE | 7052 | 9 | 6.65 | Residential | No | Behind the Meter | Behind the Meter |  | None | Infinity Solar Systems | PSE&G | Eligible for TI Program | 2020-02-07 | 2020-02-11 | 2021-10-30 | LG | LG350N1C-V5 | Solar Panels |  | 0.35 | 3 | 118 | 17 |  | Fixed | Roof
NJSTRE1545384757 | NJSRRE1543509268 | Transition Incentive Program | Cranbury | 8831 | 11 | 54.67 | Commercial | No | Behind the Meter | Net-metered non-residential rooftop and canopy |  | None | Green Power Energy | PSE&G | Final As-Built Received |  | 2019-12-13 | 2021-10-30 | Trina Solar | TSM-385DE14H(II) | Solar Panels |  | 0.385 | 90 | 180 | 15 |  | Fixed | Roof
NJSTRE1545384757 | NJSRRE1543509268 | Transition Incentive Program | Cranbury | 8831 | 11 | 54.67 | Commercial | No | Behind the Meter | Net-metered non-residential rooftop and canopy |  | None | Green Power Energy | PSE&G | Final As-Built Received |  | 2019-12-13 | 2021-10-30 | Trina Solar | TSM-385DE14H(II) | Solar Panels |  | 0.385 | 18 | 180 | 15 |  | Fixed | Roof
NJSTRE1545384763 | NJSRRE1544529499 | Transition Incentive Program | Brick | 8723 | 18 | 7.56 | Residential | Yes | Behind the Meter | Net-metered residential rooftop and canopy |  | None | Suntuity Solar LLC | JCP&L | Final As-Built Received | 2020-02-25 | 2020-02-27 | 2021-10-30 | Hanwha Solar | Q-Cells 315 Mono | Solar Panels |  | 0.315 | 2 | 93 | 22 |  | Fixed | Roof
NJSTRE1545384765 | NJSRRE1544333455 | Transition Incentive Program | ORANGE | 7050 | 9 | 8.19 | Residential | Yes | Behind the Meter | Net-metered residential rooftop and canopy |  | None | Vivint Solar Developer, LLC | PSE&G | Accepted | 2020-01-30 | 2020-02-03 | 2021-10-30 | HANWHA SOLAR | Q.PEAK BLK-G5 315 | Solar Panels |  | 0.315 | 12 | 302 | 37 |  | Fixed | Roof
NJSTRE1545384770 | NJSRRE1544185702 | Transition Incentive Program | Lakewood Township | 8701 | 18 | 7.26 | Residential | No | Behind the Meter | Behind the Meter |  | None | Sunrun Installation Services, Inc. | JCP&L | Eligible for TI Program | 2020-01-16 | 2020-01-21 | 2021-10-30 | REC Solar | REC310TP2M | Solar Panels |  | 0.33 | 15 | 97 | 27 |  | Fixed | Roof
NJSTRE1545384775 | NJSRRE1544442824 | Transition Incentive Program | Cream Ridge | 8514 | 17 | 18.91 | Residential | No | Behind the Meter | Behind the Meter |  | None | Sunrun Installation Services, Inc. | JCP&L | Eligible for TI Program | 2020-02-13 | 2020-02-18 | 2021-10-30 | REC Solar | REC310TP2M | Solar Panels |  | 0.31 | 8 | 112 | 27 |  | Fixed | Roof
NJSTRE1545384775 | NJSRRE1544442824 | Transition Incentive Program | Cream Ridge | 8514 | 17 | 18.91 | Residential | No | Behind the Meter | Behind the Meter |  | None | Sunrun Installation Services, Inc. | JCP&L | Eligible for TI Program | 2020-02-13 | 2020-02-18 | 2021-10-30 | REC Solar | REC310TP2M | Solar Panels |  | 0.31 | 8 | 292 | 19 |  | Fixed | Roof
NJSTRE1545384760 | NJSRRE1544374114 | Transition Incentive Program | Paterson | 7504 | 6 | 9.1 | Residential | Yes | Behind the Meter | Behind the Meter |  | None | Pro Custom Solar dba Momentum Solar | PSE&G | Eligible for TI Program | 2020-02-05 | 2020-02-10 | 2021-10-30 | lg electronics | LG 350N1C-V5 | Solar Panels |  | 0.35 | 3 | 189 | 29 |  | Fixed | Roof
NJSTRE1545384760 | NJSRRE1544374114 | Transition Incentive Program | Paterson | 7504 | 6 | 9.1 | Residential | Yes | Behind the Meter | Behind the Meter |  | None | Pro Custom Solar dba Momentum Solar | PSE&G | Eligible for TI Program | 2020-02-05 | 2020-02-10 | 2021-10-30 | lg electronics | LG 350N1C-V5 | Solar Panels |  | 0.35 | 8 | 9 | 29 |  | Fixed | Roof
NJSTRE1545384767 | NJSRRE1544153980 | Transition Incentive Program | WOODBURY | 8096 | 15 | 6.3 | Residential | Yes | Behind the Meter | Net-metered residential rooftop and canopy |  | None | Vivint Solar Developer, LLC | PSE&G | Accepted | 2020-01-09 | 2020-01-14 | 2021-10-30 | Hanwha Solar | Q.PEAK BLK-G5 315 | Solar Panels |  | 0.315 | 5 | 299 | 45 |  | Fixed | Roof
NJSTRE1545384767 | NJSRRE1544153980 | Transition Incentive Program | WOODBURY | 8096 | 15 | 6.3 | Residential | Yes | Behind the Meter | Net-metered residential rooftop and canopy |  | None | Vivint Solar Developer, LLC | PSE&G | Accepted | 2020-01-09 | 2020-01-14 | 2021-10-30 | Hanwha Solar | Q.PEAK BLK-G5 315 | Solar Panels |  | 0.315 | 4 | 299 | 45 |  | Fixed | Roof
NJSTRE1545384769 | NJSRRE1543498260 | Transition Incentive Program | Plainfield | 7063 | 10 | 6.67 | Residential | Yes | Behind the Meter | Behind the Meter |  | None | Sunrun Installation Services, Inc. | PSE&G | Eligible for TI Program | 2019-12-06 | 2019-12-10 | 2021-10-30 | REC Solar | REC290TP2 BLK | Solar Panels |  | 0.29 | 23 | 228 | 18 |  | Fixed | Roof
NJSTRE1545384786 | NJSRRE1544529781 | Transition Incentive Program | Hamilton Township | 8690 | 12 | 5.85 | Residential | No | Behind the Meter | Net-metered residential rooftop and canopy |  | None | Exact Solar | PSE&G | Accepted |  | 2020-02-27 | 2021-10-30 | Panasonic | VBHN325KA03 | Solar Panels |  | 0.325 | 4 | 280 | 20 |  | Fixed | Roof
NJSTRE1545384790 | NJSRRE1544171959 | Transition Incentive Program | Carneys Point | 8069 | 16 | 14.06 | Residential | Yes | Behind the Meter | Behind the Meter |  | None | Seabright Solar | AC Electric | Eligible for TI Program | 2020-01-21 | 2020-01-21 | 2021-10-30 | Sunpower | SPR-E20-327 | Solar Panels |  | 0.327 | 12 | 350 | 37 |  | Fixed | Roof
NJSTRE1545384798 | NJSRRE1544524627 | Transition Incentive Program | Short Hills | 7078 | 9 | 13.33 | Residential | Yes | Behind the Meter | Behind the Meter |  | None | Sunrun Installation Services, Inc. | JCP&L | Eligible for TI Program | 2020-02-24 | 2020-02-27 | 2021-10-30 | REC Solar | REC310TP2M | Solar Panels |  | 0.31 | 30 | 227 | 27 |  | Fixed | Roof
NJSTRE1545384800 | NJSRRE1544535698 | Transition Incentive Program | Pleasantville | 8232 | 19 | 27.84 | Residential | Yes | Behind the Meter | Net-metered residential rooftop and canopy |  | None | Castle Energy, LLC | AC Electric | Accepted | 2020-02-25 | 2020-02-27 | 2021-10-30 | Hanwha Q-Cells | Q.Peak DUO-G5 320 | Solar Panels |  | 0.32 | 33 | 205 | 32 |  | Fixed | Roof
NJSTRE1545384800 | NJSRRE1544535698 | Transition Incentive Program | Pleasantville | 8232 | 19 | 27.84 | Residential | Yes | Behind the Meter | Net-metered residential rooftop and canopy |  | None | Castle Energy, LLC | AC Electric | Accepted | 2020-02-25 | 2020-02-27 | 2021-10-30 | Hanwha Q-Cells | Q.Peak DUO-G5 320 | Solar Panels |  | 0.32 | 6 | 205 | 15 |  | Fixed | Roof
NJSTRE1545384809 | NJSRRE1544543762 | Transition Incentive Program | Oakhurst | 7755 | 17 | 30.8 | Residential | No | Behind the Meter | Net-metered residential rooftop and canopy |  | None | Ampericon | JCP&L | Accepted | 2020-02-26 | 2020-03-02 | 2021-10-30 | LG | LG350Q1C-A5 | Solar Panels |  | 0.35 | 44 | 83 | 25 |  | Fixed | Roof
NJSTRE1545384812 | NJSRRE1543820279 | Transition Incentive Program | Steelmanville | 8234 | 19 | 16 | Residential | Yes | Behind the Meter | Behind the Meter |  | None | All Season Solar | AC Electric | Eligible for TI Program | 2019-12-26 | 2019-12-31 | 2021-10-30 | Trina | TSM-DD06M05II 320W NOV19 | Solar Panels |  | 0.32 | 6 | 114 | 34 |  | Fixed | Roof
NJSTRE1545384812 | NJSRRE1543820279 | Transition Incentive Program | Steelmanville | 8234 | 19 | 16 | Residential | Yes | Behind the Meter | Behind the Meter |  | None | All Season Solar | AC Electric | Eligible for TI Program | 2019-12-26 | 2019-12-31 | 2021-10-30 | Trina | TSM-DD06M05II 320W NOV19 | Solar Panels |  | 0.32 | 16 | 204 | 33 |  | Fixed | Roof
NJSTRE1545609248 |  | Transition Incentive Program | Millville | 8332 | 20 | 10.56 | Residential | No | Behind the Meter | Net-metered residential rooftop and canopy |  | None | Sun Up Zero Down | AC Electric | Accepted | 2020-09-18 | 2020-09-22 | 2021-10-30 | enphase | IQ7 | Inverters | 240 |  | 32 |  |  | 0.976 |  | Outside | behind panel
NJSTRE1545383774 | NJSRRE1543058109 | Transition Incentive Program | Forked River | 8731 | 18 | 5.67 | Residential | Yes | Behind the Meter | Behind the Meter |  | None | Pro Custom Solar dba Momentum Solar | JCP&L | Eligible for TI Program | 2019-11-08 | 2019-11-13 | 2021-10-30 | Hanwha | Q.Peak DUO BLK-G5 315 | Solar Panels |  | 0.315 | 6 | 148 | 17 |  | Fixed | Roof
NJSTRE1545383779 | NJSRRE1542581521 | Transition Incentive Program | Franklin Park | 8823 | 5 | 6.3 | Residential | Yes | Behind the Meter | Net-metered residential rooftop and canopy |  | None | Vivint Solar Developer, LLC | PSE&G | Accepted | 2019-10-24 | 2019-10-28 | 2021-10-30 | Hanwha | Q.PEAK BLK-G5 315 | Solar Panels |  | 0.315 | 20 | 180 | 33 |  | Fixed | Roof
NJSTRE1545383782 | NJSRRE1543046233 | Transition Incentive Program | Long Hil | 7980 | 3 | 8.18 | Residential | Yes | Behind the Meter | Net-metered residential rooftop and canopy |  | None | SunPower Capital LLC | JCP&L | Accepted | 2019-11-26 | 2019-11-26 | 2021-10-30 | sunpower | e20-327-e-ac | Solar Panels |  | 0.327 | 21 | 30 | 263 |  | Fixed | Roof
NJSTRE1545383785 | NJSRRE1542544458 | Transition Incentive Program | East Orange | 7017 | 9 | 9.66 | Residential | Yes | Behind the Meter | Behind the Meter |  | None | Pro Custom Solar dba Momentum Solar | PSE&G | Eligible for TI Program | 2019-10-15 | 2019-10-17 | 2021-10-30 | LG ELECTRONICS | LG 345N1C-V5 | Solar Panels |  | 0.345 | 13 | 105 | 37 |  | Fixed | Roof
NJSTRE1545383788 | NJSRRE1542445053 | Transition Incentive Program | Piscataway | 8854 | 11 | 14.84 | Residential | Yes | Behind the Meter | Behind the Meter |  | None | Pro Custom Solar dba Momentum Solar | PSE&G | Eligible for TI Program | 2019-09-26 | 2019-09-30 | 2021-10-30 | LG ELECTRONICS | LG 345N1C-V5 | Solar Panels |  | 0.345 | 6 | 166 | 26 |  | Fixed | Roof
NJSTRE1545383791 | NJSRRE1542619980 | Transition Incentive Program | Bayonne | 7002 | 8 | 11.66 | Residential | Yes | Behind the Meter | Behind the Meter |  | None | Pro Custom Solar dba Momentum Solar | PSE&G | Eligible for TI Program | 2019-10-25 | 2019-10-29 | 2021-10-30 | Hanwha | Q.Peak DUO BLK-G5 315 | Solar Panels |  | 0.315 | 12 | 303 | 9 |  | Fixed | Roof
NJSTRE1545383794 | NJSRRE1542505482 | Transition Incentive Program | Barnegat | 8005 | 18 | 9.57 | Residential | Yes | Behind the Meter | Behind the Meter |  | None | Sunrun Installation Services, Inc. | AC Electric | Eligible for TI Program | 2019-10-04 | 2019-10-08 | 2021-10-30 | REC Solar | REC290TP2 BLK | Solar Panels |  | 0.29 | 23 | 124 | 34 |  | Fixed | Roof
NJSTRE1545383797 | NJSRRE1542553278 | Transition Incentive Program | LINWOOD | 8221 | 19 | 14.49 | Residential | Yes | Behind the Meter | Net-metered residential rooftop and canopy |  | None | Vivint Solar Developer, LLC | AC Electric | Accepted | 2019-10-17 | 2019-10-21 | 2021-10-30 | HANWHA SOLAR | Q.PEAK BLK-G5 315 | Solar Panels |  | 0.315 | 22 | 122 | 28 |  | Fixed | Roof
NJSTRE1545383801 | NJSRRE1542580040 | Transition Incentive Program | Palermo | 8223 | 21 | 9.57 | Residential | Yes | Behind the Meter | Behind the Meter |  | None | Sunrun Installation Services, Inc. | AC Electric | Eligible for TI Program | 2019-10-23 | 2019-10-25 | 2021-10-30 | REC Solar | REC290TP2 BLK | Solar Panels |  | 0.29 | 4 | 48 | 43 |  | Fixed | Roof
NJSTRE1545383805 | NJSRRE1542528487 | Transition Incentive Program | Passaic City | 7055 | 6 | 6.38 | Residential | Yes | Behind the Meter | Behind the Meter |  | None | Sunrun Installation Services, Inc. | PSE&G | Eligible for TI Program | 2019-10-11 | 2019-10-15 | 2021-10-30 | REC Solar | REC290TP2 BLK | Solar Panels |  | 0.29 | 18 | 223 | 40 |  | Fixed | Roof
NJSTRE1545383807 | NJSRRE1542553553 | Transition Incentive Program | Newark | 7106 | 9 | 9.66 | Residential | Yes | Behind the Meter | Behind the Meter |  | None | Pro Custom Solar dba Momentum Solar | PSE&G | Eligible for TI Program | 2019-10-17 | 2019-10-21 | 2021-10-30 | LG Electronics | LG 345N1C-V5 | Solar Panels |  | 0.345 | 2 | 301 | 40 |  | Fixed | Roof
NJSTRE1545384758 | NJSRRE1544152941 | Transition Incentive Program | Westampton Twp | 8060 | 13 | 6.41 | Residential | Yes | Behind the Meter | Net-metered residential rooftop and canopy |  | None | Bright Planet Solar | PSE&G | Accepted |  | 2020-01-14 | 2021-10-30 | Trina Solar | TSM-DD05A.05(II) 305W | Solar Panels |  | 0.305 | 3 | 160 | 27 |  | Fixed | Roof
NJSTRE1545384760 | NJSRRE1544374114 | Transition Incentive Program | Paterson | 7504 | 6 | 9.1 | Residential | Yes | Behind the Meter | Behind the Meter |  | None | Pro Custom Solar dba Momentum Solar | PSE&G | Eligible for TI Program | 2020-02-05 | 2020-02-10 | 2021-10-30 | lg electronics | LG 350N1C-V5 | Solar Panels |  | 0.35 | 3 | 9 | 29 |  | Fixed | Roof
NJSTRE1545384763 | NJSRRE1544529499 | Transition Incentive Program | Brick | 8723 | 18 | 7.56 | Residential | Yes | Behind the Meter | Net-metered residential rooftop and canopy |  | None | Suntuity Solar LLC | JCP&L | Final As-Built Received | 2020-02-25 | 2020-02-27 | 2021-10-30 | Hanwha Solar | Q-Cells 315 Mono | Solar Panels |  | 0.315 | 9 | 273 | 18 |  | Fixed | Roof
NJSTRE1545384765 | NJSRRE1544333455 | Transition Incentive Program | ORANGE | 7050 | 9 | 8.19 | Residential | Yes | Behind the Meter | Net-metered residential rooftop and canopy |  | None | Vivint Solar Developer, LLC | PSE&G | Accepted | 2020-01-30 | 2020-02-03 | 2021-10-30 | HANWHA SOLAR | Q.PEAK BLK-G5 315 | Solar Panels |  | 0.315 | 8 | 122 | 37 |  | Fixed | Roof
NJSTRE1545384773 | NJSRRE1544161021 | Transition Incentive Program | Camden | 8105 | 14 | 5.12 | Residential | Yes | Behind the Meter | Behind the Meter |  | None | Skyline Solar, LLC | PSE&G | Eligible for TI Program | 2020-01-13 | 2020-01-16 | 2021-10-30 | Hanwha Q-Cells | Q.PEAK DUO-G5 320 | Solar Panels |  | 0.32 | 16 | 149 | 10 |  | Fixed | Roof
NJSTRE1545384777 | NJSRRE1543474697 | Transition Incentive Program | Cherry Hill | 8003 | 14 | 8.82 | Residential | No | Behind the Meter | Behind the Meter |  | None | Trinity Solar | PSE&G | Eligible for TI Program | 2019-12-03 | 2019-12-06 | 2021-10-30 | HANWHA | Q.PEAK DUO BLK-G5 315 | Solar Panels |  | 0.315 | 25 | 141 | 18 |  | Fixed | Roof
NJSTRE1545384784 | NJSRRE1544428648 | Transition Incentive Program | Dayton | 8810 | 11 | 4.55 | Residential | Yes | Behind the Meter | Net-metered residential rooftop and canopy |  | None | Pro Custom Solar dba Momentum Solar | PSE&G | Final As-Built Received | 2020-02-10 | 2020-02-13 | 2021-10-30 | lg electronics | LG 350N1C-V5 | Solar Panels |  | 0.35 | 4 | 259 | 22 |  | Fixed | Roof
NJSTRE1545384800 | NJSRRE1544535698 | Transition Incentive Program | Pleasantville | 8232 | 19 | 27.84 | Residential | Yes | Behind the Meter | Net-metered residential rooftop and canopy |  | None | Castle Energy, LLC | AC Electric | Accepted | 2020-02-25 | 2020-02-27 | 2021-10-30 | Hanwha Q-Cells | Q.Peak DUO-G5 320 | Solar Panels |  | 0.32 | 6 | 25 | 15 |  | Fixed | Roof
NJSTRE1545384812 | NJSRRE1543820279 | Transition Incentive Program | Steelmanville | 8234 | 19 | 16 | Residential | Yes | Behind the Meter | Behind the Meter |  | None | All Season Solar | AC Electric | Eligible for TI Program | 2019-12-26 | 2019-12-31 | 2021-10-30 | Trina | TSM-DD06M05II 320W NOV19 | Solar Panels |  | 0.32 | 8 | 204 | 33 |  | Fixed | Roof
NJSTRE1545384814 | NJSRRE1543565059 | Transition Incentive Program | NORTH BRUNSWICK | 8902 | 11 | 11.03 | Residential | Yes | Behind the Meter | Net-metered residential rooftop and canopy |  | None | Vivint Solar Developer, LLC | PSE&G | Accepted | 2019-12-18 | 2019-12-23 | 2021-10-30 | HANWHA SOLAR | Q.PEAK BLK-G5 315 | Solar Panels |  | 0.315 | 15 | 115 | 21 |  | Fixed | Roof
NJSTRE1545384817 | NJSRRE1543500287 | Transition Incentive Program | Bloomfield | 7003 | 9 | 5.04 | Residential | Yes | Behind the Meter | Net-metered residential rooftop and canopy |  | None | Vivint Solar Developer, LLC | PSE&G | Accepted | 2019-12-09 | 2019-12-10 | 2021-10-30 | HANWHA SOLAR | Q.PEAK BLK-G5 315 | Solar Panels |  | 0.315 | 2 | 291 | 17 |  | Fixed | Roof
NJSTRE1545384822 | NJSRRE1544446724 | Transition Incentive Program | MOUNT HOLLY | 8060 | 13 | 8.32 | Residential | Yes | Behind the Meter | Net-metered residential rooftop and canopy |  | None | Vivint Solar Developer, LLC | PSE&G | Accepted | 2020-02-17 | 2020-02-18 | 2021-10-30 | JINKO SOLAR | JKM320M-60HBL | Solar Panels |  | 0.32 | 8 | 356 | 19 |  | Fixed | Roof
NJSTRE1545384745 | NJSRRE1544156353 | Transition Incentive Program | Sea Girt | 8750 | 17 | 10.05 | Residential | No | Behind the Meter | Behind the Meter |  | None | Green Power Energy | JCP&L | Eligible for TI Program | 2020-01-10 | 2020-01-15 | 2021-10-30 | Hanwha | Q-Cells Q.PEAK DUO BLK-G6 335 | Solar Panels |  | 0.335 | 10 | 280 | 30 |  | Fixed | Roof
NJSTRE1545384745 | NJSRRE1544156353 | Transition Incentive Program | Sea Girt | 8750 | 17 | 10.05 | Residential | No | Behind the Meter | Behind the Meter |  | None | Green Power Energy | JCP&L | Eligible for TI Program | 2020-01-10 | 2020-01-15 | 2021-10-30 | Hanwha | Q-Cells Q.PEAK DUO BLK-G6 335 | Solar Panels |  | 0.335 | 13 | 100 | 30 |  | Fixed | Roof
NJSTRE1545384751 | NJSRRE1544150951 | Transition Incentive Program | Pleasantville | 8232 | 19 | 6.08 | Residential | Yes | Behind the Meter | Behind the Meter |  | None | Sunrun Installation Services, Inc. | AC Electric | Eligible for TI Program | 2020-01-09 | 2020-01-14 | 2021-10-30 | Hanwha Q-Cells | Q.PEAK DUO-G7 320 | Solar Panels |  | 0.32 | 8 | 205 | 34 |  | Fixed | Roof
NJSTRE1545384754 | NJSRRE1544347235 | Transition Incentive Program | Burlington | 8016 | 13 | 12.6 | Residential | Yes | Behind the Meter | Behind the Meter |  | None | Trinity Solar | PSE&G | Eligible for TI Program | 2020-02-03 | 2020-02-05 | 2021-10-30 | Hanwha 315 | Q.PEAK DUO BLK-G5 315 | Solar Panels |  | 0.315 | 2 | 258 | 37 |  | Fixed | Roof
NJSTRE1545384754 | NJSRRE1544347235 | Transition Incentive Program | Burlington | 8016 | 13 | 12.6 | Residential | Yes | Behind the Meter | Behind the Meter |  | None | Trinity Solar | PSE&G | Eligible for TI Program | 2020-02-03 | 2020-02-05 | 2021-10-30 | Hanwha 315 | Q.PEAK DUO BLK-G5 315 | Solar Panels |  | 0.315 | 8 | 258 | 37 |  | Fixed | Roof
NJSTRE1545384754 | NJSRRE1544347235 | Transition Incentive Program | Burlington | 8016 | 13 | 12.6 | Residential | Yes | Behind the Meter | Behind the Meter |  | None | Trinity Solar | PSE&G | Eligible for TI Program | 2020-02-03 | 2020-02-05 | 2021-10-30 | Hanwha 315 | Q.PEAK DUO BLK-G5 315 | Solar Panels |  | 0.315 | 7 | 78 | 27 |  | Fixed | Roof
NJSTRE1545384757 | NJSRRE1543509268 | Transition Incentive Program | Cranbury | 8831 | 11 | 54.67 | Commercial | No | Behind the Meter | Net-metered non-residential rooftop and canopy |  | None | Green Power Energy | PSE&G | Final As-Built Received |  | 2019-12-13 | 2021-10-30 | Trina | TSM-385DE14H(II) | Solar Panels |  | 0.385 | 14 | 180 | 15 |  | Fixed | Roof
NJSTRE1545384759 | NJSRRE1544428727 | Transition Incentive Program | Woodbridge | 7095 | 11 | 6.4 | Residential | Yes | Behind the Meter | Net-metered residential rooftop and canopy |  | None | Vivint Solar Developer, LLC | PSE&G | Accepted | 2020-02-10 | 2020-02-13 | 2021-10-30 | JINKO SOLAR | JKM320M-60HBL | Solar Panels |  | 0.32 | 10 | 197 | 26 |  | Fixed | Roof
NJSTRE1545384760 | NJSRRE1544374114 | Transition Incentive Program | Paterson | 7504 | 6 | 9.1 | Residential | Yes | Behind the Meter | Behind the Meter |  | None | Pro Custom Solar dba Momentum Solar | PSE&G | Eligible for TI Program | 2020-02-05 | 2020-02-10 | 2021-10-30 | lg electronics | LG 350N1C-V5 | Solar Panels |  | 0.35 | 3 | 189 | 31 |  | Fixed | Roof
NJSTRE1545384764 | NJSRRE1544428440 | Transition Incentive Program | Sicklerville | 8081 | 14 | 9.72 | Residential | Yes | Behind the Meter | Net-metered residential rooftop and canopy |  | None | Vision Solar LLC | AC Electric | Accepted | 2020-02-10 | 2020-02-12 | 2021-10-30 | lg solar | lg335n1k-v5 | Solar Panels |  | 0.335 | 12 | 226 | 27 |  | Fixed | Roof
NJSTRE1545384767 | NJSRRE1544153980 | Transition Incentive Program | WOODBURY | 8096 | 15 | 6.3 | Residential | Yes | Behind the Meter | Net-metered residential rooftop and canopy |  | None | Vivint Solar Developer, LLC | PSE&G | Accepted | 2020-01-09 | 2020-01-14 | 2021-10-30 | Hanwha Solar | Q.PEAK BLK-G5 315 | Solar Panels |  | 0.315 | 6 | 119 | 45 |  | Fixed | Roof
NJSTRE1545384778 | NJSRRE1544538741 | Transition Incentive Program | MOUNT HOLLY | 8060 | 13 | 10.24 | Residential | Yes | Behind the Meter | Net-metered residential rooftop and canopy |  | None | Vivint Solar Developer, LLC | PSE&G | Accepted | 2020-02-26 | 2020-02-28 | 2021-10-30 | JINKO SOLAR | JKM320M-60HBL | Solar Panels |  | 0.32 | 7 | 318 | 27 |  | Fixed | Roof
NJSTRE1545384778 | NJSRRE1544538741 | Transition Incentive Program | MOUNT HOLLY | 8060 | 13 | 10.24 | Residential | Yes | Behind the Meter | Net-metered residential rooftop and canopy |  | None | Vivint Solar Developer, LLC | PSE&G | Accepted | 2020-02-26 | 2020-02-28 | 2021-10-30 | JINKO SOLAR | JKM320M-60HBL | Solar Panels |  | 0.32 | 16 | 318 | 27 |  | Fixed | Roof
NJSTRE1545384780 | NJSRRE1544333955 | Transition Incentive Program | Pompton Lakes | 7442 | 6 | 5.27 | Residential | Yes | Behind the Meter | Behind the Meter |  | None | Sunrun Installation Services, Inc. | JCP&L | Eligible for TI Program | 2020-01-30 | 2020-02-03 | 2021-10-30 | REC Solar | REC310TP2M | Solar Panels |  | 0.31 | 8 | 54 | 23 |  | Fixed | Roof | roof
NJSTRE1545384784 | NJSRRE1544428648 | Transition Incentive Program | Dayton | 8810 | 11 | 4.55 | Residential | Yes | Behind the Meter | Net-metered residential rooftop and canopy |  | None | Pro Custom Solar dba Momentum Solar | PSE&G | Final As-Built Received | 2020-02-10 | 2020-02-13 | 2021-10-30 | lg electronics | LG 350N1C-V5 | Solar Panels |  | 0.35 | 9 | 79 | 23 |  | Fixed | Roof
NJSTRE1545384790 | NJSRRE1544171959 | Transition Incentive Program | Carneys Point | 8069 | 16 | 14.06 | Residential | Yes | Behind the Meter | Behind the Meter |  | None | Seabright Solar | AC Electric | Eligible for TI Program | 2020-01-21 | 2020-01-21 | 2021-10-30 | Sunpower | SPR-E20-327 | Solar Panels |  | 0.327 | 11 | 170 | 37 |  | Fixed | Roof
NJSTRE1545384795 | NJSRRE1544326473 | Transition Incentive Program | EDISON | 8820 | 11 | 8.82 | Residential | Yes | Behind the Meter | Net-metered residential rooftop and canopy |  | None | Vivint Solar Developer, LLC | PSE&G | Accepted | 2020-01-29 | 2020-02-03 | 2021-10-30 | Hanwha Solar | Q.PEAK BLK-G5 315 | Solar Panels |  | 0.315 | 4 | 275 | 19 |  | Fixed | Roof
NJSTRE1545384800 | NJSRRE1544535698 | Transition Incentive Program | Pleasantville | 8232 | 19 | 27.84 | Residential | Yes | Behind the Meter | Net-metered residential rooftop and canopy |  | None | Castle Energy, LLC | AC Electric | Accepted | 2020-02-25 | 2020-02-27 | 2021-10-30 | Hanwha Q-Cells | Q.Peak DUO-G5 320 | Solar Panels |  | 0.32 | 8 | 114 | 20 |  | Fixed | Roof
NJSTRE1545384801 | NJSRRE1544215649 | Transition Incentive Program | Paterson | 7504 | 6 | 4.41 | Residential | Yes | Behind the Meter | Behind the Meter |  | None | Trinity Solar | PSE&G | Eligible for TI Program | 2020-01-23 | 2020-01-28 | 2021-10-30 | HANWHA | Q.PEAK DUO BLK-G5 315 | Solar Panels |  | 0.315 | 14 | 189 | 27 |  | Fixed | Roof
NJSTRE1545384813 | NJSRRE1544309439 | Transition Incentive Program | Haledon | 7508 | 6 | 9.3 | Residential | Yes | Behind the Meter | Behind the Meter |  | None | Sunrun Installation Services, Inc. | PSE&G | Eligible for TI Program | 2020-01-27 | 2020-01-30 | 2021-10-30 | REC Solar | REC310TP2M | Solar Panels |  | 0.31 | 16 | 138 | 37 |  | Fixed | Roof
NJSTRE1545384814 | NJSRRE1543565059 | Transition Incentive Program | NORTH BRUNSWICK | 8902 | 11 | 11.03 | Residential | Yes | Behind the Meter | Net-metered residential rooftop and canopy |  | None | Vivint Solar Developer, LLC | PSE&G | Accepted | 2019-12-18 | 2019-12-23 | 2021-10-30 | HANWHA SOLAR | Q.PEAK BLK-G5 315 | Solar Panels |  | 0.315 | 20 | 295 | 21 |  | Fixed | Roof
NJSTRE1545384818 | NJSRRE1544512009 | Transition Incentive Program | Stockton | 8559 | 4 | 10.01 | Residential | Yes | Behind the Meter | Behind the Meter |  | None | Sunrun Installation Services, Inc. | JCP&L | Eligible for TI Program | 2020-02-20 | 2020-02-24 | 2021-10-30 | LG Electronics | LG345N1C-V5 | Solar Panels |  | 0.345 | 3 | 267 | 27 |  | Fixed | Roof
NJSTRE1545384823 | NJSRRE1544524631 | Transition Incentive Program | Montclair | 7042 | 9 | 3.72 | Residential | Yes | Behind the Meter | Behind the Meter |  | None | Sunrun Installation Services, Inc. | PSE&G | Eligible for TI Program | 2020-02-24 | 2020-02-27 | 2021-10-30 | REC Solar | REC310TP2M | Solar Panels |  | 0.31 | 4 | 125 | 47 |  | Fixed | Roof
NJSTRE1545384824 | NJSRRE1544521923 | Transition Incentive Program | Rivervale | 7675 | 7 | 29.3 | Residential | Yes | Behind the Meter | Net-metered residential rooftop and canopy |  | None | Vision Solar LLC | PSE&G | Accepted | 2020-02-22 | 2020-02-25 | 2021-10-30 | hanwa qcells | qpeak duo g5 315 | Solar Panels |  | 0.315 | 44 | 263 | 23 |  | Fixed | Roof
NJSTRE1545384829 | NJSRRE1543467715 | Transition Incentive Program | Morristown | 7960 | 3 | 4.93 | Residential | Yes | Behind the Meter | Behind the Meter |  | None | Sunrun Installation Services, Inc. | JCP&L | Eligible for TI Program | 2019-12-02 | 2019-12-05 | 2021-10-30 | REC Solar | REC290TP2 BLK | Solar Panels |  | 0.29 | 17 | 141 | 34 |  | Fixed | Roof
NJSTRE1545384780 | NJSRRE1544333955 | Transition Incentive Program | Pompton Lakes | 7442 | 6 | 5.27 | Residential | Yes | Behind the Meter | Behind the Meter |  | None | Sunrun Installation Services, Inc. | JCP&L | Eligible for TI Program | 2020-01-30 | 2020-02-03 | 2021-10-30 | REC Solar | REC310TP2M | Solar Panels |  | 0.31 | 9 | 234 | 23 |  | Fixed | Roof
NJSTRE1545384785 | NJSRRE1544199700 | Transition Incentive Program | Fortescue | 8321 | 20 | 5.67 | Residential | Yes | Behind the Meter | Net-metered residential rooftop and canopy |  | None | Trinity Solar | AC Electric | Final As-Built Received |  | 2020-01-23 | 2021-10-30 | Hanwha 315 | Q.PEAK DUO BLK-G5 315 | Solar Panels |  | 0.315 | 18 | 166 | 23 |  | Fixed | Roof
NJSTRE1545384790 | NJSRRE1544171959 | Transition Incentive Program | Carneys Point | 8069 | 16 | 14.06 | Residential | Yes | Behind the Meter | Behind the Meter |  | None | Seabright Solar | AC Electric | Eligible for TI Program | 2020-01-21 | 2020-01-21 | 2021-10-30 | Sunpower | SPR-E20-327 | Solar Panels |  | 0.327 | 20 | 170 | 37 |  | Fixed | Roof
NJSTRE1545384797 | NJSRRE1543974513 | Transition Incentive Program | Newark | 7104 | 9 | 6.87 | Residential | No | Behind the Meter | Net-metered residential rooftop and canopy |  | None | SunPower Corporation, Systems | PSE&G | Accepted |  | 2020-01-08 | 2021-10-30 | SUNPOWER | SPR-E20-327-E-AC | Solar Panels |  | 0.327 | 21 | 201 | 30 |  | Fixed | Roof
NJSTRE1545384800 | NJSRRE1544535698 | Transition Incentive Program | Pleasantville | 8232 | 19 | 27.84 | Residential | Yes | Behind the Meter | Net-metered residential rooftop and canopy |  | None | Castle Energy, LLC | AC Electric | Accepted | 2020-02-25 | 2020-02-27 | 2021-10-30 | Hanwha Q-Cells | Q.Peak DUO-G5 320 | Solar Panels |  | 0.32 | 8 | 294 | 20 |  | Fixed | Roof
NJSTRE1545384808 | NJSRRE1543433672 | Transition Incentive Program | North Arlington | 7031 | 7 | 5.67 | Residential | Yes | Behind the Meter | Behind the Meter |  | None | Trinity Solar | PSE&G | Eligible for TI Program | 2019-11-21 | 2019-11-25 | 2021-10-30 | Hanwha | Q.PEAK DUO BLK-G5 315 | Solar Panels |  | 0.315 | 18 | 209 | 37 |  | Fixed | Roof
NJSTRE1545384813 | NJSRRE1544309439 | Transition Incentive Program | Haledon | 7508 | 6 | 9.3 | Residential | Yes | Behind the Meter | Behind the Meter |  | None | Sunrun Installation Services, Inc. | PSE&G | Eligible for TI Program | 2020-01-27 | 2020-01-30 | 2021-10-30 | REC Solar | REC310TP2M | Solar Panels |  | 0.31 | 14 | 318 | 37 |  | Fixed | Roof
NJSTRE1545384818 | NJSRRE1544512009 | Transition Incentive Program | Stockton | 8559 | 4 | 10.01 | Residential | Yes | Behind the Meter | Behind the Meter |  | None | Sunrun Installation Services, Inc. | JCP&L | Eligible for TI Program | 2020-02-20 | 2020-02-24 | 2021-10-30 | LG Electronics | LG345N1C-V5 | Solar Panels |  | 0.345 | 1 | 176 | 40 |  | Fixed | Roof
NJSTRE1545384818 | NJSRRE1544512009 | Transition Incentive Program | Stockton | 8559 | 4 | 10.01 | Residential | Yes | Behind the Meter | Behind the Meter |  | None | Sunrun Installation Services, Inc. | JCP&L | Eligible for TI Program | 2020-02-20 | 2020-02-24 | 2021-10-30 | LG Electronics | LG345N1C-V5 | Solar Panels |  | 0.345 | 25 | 263 | 40 |  | Fixed | Roof
NJSTRE1545384824 | NJSRRE1544521923 | Transition Incentive Program | Rivervale | 7675 | 7 | 29.3 | Residential | Yes | Behind the Meter | Net-metered residential rooftop and canopy |  | None | Vision Solar LLC | PSE&G | Accepted | 2020-02-22 | 2020-02-25 | 2021-10-30 | hanwa qcells | qpeak duo g5 315 | Solar Panels |  | 0.315 | 33 | 83 | 23 |  | Fixed | Roof
NJSTRE1545384830 | NJSRRE1544164208 | Transition Incentive Program | Tenafly | 7670 | 7 | 4.41 | Residential | Yes | Behind the Meter | Behind the Meter |  | None | Pro Custom Solar dba Momentum Solar | PSE&G | Eligible for TI Program | 2020-01-14 | 2020-01-17 | 2021-10-30 | HANWHA | Q.Peak DUO BLK-G5 315 | Solar Panels |  | 0.315 | 14 | 176 | 29 |  | Fixed | Roof
NJSTRE1545384841 | NJSRRE1544331655 | Transition Incentive Program | Hopatcong | 7843 | 1 | 7.13 | Residential | Yes | Behind the Meter | Behind the Meter |  | None | Sunrun Installation Services, Inc. | JCP&L | Eligible for TI Program | 2020-01-29 | 2020-02-03 | 2021-10-30 | REC Solar | REC310TP2M | Solar Panels |  | 0.31 | 4 | 303 | 23 |  | Fixed | Roof
NJSTRE1545384846 | NJSRRE1543919015 | Transition Incentive Program | Edison | 8837 | 11 | 11.03 | Residential | No | Behind the Meter | Net-metered residential rooftop and canopy |  | None | Pro Custom Solar dba Momentum Solar | PSE&G | Accepted |  | 2020-01-08 | 2021-10-30 | HANWHA | Q.Peak DUO BLK-G5 315 | Solar Panels |  | 0.315 | 12 | 16 | 39 |  | Fixed | Roof
NJSTRE1545384728 | NJSRRE1544150741 | Transition Incentive Program | Millville | 8332 | 20 | 10.56 | Residential | No | Behind the Meter | Behind the Meter |  | None | Maier Solar Engineering dba Solar Me | AC Electric | Eligible for TI Program | 2020-01-09 | 2020-01-14 | 2021-10-30 | Hanwha | Q.Cell Duo BLK-G5 320 | Solar Panels |  | 0.32 | 7 | 176 | 40 |  | Fixed | Roof
NJSTRE1545384734 | NJSRRE1543848620 | Transition Incentive Program | NEWARK | 7106 | 9 | 3.78 | Residential | Yes | Behind the Meter | Net-metered residential rooftop and canopy |  | None | Vivint Solar Developer, LLC | PSE&G | Accepted | 2019-12-31 | 2020-01-06 | 2021-10-30 | Hanwha Solar | Q.PEAK BLK-G5 315 | Solar Panels |  | 0.315 | 12 | 280 | 24 |  | Fixed | Roof
NJSTRE1545384740 | NJSRRE1544501705 | Transition Incentive Program | Voorhees TWP | 8043 | 14 | 0.01 | Residential | No | Behind the Meter | Net-metered residential rooftop and canopy |  | None | Ampericon | PSE&G | Final As-Built Received | 2020-03-06 | 2020-03-09 | 2021-10-30 | Silfab | SLA-M-320 | Solar Panels |  | 0.00032 | 19 | 198 | 20 |  | Fixed | Roof
NJSTRE1545384745 | NJSRRE1544156353 | Transition Incentive Program | Sea Girt | 8750 | 17 | 10.05 | Residential | No | Behind the Meter | Behind the Meter |  | None | Green Power Energy | JCP&L | Eligible for TI Program | 2020-01-10 | 2020-01-15 | 2021-10-30 | Hanwha | Q-Cells Q.PEAK DUO BLK-G6 335 | Solar Panels |  | 0.335 | 7 | 100 | 30 |  | Fixed | Roof
NJSTRE1545384750 | NJSRRE1543443602 | Transition Incentive Program | Hillside | 7205 | 10 | 10.4 | Residential | Yes | Behind the Meter | Net-metered residential rooftop and canopy |  | None | Vivint Solar Developer, LLC | PSE&G | Accepted | 2019-11-29 | 2019-12-02 | 2021-10-30 | HANWHA SOLAR | Q.PEAK BLK-G5 315 | Solar Panels |  | 0.315 | 7 | 78 | 20 |  | Fixed | Roof
NJSTRE1545384750 | NJSRRE1543443602 | Transition Incentive Program | Hillside | 7205 | 10 | 10.4 | Residential | Yes | Behind the Meter | Net-metered residential rooftop and canopy |  | None | Vivint Solar Developer, LLC | PSE&G | Accepted | 2019-11-29 | 2019-12-02 | 2021-10-30 | HANWHA SOLAR | Q.PEAK BLK-G5 315 | Solar Panels |  | 0.315 | 26 | 258 | 31 |  | Fixed | Roof
NJSTRE1545384754 | NJSRRE1544347235 | Transition Incentive Program | Burlington | 8016 | 13 | 12.6 | Residential | Yes | Behind the Meter | Behind the Meter |  | None | Trinity Solar | PSE&G | Eligible for TI Program | 2020-02-03 | 2020-02-05 | 2021-10-30 | Hanwha 315 | Q.PEAK DUO BLK-G5 315 | Solar Panels |  | 0.315 | 3 | 168 | 45 |  | Fixed | Roof
NJSTRE1545384754 | NJSRRE1544347235 | Transition Incentive Program | Burlington | 8016 | 13 | 12.6 | Residential | Yes | Behind the Meter | Behind the Meter |  | None | Trinity Solar | PSE&G | Eligible for TI Program | 2020-02-03 | 2020-02-05 | 2021-10-30 | Hanwha 315 | Q.PEAK DUO BLK-G5 315 | Solar Panels |  | 0.315 | 8 | 168 | 45 |  | Fixed | Roof
NJSTRE1545384759 | NJSRRE1544428727 | Transition Incentive Program | Woodbridge | 7095 | 11 | 6.4 | Residential | Yes | Behind the Meter | Net-metered residential rooftop and canopy |  | None | Vivint Solar Developer, LLC | PSE&G | Accepted | 2020-02-10 | 2020-02-13 | 2021-10-30 | JINKO SOLAR | JKM320M-60HBL | Solar Panels |  | 0.32 | 10 | 17 | 26 |  | Fixed | Roof
NJSTRE1545384760 | NJSRRE1544374114 | Transition Incentive Program | Paterson | 7504 | 6 | 9.1 | Residential | Yes | Behind the Meter | Behind the Meter |  | None | Pro Custom Solar dba Momentum Solar | PSE&G | Eligible for TI Program | 2020-02-05 | 2020-02-10 | 2021-10-30 | lg electronics | LG 350N1C-V5 | Solar Panels |  | 0.35 | 3 | 279 | 31 |  | Fixed | Roof
NJSTRE1545384763 | NJSRRE1544529499 | Transition Incentive Program | Brick | 8723 | 18 | 7.56 | Residential | Yes | Behind the Meter | Net-metered residential rooftop and canopy |  | None | Suntuity Solar LLC | JCP&L | Final As-Built Received | 2020-02-25 | 2020-02-27 | 2021-10-30 | Hanwha Solar | Q-Cells 315 Mono | Solar Panels |  | 0.315 | 8 | 93 | 18 |  | Fixed | Roof
NJSTRE1545384777 | NJSRRE1543474697 | Transition Incentive Program | Cherry Hill | 8003 | 14 | 8.82 | Residential | No | Behind the Meter | Behind the Meter |  | None | Trinity Solar | PSE&G | Eligible for TI Program | 2019-12-03 | 2019-12-06 | 2021-10-30 | HANWHA | Q.PEAK DUO BLK-G5 315 | Solar Panels |  | 0.315 | 3 | 141 | 18 |  | Fixed | Roof
NJSTRE1545384782 | NJSRRE1544152409 | Transition Incentive Program | Union | 7083 | 10 | 10.4 | Residential | Yes | Behind the Meter | Behind the Meter |  | None | Pro Custom Solar dba Momentum Solar | PSE&G | Eligible for TI Program | 2020-01-09 | 2020-01-14 | 2021-10-30 | HANWHA | Q.Peak DUO BLK-G5 315 | Solar Panels |  | 0.315 | 26 | 75 | 24 |  | Fixed | Roof
NJSTRE1545384819 | NJSRRE1544430490 | Transition Incentive Program | Clifton | 7011 | 6 | 2.52 | Residential | Yes | Behind the Meter | Net-metered residential rooftop and canopy |  | None | Trinity Solar | PSE&G | Final As-Built Received | 2020-02-11 | 2020-02-13 | 2021-10-30 | HANWHA | Q.PEAK DUO BLK-G5 315 | Solar Panels |  | 0.315 | 8 | 168 | 45 |  | Fixed | Roof
NJSTRE1545384820 | NJSRRE1544501829 | Transition Incentive Program | East Orange | 7018 | 9 | 3.41 | Residential | No | Behind the Meter | Behind the Meter |  | None | Sunrun Installation Services, Inc. | PSE&G | Eligible for TI Program | 2020-02-19 | 2020-02-24 | 2021-10-30 | REC Solar | REC310TP2M | Solar Panels |  | 0.31 | 11 | 195 | 43 |  | Fixed | Roof
NJSTRE1545384823 | NJSRRE1544524631 | Transition Incentive Program | Montclair | 7042 | 9 | 3.72 | Residential | Yes | Behind the Meter | Behind the Meter |  | None | Sunrun Installation Services, Inc. | PSE&G | Eligible for TI Program | 2020-02-24 | 2020-02-27 | 2021-10-30 | REC Solar | REC310TP2M | Solar Panels |  | 0.31 | 3 | 35 | 45 |  | Fixed | Roof
NJSTRE1545384831 | NJSRRE1543481103 | Transition Incentive Program | RARITAN | 8869 | 5 | 3.47 | Residential | Yes | Behind the Meter | Net-metered residential rooftop and canopy |  | None | Vivint Solar Developer, LLC | PSE&G | Accepted | 2019-12-07 | 2019-12-09 | 2021-10-30 | Hanwha Solar | Q.PEAK BLK-G5 315 | Solar Panels |  | 0.315 | 3 | 84 | 16 |  | Fixed | Roof
NJSTRE1545384832 | NJSRRE1543474604 | Transition Incentive Program | BELLE MEAD | 8502 | 5 | 14.07 | Residential | No | Behind the Meter | Behind the Meter |  | None | Infinity Solar Systems | PSE&G | Eligible for TI Program | 2019-12-03 | 2019-12-05 | 2021-10-30 | LG | LG335N1K-V5 | Solar Panels |  | 0.335 | 30 | 118 | 30 |  | Fixed | Roof
NJSTRE1545384834 | NJSRRE1544144199 | Transition Incentive Program | Wayne | 7470 | 6 | 8.19 | Residential | Yes | Behind the Meter | Net-metered residential rooftop and canopy |  | None | Vivint Solar Developer, LLC | PSE&G | Accepted | 2020-01-08 | 2020-01-13 | 2021-10-30 | HANWHA SOLAR | Q.PEAK BLK-G5 315 | Solar Panels |  | 0.315 | 4 | 329 | 44 |  | Fixed | Roof
NJSTRE1545384834 | NJSRRE1544144199 | Transition Incentive Program | Wayne | 7470 | 6 | 8.19 | Residential | Yes | Behind the Meter | Net-metered residential rooftop and canopy |  | None | Vivint Solar Developer, LLC | PSE&G | Accepted | 2020-01-08 | 2020-01-13 | 2021-10-30 | HANWHA SOLAR | Q.PEAK BLK-G5 315 | Solar Panels |  | 0.315 | 17 | 59 | 13 |  | Fixed | Roof
NJSTRE1545384835 | NJSRRE1543853701 | Transition Incentive Program | Voorhees | 8043 | 14 | 5.99 | Residential | Yes | Behind the Meter | Net-metered residential rooftop and canopy |  | None | Vivint Solar Developer, LLC | PSE&G | Accepted | 2020-01-02 | 2020-01-06 | 2021-10-30 | Hanwha Solar | Q.PEAK BLK-G5 315 | Solar Panels |  | 0.315 | 6 | 149 | 30 |  | Fixed | Roof
NJSTRE1545384842 | NJSRRE1543823233 | Transition Incentive Program | union | 7083 | 10 | 11.05 | Residential | No | Behind the Meter | Behind the Meter |  | None | Maier Solar Engineering dba Solar Me | PSE&G | Eligible for TI Program | 2019-12-27 | 2020-01-02 | 2021-10-30 | Hanwha | Q.Cell DUO BLK-G5 | Solar Panels |  | 0.325 | 6 | 123 | 21 |  | Fixed | Roof
NJSTRE1545384842 | NJSRRE1543823233 | Transition Incentive Program | union | 7083 | 10 | 11.05 | Residential | No | Behind the Meter | Behind the Meter |  | None | Maier Solar Engineering dba Solar Me | PSE&G | Eligible for TI Program | 2019-12-27 | 2020-01-02 | 2021-10-30 | Hanwha | Q.Cell DUO BLK-G5 | Solar Panels |  | 0.325 | 8 | 123 | 11 |  | Fixed | Roof
NJSTRE1545384853 | NJSRRE1544422876 | Transition Incentive Program | penns grove | 8069 | 16 | 7.04 | Residential | Yes | Behind the Meter | Net-metered residential rooftop and canopy |  | None | Vision Solar LLC | AC Electric | Accepted | 2020-02-10 | 2020-02-12 | 2021-10-30 | lg solar | lg335n1k-v5 | Solar Panels |  | 0.335 | 21 | 209 | 21 |  | Fixed | Roof
NJSTRE1545384854 | NJSRRE1544465640 | Transition Incentive Program | Princeton | 8540 | 12 | 6.62 | Residential | No | Behind the Meter | Behind the Meter |  | None | Trinity Solar | PSE&G | Eligible for TI Program | 2020-02-17 | 2020-02-19 | 2021-10-30 | Hanwha 315 | Q.PEAK DUO BLK-G5 315 | Solar Panels |  | 0.315 | 21 | 233 | 30 |  | Fixed | Roof
NJSTRE1545384857 | NJSRRE1544161963 | Transition Incentive Program | Secaucus | 7094 | 8 | 11.03 | Residential | Yes | Behind the Meter | Behind the Meter |  | None | Pro Custom Solar dba Momentum Solar | PSE&G | Eligible for TI Program | 2020-01-13 | 2020-01-16 | 2021-10-30 | HANWHA | Q.Peak DUO BLK-G5 315 | Solar Panels |  | 0.315 | 9 | 218 | 11 |  | Fixed | Roof
NJSTRE1545384783 | NJSRRE1543466184 | Transition Incentive Program | CAMDEN | 8105 | 14 | 4.41 | Residential | Yes | Behind the Meter | Net-metered residential rooftop and canopy |  | None | Vivint Solar Developer, LLC | PSE&G | Accepted | 2019-12-03 | 2019-12-05 | 2021-10-30 | Hanwha Solar | Q.PEAK BLK G5 315 | Solar Panels |  | 0.315 | 7 | 260 | 0 |  | Fixed | Roof
NJSTRE1545384783 | NJSRRE1543466184 | Transition Incentive Program | CAMDEN | 8105 | 14 | 4.41 | Residential | Yes | Behind the Meter | Net-metered residential rooftop and canopy |  | None | Vivint Solar Developer, LLC | PSE&G | Accepted | 2019-12-03 | 2019-12-05 | 2021-10-30 | Hanwha Solar | Q.PEAK BLK G5 315 | Solar Panels |  | 0.315 | 3 | 261 | 23 |  | Fixed | Roof
NJSTRE1545384791 | NJSRRE1543550224 | Transition Incentive Program | Deptford Township | 8096 | 15 | 5.04 | Residential | Yes | Behind the Meter | Net-metered residential rooftop and canopy |  | None | Suntuity Solar LLC | PSE&G | Accepted | 2019-12-14 | 2019-12-18 | 2021-10-30 | Yingli Green Energy | YL315D-30b | Solar Panels |  | 0.315 | 16 | 180 | 18 |  | Fixed | Roof
NJSTRE1545384794 | NJSRRE1544308304 | Transition Incentive Program | Barnegat | 8005 | 18 | 5.94 | Residential | No | Behind the Meter | Behind the Meter |  | None | Whitman Construction, LLC | JCP&L | Eligible for TI Program | 2020-01-27 | 2020-01-29 | 2021-10-30 | Panasonic | VBHN330SA17 | Solar Panels |  | 0.33 | 18 | 126 | 30 |  | Fixed | Roof
NJSTRE1545384803 | NJSRRE1544343676 | Transition Incentive Program | Newtownville | 8346 | 19 | 5.12 | Residential | Yes | Behind the Meter | Behind the Meter |  | None | Skyline Solar, LLC | AC Electric | Eligible for TI Program | 2020-01-31 | 2020-02-05 | 2021-10-30 | Hanwha Q-Cells | Q.PEAK DUO-G5 320 | Solar Panels |  | 0.32 | 16 | 68 | 20 |  | Fixed | Roof
NJSTRE1545384817 | NJSRRE1543500287 | Transition Incentive Program | Bloomfield | 7003 | 9 | 5.04 | Residential | Yes | Behind the Meter | Net-metered residential rooftop and canopy |  | None | Vivint Solar Developer, LLC | PSE&G | Accepted | 2019-12-09 | 2019-12-10 | 2021-10-30 | HANWHA SOLAR | Q.PEAK BLK-G5 315 | Solar Panels |  | 0.315 | 2 | 111 | 17 |  | Fixed | Roof
NJSTRE1545384817 | NJSRRE1543500287 | Transition Incentive Program | Bloomfield | 7003 | 9 | 5.04 | Residential | Yes | Behind the Meter | Net-metered residential rooftop and canopy |  | None | Vivint Solar Developer, LLC | PSE&G | Accepted | 2019-12-09 | 2019-12-10 | 2021-10-30 | HANWHA SOLAR | Q.PEAK BLK-G5 315 | Solar Panels |  | 0.315 | 5 | 201 | 9 |  | Fixed | Roof
NJSTRE1545384824 | NJSRRE1544521923 | Transition Incentive Program | Rivervale | 7675 | 7 | 29.3 | Residential | Yes | Behind the Meter | Net-metered residential rooftop and canopy |  | None | Vision Solar LLC | PSE&G | Accepted | 2020-02-22 | 2020-02-25 | 2021-10-30 | hanwa qcells | qpeak duo g5 315 | Solar Panels |  | 0.315 | 8 | 173 | 23 |  | Fixed | Roof
NJSTRE1545384828 | NJSRRE1543827007 | Transition Incentive Program | Clayton | 8312 | 15 | 11.12 | Residential | Yes | Behind the Meter | Behind the Meter |  | None | Seabright Solar | AC Electric | Eligible for TI Program | 2020-01-24 | 2020-01-27 | 2021-10-30 | Sunpower | SPR-E20-327 | Solar Panels |  | 0.327 | 14 | 348 | 18 |  | Fixed | Roof
NJSTRE1545384861 | NJSRRE1544543198 | Transition Incentive Program | Belleville | 7109 | 9 | 3.15 | Residential | No | Behind the Meter | Net-metered residential rooftop and canopy |  | None | Trinity Solar | PSE&G | Final As-Built Received | 2020-02-26 | 2020-02-28 | 2021-10-30 | Hanwha | Q.PEAK DUO BLK-G5 315 | Solar Panels |  | 0.315 | 6 | 121 | 27 |  | Fixed | Roof
NJSTRE1545384873 | NJSRRE1544529842 | Transition Incentive Program | SOUTH AMBOY | 8879 | 11 | 2.56 | Residential | Yes | Behind the Meter | Net-metered residential rooftop and canopy |  | None | Vivint Solar Developer, LLC | JCP&L | Accepted | 2020-02-26 | 2020-02-27 | 2021-10-30 | JINKO SOLAR | JKM320M-60HBL | Solar Panels |  | 0.32 | 4 | 58 | 29 |  | Fixed | Roof
NJSTRE1545384885 | NJSRRE1544430958 | Transition Incentive Program | BURLINGTON | 8016 | 13 | 12.92 | Residential | Yes | Behind the Meter | Net-metered residential rooftop and canopy |  | None | Trinity Solar | PSE&G | Accepted |  | 2020-02-13 | 2021-10-30 | HANWHA | Q.PEAK DUO BLK-G5 315 | Solar Panels |  | 0.315 | 17 | 90 | 23 |  | Fixed | Roof
NJSTRE1545384846 | NJSRRE1543919015 | Transition Incentive Program | Edison | 8837 | 11 | 11.03 | Residential | No | Behind the Meter | Net-metered residential rooftop and canopy |  | None | Pro Custom Solar dba Momentum Solar | PSE&G | Accepted |  | 2020-01-08 | 2021-10-30 | HANWHA | Q.Peak DUO BLK-G5 315 | Solar Panels |  | 0.315 | 17 | 196 | 39 |  | Fixed | Roof
NJSTRE1545384852 | NJSRRE1544469580 | Transition Incentive Program | Hamilton Township | 8610 | 12 | 10.23 | Residential | Yes | Behind the Meter | Behind the Meter |  | None | Sunrun Installation Services, Inc. | PSE&G | Eligible for TI Program | 2020-02-18 | 2020-02-21 | 2021-10-30 | REC Solar | REC310TP2M | Solar Panels |  | 0.31 | 5 | 303 | 23 |  | Fixed | Roof
NJSTRE1545384852 | NJSRRE1544469580 | Transition Incentive Program | Hamilton Township | 8610 | 12 | 10.23 | Residential | Yes | Behind the Meter | Behind the Meter |  | None | Sunrun Installation Services, Inc. | PSE&G | Eligible for TI Program | 2020-02-18 | 2020-02-21 | 2021-10-30 | REC Solar | REC310TP2M | Solar Panels |  | 0.31 | 12 | 125 | 43 |  | Fixed | Roof
NJSTRE1545384858 | NJSRRE1543421658 | Transition Incentive Program | East Mansfield Twp Bur | 8022 | 13 | 13.73 | Residential | No | Behind the Meter | Net-metered residential rooftop and canopy |  | None | SunnyMac LLC | PSE&G | Accepted |  | 2019-11-22 | 2021-10-30 | Sunpower | SPR-E20-327 | Solar Panels |  | 0.327 | 42 | 180 | 27 |  | Fixed | Roof
NJSTRE1545384862 | NJSRRE1544442566 | Transition Incentive Program | ATLANTIC CITY | 8401 | 19 | 6.93 | Residential | Yes | Behind the Meter | Net-metered residential rooftop and canopy |  | None | Vivint Solar Developer, LLC | AC Electric | Accepted | 2020-02-18 | 2020-02-18 | 2021-10-30 | HANWHA SOLAR | Q.PEAK BLK-G5 315 | Solar Panels |  | 0.315 | 6 | 243 | 28 |  | Fixed | Roof
NJSTRE1545384867 | NJSRRE1544352314 | Transition Incentive Program | Atco | 8004 | 14 | 7.25 | Residential | Yes | Behind the Meter | Net-metered residential rooftop and canopy |  | None | Trinity Solar | AC Electric | Accepted |  | 2020-02-06 | 2021-10-30 | Hanwha 315 | Q.PEAK DUO BLK-G5 315 | Solar Panels |  | 0.315 | 6 | 186 | 23 |  | Fixed | Roof
NJSTRE1545384868 | NJSRRE1544190927 | Transition Incentive Program | Elmer | 8318 | 16 | 6.08 | Residential | No | Behind the Meter | Net-metered residential ground mount |  | None | Green Power Energy | AC Electric | Final As-Built Received |  | 2020-01-22 | 2021-10-30 | Silfab | SLG380M | Solar Panels |  | 0.38 | 16 | 190 | 25 |  | Fixed | Ground
NJSTRE1545384874 | NJSRRE1544150814 | Transition Incentive Program | West Orange | 7052 | 9 | 5.04 | Residential | Yes | Behind the Meter | Behind the Meter |  | None | Trinity Solar | PSE&G | Eligible for TI Program | 2020-01-09 | 2020-01-14 | 2021-10-30 | Hanwha | Q.PEAK DUO BLK-G5 315 | Solar Panels |  | 0.315 | 16 | 113 | 27 |  | Fixed | Roof
NJSTRE1545384875 | NJSRRE1543478096 | Transition Incentive Program | Teaneck | 7666 | 7 | 2.52 | Residential | Yes | Behind the Meter | Behind the Meter |  | None | Trinity Solar | PSE&G | Eligible for TI Program | 2019-12-04 | 2019-12-06 | 2021-10-30 | Hanwha | Q.PEAK DUO BLK-G5 315 | Solar Panels |  | 0.315 | 8 | 197 | 30 |  | Fixed | Roof
NJSTRE1545384882 | NJSRRE1544546616 | Transition Incentive Program | Hamilton Township | 8619 | 12 | 5.99 | Residential | Yes | Behind the Meter | Behind the Meter |  | None | Trinity Solar | PSE&G | Eligible for TI Program | 2020-02-27 | 2020-03-02 | 2021-10-30 | Hanwha | Q.PEAK DUO BLK-G5 315 | Solar Panels |  | 0.315 | 19 | 170 | 37 |  | Fixed | Roof
NJSTRE1545384885 | NJSRRE1544430958 | Transition Incentive Program | BURLINGTON | 8016 | 13 | 12.92 | Residential | Yes | Behind the Meter | Net-metered residential rooftop and canopy |  | None | Trinity Solar | PSE&G | Accepted |  | 2020-02-13 | 2021-10-30 | HANWHA | Q.PEAK DUO BLK-G5 315 | Solar Panels |  | 0.315 | 4 | 270 | 14 |  | Fixed | Roof
NJSTRE1545384886 | NJSRRE1543426194 | Transition Incentive Program | Irvington Town | 7111 | 9 | 4.35 | Residential | No | Behind the Meter | Behind the Meter |  | None | Sunrun Installation Services, Inc. | PSE&G | Eligible for TI Program | 2019-11-20 | 2019-11-25 | 2021-10-30 | REC Solar | REC290TP2 BLK | Solar Panels |  | 0.29 | 15 | 100 | 27 |  | Fixed | Roof
NJSTRE1545384896 | NJSRRE1544469055 | Transition Incentive Program | MEDFORD LAKES BORO | 8055 | 13 | 7.56 | Residential | Yes | Behind the Meter | Behind the Meter |  | None | Tesla Energy Operations Inc | PSE&G | Eligible for TI Program | 2020-02-18 | 2020-02-20 | 2021-10-30 | Hanwha Q-Cells | Q.Peak DUO BLK-G5/SC315 | Solar Panels |  | 0.315 | 16 | 197 | 27 |  | Fixed | Roof | Q.Peak DUO BLK-G5/SC315
NJSTRE1545384782 | NJSRRE1544152409 | Transition Incentive Program | Union | 7083 | 10 | 10.4 | Residential | Yes | Behind the Meter | Behind the Meter |  | None | Pro Custom Solar dba Momentum Solar | PSE&G | Eligible for TI Program | 2020-01-09 | 2020-01-14 | 2021-10-30 | HANWHA | Q.Peak DUO BLK-G5 315 | Solar Panels |  | 0.315 | 7 | 165 | 24 |  | Fixed | Roof
NJSTRE1545384787 | NJSRRE1544354828 | Transition Incentive Program | Mount Laurel | 8054 | 13 | 5.2 | Residential | No | Behind the Meter | Behind the Meter |  | None | Sunny Corp | PSE&G | Eligible for TI Program | 2020-02-05 | 2020-02-07 | 2021-10-30 | PANASONIC | VBHN325KA03 | Solar Panels |  | 0.325 | 7 | 220 | 30 |  | Fixed | Roof
NJSTRE1545384793 | NJSRRE1544343689 | Transition Incentive Program | Pleasantville | 8232 | 19 | 6.4 | Residential | Yes | Behind the Meter | Net-metered residential rooftop and canopy |  | None | Castle Energy, LLC | AC Electric | Final As-Built Received | 2020-01-31 | 2020-02-05 | 2021-10-30 | Hanwha Q-Cells | Q.Peak DUO BLK G5 320 | Solar Panels |  | 0.32 | 4 | 116 | 24 |  | Fixed | Roof
NJSTRE1545384811 | NJSRRE1543464359 | Transition Incentive Program | PARLIN | 8859 | 11 | 5.99 | Residential | Yes | Behind the Meter | Net-metered residential rooftop and canopy |  | None | Vivint Solar Developer, LLC | JCP&L | Accepted | 2019-12-02 | 2019-12-04 | 2021-10-30 | HANWHA SOLAR | Q.PEAK BLK-G5 315 | Solar Panels |  | 0.315 | 19 | 261 | 36 |  | Fixed | Roof
NJSTRE1545384821 | NJSRRE1544473229 | Transition Incentive Program | Mannington | 8079 | 16 | 8.99 | Residential | No | Behind the Meter | Behind the Meter |  | None | Sunrun Installation Services, Inc. | AC Electric | Eligible for TI Program | 2020-02-19 | 2020-02-24 | 2021-10-30 | REC Solar | REC310TP2M | Solar Panels |  | 0.31 | 29 | 135 | 27 |  | Fixed | Roof
NJSTRE1545384827 | NJSRRE1544152610 | Transition Incentive Program | Swedesboro | 8085 | 15 | 12.25 | Residential | Yes | Behind the Meter | Net-metered residential rooftop and canopy |  | None | SunPower Corporation, Systems | AC Electric | Accepted |  | 2020-01-14 | 2021-10-30 | SUNPOWER | SPR-X21-350-BLK-E-AC | Solar Panels |  | 0.35 | 35 | 58 | 34 |  | Fixed | Roof
NJSTRE1545384832 | NJSRRE1543474604 | Transition Incentive Program | BELLE MEAD | 8502 | 5 | 14.07 | Residential | No | Behind the Meter | Behind the Meter |  | None | Infinity Solar Systems | PSE&G | Eligible for TI Program | 2019-12-03 | 2019-12-05 | 2021-10-30 | LG | LG335N1K-V5 | Solar Panels |  | 0.335 | 12 | 118 | 30 |  | Fixed | Roof
NJSTRE1545384837 | NJSRRE1544148099 | Transition Incentive Program | Rutherford | 7070 | 7 | 6.4 | Residential | No | Behind the Meter | Behind the Meter |  | None | Sunrun Installation Services, Inc. | PSE&G | Eligible for TI Program | 2020-01-08 | 2020-01-13 | 2021-10-30 | Hanwha Q-Cells | Q.PEAK DUO-G7 320 | Solar Panels |  | 0.32 | 19 | 210 | 41 |  | Fixed | Roof
NJSTRE1545384837 | NJSRRE1544148099 | Transition Incentive Program | Rutherford | 7070 | 7 | 6.4 | Residential | No | Behind the Meter | Behind the Meter |  | None | Sunrun Installation Services, Inc. | PSE&G | Eligible for TI Program | 2020-01-08 | 2020-01-13 | 2021-10-30 | Hanwha Q-Cells | Q.PEAK DUO-G7 320 | Solar Panels |  | 0.32 | 1 | 30 | 43 |  | Fixed | Roof
NJSTRE1545384850 | NJSRRE1544523368 | Transition Incentive Program | West Windsor Township | 8550 | 12 | 11.88 | Residential | No | Behind the Meter | Behind the Meter |  | None | Panatec Corporation | PSE&G | Eligible for TI Program | 2020-02-23 | 2020-02-26 | 2021-10-30 | Panasonic | VBHN330SA17E | Solar Panels |  | 0.33 | 36 | 135 | 25 |  | Fixed | Roof
NJSTRE1545384855 | NJSRRE1543425499 | Transition Incentive Program | North Bergen | 7047 | 8 | 7.25 | Residential | Yes | Behind the Meter | Net-metered residential rooftop and canopy |  | None | Suntuity Solar LLC | PSE&G | Accepted | 2019-11-20 | 2019-11-25 | 2021-10-30 | Yingli Green Energy | YL315D-30b | Solar Panels |  | 0.315 | 3 | 118 | 23 |  | Fixed | Roof
NJSTRE1545384860 | NJSRRE1544331648 | Transition Incentive Program | Hillsborough Township | 8844 | 5 | 12.4 | Residential | No | Behind the Meter | Behind the Meter |  | None | Sunrun Installation Services, Inc. | PSE&G | Eligible for TI Program | 2020-01-29 | 2020-02-03 | 2021-10-30 | REC Solar | REC310TP2M | Solar Panels |  | 0.31 | 16 | 268 | 18 |  | Fixed | Roof
NJSTRE1545384787 | NJSRRE1544354828 | Transition Incentive Program | Mount Laurel | 8054 | 13 | 5.2 | Residential | No | Behind the Meter | Behind the Meter |  | None | Sunny Corp | PSE&G | Eligible for TI Program | 2020-02-05 | 2020-02-07 | 2021-10-30 | PANASONIC | VBHN325KA03 | Solar Panels |  | 0.325 | 9 | 220 | 26 |  | Fixed | Roof
NJSTRE1545384788 | NJSRRE1543422048 | Transition Incentive Program | Newton | 7860 | 1 | 10.14 | Residential | No | Behind the Meter | Net-metered residential rooftop and canopy |  | None | SunPower Capital LLC | JCP&L | Accepted | 2019-11-19 | 2019-11-25 | 2021-10-30 | sunpower | e20-327-e-ac | Solar Panels |  | 0.327 | 31 | 192 | 18 |  | Fixed | Roof
NJSTRE1545384799 | NJSRRE1544456592 | Transition Incentive Program | Sicklerville | 8081 | 14 | 8.37 | Residential | Yes | Behind the Meter | Behind the Meter |  | None | Sunrun Installation Services, Inc. | AC Electric | Eligible for TI Program | 2020-02-14 | 2020-02-28 | 2021-10-30 | REC Solar | REC310TP2M | Solar Panels |  | 0.31 | 7 | 149 | 23 |  | Fixed | Roof
NJSTRE1545384799 | NJSRRE1544456592 | Transition Incentive Program | Sicklerville | 8081 | 14 | 8.37 | Residential | Yes | Behind the Meter | Behind the Meter |  | None | Sunrun Installation Services, Inc. | AC Electric | Eligible for TI Program | 2020-02-14 | 2020-02-28 | 2021-10-30 | REC Solar | REC310TP2M | Solar Panels |  | 0.31 | 20 | 238 | 23 |  | Fixed | Roof
NJSTRE1545384805 | NJSRRE1544442809 | Transition Incentive Program | Erial | 8081 | 14 | 7.75 | Residential | Yes | Behind the Meter | Behind the Meter |  | None | Sunrun Installation Services, Inc. | AC Electric | Eligible for TI Program | 2020-02-13 | 2020-02-18 | 2021-10-30 | REC Solar | REC310TP2M | Solar Panels |  | 0.31 | 16 | 338 | 23 |  | Fixed | Roof
NJSTRE1545384805 | NJSRRE1544442809 | Transition Incentive Program | Erial | 8081 | 14 | 7.75 | Residential | Yes | Behind the Meter | Behind the Meter |  | None | Sunrun Installation Services, Inc. | AC Electric | Eligible for TI Program | 2020-02-13 | 2020-02-18 | 2021-10-30 | REC Solar | REC310TP2M | Solar Panels |  | 0.31 | 9 | 158 | 23 |  | Fixed | Roof
NJSTRE1545384816 | NJSRRE1544347736 | Transition Incentive Program | Bridgeton | 8302 | 20 | 7.67 | Residential | Yes | Behind the Meter | Net-metered residential rooftop and canopy |  | None | Bright Planet Solar | AC Electric | Accepted |  | 2020-02-06 | 2021-10-30 | TRINA SOLAR | TSM-DD05A.05(II) 295 | Solar Panels |  | 0.295 | 5 | 266 | 18 |  | Fixed | Roof
NJSTRE1545384816 | NJSRRE1544347736 | Transition Incentive Program | Bridgeton | 8302 | 20 | 7.67 | Residential | Yes | Behind the Meter | Net-metered residential rooftop and canopy |  | None | Bright Planet Solar | AC Electric | Accepted |  | 2020-02-06 | 2021-10-30 | TRINA SOLAR | TSM-DD05A.05(II) 295 | Solar Panels |  | 0.295 | 21 | 86 | 18 |  | Fixed | Roof
NJSTRE1545384822 | NJSRRE1544446724 | Transition Incentive Program | MOUNT HOLLY | 8060 | 13 | 8.32 | Residential | Yes | Behind the Meter | Net-metered residential rooftop and canopy |  | None | Vivint Solar Developer, LLC | PSE&G | Accepted | 2020-02-17 | 2020-02-18 | 2021-10-30 | JINKO SOLAR | JKM320M-60HBL | Solar Panels |  | 0.32 | 18 | 176 | 19 |  | Fixed | Roof
NJSTRE1545384825 | NJSRRE1544532789 | Transition Incentive Program | NORTH PLAINFIELD | 7060 | 10 | 7.63 | Residential | No | Behind the Meter | Behind the Meter |  | None | Infinity Solar Systems | PSE&G | Eligible for TI Program | 2020-02-25 | 2020-02-27 | 2021-10-30 | TRINA | TSM-305DD05A.05(II) | Solar Panels |  | 0.305 | 9 | 310 | 35 |  | Fixed | Roof
NJSTRE1545384826 | NJSRRE1543425693 | Transition Incentive Program | Port Reading | 7064 | 11 | 3.15 | Residential | Yes | Behind the Meter | Behind the Meter |  | None | Pro Custom Solar dba Momentum Solar | PSE&G | Eligible for TI Program | 2019-11-20 | 2019-11-25 | 2021-10-30 | Hanwha | Q.Peak DUO BLK-G5 315 | Solar Panels |  | 0.315 | 10 | 114 | 5 |  | Fixed | Roof
NJSTRE1545384833 | NJSRRE1543822183 | Transition Incentive Program | Pleasantville | 8232 | 19 | 3.5 | Residential | Yes | Behind the Meter | Behind the Meter |  | None | Pro Custom Solar dba Momentum Solar | AC Electric | Eligible for TI Program | 2019-12-26 | 2019-12-31 | 2021-10-30 | LG ELECTRONICS | LG 350N1C-V5 | Solar Panels |  | 0.35 | 10 | 294 | 5 |  | Fixed | Roof
NJSTRE1545384849 | NJSRRE1544331661 | Transition Incentive Program | Bloomfield | 7003 | 9 | 3.72 | Residential | No | Behind the Meter | Behind the Meter |  | None | Sunrun Installation Services, Inc. | PSE&G | Eligible for TI Program | 2020-01-29 | 2020-02-03 | 2021-10-30 | REC Solar | REC310TP2M | Solar Panels |  | 0.31 | 12 | 41 | 23 |  | Fixed | Roof
NJSTRE1545384835 | NJSRRE1543853701 | Transition Incentive Program | Voorhees | 8043 | 14 | 5.99 | Residential | Yes | Behind the Meter | Net-metered residential rooftop and canopy |  | None | Vivint Solar Developer, LLC | PSE&G | Accepted | 2020-01-02 | 2020-01-06 | 2021-10-30 | Hanwha Solar | Q.PEAK BLK-G5 315 | Solar Panels |  | 0.315 | 13 | 329 | 30 |  | Fixed | Roof
NJSTRE1545384841 | NJSRRE1544331655 | Transition Incentive Program | Hopatcong | 7843 | 1 | 7.13 | Residential | Yes | Behind the Meter | Behind the Meter |  | None | Sunrun Installation Services, Inc. | JCP&L | Eligible for TI Program | 2020-01-29 | 2020-02-03 | 2021-10-30 | REC Solar | REC310TP2M | Solar Panels |  | 0.31 | 19 | 123 | 23 |  | Fixed | Roof
NJSTRE1545384842 | NJSRRE1543823233 | Transition Incentive Program | union | 7083 | 10 | 11.05 | Residential | No | Behind the Meter | Behind the Meter |  | None | Maier Solar Engineering dba Solar Me | PSE&G | Eligible for TI Program | 2019-12-27 | 2020-01-02 | 2021-10-30 | Hanwha | Q.Cell DUO BLK-G5 | Solar Panels |  | 0.325 | 14 | 213 | 21 |  | Fixed | Roof
NJSTRE1545384846 | NJSRRE1543919015 | Transition Incentive Program | Edison | 8837 | 11 | 11.03 | Residential | No | Behind the Meter | Net-metered residential rooftop and canopy |  | None | Pro Custom Solar dba Momentum Solar | PSE&G | Accepted |  | 2020-01-08 | 2021-10-30 | HANWHA | Q.Peak DUO BLK-G5 315 | Solar Panels |  | 0.315 | 6 | 286 | 39 |  | Fixed | Roof
NJSTRE1545384852 | NJSRRE1544469580 | Transition Incentive Program | Hamilton Township | 8610 | 12 | 10.23 | Residential | Yes | Behind the Meter | Behind the Meter |  | None | Sunrun Installation Services, Inc. | PSE&G | Eligible for TI Program | 2020-02-18 | 2020-02-21 | 2021-10-30 | REC Solar | REC310TP2M | Solar Panels |  | 0.31 | 16 | 305 | 43 |  | Fixed | Roof
NJSTRE1545384862 | NJSRRE1544442566 | Transition Incentive Program | ATLANTIC CITY | 8401 | 19 | 6.93 | Residential | Yes | Behind the Meter | Net-metered residential rooftop and canopy |  | None | Vivint Solar Developer, LLC | AC Electric | Accepted | 2020-02-18 | 2020-02-18 | 2021-10-30 | HANWHA SOLAR | Q.PEAK BLK-G5 315 | Solar Panels |  | 0.315 | 8 | 63 | 32 |  | Fixed | Roof
NJSTRE1545384862 | NJSRRE1544442566 | Transition Incentive Program | ATLANTIC CITY | 8401 | 19 | 6.93 | Residential | Yes | Behind the Meter | Net-metered residential rooftop and canopy |  | None | Vivint Solar Developer, LLC | AC Electric | Accepted | 2020-02-18 | 2020-02-18 | 2021-10-30 | HANWHA SOLAR | Q.PEAK BLK-G5 315 | Solar Panels |  | 0.315 | 5 | 63 | 28 |  | Fixed | Roof
NJSTRE1545384867 | NJSRRE1544352314 | Transition Incentive Program | Atco | 8004 | 14 | 7.25 | Residential | Yes | Behind the Meter | Net-metered residential rooftop and canopy |  | None | Trinity Solar | AC Electric | Accepted |  | 2020-02-06 | 2021-10-30 | Hanwha 315 | Q.PEAK DUO BLK-G5 315 | Solar Panels |  | 0.315 | 10 | 186 | 22 |  | Fixed | Roof
NJSTRE1545384896 | NJSRRE1544469055 | Transition Incentive Program | MEDFORD LAKES BORO | 8055 | 13 | 7.56 | Residential | Yes | Behind the Meter | Behind the Meter |  | None | Tesla Energy Operations Inc | PSE&G | Eligible for TI Program | 2020-02-18 | 2020-02-20 | 2021-10-30 | Hanwha Q-Cells | Q.Peak DUO BLK-G5/SC315 | Solar Panels |  | 0.315 | 6 | 197 | 27 |  | Fixed | Roof
NJSTRE1545384897 | NJSRRE1544353289 | Transition Incentive Program | Carteret | 7008 | 11 | 180.18 | Commercial | Yes | Behind the Meter | Net-metered non-residential rooftop and canopy |  | None | Apollo Solar Partners | PSE&G | Accepted | 2020-02-04 | 2020-02-07 | 2021-10-30 | HANWHA | QCELL PEAK DUO | Solar Panels |  | 0.385 | 468 | 198 | 5 |  | Fixed | Roof
NJSTRE1545384902 | NJSRRE1543532516 | Transition Incentive Program | Sicklerville | 8081 | 14 | 7.19 | Residential | Yes | Behind the Meter | Net-metered residential rooftop and canopy |  | None | SunnyMac LLC | AC Electric | Accepted |  | 2019-12-16 | 2021-10-30 | SunPower | SPR-E20327 | Solar Panels |  | 0.327 | 3 | 268 | 23 |  | Fixed | Roof
NJSTRE1545384906 | NJSRRE1543509256 | Transition Incentive Program | Clifton | 7011 | 6 | 5.99 | Residential | Yes | Behind the Meter | Behind the Meter |  | None | Trinity Solar | PSE&G | Eligible for TI Program | 2019-12-11 | 2019-12-13 | 2021-10-30 | Hanwha | Q.PEAK DUO BLK-G5 315 | Solar Panels |  | 0.315 | 5 | 128 | 5 |  | Fixed | Roof
NJSTRE1545384907 | NJSRRE1544293787 | Transition Incentive Program | Iselin | 8830 | 11 | 8.51 | Residential | Yes | Behind the Meter | Net-metered residential rooftop and canopy |  | None | Suntuity Solar LLC | PSE&G | Accepted | 2020-01-25 | 2020-01-29 | 2021-10-30 | Hanwha Q-Cells | Q.PEAK DUO BLK-G5 315 | Solar Panels |  | 0.315 | 12 | 179 | 14 |  | Fixed | Roof
NJSTRE1545384863 | NJSRRE1544546698 | Transition Incentive Program | SICKLERVILLE | 8081 | 14 | 20.16 | Residential | Yes | Behind the Meter | Net-metered residential rooftop and canopy |  | None | Vivint Solar Developer, LLC | AC Electric | Accepted | 2020-02-28 | 2020-03-03 | 2021-10-30 | JINKO SOLAR | JKM320M-60HBL | Solar Panels |  | 0.32 | 40 | 219 | 23 |  | Fixed | Roof
NJSTRE1545384864 | NJSRRE1544214202 | Transition Incentive Program | East Brunswick | 8816 | 11 | 7.35 | Residential | Yes | Behind the Meter | Behind the Meter |  | None | Pro Custom Solar dba Momentum Solar | PSE&G | Eligible for TI Program | 2020-01-22 | 2020-01-28 | 2021-10-30 | LG ELECTRONICS | LG 350N1C-V5 | Solar Panels |  | 0.35 | 18 | 174 | 22 |  | Fixed | Roof
NJSTRE1545384866 | NJSRRE1544442723 | Transition Incentive Program | CLIFTON | 7011 | 6 | 7.68 | Residential | Yes | Behind the Meter | Net-metered residential rooftop and canopy |  | None | Vivint Solar Developer, LLC | PSE&G | Accepted | 2020-02-17 | 2020-02-18 | 2021-10-30 | JINKO SOLAR | JKM320M-60HBL | Solar Panels |  | 0.32 | 8 | 77 | 37 |  | Fixed | Roof
NJSTRE1545384867 | NJSRRE1544352314 | Transition Incentive Program | Atco | 8004 | 14 | 7.25 | Residential | Yes | Behind the Meter | Net-metered residential rooftop and canopy |  | None | Trinity Solar | AC Electric | Accepted |  | 2020-02-06 | 2021-10-30 | Hanwha 315 | Q.PEAK DUO BLK-G5 315 | Solar Panels |  | 0.315 | 7 | 96 | 23 |  | Fixed | Roof
NJSTRE1545384876 | NJSRRE1544446867 | Transition Incentive Program | Sewell | 8080 | 15 | 27.47 | Residential | Yes | Behind the Meter | Net-metered residential rooftop and canopy |  | None | Vision Solar LLC | AC Electric | Final As-Built Received | 2020-02-13 | 2020-02-18 | 2021-10-30 | lg solar | lg335n1kv5 | Solar Panels |  | 0.335 | 14 | 239 | 34 |  | Fixed | Roof
NJSTRE1545384876 | NJSRRE1544446867 | Transition Incentive Program | Sewell | 8080 | 15 | 27.47 | Residential | Yes | Behind the Meter | Net-metered residential rooftop and canopy |  | None | Vision Solar LLC | AC Electric | Final As-Built Received | 2020-02-13 | 2020-02-18 | 2021-10-30 | lg solar | lg335n1kv5 | Solar Panels |  | 0.335 | 18 | 59 | 34 |  | Fixed | Roof
NJSTRE1545384880 | NJSRRE1543425715 | Transition Incentive Program | Port Reading | 7064 | 11 | 3.15 | Residential | Yes | Behind the Meter | Behind the Meter |  | None | Pro Custom Solar dba Momentum Solar | PSE&G | Eligible for TI Program | 2019-11-20 | 2019-11-25 | 2021-10-30 | Hanwha | Q.Peak DUO BLK-G5 315 | Solar Panels |  | 0.315 | 10 | 114 | 5 |  | Fixed | Roof
NJSTRE1545384887 | NJSRRE1543437114 | Transition Incentive Program | MONTVALE | 7645 | 7 | 11.36 | Residential | No | Behind the Meter | Behind the Meter |  | None | Infinity Solar Systems | Orange Rockland Electric | Eligible for TI Program | 2019-11-22 | 2019-11-26 | 2021-10-30 | LG | LG335Q1C-A5 | Solar Panels |  | 0.355 | 32 | 179 | 28 |  | Fixed | Roof
NJSTRE1545384888 | NJSRRE1543501767 | Transition Incentive Program | TOWACO | 7082 | 3 | 11.34 | Residential | No | Behind the Meter | Net-metered residential rooftop and canopy |  | None | Tesla Energy Operations Inc. | JCP&L | Accepted | 2019-12-09 | 2019-12-11 | 2021-10-30 | Hanwha Q-Cells | Q.Peak DUO BLK-G5/SC315 | Solar Panels |  | 0.315 | 16 | 290 | 23 |  | Fixed | Roof
NJSTRE1545384892 | NJSRRE1543434941 | Transition Incentive Program | North Plainfield | 7060 | 10 | 8.82 | Residential | No | Behind the Meter | Net-metered residential rooftop and canopy |  | None | Pro Custom Solar dba Momentum Solar | PSE&G | Accepted |  | 2019-11-26 | 2021-10-30 | Hanwha | Q.Peak DUO BLK-G5 315 | Solar Panels |  | 0.315 | 22 | 136 | 33 |  | Fixed | Roof
NJSTRE1545384898 | NJSRRE1544308942 | Transition Incentive Program | Monroe | 8831 | 11 | 9.6 | Residential | Yes | Behind the Meter | Behind the Meter |  | None | Skyline Solar, LLC | JCP&L | Eligible for TI Program | 2020-01-27 | 2020-01-29 | 2021-10-30 | Hanwha Q-Cells | Q.PEAK DUO-G5 320 | Solar Panels |  | 0.32 | 30 | 162251 | 38 |  | Fixed | Roof
NJSTRE1545384901 | NJSRRE1544326094 | Transition Incentive Program | MANAHAWKIN | 8050 | 18 | 12.92 | Residential | Yes | Behind the Meter | Net-metered residential rooftop and canopy |  | None | Vivint Solar Developer, LLC | AC Electric | Accepted | 2020-01-29 | 2020-01-31 | 2021-10-30 | HANWHA SOLAR | Q.PEAK BLK-G5 315 | Solar Panels |  | 0.315 | 23 | 100 | 27 |  | Fixed | Roof
NJSTRE1545383809 | NJSRRE1542564465 | Transition Incentive Program | Rahway City | 7065 | 10 | 7.04 | Residential | Yes | Behind the Meter | Behind the Meter |  | None | Skyline Solar, LLC | PSE&G | Eligible for TI Program | 2019-10-21 | 2019-10-23 | 2021-10-30 | Hanwha Q-Cells | Q.PEAK DUO-G5 320 | Solar Panels |  | 0.32 | 22 | 175 | 23 |  | Fixed | Roof
NJSTRE1545383812 | NJSRRE1542423001 | Transition Incentive Program | KEYPORT | 7735 | 17 | 6.3 | Residential | Yes | Behind the Meter | Net-metered residential rooftop and canopy |  | None | Vivint Solar Developer, LLC | JCP&L | Accepted | 2019-09-19 | 2019-09-23 | 2021-10-30 | Hanwha Solar | Q.PEAK BLK-G5 315 | Solar Panels |  | 0.315 | 3 | 22 | 127 |  | Fixed | Roof
NJSTRE1545383817 | NJSRRE1542816160 | Transition Incentive Program | Irvington Town | 7111 | 9 | 4.96 | Residential | Yes | Behind the Meter | Behind the Meter |  | None | Posigen NJ LLC | PSE&G | Eligible for TI Program | 2019-10-30 | 2019-11-01 | 2021-10-30 | Silfab | SLA310M | Solar Panels |  | 0.31 | 16 | 179269 | 40 |  | Fixed | Roof
NJSTRE1545383819 | NJSRRE1542481272 | Transition Incentive Program | Manahawkin | 8050 | 18 | 6.67 | Residential | Yes | Behind the Meter | Behind the Meter |  | None | Sunrun Installation Services, Inc. | AC Electric | Eligible for TI Program | 2019-10-01 | 2019-10-03 | 2021-10-30 | REC Solar | REC290TP2 BLK | Solar Panels |  | 0.29 | 19 | 353 | 34 |  | Fixed | Roof
NJSTRE1545383822 | NJSRRE1542441597 | Transition Incentive Program | Merchantville | 8109 | 14 | 4.73 | Residential | Yes | Behind the Meter | Net-metered residential rooftop and canopy |  | None | Vivint Solar Developer, LLC | PSE&G | Accepted | 2019-09-25 | 2019-09-27 | 2021-10-30 | Hanwha Solar | Q.PEAK BLK-G5 315 | Solar Panels |  | 0.315 | 15 | 125 | 26 |  | Fixed | Roof
NJSTRE1545383827 | NJSRRE1542515237 | Transition Incentive Program | ATCO | 8004 | 14 | 2.84 | Residential | Yes | Behind the Meter | Net-metered residential rooftop and canopy |  | None | Vivint Solar Developer, LLC | AC Electric | Accepted | 2019-10-08 | 2019-10-10 | 2021-10-30 | Hanwha Solar | Q.PEAK BLK-G5 315 | Solar Panels |  | 0.315 | 7 | 13 | 33 |  | Fixed | Roof
NJSTRE1545383834 | NJSRRE1542461256 | Transition Incentive Program | Washington | 7676 | 7 | 10.7 | Residential | Yes | Behind the Meter | Behind the Meter |  | None | Pro Custom Solar dba Momentum Solar | PSE&G | Eligible for TI Program | 2019-09-30 | 2019-10-02 | 2021-10-30 | LG ELECTRONICS | LG 345N1C-V5 | Solar Panels |  | 0.345 | 3 | 178 | 21 |  | Fixed | Roof
NJSTRE1545383835 | NJSRRE1542460940 | Transition Incentive Program | East Orange | 7018 | 9 | 7.25 | Residential | Yes | Behind the Meter | Behind the Meter |  | None | Trinity Solar | PSE&G | Eligible for TI Program | 2019-09-30 | 2019-11-07 | 2021-10-30 | Hanwha | Q.PEAK DUO BLK-G5 315 | Solar Panels |  | 0.315 | 13 | 292 | 27 |  | Fixed | Roof
NJSTRE1545383837 | NJSRRE1542523775 | Transition Incentive Program | Elmwood Park | 7407 | 7 | 7.25 | Residential | No | Behind the Meter | Behind the Meter |  | None | Pro Custom Solar dba Momentum Solar | PSE&G | Eligible for TI Program | 2019-10-10 | 2019-10-14 | 2021-10-30 | LG ELECTRONICS | LG 345N1C-V5 | Solar Panels |  | 0.345 | 8 | 341 | 24 |  | Fixed | Roof
NJSTRE1545383842 | NJSRRE1543067839 | Transition Incentive Program | Caldwell | 7006 | 9 | 6.56 | Residential | Yes | Behind the Meter | Behind the Meter |  | None | Pro Custom Solar dba Momentum Solar | PSE&G | Eligible for TI Program | 2019-11-12 | 2019-11-15 | 2021-10-30 | LG Electronics | LG 345N1C-V5 | Solar Panels |  | 0.345 | 10 | 228 | 29 |  | Fixed | Roof
NJSTRE1545383847 | NJSRRE1542501650 | Transition Incentive Program | Egg Harbor Township | 8234 | 19 | 8.12 | Residential | Yes | Behind the Meter | Behind the Meter |  | None | Sunrun Installation Services, Inc. | AC Electric | Eligible for TI Program | 2019-10-03 | 2019-10-08 | 2021-10-30 | REC Solar | REC290TP2 BLK | Solar Panels |  | 0.29 | 12 | 209 | 18 |  | Fixed | Roof
NJSTRE1545383852 | NJSRRE1543040812 | Transition Incentive Program | Pennsauken Township | 8109 | 14 | 6.2 | Residential | Yes | Behind the Meter | Net-metered residential rooftop and canopy |  | None | Palmetto Solar LLC | PSE&G | Accepted | 2019-11-06 | 2019-11-08 | 2021-10-30 | Yingli | 310D-30B | Solar Panels |  | 0.31 | 16 | 164 | 23 |  | Fixed | Roof
NJSTRE1545384885 | NJSRRE1544430958 | Transition Incentive Program | BURLINGTON | 8016 | 13 | 12.92 | Residential | Yes | Behind the Meter | Net-metered residential rooftop and canopy |  | None | Trinity Solar | PSE&G | Accepted |  | 2020-02-13 | 2021-10-30 | HANWHA | Q.PEAK DUO BLK-G5 315 | Solar Panels |  | 0.315 | 4 | 90 | 14 |  | Fixed | Roof
NJSTRE1545384895 | NJSRRE1544333385 | Transition Incentive Program | CRANBURY | 8512 | 11 | 6.3 | Residential | Yes | Behind the Meter | Net-metered residential rooftop and canopy |  | None | Vivint Solar Developer, LLC | PSE&G | Accepted | 2020-01-30 | 2020-02-04 | 2021-10-30 | Hanwha Solar | Q.PEAK BLK-G5 315 | Solar Panels |  | 0.315 | 8 | 19 | 25 |  | Fixed | Roof
NJSTRE1545384895 | NJSRRE1544333385 | Transition Incentive Program | CRANBURY | 8512 | 11 | 6.3 | Residential | Yes | Behind the Meter | Net-metered residential rooftop and canopy |  | None | Vivint Solar Developer, LLC | PSE&G | Accepted | 2020-01-30 | 2020-02-04 | 2021-10-30 | Hanwha Solar | Q.PEAK BLK-G5 315 | Solar Panels |  | 0.315 | 8 | 199 | 25 |  | Fixed | Roof
NJSTRE1545384903 | NJSRRE1544524642 | Transition Incentive Program | Manville | 8835 | 5 | 4.96 | Residential | No | Behind the Meter | Behind the Meter |  | None | Sunrun Installation Services, Inc. | PSE&G | Eligible for TI Program | 2020-02-24 | 2020-02-27 | 2021-10-30 | REC Solar | REC310TP2M | Solar Panels |  | 0.31 | 6 | 127 | 34 |  | Fixed | Roof
NJSTRE1545384905 | NJSRRE1543974479 | Transition Incentive Program | Trenton | 8610 | 12 | 19.84 | Residential | No | Behind the Meter | Net-metered residential rooftop and canopy |  | None | Castle Energy, LLC | PSE&G | Accepted | 2020-01-06 | 2020-01-08 | 2021-10-30 | Hanwha Q-Cells | Q.Peak DUO-G5 320 | Solar Panels |  | 0.32 | 8 | 209 | 25 |  | Fixed | Roof
NJSTRE1545384905 | NJSRRE1543974479 | Transition Incentive Program | Trenton | 8610 | 12 | 19.84 | Residential | No | Behind the Meter | Net-metered residential rooftop and canopy |  | None | Castle Energy, LLC | PSE&G | Accepted | 2020-01-06 | 2020-01-08 | 2021-10-30 | Hanwha Q-Cells | Q.Peak DUO-G5 320 | Solar Panels |  | 0.32 | 19 | 29 | 20 |  | Fixed | Roof
NJSTRE1545384913 | NJSRRE1543661058 | Transition Incentive Program | North Plainfield | 7062 | 10 | 5.25 | Residential | Yes | Behind the Meter | Behind the Meter |  | None | Pro Custom Solar dba Momentum Solar | PSE&G | Eligible for TI Program | 2019-12-23 | 2019-12-30 | 2021-10-30 | LG Electronics | LG 350N1C-V5 | Solar Panels |  | 0.35 | 15 | 130 | 34 |  | Fixed | Pole
NJSTRE1545384916 | NJSRRE1543478383 | Transition Incentive Program | Marlboro Township | 7746 | 17 | 30 | Residential | Yes | Behind the Meter | Net-metered residential rooftop and canopy |  | None | SunPower Corporation, Systems | JCP&L | Accepted |  | 2019-12-06 | 2021-10-30 | SUNPOWER | SPR-A400-G-AC | Solar Panels |  | 0.4 | 24 | 164 | 36 |  | Fixed | Roof
NJSTRE1545384916 | NJSRRE1543478383 | Transition Incentive Program | Marlboro Township | 7746 | 17 | 30 | Residential | Yes | Behind the Meter | Net-metered residential rooftop and canopy |  | None | SunPower Corporation, Systems | JCP&L | Accepted |  | 2019-12-06 | 2021-10-30 | SUNPOWER | SPR-A400-G-AC | Solar Panels |  | 0.4 | 3 | 344 | 36 |  | Fixed | Roof
NJSTRE1545384924 | NJSRRE1543657018 | Transition Incentive Program | Atlantic Highlands | 7716 | 17 | 8.82 | Residential | Yes | Behind the Meter | Behind the Meter |  | None | Trinity Solar | JCP&L | Eligible for TI Program | 2019-12-23 | 2019-12-27 | 2021-10-30 | HANWHA | Q.PEAK DUO BLK-G5 315 | Solar Panels |  | 0.315 | 9 | 288 | 27 |  | Fixed | Roof
NJSTRE1545384924 | NJSRRE1543657018 | Transition Incentive Program | Atlantic Highlands | 7716 | 17 | 8.82 | Residential | Yes | Behind the Meter | Behind the Meter |  | None | Trinity Solar | JCP&L | Eligible for TI Program | 2019-12-23 | 2019-12-27 | 2021-10-30 | HANWHA | Q.PEAK DUO BLK-G5 315 | Solar Panels |  | 0.315 | 6 | 198 | 18 |  | Fixed | Roof
NJSTRE1545384925 | NJSRRE1544419877 | Transition Incentive Program | Williamstown | 8094 | 15 | 9.6 | Residential | Yes | Behind the Meter | Behind the Meter |  | None | Skyline Solar, LLC | AC Electric | Eligible for TI Program | 2020-02-07 | 2020-02-12 | 2021-10-30 | Hanwha Q-Cells | Q.PEAK DUO-G5 320 | Solar Panels |  | 0.32 | 30 | 135136 | 34 |  | Fixed | Roof
NJSTRE1545384856 | NJSRRE1544501450 | Transition Incentive Program | Jersey City | 7304 | 8 | 7.44 | Residential | Yes | Behind the Meter | Behind the Meter |  | None | Skyline Solar, LLC | PSE&G | Eligible for TI Program | 2020-02-20 | 2020-02-24 | 2021-10-30 | Silfab | SLA-M | Solar Panels |  | 0.31 | 24 | 211 | 18 |  | Fixed | Roof
NJSTRE1545384860 | NJSRRE1544331648 | Transition Incentive Program | Hillsborough Township | 8844 | 5 | 12.4 | Residential | No | Behind the Meter | Behind the Meter |  | None | Sunrun Installation Services, Inc. | PSE&G | Eligible for TI Program | 2020-01-29 | 2020-02-03 | 2021-10-30 | REC Solar | REC310TP2M | Solar Panels |  | 0.31 | 22 | 88 | 18 |  | Fixed | Roof
NJSTRE1545384861 | NJSRRE1544543198 | Transition Incentive Program | Belleville | 7109 | 9 | 3.15 | Residential | No | Behind the Meter | Net-metered residential rooftop and canopy |  | None | Trinity Solar | PSE&G | Final As-Built Received | 2020-02-26 | 2020-02-28 | 2021-10-30 | Hanwha | Q.PEAK DUO BLK-G5 315 | Solar Panels |  | 0.315 | 4 | 121 | 28 |  | Fixed | Roof
NJSTRE1545384871 | NJSRRE1544521926 | Transition Incentive Program | West Depford | 8096 | 15 | 4.48 | Residential | Yes | Behind the Meter | Net-metered residential rooftop and canopy |  | None | Vivint Solar Developer, LLC | PSE&G | Accepted | 2020-02-22 | 2020-02-25 | 2021-10-30 | JINKO SOLAR | JKM320M-60HBL | Solar Panels |  | 0.32 | 14 | 175 | 23 |  | Fixed | Roof
NJSTRE1545384878 | NJSRRE1544549853 | Transition Incentive Program | Paulsboro | 8066 | 15 | 9.6 | Residential | Yes | Behind the Meter | Behind the Meter |  | None | Skyline Solar, LLC | AC Electric | Eligible for TI Program | 2020-02-28 | 2020-03-03 | 2021-10-30 | Hanwha Q-Cells | Q.PEAK DUO-G5 320 | Solar Panels |  | 0.32 | 30 | 96276 | 31 |  | Fixed | Roof
NJSTRE1545384889 | NJSRRE1543536119 | Transition Incentive Program | Little Egg Harbor Twp | 8087 | 18 | 9.6 | Residential | Yes | Behind the Meter | Behind the Meter |  | None | Skyline Solar, LLC | AC Electric | Eligible for TI Program | 2019-12-13 | 2019-12-17 | 2021-10-30 | Hanwha Q-Cells | Q.PEAK DUO-G5 320 | Solar Panels |  | 0.32 | 30 | 267 | 23 |  | Fixed | Roof
NJSTRE1545384899 | NJSRRE1543848874 | Transition Incentive Program | Wharton | 7885 | 3 | 9.28 | Residential | No | Behind the Meter | Behind the Meter |  | None | JEC Solar | JCP&L | Eligible for TI Program | 2019-12-31 | 2020-02-27 | 2021-10-30 | Hanwha | Q Cells Q.Peak Duo G5-320 | Solar Panels |  | 0.32 | 29 | Portrait | 24 |  | Fixed | Roof
NJSTRE1545384905 | NJSRRE1543974479 | Transition Incentive Program | Trenton | 8610 | 12 | 19.84 | Residential | No | Behind the Meter | Net-metered residential rooftop and canopy |  | None | Castle Energy, LLC | PSE&G | Accepted | 2020-01-06 | 2020-01-08 | 2021-10-30 | Hanwha Q-Cells | Q.Peak DUO-G5 320 | Solar Panels |  | 0.32 | 24 | 209 | 20 |  | Fixed | Roof
NJSTRE1545384909 | NJSRRE1543441626 | Transition Incentive Program | Mt. Ephraim | 8059 | 14 | 7.25 | Residential | Yes | Behind the Meter | Behind the Meter |  | None | Trinity Solar | PSE&G | Eligible for TI Program | 2019-11-25 | 2019-11-27 | 2021-10-30 | Hanwha | Q.PEAK DUO BLK-G5 315 | Solar Panels |  | 0.315 | 23 | 258 | 21 |  | Fixed | Roof
NJSTRE1545384910 | NJSRRE1544373977 | Transition Incentive Program | Pleasantville | 8232 | 19 | 10.88 | Residential | No | Behind the Meter | Net-metered residential rooftop and canopy |  | None | Castle Energy, LLC | AC Electric | Accepted | 2020-02-05 | 2020-02-07 | 2021-10-30 | Hanwha Q-Cells | Q.Peak DUO-G5 320 | Solar Panels |  | 0.32 | 34 | 115 | 20 |  | Fixed | Roof
NJSTRE1545384915 | NJSRRE1544524658 | Transition Incentive Program | Elizabeth City | 7201 | 10 | 3.41 | Residential | Yes | Behind the Meter | Behind the Meter |  | None | Sunrun Installation Services, Inc. | PSE&G | Eligible for TI Program | 2020-02-24 | 2020-02-27 | 2021-10-30 | REC Solar | REC310TP2M | Solar Panels |  | 0.31 | 3 | 19 | 18 |  | Fixed | Roof
NJSTRE1545384924 | NJSRRE1543657018 | Transition Incentive Program | Atlantic Highlands | 7716 | 17 | 8.82 | Residential | Yes | Behind the Meter | Behind the Meter |  | None | Trinity Solar | JCP&L | Eligible for TI Program | 2019-12-23 | 2019-12-27 | 2021-10-30 | HANWHA | Q.PEAK DUO BLK-G5 315 | Solar Panels |  | 0.315 | 7 | 18 | 27 |  | Fixed | Roof
NJSTRE1545384928 | NJSRRE1544514393 | Transition Incentive Program | Millville | 8332 | 20 | 9.6 | Residential | Yes | Behind the Meter | Net-metered residential rooftop and canopy |  | None | Vivint Solar Developer, LLC | AC Electric | Accepted | 2020-02-22 | 2020-02-25 | 2021-10-30 | JINKO SOLAR | JKM320M-60HBL | Solar Panels |  | 0.32 | 6 | 269 | 28 |  | Fixed | Roof
NJSTRE1545383855 | NJSRRE1542589583 | Transition Incentive Program | Clifton | 7013 | 6 | 7.56 | Residential | No | Behind the Meter | Behind the Meter |  | None | Trinity Solar | PSE&G | Eligible for TI Program | 2019-10-25 | 2019-10-29 | 2021-10-30 | Hanwha 315 | Q.PEAK DUO BLK-G5 315 | Solar Panels |  | 0.315 | 7 | 125 | 40 |  | Fixed | Roof
NJSTRE1545383857 | NJSRRE1543046216 | Transition Incentive Program | Bayonne | 7002 | 8 | 14.39 | Residential | No | Behind the Meter | Net-metered residential rooftop and canopy |  | None | SunPower Corporation, Systems | PSE&G | Accepted |  | 2019-11-11 | 2021-10-30 | SUNPOWER | SPR-E20-327-E-AC | Solar Panels |  | 0.327 | 21 | 90 | 20 |  | Fixed | Roof
NJSTRE1545383861 | NJSRRE1542440544 | Transition Incentive Program | East Brunswick | 8816 | 11 | 13.46 | Residential | Yes | Behind the Meter | Behind the Meter |  | None | Pro Custom Solar dba Momentum Solar | PSE&G | Eligible for TI Program | 2019-09-25 | 2019-09-27 | 2021-10-30 | LG ELECTRONICS | LG 345N1C-V5 | Solar Panels |  | 0.345 | 4 | 219 | 19 |  | Fixed | Roof
NJSTRE1545383869 | NJSRRE1542687480 | Transition Incentive Program | Clifton | 7013 | 6 | 15.87 | Residential | Yes | Behind the Meter | Behind the Meter |  | None | Pro Custom Solar dba Momentum Solar | PSE&G | Eligible for TI Program | 2019-10-29 | 2019-12-18 | 2021-10-30 | LG Electronics | LG 345N1C-V5 | Solar Panels |  | 0.345 | 10 | 29 | 21 |  | Fixed | Roof
NJSTRE1545383880 | NJSRRE1542556891 | Transition Incentive Program | Sicklerville | 8081 | 14 | 12.29 | Residential | Yes | Behind the Meter | Behind the Meter |  | None | Trinity Solar | AC Electric | Eligible for TI Program | 2019-10-18 | 2019-10-22 | 2021-10-30 | Hanwha 315 | Q.PEAK DUO BLK-G5 315 | Solar Panels |  | 0.315 | 16 | 113 | 30 |  | Fixed | Roof
NJSTRE1545383885 | NJSRRE1543046186 | Transition Incentive Program | Tuckerton | 8087 | 18 | 9.24 | Residential | No | Behind the Meter | Net-metered residential rooftop and canopy |  | None | Whitman Construction, LLC | AC Electric | Accepted |  | 2019-11-11 | 2021-10-30 | Panasonic | VBHN330SA16 | Solar Panels |  | 0.33 | 28 | 180 | 25 |  | Fixed | Roof
NJSTRE1545383888 | NJSRRE1543343636 | Transition Incentive Program | ELMWOOD PARK | 7407 | 7 | 15.41 | Residential | No | Behind the Meter | Behind the Meter |  | None | Infinity Solar Systems | PSE&G | Eligible for TI Program | 2019-11-15 | 2019-11-19 | 2021-10-30 | LG | LG335N1K-V5 | Solar Panels |  | 0.335 | 13 | 161 | 25 |  | Fixed | Roof
NJSTRE1545383892 | NJSRRE1542785690 | Transition Incentive Program | Roselle Boro | 7203 | 10 | 7.04 | Residential | Yes | Behind the Meter | Behind the Meter |  | None | Skyline Solar, LLC | PSE&G | Eligible for TI Program | 2019-10-30 | 2019-11-01 | 2021-10-30 | Hanwha Q-Cells | Q.PEAK DUO-G5 320 | Solar Panels |  | 0.32 | 22 | 80 | 26 |  | Fixed | Roof
NJSTRE1545383898 | NJSRRE1543041701 | Transition Incentive Program | Union | 7083 | 10 | 5.04 | Residential | Yes | Behind the Meter | Behind the Meter |  | None | Pro Custom Solar dba Momentum Solar | PSE&G | Eligible for TI Program | 2019-11-06 | 2019-11-11 | 2021-10-30 | HANWHA | Q.PEAK DUO BLK-G5 315 | Solar Panels |  | 0.315 | 4 | 172 | 16 |  | Fixed | Roof
NJSTRE1545383914 | NJSRRE1543242141 | Transition Incentive Program | CLARKSBORO | 8020 | 15 | 17.64 | Residential | Yes | Behind the Meter | Net-metered residential rooftop and canopy |  | None | Vivint Solar Developer, LLC | AC Electric | Accepted | 2019-11-14 | 2019-11-18 | 2021-10-30 | HANWHA SOLAR | Q.PEAK BLK-G5 315 | Solar Panels |  | 0.315 | 10 | 151 | 44 |  | Fixed | Roof
NJSTRE1545383916 | NJSRRE1542519009 | Transition Incentive Program | New Egypt | 8533 | 18 | 6.62 | Residential | Yes | Behind the Meter | Behind the Meter |  | None | Trinity Solar | JCP&L | Eligible for TI Program | 2019-10-09 | 2019-10-11 | 2021-10-30 | Hanwha 315 | Q.PEAK DUO BLK-G5 315 | Solar Panels |  | 0.315 | 4 | 232 | 5 |  | Fixed | Roof
NJSTRE1545383927 | NJSRRE1543058712 | Transition Incentive Program | Hamilton Twp Mer | 8610 | 12 | 3.84 | Residential | Yes | Behind the Meter | Behind the Meter |  | None | Skyline Solar, LLC | PSE&G | Eligible for TI Program | 2019-11-08 | 2020-02-06 | 2021-10-30 | Hanwha Q-Cells | Q.PEAK DUO-G5 320 | Solar Panels |  | 0.32 | 12 | 175 | 22 |  | Fixed | Roof
NJSTRE1545383931 | NJSRRE1542687535 | Transition Incentive Program | East Orange City | 7018 | 9 | 11.45 | Residential | No | Behind the Meter | Net-metered residential rooftop and canopy |  | None | SunnyMac LLC | PSE&G | Accepted |  | 2019-11-01 | 2021-10-30 | SunPower | SPR-E20-327 | Solar Panels |  | 0.327 | 3 | 294 | 43 |  | Fixed | Roof
NJSTRE1545384825 | NJSRRE1544532789 | Transition Incentive Program | NORTH PLAINFIELD | 7060 | 10 | 7.63 | Residential | No | Behind the Meter | Behind the Meter |  | None | Infinity Solar Systems | PSE&G | Eligible for TI Program | 2020-02-25 | 2020-02-27 | 2021-10-30 | TRINA | TSM-305DD05A.05(II) | Solar Panels |  | 0.305 | 16 | 130 | 35 |  | Fixed | Roof
NJSTRE1545384828 | NJSRRE1543827007 | Transition Incentive Program | Clayton | 8312 | 15 | 11.12 | Residential | Yes | Behind the Meter | Behind the Meter |  | None | Seabright Solar | AC Electric | Eligible for TI Program | 2020-01-24 | 2020-01-27 | 2021-10-30 | Sunpower | SPR-E20-327 | Solar Panels |  | 0.327 | 20 | 168 | 18 |  | Fixed | Roof
NJSTRE1545384831 | NJSRRE1543481103 | Transition Incentive Program | RARITAN | 8869 | 5 | 3.47 | Residential | Yes | Behind the Meter | Net-metered residential rooftop and canopy |  | None | Vivint Solar Developer, LLC | PSE&G | Accepted | 2019-12-07 | 2019-12-09 | 2021-10-30 | Hanwha Solar | Q.PEAK BLK-G5 315 | Solar Panels |  | 0.315 | 8 | 264 | 44 |  | Fixed | Roof
NJSTRE1545384838 | NJSRRE1544326535 | Transition Incentive Program | New Gretna | 8224 | 13 | 15.51 | Residential | No | Behind the Meter | Behind the Meter |  | None | Sunrun Installation Services, Inc. | AC Electric | Eligible for TI Program | 2020-01-29 | 2020-02-03 | 2021-10-30 | LG Electronics | LG330N1C-A5 | Solar Panels |  | 0.33 | 47 | 174 | 30 |  | Fixed | Roof
NJSTRE1545384842 | NJSRRE1543823233 | Transition Incentive Program | union | 7083 | 10 | 11.05 | Residential | No | Behind the Meter | Behind the Meter |  | None | Maier Solar Engineering dba Solar Me | PSE&G | Eligible for TI Program | 2019-12-27 | 2020-01-02 | 2021-10-30 | Hanwha | Q.Cell DUO BLK-G5 | Solar Panels |  | 0.325 | 3 | 33 | 21 |  | Fixed | Roof
NJSTRE1545384857 | NJSRRE1544161963 | Transition Incentive Program | Secaucus | 7094 | 8 | 11.03 | Residential | Yes | Behind the Meter | Behind the Meter |  | None | Pro Custom Solar dba Momentum Solar | PSE&G | Eligible for TI Program | 2020-01-13 | 2020-01-16 | 2021-10-30 | HANWHA | Q.Peak DUO BLK-G5 315 | Solar Panels |  | 0.315 | 10 | 218 | 25 |  | Fixed | Roof
NJSTRE1545384863 | NJSRRE1544546698 | Transition Incentive Program | SICKLERVILLE | 8081 | 14 | 20.16 | Residential | Yes | Behind the Meter | Net-metered residential rooftop and canopy |  | None | Vivint Solar Developer, LLC | AC Electric | Accepted | 2020-02-28 | 2020-03-03 | 2021-10-30 | JINKO SOLAR | JKM320M-60HBL | Solar Panels |  | 0.32 | 8 | 39 | 23 |  | Fixed | Roof
NJSTRE1545384869 | NJSRRE1544501408 | Transition Incentive Program | Lumberton | 8048 | 13 | 7.04 | Residential | Yes | Behind the Meter | Behind the Meter |  | None | Skyline Solar, LLC | PSE&G | Eligible for TI Program | 2020-02-19 | 2020-02-28 | 2021-10-30 | Hanwha | Q.Peak Duo-G5 | Solar Panels |  | 0.32 | 22 | 159 | 31 |  | Fixed | Roof
NJSTRE1545384872 | NJSRRE1543474155 | Transition Incentive Program | Hewitt | 7421 | 6 | 37.92 | Non Profit | No | Behind the Meter | Behind the Meter |  | None | Self Install | Orange Rockland Electric | Eligible for TI Program | 2019-12-19 | 2019-12-23 | 2021-10-30 | Canadian Solar | CS1U-395 | Solar Panels |  | 0.395 | 96 | 161 | 22 |  | Fixed | Roof
NJSTRE1545384876 | NJSRRE1544446867 | Transition Incentive Program | Sewell | 8080 | 15 | 27.47 | Residential | Yes | Behind the Meter | Net-metered residential rooftop and canopy |  | None | Vision Solar LLC | AC Electric | Final As-Built Received | 2020-02-13 | 2020-02-18 | 2021-10-30 | lg solar | lg335n1kv5 | Solar Panels |  | 0.335 | 24 | 59 | 34 |  | Fixed | Roof
NJSTRE1545384885 | NJSRRE1544430958 | Transition Incentive Program | BURLINGTON | 8016 | 13 | 12.92 | Residential | Yes | Behind the Meter | Net-metered residential rooftop and canopy |  | None | Trinity Solar | PSE&G | Accepted |  | 2020-02-13 | 2021-10-30 | HANWHA | Q.PEAK DUO BLK-G5 315 | Solar Panels |  | 0.315 | 16 | 270 | 23 |  | Fixed | Roof
NJSTRE1545384890 | NJSRRE1543825729 | Transition Incentive Program | Monroe Twp | 8831 | 11 | 9.38 | Residential | No | Behind the Meter | Net-metered residential rooftop and canopy |  | None | Morgan Associates and Consulting LLC | JCP&L | Accepted |  | 2020-01-03 | 2021-10-30 | LG | LG335 | Solar Panels |  | 0.335 | 28 | 164 | 14 |  | Fixed | Roof
NJSTRE1545384892 | NJSRRE1543434941 | Transition Incentive Program | North Plainfield | 7060 | 10 | 8.82 | Residential | No | Behind the Meter | Net-metered residential rooftop and canopy |  | None | Pro Custom Solar dba Momentum Solar | PSE&G | Accepted |  | 2019-11-26 | 2021-10-30 | Hanwha | Q.Peak DUO BLK-G5 315 | Solar Panels |  | 0.315 | 6 | 316 | 20 |  | Fixed | Roof
NJSTRE1545384895 | NJSRRE1544333385 | Transition Incentive Program | CRANBURY | 8512 | 11 | 6.3 | Residential | Yes | Behind the Meter | Net-metered residential rooftop and canopy |  | None | Vivint Solar Developer, LLC | PSE&G | Accepted | 2020-01-30 | 2020-02-04 | 2021-10-30 | Hanwha Solar | Q.PEAK BLK-G5 315 | Solar Panels |  | 0.315 | 4 | 289 | 32 |  | Fixed | Roof
NJSTRE1545384901 | NJSRRE1544326094 | Transition Incentive Program | MANAHAWKIN | 8050 | 18 | 12.92 | Residential | Yes | Behind the Meter | Net-metered residential rooftop and canopy |  | None | Vivint Solar Developer, LLC | AC Electric | Accepted | 2020-01-29 | 2020-01-31 | 2021-10-30 | HANWHA SOLAR | Q.PEAK BLK-G5 315 | Solar Panels |  | 0.315 | 10 | 280 | 27 |  | Fixed | Roof
NJSTRE1545384903 | NJSRRE1544524642 | Transition Incentive Program | Manville | 8835 | 5 | 4.96 | Residential | No | Behind the Meter | Behind the Meter |  | None | Sunrun Installation Services, Inc. | PSE&G | Eligible for TI Program | 2020-02-24 | 2020-02-27 | 2021-10-30 | REC Solar | REC310TP2M | Solar Panels |  | 0.31 | 10 | 127 | 15 |  | Fixed | Roof
NJSTRE1545384906 | NJSRRE1543509256 | Transition Incentive Program | Clifton | 7011 | 6 | 5.99 | Residential | Yes | Behind the Meter | Behind the Meter |  | None | Trinity Solar | PSE&G | Eligible for TI Program | 2019-12-11 | 2019-12-13 | 2021-10-30 | Hanwha | Q.PEAK DUO BLK-G5 315 | Solar Panels |  | 0.315 | 14 | 128 | 30 |  | Fixed | Roof
NJSTRE1545384908 | NJSRRE1544162351 | Transition Incentive Program | Mansfield | 8022 | 13 | 4.73 | Residential | No | Behind the Meter | Behind the Meter |  | None | Pro Custom Solar dba Momentum Solar | PSE&G | Eligible for TI Program | 2020-01-13 | 2020-01-16 | 2021-10-30 | HANWHA | Q.Peak DUO BLK-G5 315 | Solar Panels |  | 0.315 | 9 | 127 | 30 |  | Fixed | Roof
NJSTRE1545384911 | NJSRRE1544511612 | Transition Incentive Program | Mullica Hill | 8062 | 15 | 11.34 | Residential | Yes | Behind the Meter | Behind the Meter |  | None | Trinity Solar | AC Electric | Eligible for TI Program | 2020-02-20 | 2020-02-24 | 2021-10-30 | Hanwha | Q.PEAK DUO BLK-G5 315 | Solar Panels |  | 0.315 | 5 | 233 | 14 |  | Fixed | Roof
NJSTRE1545384914 | NJSRRE1543436653 | Transition Incentive Program | Basking Ridge | 7920 | 5 | 6.67 | Residential | Yes | Behind the Meter | Behind the Meter |  | None | Sunrun Installation Services, Inc. | JCP&L | Eligible for TI Program | 2019-11-22 | 2019-11-26 | 2021-10-30 | REC Solar | REC290TP2 BLK | Solar Panels |  | 0.29 | 23 | 205 | 34 |  | Fixed | Roof
NJSTRE1545384916 | NJSRRE1543478383 | Transition Incentive Program | Marlboro Township | 7746 | 17 | 30 | Residential | Yes | Behind the Meter | Net-metered residential rooftop and canopy |  | None | SunPower Corporation, Systems | JCP&L | Accepted |  | 2019-12-06 | 2021-10-30 | SUNPOWER | SPR-A400-G-AC | Solar Panels |  | 0.4 | 2 | 164 | 36 |  | Fixed | Roof
NJSTRE1545384924 | NJSRRE1543657018 | Transition Incentive Program | Atlantic Highlands | 7716 | 17 | 8.82 | Residential | Yes | Behind the Meter | Behind the Meter |  | None | Trinity Solar | JCP&L | Eligible for TI Program | 2019-12-23 | 2019-12-27 | 2021-10-30 | HANWHA | Q.PEAK DUO BLK-G5 315 | Solar Panels |  | 0.315 | 6 | 198 | 27 |  | Fixed | Roof
NJSTRE1545384928 | NJSRRE1544514393 | Transition Incentive Program | Millville | 8332 | 20 | 9.6 | Residential | Yes | Behind the Meter | Net-metered residential rooftop and canopy |  | None | Vivint Solar Developer, LLC | AC Electric | Accepted | 2020-02-22 | 2020-02-25 | 2021-10-30 | JINKO SOLAR | JKM320M-60HBL | Solar Panels |  | 0.32 | 12 | 89 | 28 |  | Fixed | Roof
NJSTRE1545384931 | NJSRRE1543547800 | Transition Incentive Program | Sicklerville | 8081 | 14 | 13.34 | Residential | Yes | Behind the Meter | Behind the Meter |  | None | Sunrun Installation Services, Inc. | AC Electric | Eligible for TI Program | 2019-12-13 | 2019-12-18 | 2021-10-30 | REC Solar | REC290TP2 BLK | Solar Panels |  | 0.29 | 13 | 129 | 27 |  | Fixed | Roof
NJSTRE1545384940 | NJSRRE1544465614 | Transition Incentive Program | TOMS RIVER | 8753 | 18 | 6.3 | Residential | Yes | Behind the Meter | Net-metered residential rooftop and canopy |  | None | Suntuity Solar LLC | JCP&L | Accepted | 2020-02-17 | 2020-02-19 | 2021-10-30 | Hanwha Solar ` | Q-Cells 315 Mono | Solar Panels |  | 0.315 | 20 | 275 | 20 |  | Fixed | Roof
NJSTRE1545383936 | NJSRRE1542443545 | Transition Incentive Program | South Amboy | 8879 | 11 | 3.11 | Residential | Yes | Behind the Meter | Behind the Meter |  | None | Pro Custom Solar dba Momentum Solar | JCP&L | Eligible for TI Program | 2019-09-26 | 2019-09-30 | 2021-10-30 | LG ELECTRONICS | LG 345N1C-V5 | Solar Panels |  | 0.345 | 9 | 240 | 35 |  | Fixed | Roof
NJSTRE1545383938 | NJSRRE1542524453 | Transition Incentive Program | Caldwell | 7006 | 9 | 3.15 | Residential | Yes | Behind the Meter | Behind the Meter |  | None | Pro Custom Solar dba Momentum Solar | PSE&G | Eligible for TI Program | 2019-10-10 | 2019-10-14 | 2021-10-30 | Hanwha | Q.Peak DUO BLK-G5 315 | Solar Panels |  | 0.315 | 5 | 143 | 15 |  | Fixed | Roof
NJSTRE1545383941 | NJSRRE1542561126 | Transition Incentive Program | West Deptford | 8096 | 15 | 5.4 | Residential | Yes | Behind the Meter | Net-metered residential rooftop and canopy |  | None | Bright Planet Solar | PSE&G | Accepted |  | 2019-10-22 | 2021-10-30 | Hanwha Q-Cells | Q.PEAK-G4.1 300W | Solar Panels |  | 0.3 | 15 | 166 | 18 |  | Fixed | Roof
NJSTRE1545383945 | NJSRRE1542573028 | Transition Incentive Program | MICKLETON | 8056 | 15 | 18.27 | Residential | Yes | Behind the Meter | Net-metered residential rooftop and canopy |  | None | Vivint Solar Developer, LLC | AC Electric | Final As-Built Received | 2019-10-21 | 2019-10-23 | 2021-10-30 | Hanwha | Q.PEAK BLK-G5 315 | Solar Panels |  | 0.315 | 3 | 72 | 40 |  | Fixed | Roof
NJSTRE1545383950 | NJSRRE1542850486 | Transition Incentive Program | Somerville | 8876 | 5 | 10.15 | Residential | Yes | Behind the Meter | Behind the Meter |  | None | Sunrun Installation Services, Inc. | PSE&G | Eligible for TI Program | 2019-10-31 | 2019-11-04 | 2021-10-30 | REC Solar | REC290TP2 BLK | Solar Panels |  | 0.29 | 29 | 16 | 18 |  | Fixed | Roof
NJSTRE1545383953 | NJSRRE1542556333 | Transition Incentive Program | Cedar Run | 8092 | 18 | 9.8 | Non Profit | Yes | Behind the Meter | Behind the Meter |  | None | Spectrum Energy, Inc. | AC Electric | Eligible for TI Program | 2019-10-23 | 2019-10-24 | 2021-10-30 | Trina | TSM-245PA05 | Solar Panels |  | 0.245 | 40 | 201 | 18 |  | Fixed | Roof
NJSTRE1545383960 | NJSRRE1543138279 | Transition Incentive Program | Passaic | 7055 | 6 | 3.48 | Residential | Yes | Behind the Meter | Behind the Meter |  | None | Sunrun Installation Services, Inc. | PSE&G | Eligible for TI Program | 2019-11-12 | 2019-11-15 | 2021-10-30 | REC Solar | REC290TP2 BLK | Solar Panels |  | 0.29 | 1 | 304 | 37 |  | Fixed | Roof
NJSTRE1545383965 | NJSRRE1542425689 | Transition Incentive Program | Clementon | 8021 | 14 | 10.4 | Residential | Yes | Behind the Meter | Net-metered residential rooftop and canopy |  | None | Vivint Solar Developer, LLC | AC Electric | Accepted | 2019-09-20 | 2019-09-24 | 2021-10-30 | Hanwha | Q.PEAK BLK-G5 315 | Solar Panels |  | 0.315 | 5 | 293 | 13 |  | Fixed | Roof
NJSTRE1545383968 | NJSRRE1543417671 | Transition Incentive Program | Clementon | 8021 | 14 | 14.81 | Residential | Yes | Behind the Meter | Net-metered residential rooftop and canopy |  | None | Vivint Solar Developer, LLC | AC Electric | Accepted | 2019-11-18 | 2019-11-20 | 2021-10-30 | Hanwha | Q.PEAK BLK-G5 315 | Solar Panels |  | 0.315 | 16 | 210 | 18 |  | Fixed | Roof
NJSTRE1545383975 | NJSRRE1542702341 | Transition Incentive Program | NEPTUNE | 7753 | 17 | 11.34 | Residential | Yes | Behind the Meter | Net-metered residential rooftop and canopy |  | None | Vivint Solar Developer, LLC | JCP&L | Accepted | 2019-10-29 | 2019-10-31 | 2021-10-30 | HANWHA SOLAR | Q.PEAK BLK-G5 315 | Solar Panels |  | 0.315 | 5 | 29 | 18 |  | Fixed | Roof
NJSTRE1545383981 | NJSRRE1542967042 | Transition Incentive Program | Tabernacle | 8088 | 13 | 26.66 | Residential | Yes | Behind the Meter | Behind the Meter |  | None | All Season Solar | AC Electric | Eligible for TI Program | 2019-11-05 | 2019-11-07 | 2021-10-30 | Trina | TSM DD05H.05II 310W AUG 2019 | Solar Panels |  | 0.31 | 38 | 243 | 11 |  | Fixed | Roof
NJSTRE1545383986 | NJSRRE1542832939 | Transition Incentive Program | Perth Amboy | 8861 | 11 | 5.7 | Residential | Yes | Behind the Meter | Behind the Meter |  | None | Pro Custom Solar dba Momentum Solar | PSE&G | Eligible for TI Program | 2019-10-30 | 2019-11-01 | 2021-10-30 | LG Electronics | LG 335N1C-V5 | Solar Panels |  | 0.335 | 17 | 210 | 6 |  | Fixed | Roof
NJSTRE1545384916 | NJSRRE1543478383 | Transition Incentive Program | Marlboro Township | 7746 | 17 | 30 | Residential | Yes | Behind the Meter | Net-metered residential rooftop and canopy |  | None | SunPower Corporation, Systems | JCP&L | Accepted |  | 2019-12-06 | 2021-10-30 | SUNPOWER | SPR-A400-G-AC | Solar Panels |  | 0.4 | 6 | 344 | 36 |  | Fixed | Roof
NJSTRE1545384916 | NJSRRE1543478383 | Transition Incentive Program | Marlboro Township | 7746 | 17 | 30 | Residential | Yes | Behind the Meter | Net-metered residential rooftop and canopy |  | None | SunPower Corporation, Systems | JCP&L | Accepted |  | 2019-12-06 | 2021-10-30 | SUNPOWER | SPR-A400-G-AC | Solar Panels |  | 0.4 | 7 | 74 | 36 |  | Fixed | Roof
NJSTRE1545384921 | NJSRRE1543848829 | Transition Incentive Program | Jersey City | 7302 | 8 | 6.08 | Residential | Yes | Behind the Meter | Behind the Meter |  | None | Sunrun Installation Services, Inc. | PSE&G | Eligible for TI Program | 2019-12-31 | 2020-01-06 | 2021-10-30 | Hanwha Q-Cells | Q.PEAK DUO-G7 320 | Solar Panels |  | 0.32 | 3 | 276 | 18 |  | Fixed | Roof
NJSTRE1545384922 | NJSRRE1544523947 | Transition Incentive Program | East Orange | 7017 | 9 | 7.7 | Residential | Yes | Behind the Meter | Behind the Meter |  | None | Pro Custom Solar dba Momentum Solar | PSE&G | Eligible for TI Program | 2020-02-24 | 2020-02-26 | 2021-10-30 | lg electronics | LG 350N1C-V5 | Solar Panels |  | 0.35 | 18 | 270 | 36 |  | Fixed | Roof
NJSTRE1545384926 | NJSRRE1543652062 | Transition Incentive Program | Manahawkin | 8050 | 18 | 11.34 | Residential | Yes | Behind the Meter | Net-metered residential rooftop and canopy |  | None | Vivint Solar Developer, LLC | AC Electric | Accepted | 2019-12-23 | 2019-12-27 | 2021-10-30 | Hanwha Solar | Q.PEAK BLK-G5 315 | Solar Panels |  | 0.315 | 21 | 104 | 16 |  | Fixed | Roof
NJSTRE1545384931 | NJSRRE1543547800 | Transition Incentive Program | Sicklerville | 8081 | 14 | 13.34 | Residential | Yes | Behind the Meter | Behind the Meter |  | None | Sunrun Installation Services, Inc. | AC Electric | Eligible for TI Program | 2019-12-13 | 2019-12-18 | 2021-10-30 | REC Solar | REC290TP2 BLK | Solar Panels |  | 0.29 | 8 | 129 | 27 |  | Fixed | Roof
NJSTRE1545384931 | NJSRRE1543547800 | Transition Incentive Program | Sicklerville | 8081 | 14 | 13.34 | Residential | Yes | Behind the Meter | Behind the Meter |  | None | Sunrun Installation Services, Inc. | AC Electric | Eligible for TI Program | 2019-12-13 | 2019-12-18 | 2021-10-30 | REC Solar | REC290TP2 BLK | Solar Panels |  | 0.29 | 9 | 309 | 27 |  | Fixed | Roof
NJSTRE1545384936 | NJSRRE1544202430 | Transition Incentive Program | Woodstown | 8098 | 16 | 10.54 | Residential | Yes | Behind the Meter | Behind the Meter |  | None | Sunrun Installation Services, Inc. | AC Electric | Eligible for TI Program | 2020-01-21 | 2020-01-27 | 2021-10-30 | REC Solar | REC310TP2M | Solar Panels |  | 0.31 | 17 | 270 | 27 |  | Fixed | Roof
NJSTRE1545384937 | NJSRRE1543532379 | Transition Incentive Program | Westfield | 7090 | 10 | 7.13 | Residential | No | Behind the Meter | Net-metered residential rooftop and canopy |  | None | Spectrum Energy, Inc. | PSE&G | Final As-Built Received |  | 2019-12-16 | 2021-10-30 | Axitec | AC-310MH | Solar Panels |  | 0.31 | 11 | 126 | 34 |  | Fixed | Roof
NJSTRE1545384943 | NJSRRE1544346990 | Transition Incentive Program | Carteret | 7008 | 11 | 5.04 | Residential | Yes | Behind the Meter | Net-metered residential rooftop and canopy |  | None | Suntuity Solar LLC | PSE&G | Accepted | 2020-02-03 | 2020-02-05 | 2021-10-30 | Hanwha Solar | Q-Cells 315 Mono | Solar Panels |  | 0.315 | 12 | 204 | 25 |  | Fixed | Roof
NJSTRE1545384948 | NJSRRE1544519701 | Transition Incentive Program | LAWRENCE TWP MER | 8540 | 12 | 7.56 | Residential | Yes | Behind the Meter | Behind the Meter |  | None | Tesla Energy Operations Inc. | PSE&G | Eligible for TI Program | 2020-02-21 | 2020-02-25 | 2021-10-30 | Hanwha Q CELLS | Q.PEAK DUO BLK-G5/SC315 | Solar Panels |  | 0.315 | 12 | 79 | 30 |  | Fixed | Roof
NJSTRE1545384952 | NJSRRE1543501899 | Transition Incentive Program | Matawan | 7747 | 17 | 5.51 | Residential | Yes | Behind the Meter | Behind the Meter |  | None | Sunrun Installation Services, Inc. | JCP&L | Eligible for TI Program | 2019-12-09 | 2019-12-11 | 2021-10-30 | REC Solar | REC290TP2 BLK | Solar Panels |  | 0.29 | 6 | 200 | 35 |  | Fixed | Roof
NJSTRE1545383989 | NJSRRE1542568545 | Transition Incentive Program | Atlantic City | 8401 | 19 | 2.24 | Residential | No | Behind the Meter | Net-metered residential rooftop and canopy |  | None | Castle Energy, LLC | AC Electric | Accepted | 2019-10-21 | 2019-10-23 | 2021-10-30 | Hanwha Q-Cells | Q.Peak DUO-G5 320 | Solar Panels |  | 0.32 | 7 | 152 | 25 |  | Fixed | Roof
NJSTRE1545383992 | NJSRRE1542430864 | Transition Incentive Program | West Orange | 7052 | 9 | 9.66 | Residential | Yes | Behind the Meter | Behind the Meter |  | None | Pro Custom Solar dba Momentum Solar | PSE&G | Eligible for TI Program | 2019-09-24 | 2019-10-08 | 2021-10-30 | LG ELECTRONICS | LG 345N1C-V5 | Solar Panels |  | 0.345 | 11 | 251 | 40 |  | Fixed | Roof
NJSTRE1545383999 | NJSRRE1542526477 | Transition Incentive Program | Paterson City | 7501 | 6 | 2.9 | Residential | Yes | Behind the Meter | Behind the Meter |  | None | Sunrun Installation Services, Inc. | PSE&G | Eligible for TI Program | 2019-10-10 | 2019-10-14 | 2021-10-30 | REC Solar | REC290TP2 BLK | Solar Panels |  | 0.29 | 7 | 284 | 27 |  | Fixed | Roof
NJSTRE1545384006 | NJSRRE1542448491 | Transition Incentive Program | Brielle | 8730 | 17 | 14.81 | Residential | No | Behind the Meter | Behind the Meter |  | None | Trinity Solar | JCP&L | Eligible for TI Program | 2019-09-27 | 2019-10-01 | 2021-10-30 | Hanwha | Q.PEAK DUO BLK-G5 315 | Solar Panels |  | 0.315 | 13 | 219 | 6 |  | Fixed | Roof
NJSTRE1545384017 | NJSRRE1543060848 | Transition Incentive Program | HILLSIDE | 7205 | 10 | 18.27 | Residential | Yes | Behind the Meter | Net-metered residential rooftop and canopy |  | None | Vivint Solar Developer, LLC | PSE&G | Accepted | 2019-11-08 | 2019-11-13 | 2021-10-30 | Hanwha | Q.PEAK BLK-G5 315 | Solar Panels |  | 0.315 | 28 | 87 | 24 |  | Fixed | Roof
NJSTRE1545384020 | NJSRRE1543064767 | Transition Incentive Program | SOUTH BRUNSWICK TWP | 8540 | 12 | 11.34 | Residential | No | Behind the Meter | Net-metered residential rooftop and canopy |  | None | Tesla Energy Operations | PSE&G | Final As-Built Received | 2019-11-10 | 2019-11-13 | 2021-10-30 | Hanwha Q-Cells | Q.Peak DUO BLK-G5/SC315 | Solar Panels |  | 0.315 | 22 | 281 | 34 |  | Fixed | Roof
NJSTRE1545384026 | NJSRRE1542967116 | Transition Incentive Program | Mullica Hill | 8062 | 15 | 6.62 | Residential | No | Behind the Meter | Behind the Meter |  | None | Trinity Solar | AC Electric | Eligible for TI Program | 2019-11-05 | 2019-11-07 | 2021-10-30 | HANWHA | Q.PEAK DUO BLK-G5 315 | Solar Panels |  | 0.315 | 11 | 207 | 30 |  | Fixed | Roof
NJSTRE1545384031 | NJSRRE1542884145 | Transition Incentive Program | NORTH PLAINFIELD | 7063 | 10 | 5.99 | Residential | Yes | Behind the Meter | Net-metered residential rooftop and canopy |  | None | Vivint Solar Developer, LLC | PSE&G | Accepted | 2019-11-01 | 2019-11-05 | 2021-10-30 | Hanwha | Q.PEAK BLK-G5 315 | Solar Panels |  | 0.315 | 14 | 129 | 34 |  | Fixed | Roof
NJSTRE1545384033 | NJSRRE1542556231 | Transition Incentive Program | Cedar Run | 8092 | 18 | 38.25 | Non Profit | Yes | Behind the Meter | Behind the Meter |  | None | Spectrum Energy, Inc. | AC Electric | Eligible for TI Program | 2019-10-23 | 2019-10-24 | 2021-10-30 | TRINA | TSM-275PD05.05 | Solar Panels |  | 0.275 | 99 | 202 | 25 |  | Fixed | Roof
NJSTRE1545610805 |  | Transition Incentive Program | Livingston | 7039 | 9 | 14.72 | Residential | No | Behind the Meter | Net-metered residential rooftop and canopy |  | None | SunPower Corporation, Systems | PSE&G | Accepted | 2020-09-17 | 2020-09-22 | 2021-10-30 | SunPower | SPR-E20-327-E-AC | Inverters | 320 |  | 45 |  |  | 0.96 |  | Other | under each panel
NJSTRE1545612764 |  | Transition Incentive Program | Evesham Township | 8053 | 13 | 10.8 | Residential | No | Behind the Meter | Net-metered residential rooftop and canopy |  | None | Suntuity Solar LLC | PSE&G | Accepted | 2020-09-18 | 2020-09-22 | 2021-10-30 | Enphase Energy | IQ7-60-2-US | Inverters | 240 |  | 30 |  |  | 0.97 |  | Outdoor | Behind the PV Modules
NJSTRE1545612831 |  | Transition Incentive Program | Blackwood | 8012 | 14 | 6.4 | Residential | Yes | Behind the Meter | Net-metered residential rooftop and canopy |  | None | Trinity Solar | PSE&G | Accepted | 2020-09-18 | 2020-09-22 | 2021-10-30 | Solar Edge | SE5000 | Inverters | 5000 |  | 1 |  |  | 0.97 |  | Outside | side of home
NJSTRE1545613168 |  | Transition Incentive Program | Pennsville | 8070 | 16 | 18.2 | Residential | No | Behind the Meter | Net-metered residential rooftop and canopy |  | None | RCL Enterprises Inc. | AC Electric | Accepted | 2020-09-18 | 2020-09-22 | 2021-10-30 | enphase | iq7 | Inverters | 240 |  | 56 |  |  | 0.96 |  | Outdoor | under panels
NJSTRE1545613172 |  | Transition Incentive Program | PENNSAUKEN | 8109 | 14 | 8.78 | Residential | Yes | Behind the Meter | Net-metered residential rooftop and canopy |  | None | Vivint Solar Developer, LLC | PSE&G | Accepted | 2020-09-22 | 2020-09-24 | 2021-10-30 | Solar Edge | SE7600H-US | Inverters | 7600 |  | 1 |  |  | 0.992 |  | Outdoor | Near the Utility Meter
NJSTRE1545613230 |  | Transition Incentive Program | Mountainside | 7092 | 10 | 4.02 | Residential | Yes | Behind the Meter | Net-metered residential rooftop and canopy |  | None | Vision Solar LLC | PSE&G | Accepted | 2020-09-18 | 2020-09-23 | 2021-10-30 | ENPHASE | IQ7-60-2-US | Inverters | 0.24 |  | 12 |  |  | 0.96 |  | Other | behind each panel
NJSTRE1545613249 |  | Transition Incentive Program | Phillipsburg | 8865 | 2 | 3.69 | Residential | No | Behind the Meter | Net-metered residential rooftop and canopy |  | None | Vision Solar LLC | JCP&L | Accepted | 2020-09-18 | 2020-09-23 | 2021-10-30 | ENPHASE | IQ7-60-2-US | Inverters | 0.24 |  | 11 |  |  | 0.96 |  | Other | BEHIND EACH PANEL
NJSTRE1545613600 |  | Transition Incentive Program | Livingston | 7039 | 9 | 14.4 | Residential | No | Behind the Meter | Net-metered residential rooftop and canopy |  | None | Vivint Solar Developer, LLC | PSE&G | Accepted | 2020-09-22 | 2020-09-22 | 2021-10-30 | Solar Edge | SE10000H-US | Inverters | 10000 |  | 1 |  |  | 0.992 |  | Outdoor | Near the Utility Meter
NJSTRE1545613858 |  | Transition Incentive Program | DAYTON | 8810 | 11 | 9.1 | Residential | Yes | Behind the Meter | Net-metered residential rooftop and canopy |  | None | Vivint Solar Developer, LLC | PSE&G | Accepted | 2020-09-21 | 2020-09-22 | 2021-10-30 | Solar Edge | SE7600H-US | Inverters | 7600 |  | 1 |  |  | 0.992 |  | Outdoor | Near the Utility Meter
NJSTRE1545616602 |  | Transition Incentive Program | TOTOWA | 7512 | 6 | 7.25 | Residential | No | Behind the Meter | Net-metered residential rooftop and canopy |  | None | Suntuity Solar LLC | PSE&G | Accepted | 2020-09-21 | 2020-09-22 | 2021-10-30 | Enphase Energy | IQ7-60-2-US | Inverters | 240 |  | 23 |  |  | 0.97 |  | Outdoor | Behind the PV Modules
NJSTRE1545616607 |  | Transition Incentive Program | Clarksboro | 8020 | 15 | 18.9 | Residential | No | Behind the Meter | Net-metered residential rooftop and canopy |  | None | Suntuity Solar LLC | AC Electric | Accepted | 2020-09-21 | 2020-09-22 | 2021-10-30 | Enphase Energy | IQ7-60-2-US | Inverters | 240 |  | 60 |  |  | 0.97 |  | Outdoor | Behind the PV Modules
NJSTRE1545616757 |  | Transition Incentive Program | Morganville | 7751 | 17 | 28.9 | Residential | No | Behind the Meter | Net-metered residential rooftop and canopy |  | None | Maier Engineering dba Solar Me | JCP&L | Accepted | 2020-09-21 | 2020-09-23 | 2021-10-30 | Solar Edge | SE11400H-US | Inverters | 11400 |  | 1 |  |  | 0.97 |  | Outdoor | Next to meter
NJSTRE1545616997 |  | Transition Incentive Program | Morris Plains | 7950 | 3 | 7.32 | Residential | Yes | Behind the Meter | Net-metered residential rooftop and canopy | NA | None | Sunrun Installation Services, Inc. | JCP&L | Accepted | 2020-09-21 | 2020-09-23 | 2021-10-30 | Enphase Energy | IQ7-60-x-US (240V) | Inverters | 240 |  | 24 |  |  | 0.96 |  | Outdoor | Rooftop
NJSTRE1545617080 |  | Transition Incentive Program | Greenwich Township | 8027 | 15 | 6.65 | Residential | Yes | Behind the Meter | Net-metered residential rooftop and canopy |  | None | Pro Custom Solar dba Momentum Solar | AC Electric | Accepted | 2020-09-21 | 2020-09-23 | 2021-10-30 | Enphase | IQ7PLUS-72-2-US | Inverters | 290 |  | 19 |  |  | 0.97 |  | Outdoor | Roof
NJSTRE1545617158 |  | Transition Incentive Program | SOMERSET | 8873 | 5 | 10.5 | Residential | Yes | Behind the Meter | Net-metered residential rooftop and canopy |  | None | Pro Custom Solar dba Momentum Solar | PSE&G | Accepted | 2020-09-21 | 2020-09-23 | 2021-10-30 | Enphase | IQ7PLUS-72-2-US | Inverters | 290 |  | 30 |  |  | 0.97 |  | Outdoor | Roof
NJSTRE1545617220 |  | Transition Incentive Program | Lakewood | 8701 | 18 | 12.58 | Residential | No | Behind the Meter | Net-metered residential rooftop and canopy |  | None | Powerlutions | JCP&L | Accepted | 2020-09-21 | 2020-09-23 | 2021-10-30 | SolarEdge | SE10000H-US | Inverters | 10 |  | 1 |  |  | 0.99 |  | Outdoor | Near Meter
NJSTRE1545384860 | NJSRRE1544331648 | Transition Incentive Program | Hillsborough Township | 8844 | 5 | 12.4 | Residential | No | Behind the Meter | Behind the Meter |  | None | Sunrun Installation Services, Inc. | PSE&G | Eligible for TI Program | 2020-01-29 | 2020-02-03 | 2021-10-30 | REC Solar | REC310TP2M | Solar Panels |  | 0.31 | 2 | 268 | 18 |  | Fixed | Roof
NJSTRE1545384864 | NJSRRE1544214202 | Transition Incentive Program | East Brunswick | 8816 | 11 | 7.35 | Residential | Yes | Behind the Meter | Behind the Meter |  | None | Pro Custom Solar dba Momentum Solar | PSE&G | Eligible for TI Program | 2020-01-22 | 2020-01-28 | 2021-10-30 | LG ELECTRONICS | LG 350N1C-V5 | Solar Panels |  | 0.35 | 3 | 354 | 23 |  | Fixed | Roof
NJSTRE1545384865 | NJSRRE1544501672 | Transition Incentive Program | Atlantic City | 8401 | 19 | 4.41 | Residential | Yes | Behind the Meter | Net-metered residential rooftop and canopy |  | None | Vision Solar LLC | AC Electric | Accepted | 2020-02-19 | 2020-02-24 | 2021-10-30 | hanwa qcells | qpeak duo g5 315 | Solar Panels |  | 0.315 | 14 | 149 | 10 |  | Fixed | Roof
NJSTRE1545384877 | NJSRRE1544354910 | Transition Incentive Program | Mullica Hill | 8062 | 15 | 8.45 | Residential | No | Behind the Meter | Behind the Meter |  | None | Sunny Corp | AC Electric | Eligible for TI Program | 2020-02-05 | 2020-02-07 | 2021-10-30 | PANASONIC | VBHN325KA03 | Solar Panels |  | 0.325 | 26 | 157 | 33 |  | Fixed | Roof
NJSTRE1545384900 | NJSRRE1544524664 | Transition Incentive Program | COLUMBUS | 8022 | 13 | 14.72 | Residential | Yes | Behind the Meter | Net-metered residential rooftop and canopy |  | None | Vivint Solar Developer, LLC | PSE&G | Accepted | 2020-02-25 | 2020-03-31 | 2021-10-30 | JINKO SOLAR | JKM320M-60HBL | Solar Panels |  | 0.32 | 5 | 2 | 23 |  | Fixed | Roof
NJSTRE1545384900 | NJSRRE1544524664 | Transition Incentive Program | COLUMBUS | 8022 | 13 | 14.72 | Residential | Yes | Behind the Meter | Net-metered residential rooftop and canopy |  | None | Vivint Solar Developer, LLC | PSE&G | Accepted | 2020-02-25 | 2020-03-31 | 2021-10-30 | JINKO SOLAR | JKM320M-60HBL | Solar Panels |  | 0.32 | 41 | 182 | 23 |  | Fixed | Roof
NJSTRE1545384905 | NJSRRE1543974479 | Transition Incentive Program | Trenton | 8610 | 12 | 19.84 | Residential | No | Behind the Meter | Net-metered residential rooftop and canopy |  | None | Castle Energy, LLC | PSE&G | Accepted | 2020-01-06 | 2020-01-08 | 2021-10-30 | Hanwha Q-Cells | Q.Peak DUO-G5 320 | Solar Panels |  | 0.32 | 6 | 209 | 30 |  | Fixed | Roof
NJSTRE1545384915 | NJSRRE1544524658 | Transition Incentive Program | Elizabeth City | 7201 | 10 | 3.41 | Residential | Yes | Behind the Meter | Behind the Meter |  | None | Sunrun Installation Services, Inc. | PSE&G | Eligible for TI Program | 2020-02-24 | 2020-02-27 | 2021-10-30 | REC Solar | REC310TP2M | Solar Panels |  | 0.31 | 4 | 289 | 18 |  | Fixed | Roof
NJSTRE1545384915 | NJSRRE1544524658 | Transition Incentive Program | Elizabeth City | 7201 | 10 | 3.41 | Residential | Yes | Behind the Meter | Behind the Meter |  | None | Sunrun Installation Services, Inc. | PSE&G | Eligible for TI Program | 2020-02-24 | 2020-02-27 | 2021-10-30 | REC Solar | REC310TP2M | Solar Panels |  | 0.31 | 4 | 199 | 18 |  | Fixed | Roof
NJSTRE1545384918 | NJSRRE1543447267 | Transition Incentive Program | Vauxhall | 7088 | 10 | 5.99 | Residential | Yes | Behind the Meter | Behind the Meter |  | None | Pro Custom Solar dba Momentum Solar | PSE&G | Eligible for TI Program | 2019-11-26 | 2019-12-03 | 2021-10-30 | Hanwha | Q.Peak DUO BLK-G5 315 | Solar Panels |  | 0.315 | 19 | 129 | 20 |  | Fixed | Roof
NJSTRE1545384919 | NJSRRE1544150630 | Transition Incentive Program | Bellmawr | 8031 | 14 | 13.55 | Residential | No | Behind the Meter | Net-metered residential rooftop and canopy |  | None | Advanced Renewable Solutions LLC | PSE&G | Accepted | 2020-01-09 | 2020-01-14 | 2021-10-30 | Jinko | JKM315M-60 | Solar Panels |  | 0.315 | 43 | 160 | 40 |  | Fixed | Roof
NJSTRE1545384929 | NJSRRE1544545544 | Transition Incentive Program | Pennsauken | 8110 | 14 | 14.4 | Residential | Yes | Behind the Meter | Net-metered residential rooftop and canopy |  | None | Vivint Solar Developer, LLC | PSE&G | Accepted | 2020-02-27 | 2020-03-02 | 2021-10-30 | Jinko Solar | JKM320M-60HBL | Solar Panels |  | 0.32 | 14 | 312 | 22 |  | Fixed | Roof
NJSTRE1545384901 | NJSRRE1544326094 | Transition Incentive Program | MANAHAWKIN | 8050 | 18 | 12.92 | Residential | Yes | Behind the Meter | Net-metered residential rooftop and canopy |  | None | Vivint Solar Developer, LLC | AC Electric | Accepted | 2020-01-29 | 2020-01-31 | 2021-10-30 | HANWHA SOLAR | Q.PEAK BLK-G5 315 | Solar Panels |  | 0.315 | 3 | 280 | 27 |  | Fixed | Roof
NJSTRE1545384908 | NJSRRE1544162351 | Transition Incentive Program | Mansfield | 8022 | 13 | 4.73 | Residential | No | Behind the Meter | Behind the Meter |  | None | Pro Custom Solar dba Momentum Solar | PSE&G | Eligible for TI Program | 2020-01-13 | 2020-01-16 | 2021-10-30 | HANWHA | Q.Peak DUO BLK-G5 315 | Solar Panels |  | 0.315 | 6 | 215 | 34 |  | Fixed | Roof
NJSTRE1545384911 | NJSRRE1544511612 | Transition Incentive Program | Mullica Hill | 8062 | 15 | 11.34 | Residential | Yes | Behind the Meter | Behind the Meter |  | None | Trinity Solar | AC Electric | Eligible for TI Program | 2020-02-20 | 2020-02-24 | 2021-10-30 | Hanwha | Q.PEAK DUO BLK-G5 315 | Solar Panels |  | 0.315 | 13 | 233 | 45 |  | Fixed | Roof
NJSTRE1545384911 | NJSRRE1544511612 | Transition Incentive Program | Mullica Hill | 8062 | 15 | 11.34 | Residential | Yes | Behind the Meter | Behind the Meter |  | None | Trinity Solar | AC Electric | Eligible for TI Program | 2020-02-20 | 2020-02-24 | 2021-10-30 | Hanwha | Q.PEAK DUO BLK-G5 315 | Solar Panels |  | 0.315 | 18 | 233 | 45 |  | Fixed | Roof
NJSTRE1545384920 | NJSRRE1544505734 | Transition Incentive Program | Galloway | 8205 | 19 | 11.34 | Residential | Yes | Behind the Meter | Net-metered residential rooftop and canopy |  | None | Suntuity Solar LLC | AC Electric | Accepted | 2020-02-20 | 2020-02-24 | 2021-10-30 | Hanwha Solar | Q-Cells 315 Mono | Solar Panels |  | 0.315 | 20 | 275 | 34 |  | Fixed | Roof
NJSTRE1545384927 | NJSRRE1544161259 | Transition Incentive Program | MULLICA HILL | 8062 | 15 | 11.34 | Residential | Yes | Behind the Meter | Behind the Meter |  | None | Tesla Energy Operations Inc | AC Electric | Eligible for TI Program | 2020-01-13 | 2020-01-16 | 2021-10-30 | Hanwha Q-Cells | Q.Peak DUO BLK-G5/SC315 | Solar Panels |  | 0.315 | 27 | 70 | 45 |  | Fixed | Roof
NJSTRE1545384929 | NJSRRE1544545544 | Transition Incentive Program | Pennsauken | 8110 | 14 | 14.4 | Residential | Yes | Behind the Meter | Net-metered residential rooftop and canopy |  | None | Vivint Solar Developer, LLC | PSE&G | Accepted | 2020-02-27 | 2020-03-02 | 2021-10-30 | Jinko Solar | JKM320M-60HBL | Solar Panels |  | 0.32 | 13 | 132 | 22 |  | Fixed | Roof
NJSTRE1545384930 | NJSRRE1543556071 | Transition Incentive Program | Mantua | 8051 | 15 | 3.15 | Residential | No | Behind the Meter | Behind the Meter |  | None | Trinity Solar | AC Electric | Eligible for TI Program | 2019-12-17 | 2019-12-20 | 2021-10-30 | HANWHA | Q.PEAK DUO BLK-G5 315 | Solar Panels |  | 0.315 | 10 | 129 | 34 |  | Fixed | Roof
NJSTRE1545384937 | NJSRRE1543532379 | Transition Incentive Program | Westfield | 7090 | 10 | 7.13 | Residential | No | Behind the Meter | Net-metered residential rooftop and canopy |  | None | Spectrum Energy, Inc. | PSE&G | Final As-Built Received |  | 2019-12-16 | 2021-10-30 | Axitec | AC-310MH | Solar Panels |  | 0.31 | 1 | 216 | 34 |  | Fixed | Roof
NJSTRE1545384941 | NJSRRE1544456279 | Transition Incentive Program | Berlin | 8009 | 14 | 9.6 | Residential | Yes | Behind the Meter | Behind the Meter |  | None | Skyline Solar, LLC | AC Electric | Eligible for TI Program | 2020-02-14 | 2020-02-19 | 2021-10-30 | Hanwha Q-Cells | Q.PEAK DUO-G5 320 | Solar Panels |  | 0.32 | 30 | 263 | 21 |  | Fixed | Roof
NJSTRE1545384948 | NJSRRE1544519701 | Transition Incentive Program | LAWRENCE TWP MER | 8540 | 12 | 7.56 | Residential | Yes | Behind the Meter | Behind the Meter |  | None | Tesla Energy Operations Inc. | PSE&G | Eligible for TI Program | 2020-02-21 | 2020-02-25 | 2021-10-30 | Hanwha Q CELLS | Q.PEAK DUO BLK-G5/SC315 | Solar Panels |  | 0.315 | 5 | 79 | 37 |  | Fixed | Roof
NJSTRE1545384951 | NJSRRE1543478064 | Transition Incentive Program | Clifton | 7013 | 6 | 8.51 | Residential | Yes | Behind the Meter | Behind the Meter |  | None | Pro Custom Solar dba Momentum Solar | PSE&G | Eligible for TI Program | 2019-12-04 | 2019-12-06 | 2021-10-30 | Hanwha | Q.Peak DUO BLK-G5 315 | Solar Panels |  | 0.315 | 14 | 214 | 39 |  | Fixed | Roof
NJSTRE1545384902 | NJSRRE1543532516 | Transition Incentive Program | Sicklerville | 8081 | 14 | 7.19 | Residential | Yes | Behind the Meter | Net-metered residential rooftop and canopy |  | None | SunnyMac LLC | AC Electric | Accepted |  | 2019-12-16 | 2021-10-30 | SunPower | SPR-E20327 | Solar Panels |  | 0.327 | 19 | 88 | 23 |  | Fixed | Roof
NJSTRE1545384907 | NJSRRE1544293787 | Transition Incentive Program | Iselin | 8830 | 11 | 8.51 | Residential | Yes | Behind the Meter | Net-metered residential rooftop and canopy |  | None | Suntuity Solar LLC | PSE&G | Accepted | 2020-01-25 | 2020-01-29 | 2021-10-30 | Hanwha Q-Cells | Q.PEAK DUO BLK-G5 315 | Solar Panels |  | 0.315 | 15 | 179 | 35 |  | Fixed | Roof
NJSTRE1545384916 | NJSRRE1543478383 | Transition Incentive Program | Marlboro Township | 7746 | 17 | 30 | Residential | Yes | Behind the Meter | Net-metered residential rooftop and canopy |  | None | SunPower Corporation, Systems | JCP&L | Accepted |  | 2019-12-06 | 2021-10-30 | SUNPOWER | SPR-A400-G-AC | Solar Panels |  | 0.4 | 4 | 254 | 36 |  | Fixed | Roof
NJSTRE1545384916 | NJSRRE1543478383 | Transition Incentive Program | Marlboro Township | 7746 | 17 | 30 | Residential | Yes | Behind the Meter | Net-metered residential rooftop and canopy |  | None | SunPower Corporation, Systems | JCP&L | Accepted |  | 2019-12-06 | 2021-10-30 | SUNPOWER | SPR-A400-G-AC | Solar Panels |  | 0.4 | 22 | 254 | 36 |  | Fixed | Roof
NJSTRE1545384921 | NJSRRE1543848829 | Transition Incentive Program | Jersey City | 7302 | 8 | 6.08 | Residential | Yes | Behind the Meter | Behind the Meter |  | None | Sunrun Installation Services, Inc. | PSE&G | Eligible for TI Program | 2019-12-31 | 2020-01-06 | 2021-10-30 | Hanwha Q-Cells | Q.PEAK DUO-G7 320 | Solar Panels |  | 0.32 | 3 | 186 | 20 |  | Fixed | Roof
NJSTRE1545384921 | NJSRRE1543848829 | Transition Incentive Program | Jersey City | 7302 | 8 | 6.08 | Residential | Yes | Behind the Meter | Behind the Meter |  | None | Sunrun Installation Services, Inc. | PSE&G | Eligible for TI Program | 2019-12-31 | 2020-01-06 | 2021-10-30 | Hanwha Q-Cells | Q.PEAK DUO-G7 320 | Solar Panels |  | 0.32 | 13 | 96 | 20 |  | Fixed | Roof
NJSTRE1545384926 | NJSRRE1543652062 | Transition Incentive Program | Manahawkin | 8050 | 18 | 11.34 | Residential | Yes | Behind the Meter | Net-metered residential rooftop and canopy |  | None | Vivint Solar Developer, LLC | AC Electric | Accepted | 2019-12-23 | 2019-12-27 | 2021-10-30 | Hanwha Solar | Q.PEAK BLK-G5 315 | Solar Panels |  | 0.315 | 15 | 284 | 16 |  | Fixed | Roof
NJSTRE1545384931 | NJSRRE1543547800 | Transition Incentive Program | Sicklerville | 8081 | 14 | 13.34 | Residential | Yes | Behind the Meter | Behind the Meter |  | None | Sunrun Installation Services, Inc. | AC Electric | Eligible for TI Program | 2019-12-13 | 2019-12-18 | 2021-10-30 | REC Solar | REC290TP2 BLK | Solar Panels |  | 0.29 | 10 | 309 | 27 |  | Fixed | Roof
NJSTRE1545384936 | NJSRRE1544202430 | Transition Incentive Program | Woodstown | 8098 | 16 | 10.54 | Residential | Yes | Behind the Meter | Behind the Meter |  | None | Sunrun Installation Services, Inc. | AC Electric | Eligible for TI Program | 2020-01-21 | 2020-01-27 | 2021-10-30 | REC Solar | REC310TP2M | Solar Panels |  | 0.31 | 17 | 90 | 27 |  | Fixed | Roof
NJSTRE1545384937 | NJSRRE1543532379 | Transition Incentive Program | Westfield | 7090 | 10 | 7.13 | Residential | No | Behind the Meter | Net-metered residential rooftop and canopy |  | None | Spectrum Energy, Inc. | PSE&G | Final As-Built Received |  | 2019-12-16 | 2021-10-30 | Axitec | AC-310MH | Solar Panels |  | 0.31 | 10 | 306 | 34 |  | Fixed | Roof
NJSTRE1545384943 | NJSRRE1544346990 | Transition Incentive Program | Carteret | 7008 | 11 | 5.04 | Residential | Yes | Behind the Meter | Net-metered residential rooftop and canopy |  | None | Suntuity Solar LLC | PSE&G | Accepted | 2020-02-03 | 2020-02-05 | 2021-10-30 | Hanwha Solar | Q-Cells 315 Mono | Solar Panels |  | 0.315 | 4 | 114 | 25 |  | Fixed | Roof
NJSTRE1545384948 | NJSRRE1544519701 | Transition Incentive Program | LAWRENCE TWP MER | 8540 | 12 | 7.56 | Residential | Yes | Behind the Meter | Behind the Meter |  | None | Tesla Energy Operations Inc. | PSE&G | Eligible for TI Program | 2020-02-21 | 2020-02-25 | 2021-10-30 | Hanwha Q CELLS | Q.PEAK DUO BLK-G5/SC315 | Solar Panels |  | 0.315 | 5 | 169 | 37 |  | Fixed | Roof
NJSTRE1545384934 | NJSRRE1543566469 | Transition Incentive Program | East Orange | 7017 | 9 | 7.56 | Residential | Yes | Behind the Meter | Behind the Meter |  | None | Pro Custom Solar dba Momentum Solar | PSE&G | Eligible for TI Program | 2019-12-18 | 2019-12-23 | 2021-10-30 | HANWHA | Q.PEAK DUO BLK-G5 315 | Solar Panels |  | 0.315 | 24 | 131 | 35 |  | Fixed | Roof
NJSTRE1545384938 | NJSRRE1544175401 | Transition Incentive Program | Cliffwood | 7721 | 17 | 10.08 | Residential | No | Behind the Meter | Net-metered residential rooftop and canopy |  | None | Vivint Solar Developer, LLC | JCP&L | Accepted | 2020-01-16 | 2020-01-21 | 2021-10-30 | Hanwha Solar | Q.PEAK BLK-G5 315 | Solar Panels |  | 0.315 | 15 | 329 | 22 |  | Fixed | Roof
NJSTRE1545384945 | NJSRRE1543495755 | Transition Incentive Program | Monroe Township | 8831 | 11 | 9.14 | Residential | Yes | Behind the Meter | Net-metered residential rooftop and canopy |  | None | Vivint Solar Developer, LLC | JCP&L | Accepted | 2019-12-06 | 2019-12-10 | 2021-10-30 | HANWHA SOLAR | Q.PEAK BLK-G5 315 | Solar Panels |  | 0.315 | 5 | 300 | 16 |  | Fixed | Roof
NJSTRE1545384945 | NJSRRE1543495755 | Transition Incentive Program | Monroe Township | 8831 | 11 | 9.14 | Residential | Yes | Behind the Meter | Net-metered residential rooftop and canopy |  | None | Vivint Solar Developer, LLC | JCP&L | Accepted | 2019-12-06 | 2019-12-10 | 2021-10-30 | HANWHA SOLAR | Q.PEAK BLK-G5 315 | Solar Panels |  | 0.315 | 8 | 30 | 16 |  | Fixed | Roof
NJSTRE1545384954 | NJSRRE1543451865 | Transition Incentive Program | Pennsauken | 8109 | 14 | 3.78 | Residential | Yes | Behind the Meter | Net-metered residential rooftop and canopy |  | None | Vivint Solar Developer, LLC | PSE&G | Accepted | 2019-11-27 | 2019-12-03 | 2021-10-30 | Hanwha | Q.PEAK BLK-G5 315 | Solar Panels |  | 0.315 | 12 | 124 | 19 |  | Fixed | Roof
NJSTRE1545384960 | NJSRRE1544199725 | Transition Incentive Program | Highlands | 7732 | 17 | 8.05 | Residential | Yes | Behind the Meter | Behind the Meter |  | None | Pro Custom Solar dba Momentum Solar | JCP&L | Eligible for TI Program | 2020-01-20 | 2020-01-23 | 2021-10-30 | LG ELECTRONICS | LG 350N1C-V5 | Solar Panels |  | 0.35 | 23 | 125 | 36 |  | Fixed | Roof
NJSTRE1545384969 | NJSRRE1544511525 | Transition Incentive Program | Medford TWP | 8055 | 13 | 12.16 | Residential | Yes | Behind the Meter | Net-metered residential rooftop and canopy |  | None | Solar Spectrum LLC | PSE&G | Accepted | 2020-02-20 | 2020-02-24 | 2021-10-30 | Q Cells | Q.PEAK-DUO-G7-320 | Solar Panels |  | 0.32 | 16 | 4 | 30 |  | Fixed | Roof
NJSTRE1545384975 | NJSRRE1544549887 | Transition Incentive Program | Mantua Township | 8051 | 15 | 8.19 | Residential | No | Behind the Meter | Net-metered residential rooftop and canopy |  | None | Trinity Solar | AC Electric | Final As-Built Received | 2020-02-28 | 2020-03-03 | 2021-10-30 | Hanwha 315 | Q.PEAK DUO BLK-G5 315 | Solar Panels |  | 0.315 | 8 | 139 | 28 |  | Fixed | Roof
NJSTRE1545384975 | NJSRRE1544549887 | Transition Incentive Program | Mantua Township | 8051 | 15 | 8.19 | Residential | No | Behind the Meter | Net-metered residential rooftop and canopy |  | None | Trinity Solar | AC Electric | Final As-Built Received | 2020-02-28 | 2020-03-03 | 2021-10-30 | Hanwha 315 | (Q.PEAK DUO BLK-G5 315 | Solar Panels |  | 0.315 | 8 | 319 | 27 |  | Fixed | Roof
NJSTRE1545384979 | NJSRRE1544465232 | Transition Incentive Program | Bayonne City | 7002 | 8 | 14.72 | Non Profit | Yes | Behind the Meter | Net-metered non-residential rooftop and canopy |  | None | CE Team Inc. | PSE&G | Final As-Built Received | 2020-02-17 | 2020-02-19 | 2021-10-30 | Hanwha | Qcell | Solar Panels |  | 0.32 | 21 | 122 | 24 |  | Fixed | Roof
NJSTRE1545384982 | NJSRRE1543565892 | Transition Incentive Program | MANAHAWKIN | 8050 | 18 | 7.25 | Residential | Yes | Behind the Meter | Net-metered residential rooftop and canopy |  | None | Vivint Solar Developer, LLC | AC Electric | Accepted | 2019-12-19 | 2019-12-23 | 2021-10-30 | Hanwha Solar | Q.PEAK BLK-G5 315 | Solar Panels |  | 0.315 | 23 | 336 | 23 |  | Fixed | Roof
NJSTRE1545384989 | NJSRRE1544333403 | Transition Incentive Program | MANAHAWKIN | 8050 | 18 | 8.51 | Residential | Yes | Behind the Meter | Net-metered residential rooftop and canopy |  | None | Vivint Solar Developer, LLC | AC Electric | Accepted | 2020-01-30 | 2020-02-03 | 2021-10-30 | HANWHA SOLAR | Q.PEAK BLK-G5 315 | Solar Panels |  | 0.315 | 27 | 100 | 27 |  | Fixed | Roof
NJSTRE1545384931 | NJSRRE1543547800 | Transition Incentive Program | Sicklerville | 8081 | 14 | 13.34 | Residential | Yes | Behind the Meter | Behind the Meter |  | None | Sunrun Installation Services, Inc. | AC Electric | Eligible for TI Program | 2019-12-13 | 2019-12-18 | 2021-10-30 | REC Solar | REC290TP2 BLK | Solar Panels |  | 0.29 | 6 | 129 | 18 |  | Fixed | Roof
NJSTRE1545384935 | NJSRRE1544501317 | Transition Incentive Program | Elmwood Park | 7407 | 7 | 6.2 | Residential | Yes | Behind the Meter | Behind the Meter |  | None | Sunrun Installation Services, Inc. | PSE&G | Eligible for TI Program | 2020-02-19 | 2020-02-24 | 2021-10-30 | REC Solar | REC310TP2M | Solar Panels |  | 0.31 | 20 | 160 | 40 |  | Fixed | Roof
NJSTRE1545384944 | NJSRRE1543478460 | Transition Incentive Program | Trenton | 8618 | 12 | 9.45 | Residential | Yes | Behind the Meter | Net-metered residential rooftop and canopy |  | None | Vivint Solar Developer, LLC | PSE&G | Accepted | 2019-12-04 | 2019-12-09 | 2021-10-30 | Hanwha Solar | Q.PEAK BLK-G5 315 | Solar Panels |  | 0.315 | 30 | 107 | 22 |  | Fixed | Roof
NJSTRE1545384953 | NJSRRE1544466976 | Transition Incentive Program | trenton | 8618 | 12 | 5.03 | Residential | Yes | Behind the Meter | Net-metered residential rooftop and canopy |  | None | Vision Solar LLC | PSE&G | Accepted | 2020-02-17 | 2020-02-20 | 2021-10-30 | lg solar | lg335n1k-v5 | Solar Panels |  | 0.335 | 3 | 32 | 32 |  | Fixed | Roof
NJSTRE1545384953 | NJSRRE1544466976 | Transition Incentive Program | trenton | 8618 | 12 | 5.03 | Residential | Yes | Behind the Meter | Net-metered residential rooftop and canopy |  | None | Vision Solar LLC | PSE&G | Accepted | 2020-02-17 | 2020-02-20 | 2021-10-30 | lg soalr | lg335n1k-v5 | Solar Panels |  | 0.335 | 2 | 32 | 15 |  | Fixed | Roof
NJSTRE1545384956 | NJSRRE1543502298 | Transition Incentive Program | Paramus | 7652 | 7 | 16.24 | Residential | Yes | Behind the Meter | Behind the Meter |  | None | Sunrun Installation Services, Inc. | PSE&G | Eligible for TI Program | 2019-12-09 | 2019-12-12 | 2021-10-30 | REC Solar | REC290TP2 BLK | Solar Panels |  | 0.29 | 7 | 207 | 18 |  | Fixed | Roof
NJSTRE1545384964 | NJSRRE1543556075 | Transition Incentive Program | Perth Amboy | 8861 | 11 | 5.36 | Residential | Yes | Behind the Meter | Behind the Meter |  | None | Pro Custom Solar dba Momentum Solar | PSE&G | Eligible for TI Program | 2019-12-17 | 2019-12-20 | 2021-10-30 | HANWHA | Q.PEAK DUO BLK-G5 315 | Solar Panels |  | 0.315 | 17 | 291 | 8 |  | Fixed | Roof
NJSTRE1545384966 | NJSRRE1544344154 | Transition Incentive Program | Newton | 7860 | 1 | 12.4 | Residential | Yes | Behind the Meter | Net-metered residential rooftop and canopy |  | None | Sunrun Installation Services, Inc. | JCP&L | Accepted | 2020-01-31 | 2020-02-05 | 2021-10-30 | REC Solar | REC310TP2M | Solar Panels |  | 0.31 | 3 | 13 | 27 |  | Fixed | Roof
NJSTRE1545384966 | NJSRRE1544344154 | Transition Incentive Program | Newton | 7860 | 1 | 12.4 | Residential | Yes | Behind the Meter | Net-metered residential rooftop and canopy |  | None | Sunrun Installation Services, Inc. | JCP&L | Accepted | 2020-01-31 | 2020-02-05 | 2021-10-30 | REC Solar | REC310TP2M | Solar Panels |  | 0.31 | 6 | 283 | 27 |  | Fixed | Roof
NJSTRE1545384973 | NJSRRE1544546437 | Transition Incentive Program | Perth Amboy | 8861 | 11 | 2.84 | Residential | Yes | Behind the Meter | Net-metered residential rooftop and canopy |  | None | Trinity Solar | PSE&G | Accepted |  | 2020-03-02 | 2021-10-30 | Hanwha 315 | Q.PEAK DUO BLK-G5 315 | Solar Panels |  | 0.315 | 9 | 295 | 22 |  | Fixed | Roof
NJSTRE1545384974 | NJSRRE1543848699 | Transition Incentive Program | Andover | 7821 | 1 | 10.24 | Residential | Yes | Behind the Meter | Behind the Meter |  | None | Sunrun Installation Services, Inc. | JCP&L | Eligible for TI Program | 2019-12-31 | 2020-01-06 | 2021-10-30 | Hanwha Q-Cells | Q.PEAK DUO-G7 320 | Solar Panels |  | 0.32 | 11 | 322 | 23 |  | Fixed | Roof
NJSTRE1545384976 | NJSRRE1543547872 | Transition Incentive Program | CLINTON | 8809 | 4 | 14.18 | Residential | Yes | Behind the Meter | Net-metered residential rooftop and canopy |  | None | Vivint Solar Developer, LLC | JCP&L | Accepted | 2019-12-13 | 2019-12-18 | 2021-10-30 | Hanwha | Q.PEAK BLK-G5 315 | Solar Panels |  | 0.315 | 21 | 354 | 21 |  | Fixed | Roof
NJSTRE1545384980 | NJSRRE1543498269 | Transition Incentive Program | MOORESTOWN | 8057 | 13 | 31.82 | Residential | Yes | Behind the Meter | Net-metered residential rooftop and canopy |  | None | Vivint Solar Developer, LLC | PSE&G | Accepted | 2019-12-07 | 2019-12-10 | 2021-10-30 | HANWHA SOLAR | Q.PEAK BLK-G5 315 | Solar Panels |  | 0.315 | 2 | 324 | 36 |  | Fixed | Roof
NJSTRE1545617301 |  | Transition Incentive Program | Keansburg | 7734 | 17 | 9.52 | Residential | Yes | Behind the Meter | Net-metered residential rooftop and canopy |  | None | Trinity Solar | JCP&L | Accepted | 2020-09-21 | 2020-09-23 | 2021-10-30 | Solar Edge | SE7600 | Inverters | 7600 |  | 1 |  |  | 0.97 |  | Outside | side of home
NJSTRE1545617533 |  | Transition Incentive Program | Somerset | 8873 | 5 | 12.92 | Residential | No | Behind the Meter | Net-metered residential rooftop and canopy |  | None | NJ Solar Power, LLC | PSE&G | Accepted | 2020-09-21 | 2020-09-23 | 2021-10-30 | solaredge | SE3800H-US Energy Hub | Inverters | 3800 |  | 1 |  |  | 0.99 |  | Outdoor | garage
NJSTRE1545617551 |  | Transition Incentive Program | Marlton | 8053 | 13 | 11.9 | Residential | No | Behind the Meter | Net-metered residential rooftop and canopy |  | None | NJ Solar Power, LLC | PSE&G | Accepted | 2020-09-21 | 2020-09-23 | 2021-10-30 | solaredge | se10000H-US | Inverters | 10000 |  | 1 |  |  | 0.99 |  | Outdoor | garage
NJSTRE1545618519 |  | Transition Incentive Program | Clayton | 8312 | 15 | 6.3 | Residential | No | Behind the Meter | Net-metered residential rooftop and canopy |  | None | Suntuity Solar LLC | AC Electric | Accepted | 2020-09-22 | 2020-09-23 | 2021-10-30 | Enphase Energy | IQ7-60-2-US | Inverters | 240 |  | 20 |  |  | 0.97 |  | Outdoor | Behind the PV Modules
NJSTRE1545618525 |  | Transition Incentive Program | LUMBERTON | 8048 | 13 | 12.29 | Residential | No | Behind the Meter | Net-metered residential rooftop and canopy |  | None | Suntuity Solar LLC | PSE&G | Accepted | 2020-09-22 | 2020-09-24 | 2021-10-30 | Enphase Energy | IQ7-60-2-US | Inverters | 240 |  | 39 |  |  | 0.97 |  | Outdoor | Behind the PV Modules
NJSTRE1545618778 |  | Transition Incentive Program | Woodbridge Twp | 7001 | 11 | 3.47 | Residential | Yes | Behind the Meter | Net-metered residential rooftop and canopy |  | None | Solar Energy World | PSE&G | Accepted | 2020-09-22 | 2020-09-24 | 2021-10-30 | Solar Edge | SE3000H-USRGM | Inverters | 3000 |  | 1 |  |  | 0.977 |  | Outdoor | near meter
NJSTRE1545619004 |  | Transition Incentive Program | Skillman | 8540 | 12 | 1267.5 | Commercial | Yes | Behind the Meter | Net-metered non-residential ground mount |  | None | EnterSolar, LLC | PSE&G | Accepted | 2020-09-22 | 2020-09-23 | 2021-10-30 | Chint Power Systems | CPS SCA125KTL-DO/US-600 | Inverters | 60000 |  | 8 |  |  | 0.985 |  | Outdoor | Ground
NJSTRE1545619102 |  | Transition Incentive Program | East Brunswick TWP | 8850 | 11 | 7.48 | Residential | No | Behind the Meter | Net-metered residential rooftop and canopy |  | None | Tesla Energy Operations Inc. | PSE&G | Accepted | 2020-09-22 | 2020-09-24 | 2021-10-30 | SolarEdge Technologies | SE7600H-US [240V] | Inverters | 7600 |  | 1 |  |  | 0.99 |  | Indoor | Inside
NJSTRE1545619114 |  | Transition Incentive Program | Oxford Township | 7863 | 2 | 8.24 | Residential | No | Behind the Meter | Net-metered residential rooftop and canopy |  | None | Sunrun, Inc. | JCP&L | Accepted | 2020-09-22 | 2020-09-24 | 2021-10-30 | Enphase Energy | IQ7-60-x-US (240V) | Inverters | 240 |  | 27 |  |  | 0.96 |  | Outdoor | Rooftop
NJSTRE1545619152 |  | Transition Incentive Program | Hillsborough | 8844 | 5 | 11.56 | Residential | No | Behind the Meter | Net-metered residential rooftop and canopy |  | PSEG | Maier Engineering dba Solar Me | PSE&G | Accepted | 2020-09-22 | 2020-09-29 | 2021-10-30 | Enphase | IQ7+ | Inverters | 290 |  | 34 |  |  | 0.96 |  | Outdoor | Next to meter
NJSTRE1545619166 |  | Transition Incentive Program | Ringwood | 7456 | 6 | 15.5 | Residential | Yes | Behind the Meter | Net-metered residential rooftop and canopy |  | None | Bright Planet Solar | South River | Accepted | 2020-09-22 | 2020-09-25 | 2021-10-30 | SOLAR EDGE | SE6000H-USRGM | Inverters | 6000 |  | 2 |  |  | 0.98 |  | Outdoor | OUTSIDE
NJSTRE1545619178 |  | Transition Incentive Program | Nutley | 7110 | 9 | 3.69 | Residential | No | Behind the Meter | Net-metered residential rooftop and canopy |  | PSEG | Vision Solar LLC | PSE&G | Accepted | 2020-09-22 | 2020-09-24 | 2021-10-30 | ENPHASE | IQ7-60-2-US | Inverters | 0.24 |  | 11 |  |  | 0.96 |  | Other | BEHIND EACH PANEL
NJSTRE1545619400 |  | Transition Incentive Program | Hamilton Township | 8691 | 12 | 12.2 | Residential | Yes | Behind the Meter | Net-metered residential rooftop and canopy |  | None | Sunrun Installation Services, Inc. | PSE&G | Accepted | 2020-09-22 | 2020-09-24 | 2021-10-30 | Enphase Energy | IQ7-60-x-US | Inverters | 240 |  | 40 |  |  | 0.98 |  | Outdoor | roof
NJSTRE1545384951 | NJSRRE1543478064 | Transition Incentive Program | Clifton | 7013 | 6 | 8.51 | Residential | Yes | Behind the Meter | Behind the Meter |  | None | Pro Custom Solar dba Momentum Solar | PSE&G | Eligible for TI Program | 2019-12-04 | 2019-12-06 | 2021-10-30 | Hanwha | Q.Peak DUO BLK-G5 315 | Solar Panels |  | 0.315 | 7 | 35 | 38 |  | Fixed | Roof
NJSTRE1545384957 | NJSRRE1544442606 | Transition Incentive Program | Woodbridge | 7095 | 11 | 4.8 | Residential | Yes | Behind the Meter | Net-metered residential rooftop and canopy |  | None | Vivint Solar Developer, LLC | PSE&G | Accepted | 2020-02-18 | 2020-02-18 | 2021-10-30 | JINKO SOLAR | JKM320M-60HBL | Solar Panels |  | 0.32 | 15 | 112 | 22 |  | Fixed | Roof
NJSTRE1545384961 | NJSRRE1544175306 | Transition Incentive Program | VOORHEES | 8043 | 14 | 10.08 | Residential | Yes | Behind the Meter | Net-metered residential rooftop and canopy |  | None | Vivint Solar Developer, LLC | PSE&G | Accepted | 2020-01-18 | 2020-01-21 | 2021-10-30 | HANWHA SOLAR | Q.PEAK BLK-G5 315 | Solar Panels |  | 0.315 | 12 | 179 | 18 |  | Fixed | Roof
NJSTRE1545384961 | NJSRRE1544175306 | Transition Incentive Program | VOORHEES | 8043 | 14 | 10.08 | Residential | Yes | Behind the Meter | Net-metered residential rooftop and canopy |  | None | Vivint Solar Developer, LLC | PSE&G | Accepted | 2020-01-18 | 2020-01-21 | 2021-10-30 | HANWHA SOLAR | Q.PEAK BLK-G5 315 | Solar Panels |  | 0.315 | 12 | 359 | 18 |  | Fixed | Roof
NJSTRE1545384971 | NJSRRE1543570719 | Transition Incentive Program | Bergenfield | 7621 | 7 | 4.1 | Residential | Yes | Behind the Meter | Behind the Meter |  | None | Pro Custom Solar dba Momentum Solar | PSE&G | Eligible for TI Program | 2019-12-19 | 2019-12-23 | 2021-10-30 | Hanwha | Q.Peak DUO BLK-G5 315 | Solar Panels |  | 0.315 | 3 | 268 | 27 |  | Fixed | Roof
NJSTRE1545384980 | NJSRRE1543498269 | Transition Incentive Program | MOORESTOWN | 8057 | 13 | 31.82 | Residential | Yes | Behind the Meter | Net-metered residential rooftop and canopy |  | None | Vivint Solar Developer, LLC | PSE&G | Accepted | 2019-12-07 | 2019-12-10 | 2021-10-30 | HANWHA SOLAR | Q.PEAK BLK-G5 315 | Solar Panels |  | 0.315 | 6 | 234 | 45 |  | Fixed | Roof
NJSTRE1545384980 | NJSRRE1543498269 | Transition Incentive Program | MOORESTOWN | 8057 | 13 | 31.82 | Residential | Yes | Behind the Meter | Net-metered residential rooftop and canopy |  | None | Vivint Solar Developer, LLC | PSE&G | Accepted | 2019-12-07 | 2019-12-10 | 2021-10-30 | HANWHA SOLAR | Q.PEAK BLK-G5 315 | Solar Panels |  | 0.315 | 29 | 234 | 45 |  | Fixed | Roof
NJSTRE1545384986 | NJSRRE1543571152 | Transition Incentive Program | Perth Amboy City | 8861 | 11 | 4.06 | Residential | Yes | Behind the Meter | Behind the Meter |  | None | Sunrun Installation Services, Inc. | PSE&G | Eligible for TI Program | 2019-12-19 | 2019-12-26 | 2021-10-30 | REC Solar | REC290TP2 BLK | Solar Panels |  | 0.29 | 14 | 194 | 43 |  | Fixed | Roof
NJSTRE1545384987 | NJSRRE1544354887 | Transition Incentive Program | Bayville | 8721 | 18 | 14.4 | Residential | Yes | Behind the Meter | Behind the Meter |  | None | Sun Up Zero Down | JCP&L | Eligible for TI Program | 2020-02-05 | 2020-02-07 | 2021-10-30 | trina | TSM-320 DD05H.05 (II) | Solar Panels |  | 0.32 | 37 | 154 | 30 |  | Fixed | Roof
NJSTRE1545384991 | NJSRRE1543658719 | Transition Incentive Program | Maplewood | 7040 | 9 | 10.08 | Residential | Yes | Behind the Meter | Behind the Meter |  | None | Trinity Solar | PSE&G | Eligible for TI Program | 2019-12-23 | 2019-12-30 | 2021-10-30 | HANWHA | Q.PEAK DUO BLK-G5 315 | Solar Panels |  | 0.315 | 23 | 124 | 27 |  | Fixed | Roof
NJSTRE1545385000 | NJSRRE1544543251 | Transition Incentive Program | Roselle Park | 7204 | 10 | 8.28 | Residential | No | Behind the Meter | Behind the Meter |  | None | Sunrun Installation Services, Inc. | PSE&G | Eligible for TI Program | 2020-02-26 | 2020-03-02 | 2021-10-30 | LG Electronics | LG345N1C-V5 | Solar Panels |  | 0.345 | 12 | 259 | 37 |  | Fixed | Roof
NJSTRE1545385001 | NJSRRE1543463318 | Transition Incentive Program | Monroe | 8831 | 11 | 45.24 | Residential | No | Behind the Meter | Net-metered residential ground mount |  | None | Advanced Solar & Energy Solutions, LLC | JCP&L | Accepted | 2019-12-06 | 2019-12-06 | 2021-10-30 | Trina Solae | TSM290w | Solar Panels |  | 0.29 | 156 | 180 | 25 |  | Fixed | Ground
NJSTRE1545384952 | NJSRRE1543501899 | Transition Incentive Program | Matawan | 7747 | 17 | 5.51 | Residential | Yes | Behind the Meter | Behind the Meter |  | None | Sunrun Installation Services, Inc. | JCP&L | Eligible for TI Program | 2019-12-09 | 2019-12-11 | 2021-10-30 | REC Solar | REC290TP2 BLK | Solar Panels |  | 0.29 | 13 | 288 | 34 |  | Fixed | Roof
NJSTRE1545384956 | NJSRRE1543502298 | Transition Incentive Program | Paramus | 7652 | 7 | 16.24 | Residential | Yes | Behind the Meter | Behind the Meter |  | None | Sunrun Installation Services, Inc. | PSE&G | Eligible for TI Program | 2019-12-09 | 2019-12-12 | 2021-10-30 | REC Solar | REC290TP2 BLK | Solar Panels |  | 0.29 | 8 | 26 | 14 |  | Fixed | Roof
NJSTRE1545384963 | NJSRRE1543823786 | Transition Incentive Program | Old Bridge | 8857 | 11 | 7.7 | Residential | Yes | Behind the Meter | Behind the Meter |  | None | Pro Custom Solar dba Momentum Solar | JCP&L | Eligible for TI Program | 2019-12-27 | 2020-01-02 | 2021-10-30 | LG ELECTRONICS | LG 350N1C-V5 | Solar Panels |  | 0.35 | 10 | 183 | 9 |  | Fixed | Roof
NJSTRE1545384977 | NJSRRE1544213621 | Transition Incentive Program | Neptune City | 7753 | 17 | 16.42 | Residential | No | Behind the Meter | Behind the Meter |  | None | Maier Solar Engineering dba Solar Me | JCP&L | Eligible for TI Program | 2020-01-22 | 2020-01-27 | 2021-10-30 | LG | LG335N1C-A5 | Solar Panels |  | 0.335 | 3 | 103 | 40 |  | Fixed | Roof
NJSTRE1545384977 | NJSRRE1544213621 | Transition Incentive Program | Neptune City | 7753 | 17 | 16.42 | Residential | No | Behind the Meter | Behind the Meter |  | None | Maier Solar Engineering dba Solar Me | JCP&L | Eligible for TI Program | 2020-01-22 | 2020-01-27 | 2021-10-30 | LG | LG335N1C-A5 | Solar Panels |  | 0.335 | 8 | 103 | 40 |  | Fixed | Roof
NJSTRE1545384980 | NJSRRE1543498269 | Transition Incentive Program | MOORESTOWN | 8057 | 13 | 31.82 | Residential | Yes | Behind the Meter | Net-metered residential rooftop and canopy |  | None | Vivint Solar Developer, LLC | PSE&G | Accepted | 2019-12-07 | 2019-12-10 | 2021-10-30 | HANWHA SOLAR | Q.PEAK BLK-G5 315 | Solar Panels |  | 0.315 | 6 | 54 | 45 |  | Fixed | Roof
NJSTRE1545384980 | NJSRRE1543498269 | Transition Incentive Program | MOORESTOWN | 8057 | 13 | 31.82 | Residential | Yes | Behind the Meter | Net-metered residential rooftop and canopy |  | None | Vivint Solar Developer, LLC | PSE&G | Accepted | 2019-12-07 | 2019-12-10 | 2021-10-30 | HANWHA SOLAR | Q.PEAK BLK-G5 315 | Solar Panels |  | 0.315 | 2 | 324 | 45 |  | Fixed | Roof
NJSTRE1545384980 | NJSRRE1543498269 | Transition Incentive Program | MOORESTOWN | 8057 | 13 | 31.82 | Residential | Yes | Behind the Meter | Net-metered residential rooftop and canopy |  | None | Vivint Solar Developer, LLC | PSE&G | Accepted | 2019-12-07 | 2019-12-10 | 2021-10-30 | HANWHA SOLAR | Q.PEAK BLK-G5 315 | Solar Panels |  | 0.315 | 2 | 324 | 15 |  | Fixed | Roof
NJSTRE1545384996 | NJSRRE1544441385 | Transition Incentive Program | Bloomfield | 7003 | 9 | 13.33 | Residential | No | Behind the Meter | Behind the Meter |  | None | Sunrun Installation Services, Inc. | PSE&G | Eligible for TI Program | 2020-02-12 | 2020-02-17 | 2021-10-30 | REC Solar | REC310TP2M | Solar Panels |  | 0.31 | 20 | 82 | 43 |  | Fixed | Roof
NJSTRE1545384997 | NJSRRE1544202316 | Transition Incentive Program | Newark City | 7107 | 9 | 9.92 | Residential | Yes | Behind the Meter | Behind the Meter |  | None | Sunrun Installation Services, Inc. | PSE&G | Eligible for TI Program | 2020-01-21 | 2020-01-27 | 2021-10-30 | REC Solar | REC310TP2M | Solar Panels |  | 0.31 | 16 | 295 | 23 |  | Fixed | Roof
NJSTRE1545385008 | NJSRRE1543924310 | Transition Incentive Program | Sayreville | 8872 | 11 | 11.03 | Residential | Yes | Behind the Meter | Net-metered residential rooftop and canopy |  | None | Suntuity Solar LLC | JCP&L | Accepted | 2020-01-06 | 2020-01-09 | 2021-10-30 | Hanwha Solar | Q-Cells 315 Mono | Solar Panels |  | 0.315 | 18 | 79 | 30 |  | Fixed | Roof
NJSTRE1545622399 |  | Transition Incentive Program | NEW MILFORD BORO | 7646 | 7 | 8.37 | Residential | Yes | Behind the Meter | Net-metered residential rooftop and canopy |  | None | Bright Planet Solar | PSE&G | Accepted | 2020-09-23 | 2020-09-25 | 2021-10-30 | SOLAR EDGE | SE7600H-USRGM | Inverters | 7600 |  | 1 |  |  | 0.98 |  | Outdoor | OUTSIDE
NJSTRE1545622411 |  | Transition Incentive Program | Woodbridge Township | 7095 | 11 | 7.32 | Residential | Yes | Behind the Meter | Net-metered residential rooftop and canopy |  | None | Sunrun Installation Services, Inc. | PSE&G | Accepted | 2020-09-23 | 2020-09-25 | 2021-10-30 | Enphase Energy | IQ7-60-x-US (240V) | Inverters | 240 |  | 24 |  |  | 0.96 |  | Outdoor | Rooftop
NJSTRE1545622499 |  | Transition Incentive Program | North Wildwood | 8260 | 21 | 7.19 | Residential | Yes | Behind the Meter | Net-metered residential rooftop and canopy |  | None | Vision Solar LLC | AC Electric | Accepted | 2020-09-23 | 2020-09-25 | 2021-10-30 | SUNPOWER | SPR-E20-327-E-AC | Inverters | 0.24 |  | 22 |  |  | 0.96 |  | Other | BEHIND EACH PANEL
NJSTRE1545622708 |  | Transition Incentive Program | Trenton | 8618 | 12 | 7 | Residential | Yes | Behind the Meter | Net-metered residential rooftop and canopy |  | None | Pro Custom Solar dba Momentum Solar | PSE&G | Accepted | 2020-09-23 | 2020-09-25 | 2021-10-30 | Enphase | IQ7Plus-72-2-US | Inverters | 290 |  | 20 |  |  | 0.97 |  | Outdoor | Roof
NJSTRE1545622906 |  | Transition Incentive Program | Jackson | 8527 | 18 | 9.9 | Residential | No | Behind the Meter | Net-metered residential rooftop and canopy |  | None | Kamtech Solar Solutions | JCP&L | Accepted | 2020-09-23 | 2020-09-25 | 2021-10-30 | ENPHASE | ENPHASE IQ7XS | Inverters | 315 |  | 30 |  |  | 0.96 |  | Other | ROOFTOP
NJSTRE1545623062 |  | Transition Incentive Program | DOVER | 7801 | 3 | 10.08 | Residential | Yes | Behind the Meter | Net-metered residential rooftop and canopy |  | None | Vivint Solar Developer, LLC | JCP&L | Accepted | 2020-09-25 | 2020-09-29 | 2021-10-30 | Solar Edge | SE7600H-US | Inverters | 7600 |  | 1 |  |  | 0.992 |  | Outdoor | Near the Utility Meter
NJSTRE1545623086 |  | Transition Incentive Program | AVALON | 8202 | 21 | 3.9 | Residential | Yes | Behind the Meter | Net-metered residential rooftop and canopy |  | None | Vivint Solar Developer, LLC | AC Electric | Accepted | 2020-09-25 | 2020-09-29 | 2021-10-30 | Solar Edge | SE3800H-US | Inverters | 3800 |  | 1 |  |  | 0.992 |  | Outdoor | Near the Utility Meter
NJSTRE1545624376 |  | Transition Incentive Program | Lumberton | 8048 | 13 | 19.2 | Residential | No | Behind the Meter | Net-metered residential ground mount |  | None | Surge Solar, LLC | PSE&G | Accepted | 2020-09-23 | 2020-09-25 | 2021-10-30 | SolarEdge Technologies | SE11400H-US | Inverters | 11400 |  | 1 |  |  | 0.99 |  | Outdoor | Back of array
NJSTRE1545628994 |  | Transition Incentive Program | MOUNT LAUREL | 8054 | 13 | 7.15 | Residential | Yes | Behind the Meter | Net-metered residential rooftop and canopy |  | None | Vivint Solar Developer, LLC | PSE&G | Accepted | 2020-09-28 | 2020-09-29 | 2021-10-30 | Solar Edge | SE7600H-US | Inverters | 7600 |  | 1 |  |  | 0.992 |  | Outdoor | Near the Utility Meter
NJSTRE1545384034 | NJSRRE1542578563 | Transition Incentive Program | SWEDESBORO | 8085 | 15 | 17.55 | Residential | No | Behind the Meter | Behind the Meter |  | None | Sunny Corp | AC Electric | Eligible for TI Program | 2019-10-23 | 2019-10-25 | 2021-10-30 | PANASONIC | VBHN325KA03 | Solar Panels |  | 0.325 | 12 | 305 | 44 |  | Fixed | Roof
NJSTRE1545384155 |  | Transition Incentive Program | Union Twp Uni | 7083 | 10 | 7.32 | Residential | Yes | Behind the Meter | Net-metered residential rooftop and canopy |  | None | Sunrun Installation Services, Inc. | PSE&G | Accepted | 2020-07-31 | 2020-08-07 | 2021-10-30 | LONGi Green Energy Technology Co Ltd | LR6-60HPB-305M | Solar Panels |  | 0.305 | 6 | 306 | 40 |  | Fixed | Roof
NJSTRE1545384178 | NJSRRE1542547465 | Transition Incentive Program | Oceanview | 8230 | 21 | 30.71 | Residential | No | Behind the Meter | Net-metered residential rooftop and canopy |  | None | Castle Energy, LLC | AC Electric | Accepted | 2019-10-16 | 2019-10-18 | 2021-10-30 | LG Electronics | LG370Q1C-V5 | Solar Panels |  | 0.37 | 11 | 253 | 43 |  | Fixed | Roof
NJSTRE1545384183 | NJSRRE1542515839 | Transition Incentive Program | Pennsauken Township | 8110 | 14 | 11.6 | Residential | Yes | Behind the Meter | Behind the Meter |  | None | Sunrun Installation Services, Inc. | PSE&G | Eligible for TI Program | 2019-10-08 | 2019-10-10 | 2021-10-30 | REC Solar | REC290TP2 BLK | Solar Panels |  | 0.29 | 9 | 141 | 37 |  | Fixed | Roof
NJSTRE1545384946 | NJSRRE1544358266 | Transition Incentive Program | Edison | 8817 | 11 | 3.41 | Residential | No | Behind the Meter | Behind the Meter |  | None | Sunrun Installation Services, Inc. | PSE&G | Eligible for TI Program | 2020-02-05 | 2020-02-07 | 2021-10-30 | REC Solar | REC310TP2M | Solar Panels |  | 0.31 | 11 | 230 | 34 |  | Fixed | Roof
NJSTRE1545384948 | NJSRRE1544519701 | Transition Incentive Program | LAWRENCE TWP MER | 8540 | 12 | 7.56 | Residential | Yes | Behind the Meter | Behind the Meter |  | None | Tesla Energy Operations Inc. | PSE&G | Eligible for TI Program | 2020-02-21 | 2020-02-25 | 2021-10-30 | Hanwha Q CELLS | Q.PEAK DUO BLK-G5/SC315 | Solar Panels |  | 0.315 | 2 | 169 | 45 |  | Fixed | Roof
NJSTRE1545384953 | NJSRRE1544466976 | Transition Incentive Program | trenton | 8618 | 12 | 5.03 | Residential | Yes | Behind the Meter | Net-metered residential rooftop and canopy |  | None | Vision Solar LLC | PSE&G | Accepted | 2020-02-17 | 2020-02-20 | 2021-10-30 | lg solar | lg335n1k-v5 | Solar Panels |  | 0.335 | 4 | 214 | 10 |  | Fixed | Roof
NJSTRE1545384958 | NJSRRE1543463107 | Transition Incentive Program | Perth Amboy | 8861 | 11 | 5.27 | Residential | Yes | Behind the Meter | Net-metered residential rooftop and canopy |  | None | Palmetto Solar LLC | PSE&G | Accepted | 2019-12-12 | 2019-12-13 | 2021-10-30 | Hanwha | 310W All Black Module | Solar Panels |  | 0.31 | 17 | 180 | 25 |  | Fixed | Roof
NJSTRE1545384961 | NJSRRE1544175306 | Transition Incentive Program | VOORHEES | 8043 | 14 | 10.08 | Residential | Yes | Behind the Meter | Net-metered residential rooftop and canopy |  | None | Vivint Solar Developer, LLC | PSE&G | Accepted | 2020-01-18 | 2020-01-21 | 2021-10-30 | HANWHA SOLAR | Q.PEAK BLK-G5 315 | Solar Panels |  | 0.315 | 4 | 179 | 19 |  | Fixed | Roof
NJSTRE1545384966 | NJSRRE1544344154 | Transition Incentive Program | Newton | 7860 | 1 | 12.4 | Residential | Yes | Behind the Meter | Net-metered residential rooftop and canopy |  | None | Sunrun Installation Services, Inc. | JCP&L | Accepted | 2020-01-31 | 2020-02-05 | 2021-10-30 | REC Solar | REC310TP2M | Solar Panels |  | 0.31 | 11 | 103 | 27 |  | Fixed | Roof
NJSTRE1545384974 | NJSRRE1543848699 | Transition Incentive Program | Andover | 7821 | 1 | 10.24 | Residential | Yes | Behind the Meter | Behind the Meter |  | None | Sunrun Installation Services, Inc. | JCP&L | Eligible for TI Program | 2019-12-31 | 2020-01-06 | 2021-10-30 | Hanwha Q-Cells | Q.PEAK DUO-G7 320 | Solar Panels |  | 0.32 | 21 | 142 | 40 |  | Fixed | Roof
NJSTRE1545384976 | NJSRRE1543547872 | Transition Incentive Program | CLINTON | 8809 | 4 | 14.18 | Residential | Yes | Behind the Meter | Net-metered residential rooftop and canopy |  | None | Vivint Solar Developer, LLC | JCP&L | Accepted | 2019-12-13 | 2019-12-18 | 2021-10-30 | Hanwha | Q.PEAK BLK-G5 315 | Solar Panels |  | 0.315 | 24 | 174 | 21 |  | Fixed | Roof
NJSTRE1545384978 | NJSRRE1544441390 | Transition Incentive Program | Kearny | 7032 | 8 | 6.65 | Residential | Yes | Behind the Meter | Behind the Meter |  | None | Pro Custom Solar dba Momentum Solar | PSE&G | Eligible for TI Program | 2020-02-12 | 2020-02-17 | 2021-10-30 | LG ELECTRONICS | LG 350N1C-V5 | Solar Panels |  | 0.35 | 19 | 296 | 3 |  | Fixed | Roof
NJSTRE1545384980 | NJSRRE1543498269 | Transition Incentive Program | MOORESTOWN | 8057 | 13 | 31.82 | Residential | Yes | Behind the Meter | Net-metered residential rooftop and canopy |  | None | Vivint Solar Developer, LLC | PSE&G | Accepted | 2019-12-07 | 2019-12-10 | 2021-10-30 | HANWHA SOLAR | Q.PEAK BLK-G5 315 | Solar Panels |  | 0.315 | 23 | 54 | 45 |  | Fixed | Roof
NJSTRE1545384987 | NJSRRE1544354887 | Transition Incentive Program | Bayville | 8721 | 18 | 14.4 | Residential | Yes | Behind the Meter | Behind the Meter |  | None | Sun Up Zero Down | JCP&L | Eligible for TI Program | 2020-02-05 | 2020-02-07 | 2021-10-30 | trina | TSM-320 DD05H.05 (II) | Solar Panels |  | 0.32 | 8 | 334 | 30 |  | Fixed | Roof
NJSTRE1545384993 | NJSRRE1544501760 | Transition Incentive Program | East Brunswick | 8816 | 11 | 14.57 | Residential | Yes | Behind the Meter | Behind the Meter |  | None | Sunrun Installation Services, Inc. | PSE&G | Eligible for TI Program | 2020-02-19 | 2020-02-24 | 2021-10-30 | REC Solar | REC310TP2M | Solar Panels |  | 0.31 | 28 | 80 | 18 |  | Fixed | Roof
NJSTRE1545384996 | NJSRRE1544441385 | Transition Incentive Program | Bloomfield | 7003 | 9 | 13.33 | Residential | No | Behind the Meter | Behind the Meter |  | None | Sunrun Installation Services, Inc. | PSE&G | Eligible for TI Program | 2020-02-12 | 2020-02-17 | 2021-10-30 | REC Solar | REC310TP2M | Solar Panels |  | 0.31 | 3 | 173 | 14 |  | Fixed | Roof
NJSTRE1545384933 | NJSRRE1544352728 | Transition Incentive Program | Mays Landing | 8330 | 19 | 10.56 | Residential | Yes | Behind the Meter | Behind the Meter |  | None | Acos Energy, LLC | AC Electric | Eligible for TI Program | 2020-02-04 | 2020-02-07 | 2021-10-30 | Trina | TSM-DD06M05II 320W | Solar Panels |  | 0.32 | 22 | 118 | 23 |  | Fixed | Roof
NJSTRE1545384933 | NJSRRE1544352728 | Transition Incentive Program | Mays Landing | 8330 | 19 | 10.56 | Residential | Yes | Behind the Meter | Behind the Meter |  | None | Acos Energy, LLC | AC Electric | Eligible for TI Program | 2020-02-04 | 2020-02-07 | 2021-10-30 | Trina | TSM-DD06M05II 320W | Solar Panels |  | 0.32 | 11 | 298 | 35 |  | Fixed | Roof
NJSTRE1545384938 | NJSRRE1544175401 | Transition Incentive Program | Cliffwood | 7721 | 17 | 10.08 | Residential | No | Behind the Meter | Net-metered residential rooftop and canopy |  | None | Vivint Solar Developer, LLC | JCP&L | Accepted | 2020-01-16 | 2020-01-21 | 2021-10-30 | Hanwha Solar | Q.PEAK BLK-G5 315 | Solar Panels |  | 0.315 | 17 | 149 | 22 |  | Fixed | Roof
NJSTRE1545384939 | NJSRRE1544352375 | Transition Incentive Program | Cherry Hill Twp | 8003 | 14 | 6.54 | Residential | No | Behind the Meter | Net-metered residential rooftop and canopy |  | None | SunnyMac LLC | PSE&G | Accepted |  | 2020-02-06 | 2021-10-30 | SunPower | SPR-E20327 | Solar Panels |  | 0.327 | 4 | 180 | 30 |  | Fixed | Roof
NJSTRE1545384939 | NJSRRE1544352375 | Transition Incentive Program | Cherry Hill Twp | 8003 | 14 | 6.54 | Residential | No | Behind the Meter | Net-metered residential rooftop and canopy |  | None | SunnyMac LLC | PSE&G | Accepted |  | 2020-02-06 | 2021-10-30 | SunPower | SPR-E20327 | Solar Panels |  | 0.327 | 16 | 270 | 33 |  | Fixed | Roof
NJSTRE1545384945 | NJSRRE1543495755 | Transition Incentive Program | Monroe Township | 8831 | 11 | 9.14 | Residential | Yes | Behind the Meter | Net-metered residential rooftop and canopy |  | None | Vivint Solar Developer, LLC | JCP&L | Accepted | 2019-12-06 | 2019-12-10 | 2021-10-30 | HANWHA SOLAR | Q.PEAK BLK-G5 315 | Solar Panels |  | 0.315 | 8 | 210 | 16 |  | Fixed | Roof
NJSTRE1545384945 | NJSRRE1543495755 | Transition Incentive Program | Monroe Township | 8831 | 11 | 9.14 | Residential | Yes | Behind the Meter | Net-metered residential rooftop and canopy |  | None | Vivint Solar Developer, LLC | JCP&L | Accepted | 2019-12-06 | 2019-12-10 | 2021-10-30 | HANWHA SOLAR | Q.PEAK BLK-G5 315 | Solar Panels |  | 0.315 | 8 | 120 | 16 |  | Fixed | Roof
NJSTRE1545384950 | NJSRRE1543447080 | Transition Incentive Program | PATERSON | 7524 | 6 | 5.67 | Residential | Yes | Behind the Meter | Behind the Meter |  | None | Pro Custom Solar dba Momentum Solar | PSE&G | Eligible for TI Program | 2019-11-26 | 2019-12-02 | 2021-10-30 | Hanwha | Q.Peak DUO BLK-G5 315 | Solar Panels |  | 0.315 | 18 | 184 | 44 |  | Fixed | Roof
NJSTRE1545384959 | NJSRRE1543514668 | Transition Incentive Program | Lakewood | 7029 | 8 | 5.39 | Residential | No | Behind the Meter | Net-metered residential rooftop and canopy |  | None | Powerlutions | PSE&G | Accepted | 2019-12-11 | 2019-12-19 | 2021-10-30 | Trina | TSM-385DE14H | Solar Panels |  | 0.385 | 14 | 176 | 5 |  | Fixed | Roof
NJSTRE1545384975 | NJSRRE1544549887 | Transition Incentive Program | Mantua Township | 8051 | 15 | 8.19 | Residential | No | Behind the Meter | Net-metered residential rooftop and canopy |  | None | Trinity Solar | AC Electric | Final As-Built Received | 2020-02-28 | 2020-03-03 | 2021-10-30 | Hanwha 315 | Q.PEAK DUO BLK-G5 315 | Solar Panels |  | 0.315 | 8 | 229 | 31 |  | Fixed | Roof
NJSTRE1545384975 | NJSRRE1544549887 | Transition Incentive Program | Mantua Township | 8051 | 15 | 8.19 | Residential | No | Behind the Meter | Net-metered residential rooftop and canopy |  | None | Trinity Solar | AC Electric | Final As-Built Received | 2020-02-28 | 2020-03-03 | 2021-10-30 | Hanwha 315 | (Q.PEAK DUO BLK-G5 315 | Solar Panels |  | 0.315 | 2 | 49 | 31 |  | Fixed | Roof
NJSTRE1545384998 | NJSRRE1543436909 | Transition Incentive Program | SUCCASUNNA | 7876 | 3 | 15.95 | Residential | Yes | Behind the Meter | Behind the Meter |  | None | Sunrun Installation Services, Inc. | JCP&L | Eligible for TI Program | 2019-11-22 | 2019-11-26 | 2021-10-30 | REC Solar | REC290TP2 BLK | Solar Panels |  | 0.29 | 16 | 164 | 27 |  | Fixed | Roof
NJSTRE1545385003 | NJSRRE1544512261 | Transition Incentive Program | Wayne | 7470 | 6 | 7.13 | Residential | No | Behind the Meter | Behind the Meter |  | None | Sunrun Installation Services, Inc. | PSE&G | Eligible for TI Program | 2020-02-20 | 2020-02-24 | 2021-10-30 | REC Solar | REC310TP2M | Solar Panels |  | 0.31 | 15 | 148 | 34 |  | Fixed | Roof
NJSTRE1545385012 | NJSRRE1543556206 | Transition Incentive Program | West New York | 7093 | 8 | 7.25 | Residential | Yes | Behind the Meter | Behind the Meter |  | None | Pro Custom Solar dba Momentum Solar | PSE&G | Eligible for TI Program | 2019-12-17 | 2019-12-20 | 2021-10-30 | HANWHA | Q.PEAK DUO BLK-G5 315 | Solar Panels |  | 0.315 | 23 | 211 | 18 |  | Fixed | Roof
NJSTRE1545385016 | NJSRRE1544408905 | Transition Incentive Program | Oakland | 7436 | 7 | 17.15 | Residential | No | Behind the Meter | Behind the Meter |  | None | Green Power Energy | Orange Rockland Electric | Eligible for TI Program | 2020-02-06 | 2020-02-10 | 2021-10-30 | LG Electronics | LG350N1C-V5 | Solar Panels |  | 0.35 | 16 | 283 | 23 |  | Fixed | Roof
NJSTRE1545385019 | NJSRRE1543912232 | Transition Incentive Program | Vineland | 8360 | 20 | 5.67 | Residential | Yes | Behind the Meter | Behind the Meter |  | None | Trinity Solar | Vineland Muni Electric | Eligible for TI Program | 2020-01-03 | 2020-01-10 | 2021-10-30 | Hanwha | Q.PEAK DUO BLK-G5 315 | Solar Panels |  | 0.315 | 6 | 273 | 34 |  | Fixed | Roof
NJSTRE1545385021 | NJSRRE1544342381 | Transition Incentive Program | Toms River | 8753 | 18 | 8.82 | Residential | Yes | Behind the Meter | Behind the Meter |  | None | Trinity Solar | JCP&L | Eligible for TI Program | 2020-01-31 | 2020-02-04 | 2021-10-30 | Hanwha | Q.PEAK DUO BLK-G5 315 | Solar Panels |  | 0.315 | 4 | 186 | 27 |  | Fixed | Roof
NJSTRE1545385024 | NJSRRE1543923664 | Transition Incentive Program | Vineland | 8360 | 20 | 6.41 | Residential | No | Behind the Meter | Net-metered residential rooftop and canopy |  | None | Bright Planet Solar | Vineland Muni Electric | Accepted |  | 2020-01-08 | 2021-10-30 | Trina Solar | TSM-DD05A.05(II) 305W | Solar Panels |  | 0.305 | 3 | 272 | 18 |  | Fixed | Roof
NJSTRE1545385026 | NJSRRE1544192857 | Transition Incentive Program | Newfield | 8344 | 15 | 5.27 | Residential | Yes | Behind the Meter | Behind the Meter |  | None | 1st Light Energy Inc | AC Electric | Eligible for TI Program | 2020-01-17 | 2020-01-23 | 2021-10-30 | Longi | LR6-60HPB-310M | Solar Panels |  | 0.31 | 5 | 277 | 27 |  | Fixed | Roof
NJSTRE1545385028 | NJSRRE1544352910 | Transition Incentive Program | TURNERSVILLE | 8012 | 14 | 5.04 | Residential | Yes | Behind the Meter | Net-metered residential rooftop and canopy |  | None | Vivint Solar Developer, LLC | AC Electric | Accepted | 2020-02-05 | 2020-02-07 | 2021-10-30 | Hanwha Solar | Q.PEAK BLK-G5 315 | Solar Panels |  | 0.315 | 16 | 182 | 18 |  | Fixed | Roof
NJSTRE1545385033 | NJSRRE1544419501 | Transition Incentive Program | Middletown | 7758 | 17 | 9.45 | Residential | Yes | Behind the Meter | Behind the Meter |  | None | Trinity Solar | JCP&L | Eligible for TI Program | 2020-02-07 | 2020-02-11 | 2021-10-30 | Hanwha | Q.PEAK DUO BLK-G5 315 | Solar Panels |  | 0.315 | 11 | 206 | 27 |  | Fixed | Roof
NJSTRE1545385036 | NJSRRE1544512308 | Transition Incentive Program | Bound Brook | 8805 | 5 | 15.04 | Residential | Yes | Behind the Meter | Net-metered residential rooftop and canopy |  | None | Vivint Solar Developer, LLC | PSE&G | Final As-Built Received | 2020-02-24 | 2020-02-24 | 2021-10-30 | JINKO SOLAR | JKM320M-60HBL | Solar Panels |  | 0.32 | 12 | 15 | 21 |  | Fixed | Roof
NJSTRE1545385040 | NJSRRE1544191675 | Transition Incentive Program | North Bergen | 7047 | 8 | 11.03 | Residential | Yes | Behind the Meter | Behind the Meter |  | None | Pro Custom Solar dba Momentum Solar | PSE&G | Eligible for TI Program | 2020-01-17 | 2020-01-22 | 2021-10-30 | HANWHA | Q.Peak DUO BLK-G5 315 | Solar Panels |  | 0.315 | 22 | 119 | 35 |  | Fixed | Roof
NJSTRE1545384979 | NJSRRE1544465232 | Transition Incentive Program | Bayonne City | 7002 | 8 | 14.72 | Non Profit | Yes | Behind the Meter | Net-metered non-residential rooftop and canopy |  | None | CE Team Inc. | PSE&G | Final As-Built Received | 2020-02-17 | 2020-02-19 | 2021-10-30 | Hanwha | Qcell | Solar Panels |  | 0.32 | 5 | 212 | 24 |  | Fixed | Roof
NJSTRE1545384979 | NJSRRE1544465232 | Transition Incentive Program | Bayonne City | 7002 | 8 | 14.72 | Non Profit | Yes | Behind the Meter | Net-metered non-residential rooftop and canopy |  | None | CE Team Inc. | PSE&G | Final As-Built Received | 2020-02-17 | 2020-02-19 | 2021-10-30 | Hanwha | Qcell | Solar Panels |  | 0.32 | 20 | 302 | 24 |  | Fixed | Roof
NJSTRE1545384983 | NJSRRE1544317442 | Transition Incentive Program | Little Falls | 7424 | 6 | 7.7 | Residential | Yes | Behind the Meter | Behind the Meter |  | None | Pro Custom Solar dba Momentum Solar | PSE&G | Eligible for TI Program | 2020-01-28 | 2020-01-31 | 2021-10-30 | LG ELECTRONICS | LG 350N1C-V5 | Solar Panels |  | 0.35 | 11 | 183 | 32 |  | Fixed | Roof
NJSTRE1545384983 | NJSRRE1544317442 | Transition Incentive Program | Little Falls | 7424 | 6 | 7.7 | Residential | Yes | Behind the Meter | Behind the Meter |  | None | Pro Custom Solar dba Momentum Solar | PSE&G | Eligible for TI Program | 2020-01-28 | 2020-01-31 | 2021-10-30 | LG ELECTRONICS | LG 350N1C-V5 | Solar Panels |  | 0.35 | 11 | 92 | 29 |  | Fixed | Roof
NJSTRE1545384988 | NJSRRE1543464279 | Transition Incentive Program | Millville | 8332 | 20 | 5.12 | Residential | Yes | Behind the Meter | Behind the Meter |  | None | Skyline Solar, LLC | AC Electric | Eligible for TI Program | 2019-12-02 | 2019-12-04 | 2021-10-30 | Hanwha Q-Cells | Q.PEAK DUO-G5 320 | Solar Panels |  | 0.32 | 16 | 222 | 28 |  | Fixed | Roof
NJSTRE1545384999 | NJSRRE1543421549 | Transition Incentive Program | Mount Ephraim | 8059 | 14 | 5.99 | Residential | Yes | Behind the Meter | Behind the Meter |  | None | Pro Custom Solar dba Momentum Solar | PSE&G | Eligible for TI Program | 2019-11-19 | 2019-11-21 | 2021-10-30 | Hanwha | Q.Peak DUO BLK-G5 315 | Solar Panels |  | 0.315 | 3 | 78 | 34 |  | Fixed | Roof
NJSTRE1545385016 | NJSRRE1544408905 | Transition Incentive Program | Oakland | 7436 | 7 | 17.15 | Residential | No | Behind the Meter | Behind the Meter |  | None | Green Power Energy | Orange Rockland Electric | Eligible for TI Program | 2020-02-06 | 2020-02-10 | 2021-10-30 | LG Electronics | LG350N1C-V5 | Solar Panels |  | 0.35 | 12 | 196 | 27 |  | Fixed | Roof
NJSTRE1545385016 | NJSRRE1544408905 | Transition Incentive Program | Oakland | 7436 | 7 | 17.15 | Residential | No | Behind the Meter | Behind the Meter |  | None | Green Power Energy | Orange Rockland Electric | Eligible for TI Program | 2020-02-06 | 2020-02-10 | 2021-10-30 | LG Electronics | LG350N1C-V5 | Solar Panels |  | 0.35 | 12 | 195 | 27 |  | Fixed | Roof
NJSTRE1545385021 | NJSRRE1544342381 | Transition Incentive Program | Toms River | 8753 | 18 | 8.82 | Residential | Yes | Behind the Meter | Behind the Meter |  | None | Trinity Solar | JCP&L | Eligible for TI Program | 2020-01-31 | 2020-02-04 | 2021-10-30 | Hanwha | Q.PEAK DUO BLK-G5 315 | Solar Panels |  | 0.315 | 15 | 276 | 23 |  | Fixed | Roof
NJSTRE1545385025 | NJSRRE1544524619 | Transition Incentive Program | Union | 7083 | 10 | 6.21 | Residential | Yes | Behind the Meter | Net-metered residential rooftop and canopy |  | None | SunPower Corporation, Systems | PSE&G | Accepted |  | 2020-02-27 | 2021-10-30 | SUNPOWER | SPR-E20-327-E-AC | Solar Panels |  | 0.327 | 14 | 178 | 32 |  | Fixed | Roof
NJSTRE1545385025 | NJSRRE1544524619 | Transition Incentive Program | Union | 7083 | 10 | 6.21 | Residential | Yes | Behind the Meter | Net-metered residential rooftop and canopy |  | None | SunPower Corporation, Systems | PSE&G | Accepted |  | 2020-02-27 | 2021-10-30 | SUNPOWER | SPR-E20-327-E-AC | Solar Panels |  | 0.327 | 5 | 178 | 16 |  | Fixed | Roof
NJSTRE1545385031 | NJSRRE1543575338 | Transition Incentive Program | Jersey City | 7305 | 8 | 16.12 | Residential | No | Behind the Meter | Net-metered residential rooftop and canopy |  | None | UNITED SOLAR | PSE&G | Accepted | 2020-01-06 | 2020-01-06 | 2021-10-30 | AXITEC | AC-310M/156-60S | Solar Panels |  | 0.31 | 52 | 158 | 25 |  | Fixed | Roof
NJSTRE1545385036 | NJSRRE1544512308 | Transition Incentive Program | Bound Brook | 8805 | 5 | 15.04 | Residential | Yes | Behind the Meter | Net-metered residential rooftop and canopy |  | None | Vivint Solar Developer, LLC | PSE&G | Final As-Built Received | 2020-02-24 | 2020-02-24 | 2021-10-30 | JINKO SOLAR | JKM320M-60HBL | Solar Panels |  | 0.32 | 19 | 15 | 30 |  | Fixed | Roof
NJSTRE1545384192 | NJSRRE1542460576 | Transition Incentive Program | Vineland | 8360 | 20 | 5.8 | Residential | Yes | Behind the Meter | Net-metered residential rooftop and canopy |  | None | Bright Planet Solar | Vineland Muni Electric | Accepted |  | 2019-10-01 | 2021-10-30 | LONGI | LR6-60BK-305M | Solar Panels |  | 0.305 | 15 | 274 | 26 |  | Fixed | Roof
NJSTRE1545384194 | NJSRRE1542579683 | Transition Incentive Program | NORTHFIELD | 8225 | 19 | 3.47 | Residential | Yes | Behind the Meter | Net-metered residential rooftop and canopy |  | None | Vivint Solar Developer, LLC | AC Electric | Accepted | 2019-10-23 | 2019-10-25 | 2021-10-30 | HANWHA | Q.PEAK DUO BLK-G5 310 | Solar Panels |  | 0.315 | 6 | 222 | 20 |  | Fixed | Roof
NJSTRE1545384208 | NJSRRE1542543703 | Transition Incentive Program | Roselle Park | 7204 | 10 | 8.51 | Residential | No | Behind the Meter | Net-metered residential rooftop and canopy |  | None | Suntuity Solar LLC | PSE&G | Accepted | 2019-10-15 | 2019-10-17 | 2021-10-30 | Yingli Green Energy | YL315D-30b | Solar Panels |  | 0.315 | 15 | 231 | 42 |  | Fixed | Roof
NJSTRE1545384209 | NJSRRE1543067774 | Transition Incentive Program | Gibbsboro | 8026 | 14 | 23 | Residential | Yes | Behind the Meter | Behind the Meter |  | None | Trinity Solar | AC Electric | Eligible for TI Program | 2019-11-12 | 2019-11-14 | 2021-10-30 | HANWHA | Q.PEAK DUO BLK-G5 315 | Solar Panels |  | 0.315 | 7 | 50 | 9 |  | Fixed | Roof
NJSTRE1545384209 | NJSRRE1543067774 | Transition Incentive Program | Gibbsboro | 8026 | 14 | 23 | Residential | Yes | Behind the Meter | Behind the Meter |  | None | Trinity Solar | AC Electric | Eligible for TI Program | 2019-11-12 | 2019-11-14 | 2021-10-30 | HANWHA | Q.PEAK DUO BLK-G5 315 | Solar Panels |  | 0.315 | 2 | 140 | 18 |  | Fixed | Roof
NJSTRE1545384216 | NJSRRE1543533488 | Transition Incentive Program | HOLMDEL | 7733 | 17 | 11.34 | Residential | Yes | Behind the Meter | Net-metered residential rooftop and canopy |  | None | Tesla Energy Operations Inc. | JCP&L | Accepted | 2019-12-12 | 2019-12-17 | 2021-10-30 | Hanwha Q-Cells | Q.Peak DUO BLK-G5/SC315 | Solar Panels |  | 0.315 | 10 | 152 | 43 |  | Fixed | Roof
NJSTRE1545384217 | NJSRRE1544414164 | Transition Incentive Program | Rutherford | 7070 | 7 | 3.6 | Residential | No | Behind the Meter | Net-metered residential rooftop and canopy |  | None | SunPower Corporation, Systems | PSE&G | Accepted |  | 2020-02-10 | 2021-10-30 | SUNPOWER | SPR-E20-327-E-AC | Solar Panels |  | 0.327 | 8 | 203 | 40 |  | Fixed | Roof
NJSTRE1545384219 | NJSRRE1543536156 | Transition Incentive Program | Burlington Twp | 8016 | 13 | 7.04 | Residential | Yes | Behind the Meter | Behind the Meter |  | None | Skyline Solar, LLC | PSE&G | Eligible for TI Program | 2019-12-13 | 2019-12-17 | 2021-10-30 | Hanwha Q-Cells | Q.PEAK DUO-G5 320 | Solar Panels |  | 0.32 | 22 | 89 | 34 |  | Fixed | Roof
NJSTRE1545384226 | NJSRRE1544457635 | Transition Incentive Program | Bergenfield | 7621 | 7 | 9.92 | Residential | Yes | Behind the Meter | Behind the Meter |  | None | Sunrun Installation Services, Inc. | PSE&G | Eligible for TI Program | 2020-02-14 | 2020-02-19 | 2021-10-30 | REC Solar | REC310TP2M | Solar Panels |  | 0.31 | 7 | 266 | 23 |  | Fixed | Roof
NJSTRE1545384227 | NJSRRE1543501544 | Transition Incentive Program | Marmora | 8223 | 21 | 12.92 | Residential | Yes | Behind the Meter | Behind the Meter |  | None | Trinity Solar | AC Electric | Eligible for TI Program | 2019-12-09 | 2019-12-11 | 2021-10-30 | Hanwha | Q.PEAK DUO BLK-G5 315 | Solar Panels |  | 0.315 | 7 | 311 | 27 |  | Fixed | Roof
NJSTRE1545384233 | NJSRRE1543451503 | Transition Incentive Program | North Arlington | 7031 | 7 | 7.56 | Residential | No | Behind the Meter | Behind the Meter |  | None | Trinity Solar | PSE&G | Eligible for TI Program | 2019-11-27 | 2019-12-03 | 2021-10-30 | Hanwha 315 | Q.PEAK DUO BLK-G5 315 | Solar Panels |  | 0.315 | 12 | 109 | 40 |  | Fixed | Roof
NJSTRE1545384235 | NJSRRE1544100218 | Transition Incentive Program | North Arlington | 7031 | 7 | 5.04 | Residential | Yes | Behind the Meter | Behind the Meter |  | None | Pro Custom Solar dba Momentum Solar | PSE&G | Eligible for TI Program | 2020-01-07 | 2020-01-09 | 2021-10-30 | HANWHA | Q.Peak DUO BLK-G5 315 | Solar Panels |  | 0.315 | 16 | 210 | 44 |  | Fixed | Roof
NJSTRE1545384956 | NJSRRE1543502298 | Transition Incentive Program | Paramus | 7652 | 7 | 16.24 | Residential | Yes | Behind the Meter | Behind the Meter |  | None | Sunrun Installation Services, Inc. | PSE&G | Eligible for TI Program | 2019-12-09 | 2019-12-12 | 2021-10-30 | REC Solar | REC290TP2 BLK | Solar Panels |  | 0.29 | 8 | 28 | 18 |  | Fixed | Roof
NJSTRE1545384956 | NJSRRE1543502298 | Transition Incentive Program | Paramus | 7652 | 7 | 16.24 | Residential | Yes | Behind the Meter | Behind the Meter |  | None | Sunrun Installation Services, Inc. | PSE&G | Eligible for TI Program | 2019-12-09 | 2019-12-12 | 2021-10-30 | REC Solar | REC290TP2 BLK | Solar Panels |  | 0.29 | 26 | 206 | 14 |  | Fixed | Roof
NJSTRE1545384962 | NJSRRE1544501820 | Transition Incentive Program | Middlesex | 8846 | 11 | 5.27 | Residential | No | Behind the Meter | Behind the Meter |  | None | Sunrun Installation Services, Inc. | PSE&G | Eligible for TI Program | 2020-02-19 | 2020-02-24 | 2021-10-30 | REC Solar | REC310TP2M | Solar Panels |  | 0.31 | 17 | 140 | 23 |  | Fixed | Roof
NJSTRE1545384963 | NJSRRE1543823786 | Transition Incentive Program | Old Bridge | 8857 | 11 | 7.7 | Residential | Yes | Behind the Meter | Behind the Meter |  | None | Pro Custom Solar dba Momentum Solar | JCP&L | Eligible for TI Program | 2019-12-27 | 2020-01-02 | 2021-10-30 | LG ELECTRONICS | LG 350N1C-V5 | Solar Panels |  | 0.35 | 12 | 7 | 3 |  | Fixed | Roof
NJSTRE1545384971 | NJSRRE1543570719 | Transition Incentive Program | Bergenfield | 7621 | 7 | 4.1 | Residential | Yes | Behind the Meter | Behind the Meter |  | None | Pro Custom Solar dba Momentum Solar | PSE&G | Eligible for TI Program | 2019-12-19 | 2019-12-23 | 2021-10-30 | Hanwha | Q.Peak DUO BLK-G5 315 | Solar Panels |  | 0.315 | 2 | 88 | 24 |  | Fixed | Roof
NJSTRE1545384972 | NJSRRE1543452915 | Transition Incentive Program | Keyport | 7735 | 17 | 4.1 | Residential | Yes | Behind the Meter | Net-metered residential rooftop and canopy |  | None | Vivint Solar Developer, LLC | JCP&L | Accepted | 2019-11-29 | 2019-12-03 | 2021-10-30 | Hanwha | Q.PEAK BLK-G5 315 | Solar Panels |  | 0.315 | 13 | 165 | 18 |  | Fixed | Roof
NJSTRE1545384977 | NJSRRE1544213621 | Transition Incentive Program | Neptune City | 7753 | 17 | 16.42 | Residential | No | Behind the Meter | Behind the Meter |  | None | Maier Solar Engineering dba Solar Me | JCP&L | Eligible for TI Program | 2020-01-22 | 2020-01-27 | 2021-10-30 | LG | LG335N1C-A5 | Solar Panels |  | 0.335 | 4 | 103 | 40 |  | Fixed | Roof
NJSTRE1545384977 | NJSRRE1544213621 | Transition Incentive Program | Neptune City | 7753 | 17 | 16.42 | Residential | No | Behind the Meter | Behind the Meter |  | None | Maier Solar Engineering dba Solar Me | JCP&L | Eligible for TI Program | 2020-01-22 | 2020-01-27 | 2021-10-30 | LG | LG335N1C-A5 | Solar Panels |  | 0.335 | 34 | 193 | 40 |  | Fixed | Roof
NJSTRE1545384980 | NJSRRE1543498269 | Transition Incentive Program | MOORESTOWN | 8057 | 13 | 31.82 | Residential | Yes | Behind the Meter | Net-metered residential rooftop and canopy |  | None | Vivint Solar Developer, LLC | PSE&G | Accepted | 2019-12-07 | 2019-12-10 | 2021-10-30 | HANWHA SOLAR | Q.PEAK BLK-G5 315 | Solar Panels |  | 0.315 | 2 | 144 | 45 |  | Fixed | Roof
NJSTRE1545384980 | NJSRRE1543498269 | Transition Incentive Program | MOORESTOWN | 8057 | 13 | 31.82 | Residential | Yes | Behind the Meter | Net-metered residential rooftop and canopy |  | None | Vivint Solar Developer, LLC | PSE&G | Accepted | 2019-12-07 | 2019-12-10 | 2021-10-30 | HANWHA SOLAR | Q.PEAK BLK-G5 315 | Solar Panels |  | 0.315 | 19 | 144 | 15 |  | Fixed | Roof
NJSTRE1545384985 | NJSRRE1544108445 | Transition Incentive Program | ridgewood | 7450 | 7 | 8.19 | Residential | Yes | Behind the Meter | Net-metered residential rooftop and canopy |  | None | Vision Solar LLC | PSE&G | Accepted | 2020-01-07 | 2020-01-09 | 2021-10-30 | hanwa qcells | qpeak duo-g5 315 | Solar Panels |  | 0.315 | 26 | 191 | 21 |  | Fixed | Roof
NJSTRE1545384993 | NJSRRE1544501760 | Transition Incentive Program | East Brunswick | 8816 | 11 | 14.57 | Residential | Yes | Behind the Meter | Behind the Meter |  | None | Sunrun Installation Services, Inc. | PSE&G | Eligible for TI Program | 2020-02-19 | 2020-02-24 | 2021-10-30 | REC Solar | REC310TP2M | Solar Panels |  | 0.31 | 19 | 260 | 18 |  | Fixed | Roof
NJSTRE1545384997 | NJSRRE1544202316 | Transition Incentive Program | Newark City | 7107 | 9 | 9.92 | Residential | Yes | Behind the Meter | Behind the Meter |  | None | Sunrun Installation Services, Inc. | PSE&G | Eligible for TI Program | 2020-01-21 | 2020-01-27 | 2021-10-30 | REC Solar | REC310TP2M | Solar Panels |  | 0.31 | 16 | 115 | 23 |  | Fixed | Roof
NJSTRE1545384999 | NJSRRE1543421549 | Transition Incentive Program | Mount Ephraim | 8059 | 14 | 5.99 | Residential | Yes | Behind the Meter | Behind the Meter |  | None | Pro Custom Solar dba Momentum Solar | PSE&G | Eligible for TI Program | 2019-11-19 | 2019-11-21 | 2021-10-30 | Hanwha | Q.Peak DUO BLK-G5 315 | Solar Panels |  | 0.315 | 8 | 168 | 36 |  | Fixed | Roof
NJSTRE1545384999 | NJSRRE1543421549 | Transition Incentive Program | Mount Ephraim | 8059 | 14 | 5.99 | Residential | Yes | Behind the Meter | Behind the Meter |  | None | Pro Custom Solar dba Momentum Solar | PSE&G | Eligible for TI Program | 2019-11-19 | 2019-11-21 | 2021-10-30 | Hanwha | Q.Peak DUO BLK-G5 315 | Solar Panels |  | 0.315 | 8 | 168 | 6 |  | Fixed | Roof
NJSTRE1545385004 | NJSRRE1544172180 | Transition Incentive Program | Caldwell | 7006 | 9 | 8 | Residential | Yes | Behind the Meter | Behind the Meter |  | None | Sunrun Installation Services, Inc. | PSE&G | Eligible for TI Program | 2020-01-15 | 2020-01-20 | 2021-10-30 | Hanwha Q-Cells | Q.PEAK DUO-G7 320 | Solar Panels |  | 0.32 | 4 | 131 | 30 |  | Fixed | Roof
NJSTRE1545385004 | NJSRRE1544172180 | Transition Incentive Program | Caldwell | 7006 | 9 | 8 | Residential | Yes | Behind the Meter | Behind the Meter |  | None | Sunrun Installation Services, Inc. | PSE&G | Eligible for TI Program | 2020-01-15 | 2020-01-20 | 2021-10-30 | Hanwha Q-Cells | Q.PEAK DUO-G7 320 | Solar Panels |  | 0.32 | 21 | 131 | 14 |  | Fixed | Roof
NJSTRE1545385009 | NJSRRE1543477291 | Transition Incentive Program | Pennsville | 8070 | 16 | 24.48 | Commercial | No | Behind the Meter | Net-metered non-residential rooftop and canopy |  | None | Star Power Services LLC | AC Electric | Accepted |  | 2019-12-06 | 2021-10-30 | Trina Solar | TSM-DD14A(II) 360 | Solar Panels |  | 0.36 | 68 | 175 | 5 |  | Fixed | Roof
NJSTRE1545385010 | NJSRRE1544347657 | Transition Incentive Program | Cherry Hill | 8002 | 14 | 8.25 | Residential | No | Behind the Meter | Net-metered residential rooftop and canopy |  | None | Bahamian Solar Management Group LLC. | PSE&G | Accepted | 2020-02-03 | 2020-02-13 | 2021-10-30 | Panasonic | VBHN330SA17 | Solar Panels |  | 0.33 | 12 | 212 | 20 |  | Fixed | Roof | N/A
NJSTRE1545385010 | NJSRRE1544347657 | Transition Incentive Program | Cherry Hill | 8002 | 14 | 8.25 | Residential | No | Behind the Meter | Net-metered residential rooftop and canopy |  | None | Bahamian Solar Management Group LLC. | PSE&G | Accepted | 2020-02-03 | 2020-02-13 | 2021-10-30 | Panasonic | VBHN330SA17 | Solar Panels |  | 0.33 | 13 | 123 | 22 |  | Fixed | Roof | N/A
NJSTRE1545385015 | NJSRRE1543565342 | Transition Incentive Program | West Orange | 7052 | 9 | 4.64 | Residential | Yes | Behind the Meter | Behind the Meter |  | None | Sunrun Installation Services, Inc. | PSE&G | Eligible for TI Program | 2019-12-18 | 2019-12-23 | 2021-10-30 | REC Solar | REC290TP2 BLK | Solar Panels |  | 0.29 | 7 | 98 | 27 |  | Fixed | Roof
NJSTRE1545385020 | NJSRRE1543918508 | Transition Incentive Program | Penns Grove | 8069 | 16 | 9.6 | Residential | Yes | Behind the Meter | Behind the Meter |  | None | Skyline Solar, LLC | AC Electric | Eligible for TI Program | 2020-01-03 | 2020-01-07 | 2021-10-30 | Hanwha Q-Cells | Q.PEAK DUO-G5 320 | Solar Panels |  | 0.32 | 30 | 209119299 | 21 |  | Fixed | Roof
NJSTRE1545385030 | NJSRRE1544310930 | Transition Incentive Program | Hackensack | 7601 | 7 | 5.36 | Residential | No | Behind the Meter | Behind the Meter |  | None | Trinity Solar | PSE&G | Eligible for TI Program | 2020-01-28 | 2020-01-30 | 2021-10-30 | Yingli 315 | YL315D-30b | Solar Panels |  | 0.315 | 17 | 128 | 32 |  | Fixed | Roof
NJSTRE1545385042 | NJSRRE1543425782 | Transition Incentive Program | FORKED RIVER | 8731 | 18 | 3.78 | Residential | Yes | Behind the Meter | Net-metered residential rooftop and canopy |  | None | Vivint Solar Developer, LLC | JCP&L | Accepted | 2019-11-20 | 2019-11-25 | 2021-10-30 | HANWHA SOLAR | Q.PEAK BLK-G5 315 | Solar Panels |  | 0.315 | 12 | 223 | 21 |  | Fixed | Roof
NJSTRE1545385043 | NJSRRE1544523871 | Transition Incentive Program | Cherry Hill | 8003 | 14 | 7.37 | Residential | Yes | Behind the Meter | Behind the Meter |  | None | Pro Custom Solar dba Momentum Solar | PSE&G | Eligible for TI Program | 2020-02-24 | 2020-02-26 | 2021-10-30 | Hanwha | Q.Peak DUO BLK-G6+ 335 | Solar Panels |  | 0.335 | 22 | 266 | 18 |  | Fixed | Roof
NJSTRE1545384237 | NJSRRE1543478562 | Transition Incentive Program | Bound Brook | 8805 | 5 | 4.1 | Residential | Yes | Behind the Meter | Behind the Meter |  | None | Pro Custom Solar dba Momentum Solar | PSE&G | Eligible for TI Program | 2019-12-04 | 2019-12-09 | 2021-10-30 | HANWHA | Q.PEAK DUO BLK-G5 315 | Solar Panels |  | 0.315 | 9 | 15 | 13 |  | Fixed | Roof
NJSTRE1545384240 | NJSRRE1544413040 | Transition Incentive Program | Toms River | 8755 | 18 | 19.22 | Residential | No | Behind the Meter | Net-metered residential rooftop and canopy |  | None | Powerlutions | JCP&L | Accepted |  | 2020-02-10 | 2021-10-30 | Trina | TSM-310 DD05A | Solar Panels |  | 0.31 | 24 | 207 | 43 |  | Fixed | Roof
NJSTRE1545384248 | NJSRRE1544342529 | Transition Incentive Program | South River | 8882 | 11 | 12.43 | Residential | No | Behind the Meter | Net-metered residential rooftop and canopy |  | None | SunPower Corporation, Systems | South River | Final As-Built Received |  | 2020-02-11 | 2021-10-30 | SUNPOWER | SPR-E20-327-E-AC | Solar Panels |  | 0.327 | 6 | 234 | 26 |  | Fixed | Roof
NJSTRE1545384252 | NJSRRE1544546964 | Transition Incentive Program | Bridgeton | 8302 | 20 | 6.37 | Residential | Yes | Behind the Meter | Net-metered residential rooftop and canopy |  | None | Vision Solar LLC | AC Electric | Accepted | 2020-02-27 | 2020-03-03 | 2021-10-30 | lg solar | lg335n1k-v5 | Solar Panels |  | 0.335 | 12 | 110 | 27 |  | Fixed | Roof
NJSTRE1545384256 | NJSRRE1544095403 | Transition Incentive Program | Leonia | 7605 | 7 | 12.29 | Residential | Yes | Behind the Meter | Behind the Meter |  | None | Pro Custom Solar dba Momentum Solar | PSE&G | Eligible for TI Program | 2020-01-06 | 2020-01-09 | 2021-10-30 | HANWHA | Q.PEAK DUO BLK-G5 315 | Solar Panels |  | 0.315 | 16 | 218 | 43 |  | Fixed | Roof
NJSTRE1545384257 | NJSRRE1543501545 | Transition Incentive Program | Totowa | 7512 | 6 | 7.88 | Residential | Yes | Behind the Meter | Net-metered residential rooftop and canopy |  | None | Vivint Solar Developer, LLC | PSE&G | Accepted | 2019-12-09 | 2019-12-11 | 2021-10-30 | HANWHA SOLAR | Q.PEAK BLK-G5 315 | Solar Panels |  | 0.315 | 5 | 312 | 31 |  | Fixed | Roof
NJSTRE1545384261 | NJSRRE1544162483 | Transition Incentive Program | PENNSAUKEN | 8109 | 14 | 7.88 | Residential | Yes | Behind the Meter | Net-metered residential rooftop and canopy |  | None | Vivint Solar Developer, LLC | PSE&G | Accepted | 2020-01-13 | 2020-01-16 | 2021-10-30 | Hanwha Solar | Q.PEAK BLK-G5 315 | Solar Panels |  | 0.315 | 2 | 34 | 40 |  | Fixed | Roof
NJSTRE1545384269 | NJSRRE1544550274 | Transition Incentive Program | LIVINGSTON TWP | 7039 | 9 | 9.45 | Residential | No | Behind the Meter | Net-metered residential rooftop and canopy |  | None | Tesla Energy Operations Inc | PSE&G | Accepted | 2020-02-28 | 2020-03-04 | 2021-10-30 | Hanwha Q CELLS | Q.PEAK DUO BLK-G5/SC315 | Solar Panels |  | 0.315 | 10 | 32 | 30 |  | Fixed | Roof
NJSTRE1545384278 | NJSRRE1544215816 | Transition Incentive Program | Cliffwood | 7721 | 17 | 5.36 | Residential | Yes | Behind the Meter | Net-metered residential rooftop and canopy |  | None | Vivint Solar Developer, LLC | JCP&L | Accepted | 2020-01-24 | 2020-01-28 | 2021-10-30 | HANWHA SOLAR | Q.PEAK BLK-G5 315 | Solar Panels |  | 0.315 | 17 | 149 | 21 |  | Fixed | Roof
NJSTRE1545384297 | NJSRRE1544326104 | Transition Incentive Program | Manahawkin | 8050 | 18 | 12.92 | Residential | Yes | Behind the Meter | Net-metered residential rooftop and canopy |  | None | Vivint Solar Developer, LLC | AC Electric | Accepted | 2020-01-29 | 2020-01-31 | 2021-10-30 | HANWHA SOLAR | Q.PEAK BLK-G5 315 | Solar Panels |  | 0.315 | 14 | 245 | 34 |  | Fixed | Roof
NJSTRE1545384299 | NJSRRE1544326276 | Transition Incentive Program | Englewood | 7631 | 7 | 6.51 | Residential | Yes | Behind the Meter | Behind the Meter |  | None | Sunrun Installation Services, Inc. | PSE&G | Eligible for TI Program | 2020-01-29 | 2020-01-31 | 2021-10-30 | REC Solar | REC310TP2M | Solar Panels |  | 0.31 | 12 | 26 | 14 |  | Fixed | Roof
NJSTRE1545384312 | NJSRRE1544354981 | Transition Incentive Program | Sewell | 8080 | 15 | 17.67 | Residential | No | Behind the Meter | Net-metered residential rooftop and canopy |  | None | Whitman Construction, LLC | AC Electric | Accepted | 2020-02-05 | 2020-02-07 | 2021-10-30 | Trina Solar | TSM-310DD05A | Solar Panels |  | 0.31 | 24 | 262 | 33 |  | Fixed | Roof
NJSTRE1545385007 | NJSRRE1543456384 | Transition Incentive Program | Woodbine | 8270 | 21 | 9.45 | Residential | Yes | Behind the Meter | Net-metered residential rooftop and canopy |  | None | Suntuity Solar LLC | AC Electric | Accepted | 2019-11-28 | 2019-12-04 | 2021-10-30 | Yingli Green Energy | YL315D-30b | Solar Panels |  | 0.315 | 30 | 180 | 20 |  | Fixed | Ground
NJSTRE1545385008 | NJSRRE1543924310 | Transition Incentive Program | Sayreville | 8872 | 11 | 11.03 | Residential | Yes | Behind the Meter | Net-metered residential rooftop and canopy |  | None | Suntuity Solar LLC | JCP&L | Accepted | 2020-01-06 | 2020-01-09 | 2021-10-30 | Hanwha Solar | Q-Cells 315 Mono | Solar Panels |  | 0.315 | 17 | 259 | 30 |  | Fixed | Roof
NJSTRE1545385027 | NJSRRE1544331647 | Transition Incentive Program | Budd Lake | 7828 | 3 | 10.85 | Residential | Yes | Behind the Meter | Behind the Meter |  | None | Sunrun Installation Services, Inc. | JCP&L | Eligible for TI Program | 2020-01-29 | 2020-02-03 | 2021-10-30 | REC Solar | REC310TP2M | Solar Panels |  | 0.31 | 20 | 47 | 30 |  | Fixed | Roof
NJSTRE1545385027 | NJSRRE1544331647 | Transition Incentive Program | Budd Lake | 7828 | 3 | 10.85 | Residential | Yes | Behind the Meter | Behind the Meter |  | None | Sunrun Installation Services, Inc. | JCP&L | Eligible for TI Program | 2020-01-29 | 2020-02-03 | 2021-10-30 | REC Solar | REC310TP2M | Solar Panels |  | 0.31 | 5 | 136 | 40 |  | Fixed | Roof
NJSTRE1545385033 | NJSRRE1544419501 | Transition Incentive Program | Middletown | 7758 | 17 | 9.45 | Residential | Yes | Behind the Meter | Behind the Meter |  | None | Trinity Solar | JCP&L | Eligible for TI Program | 2020-02-07 | 2020-02-11 | 2021-10-30 | Hanwha | Q.PEAK DUO BLK-G5 315 | Solar Panels |  | 0.315 | 5 | 206 | 18 |  | Fixed | Roof
NJSTRE1545385038 | NJSRRE1543447101 | Transition Incentive Program | Roselle | 7203 | 10 | 3.45 | Residential | Yes | Behind the Meter | Behind the Meter |  | None | Pro Custom Solar dba Momentum Solar | PSE&G | Eligible for TI Program | 2019-11-26 | 2019-12-02 | 2021-10-30 | LG Electronics | LG 345N1C-V5 | Solar Panels |  | 0.345 | 10 | 169 | 34 |  | Fixed | Roof
NJSTRE1545385039 | NJSRRE1543552420 | Transition Incentive Program | Colonia | 7067 | 10 | 4.73 | Residential | Yes | Behind the Meter | Behind the Meter |  | PSEG | Pro Custom Solar dba Momentum Solar | PSE&G | Eligible for TI Program | 2019-12-16 | 2019-12-19 | 2021-10-30 | HANWHA | Q.PEAK DUO BLK-G5 315 | Solar Panels |  | 0.315 | 15 | 190 | 0.36 |  | Fixed | Roof
NJSTRE1545385044 | NJSRRE1543482541 | Transition Incentive Program | Bogota | 7603 | 7 | 14.49 | Residential | No | Behind the Meter | Behind the Meter |  | None | Sunrun Installation Services, Inc. | PSE&G | Eligible for TI Program | 2019-12-05 | 2019-12-10 | 2021-10-30 | LG Electronics | LG345N1C-V5 | Solar Panels |  | 0.345 | 11 | 285 | 40 |  | Fixed | Roof
NJSTRE1545385057 | NJSRRE1543502316 | Transition Incentive Program | Matawan | 7747 | 17 | 13.05 | Residential | Yes | Behind the Meter | Behind the Meter |  | None | Sunrun Installation Services, Inc. | JCP&L | Eligible for TI Program | 2019-12-09 | 2019-12-12 | 2021-10-30 | REC Solar | REC290TP2 BLK | Solar Panels |  | 0.29 | 22 | 265 | 27 |  | Fixed | Roof
NJSTRE1545385062 | NJSRRE1543501620 | Transition Incentive Program | East Orange | 7017 | 9 | 2.21 | Residential | Yes | Behind the Meter | Behind the Meter |  | None | Trinity Solar | PSE&G | Eligible for TI Program | 2019-12-09 | 2019-12-11 | 2021-10-30 | Hanwha 315 | Q.PEAK DUO BLK-G5 315 | Solar Panels |  | 0.315 | 7 | 116 | 43 |  | Fixed | Roof
NJSTRE1545385063 | NJSRRE1543566340 | Transition Incentive Program | elmer | 8318 | 16 | 7.19 | Residential | Yes | Behind the Meter | Net-metered residential ground mount |  | None | Vision Solar LLC | AC Electric | As-Built Incomplete | 2019-12-24 | 2019-12-26 | 2021-10-30 | sunpower | E20-327-E-AC | Solar Panels |  | 0.327 | 22 | 180 | 30 |  | Fixed | Ground
NJSTRE1545385069 | NJSRRE1543502369 | Transition Incentive Program | Union | 7088 | 10 | 13.86 | Residential | No | Behind the Meter | Behind the Meter |  | None | Sunrun Installation Services, Inc. | PSE&G | Eligible for TI Program | 2019-12-09 | 2019-12-17 | 2021-10-30 | LG Electronics | LG330N1C-A5 | Solar Panels |  | 0.33 | 27 | 328 | 23 |  | Fixed | Roof
NJSTRE1545384981 | NJSRRE1544546943 | Transition Incentive Program | ROSELLE | 7203 | 10 | 7.36 | Residential | Yes | Behind the Meter | Net-metered residential rooftop and canopy |  | None | Vivint Solar Developer, LLC | PSE&G | Accepted | 2020-02-28 | 2020-03-03 | 2021-10-30 | JINKO SOLAR | JKM320M-60HBL | Solar Panels |  | 0.32 | 11 | 186 | 19 |  | Fixed | Roof
NJSTRE1545384984 | NJSRRE1544333406 | Transition Incentive Program | Budd Lake | 7828 | 3 | 7.35 | Residential | Yes | Behind the Meter | Behind the Meter |  | None | Pro Custom Solar dba Momentum Solar | JCP&L | Eligible for TI Program | 2020-01-30 | 2020-02-03 | 2021-10-30 | LG ELECTRONICS | LG 350N1C-V5 | Solar Panels |  | 0.35 | 14 | 160 | 34 |  | Fixed | Roof
NJSTRE1545384994 | NJSRRE1544431497 | Transition Incentive Program | North Plainfield | 7063 | 10 | 5.89 | Residential | Yes | Behind the Meter | Behind the Meter |  | None | Sunrun Installation Services, Inc. | PSE&G | Eligible for TI Program | 2020-02-11 | 2020-02-14 | 2021-10-30 | REC Solar | REC310TP2M | Solar Panels |  | 0.31 | 16 | 147 | 23 |  | Fixed | Roof
NJSTRE1545384996 | NJSRRE1544441385 | Transition Incentive Program | Bloomfield | 7003 | 9 | 13.33 | Residential | No | Behind the Meter | Behind the Meter |  | None | Sunrun Installation Services, Inc. | PSE&G | Eligible for TI Program | 2020-02-12 | 2020-02-17 | 2021-10-30 | REC Solar | REC310TP2M | Solar Panels |  | 0.31 | 7 | 262 | 43 |  | Fixed | Roof
NJSTRE1545384996 | NJSRRE1544441385 | Transition Incentive Program | Bloomfield | 7003 | 9 | 13.33 | Residential | No | Behind the Meter | Behind the Meter |  | None | Sunrun Installation Services, Inc. | PSE&G | Eligible for TI Program | 2020-02-12 | 2020-02-17 | 2021-10-30 | REC Solar | REC310TP2M | Solar Panels |  | 0.31 | 5 | 353 | 14 |  | Fixed | Roof
NJSTRE1545385003 | NJSRRE1544512261 | Transition Incentive Program | Wayne | 7470 | 6 | 7.13 | Residential | No | Behind the Meter | Behind the Meter |  | None | Sunrun Installation Services, Inc. | PSE&G | Eligible for TI Program | 2020-02-20 | 2020-02-24 | 2021-10-30 | REC Solar | REC310TP2M | Solar Panels |  | 0.31 | 8 | 328 | 34 |  | Fixed | Roof
NJSTRE1545385006 | NJSRRE1543513041 | Transition Incentive Program | Jackson Township | 8527 | 18 | 8.12 | Residential | Yes | Behind the Meter | Behind the Meter |  | None | Sunrun Installation Services, Inc. | JCP&L | Eligible for TI Program | 2019-12-11 | 2019-12-16 | 2021-10-30 | REC Solar | REC290TP2 BLK | Solar Panels |  | 0.29 | 12 | 198 | 18 |  | Fixed | Roof
NJSTRE1545385014 | NJSRRE1543972635 | Transition Incentive Program | OAKHURST | 7755 | 17 | 5.67 | Residential | Yes | Behind the Meter | Net-metered residential rooftop and canopy |  | None | Vivint Solar Developer, LLC | JCP&L | Accepted | 2020-01-06 | 2020-01-08 | 2021-10-30 | HANWHA SOLAR | Q.PEAK BLK-G5 315 | Solar Panels |  | 0.315 | 18 | 77 | 20 |  | Fixed | Roof
NJSTRE1545385015 | NJSRRE1543565342 | Transition Incentive Program | West Orange | 7052 | 9 | 4.64 | Residential | Yes | Behind the Meter | Behind the Meter |  | None | Sunrun Installation Services, Inc. | PSE&G | Eligible for TI Program | 2019-12-18 | 2019-12-23 | 2021-10-30 | REC Solar | REC290TP2 BLK | Solar Panels |  | 0.29 | 4 | 278 | 27 |  | Fixed | Roof
NJSTRE1545385016 | NJSRRE1544408905 | Transition Incentive Program | Oakland | 7436 | 7 | 17.15 | Residential | No | Behind the Meter | Behind the Meter |  | None | Green Power Energy | Orange Rockland Electric | Eligible for TI Program | 2020-02-06 | 2020-02-10 | 2021-10-30 | LG Electronics | LG350N1C-V5 | Solar Panels |  | 0.35 | 5 | 284 | 27 |  | Fixed | Roof
NJSTRE1545385024 | NJSRRE1543923664 | Transition Incentive Program | Vineland | 8360 | 20 | 6.41 | Residential | No | Behind the Meter | Net-metered residential rooftop and canopy |  | None | Bright Planet Solar | Vineland Muni Electric | Accepted |  | 2020-01-08 | 2021-10-30 | Trina Solar | TSM-DD05A.05(II) 305W | Solar Panels |  | 0.305 | 12 | 272 | 22 |  | Fixed | Roof
NJSTRE1545385026 | NJSRRE1544192857 | Transition Incentive Program | Newfield | 8344 | 15 | 5.27 | Residential | Yes | Behind the Meter | Behind the Meter |  | None | 1st Light Energy Inc | AC Electric | Eligible for TI Program | 2020-01-17 | 2020-01-23 | 2021-10-30 | Longi | LR6-60HPB-310M | Solar Panels |  | 0.31 | 6 | 273 | 14 |  | Fixed | Roof
NJSTRE1545384315 | NJSRRE1544524040 | Transition Incentive Program | Springfield | 8022 | 13 | 12.95 | Residential | No | Behind the Meter | Behind the Meter |  | None | Green Power Energy | PSE&G | Eligible for TI Program | 2020-02-25 | 2020-02-26 | 2021-10-30 | LG Electronics | LG350N1C-V5 | Solar Panels |  | 0.35 | 15 | 112 | 27 |  | Fixed | Roof
NJSTRE1545384317 | NJSRRE1544354830 | Transition Incentive Program | WILLINGBORO | 8046 | 13 | 4.73 | Residential | Yes | Behind the Meter | Net-metered residential rooftop and canopy |  | None | Vivint Solar Developer, LLC | PSE&G | Accepted | 2020-02-05 | 2020-02-07 | 2021-10-30 | Hanwha Solar | Q.PEAK BLK-G5 315 | Solar Panels |  | 0.315 | 4 | 179 | 18 |  | Fixed | Roof
NJSTRE1545384321 | NJSRRE1544215724 | Transition Incentive Program | Newark | 7106 | 9 | 4.58 | Residential | Yes | Behind the Meter | Net-metered residential rooftop and canopy |  | None | SunPower Corporation, Systems | PSE&G | Accepted |  | 2020-01-28 | 2021-10-30 | SUNPOWER | SPR-E20-327-E-AC | Solar Panels |  | 0.327 | 14 | 202 | 30 |  | Fixed | Roof
NJSTRE1545384329 | NJSRRE1543823747 | Transition Incentive Program | Morganville | 7751 | 17 | 9.45 | Residential | Yes | Behind the Meter | Behind the Meter |  | None | Pro Custom Solar dba Momentum Solar | JCP&L | Eligible for TI Program | 2019-12-27 | 2020-01-02 | 2021-10-30 | HANWHA | Q.PEAK DUO BLK-G5 315 | Solar Panels |  | 0.315 | 6 | 46 | 30 |  | Fixed | Roof
NJSTRE1545384344 | NJSRRE1544463574 | Transition Incentive Program | Manahawkin | 8050 | 18 | 16 | Residential | Yes | Behind the Meter | Net-metered residential rooftop and canopy |  | None | Vivint Solar Developer, LLC | AC Electric | Final As-Built Received | 2020-02-20 | 2020-02-20 | 2021-10-30 | Jinko Solar | JKM320M-60HBL | Solar Panels |  | 0.32 | 19 | 9 | 34 |  | Fixed | Roof
NJSTRE1545384349 | NJSRRE1543478047 | Transition Incentive Program | KEANSBURG | 7734 | 17 | 7.25 | Residential | Yes | Behind the Meter | Net-metered residential rooftop and canopy |  | None | Vivint Solar Developer, LLC | JCP&L | Accepted | 2019-12-04 | 2019-12-06 | 2021-10-30 | Hanwha | Q.PEAK BLK-G5 315 | Solar Panels |  | 0.315 | 4 | 128 | 34 |  | Fixed | Roof
NJSTRE1545384354 | NJSRRE1543443523 | Transition Incentive Program | Galloway | 8205 | 19 | 3.15 | Residential | Yes | Behind the Meter | Net-metered residential rooftop and canopy |  | None | Vivint Solar Developer, LLC | AC Electric | Accepted | 2019-11-30 | 2019-12-04 | 2021-10-30 | Hanwha | Q.PEAK BLK-G5 315 | Solar Panels |  | 0.315 | 10 | 277 | 23 |  | Fixed | Roof
NJSTRE1545384355 | NJSRRE1544514333 | Transition Incentive Program | EGG HARBOR TOWNSHIP | 8234 | 19 | 10.24 | Residential | Yes | Behind the Meter | Net-metered residential rooftop and canopy |  | None | Vivint Solar Developer, LLC | AC Electric | Final As-Built Received | 2020-02-24 | 2020-02-25 | 2021-10-30 | JINKO SOLAR | JKM320M-60HBL | Solar Panels |  | 0.32 | 14 | 291 | 31 |  | Fixed | Roof
NJSTRE1545384357 | NJSRRE1543826891 | Transition Incentive Program | Long Branch | 7740 | 17 | 11.55 | Residential | Yes | Behind the Meter | Behind the Meter |  | None | Pro Custom Solar dba Momentum Solar | JCP&L | Eligible for TI Program | 2019-12-30 | 2020-01-03 | 2021-10-30 | LG ELECTRONICS | LG 350N1C-V5 | Solar Panels |  | 0.35 | 6 | 101 | 23 |  | Fixed | Roof
NJSTRE1545629251 |  | Transition Incentive Program | North Arlington | 7031 | 7 | 3.15 | Residential | Yes | Behind the Meter | Net-metered residential rooftop and canopy |  | None | Pro Custom Solar dba Momentum Solar | PSE&G | Accepted | 2020-09-24 | 2020-09-29 | 2021-10-30 | Enphase | IQ7Plus-72-2-US | Inverters | 290 |  | 9 |  |  | 0.97 |  | Outdoor | Roof
NJSTRE1545629298 |  | Transition Incentive Program | BLOOMFIELD | 7003 | 9 | 6.46 | Residential | Yes | Behind the Meter | Net-metered residential rooftop and canopy |  | None | Trinity Solar | PSE&G | Accepted | 2020-09-24 | 2020-09-29 | 2021-10-30 | Solar Edge | SE5000H-US000BNC4 | Inverters | 5000 |  | 1 |  |  | 0.97 |  | Outdoor | side of home
NJSTRE1545629715 |  | Transition Incentive Program | Vineland | 8360 | 20 | 10.54 | Residential | Yes | Behind the Meter | Net-metered residential rooftop and canopy |  | None | Castle Energy, LLC | Vineland Muni Electric | Accepted | 2020-09-24 | 2020-09-29 | 2021-10-30 | Enphase Energy | IQ7-60-2-US | Inverters | 240 |  | 31 |  |  | 0.967 |  | Outdoor | on the rooftop under each solar panel
NJSTRE1545385011 | NJSRRE1543436850 | Transition Incentive Program | Jersey City | 7306 | 8 | 573.3 | Government Facility | Yes | Behind the Meter | Net-metered non-residential rooftop and canopy |  | None | Vanguard Energy Partners, LLC | PSE&G | Accepted | 2019-11-22 | 2019-11-26 | 2021-10-30 | Hanwha | Q.Plus L-G4.2 325 | Solar Panels |  | 0.325 | 1764 | 202 | 10 |  | Fixed | Roof
NJSTRE1545385019 | NJSRRE1543912232 | Transition Incentive Program | Vineland | 8360 | 20 | 5.67 | Residential | Yes | Behind the Meter | Behind the Meter |  | None | Trinity Solar | Vineland Muni Electric | Eligible for TI Program | 2020-01-03 | 2020-01-10 | 2021-10-30 | Hanwha | Q.PEAK DUO BLK-G5 315 | Solar Panels |  | 0.315 | 6 | 183 | 27 |  | Fixed | Roof
NJSTRE1545385019 | NJSRRE1543912232 | Transition Incentive Program | Vineland | 8360 | 20 | 5.67 | Residential | Yes | Behind the Meter | Behind the Meter |  | None | Trinity Solar | Vineland Muni Electric | Eligible for TI Program | 2020-01-03 | 2020-01-10 | 2021-10-30 | Hanwha | Q.PEAK DUO BLK-G5 315 | Solar Panels |  | 0.315 | 6 | 93 | 34 |  | Fixed | Roof
NJSTRE1545385021 | NJSRRE1544342381 | Transition Incentive Program | Toms River | 8753 | 18 | 8.82 | Residential | Yes | Behind the Meter | Behind the Meter |  | None | Trinity Solar | JCP&L | Eligible for TI Program | 2020-01-31 | 2020-02-04 | 2021-10-30 | Hanwha | Q.PEAK DUO BLK-G5 315 | Solar Panels |  | 0.315 | 9 | 96 | 23 |  | Fixed | Roof
NJSTRE1545385029 | NJSRRE1543571197 | Transition Incentive Program | Ewan | 8025 | 15 | 7.35 | Residential | Yes | Behind the Meter | Behind the Meter |  | None | Seabright Solar | AC Electric | Eligible for TI Program | 2019-12-24 | 2019-12-26 | 2021-10-30 | Sunpower | SPR-X21-350 | Solar Panels |  | 0.35 | 21 | 166 | 30 |  | Fixed | Roof
NJSTRE1545385040 | NJSRRE1544191675 | Transition Incentive Program | North Bergen | 7047 | 8 | 11.03 | Residential | Yes | Behind the Meter | Behind the Meter |  | None | Pro Custom Solar dba Momentum Solar | PSE&G | Eligible for TI Program | 2020-01-17 | 2020-01-22 | 2021-10-30 | HANWHA | Q.Peak DUO BLK-G5 315 | Solar Panels |  | 0.315 | 5 | 299 | 6 |  | Fixed | Roof
NJSTRE1545385044 | NJSRRE1543482541 | Transition Incentive Program | Bogota | 7603 | 7 | 14.49 | Residential | No | Behind the Meter | Behind the Meter |  | None | Sunrun Installation Services, Inc. | PSE&G | Eligible for TI Program | 2019-12-05 | 2019-12-10 | 2021-10-30 | LG Electronics | LG345N1C-V5 | Solar Panels |  | 0.345 | 17 | 105 | 23 |  | Fixed | Roof
NJSTRE1545385053 | NJSRRE1543555612 | Transition Incentive Program | Manville | 8835 | 5 | 8.19 | Residential | Yes | Behind the Meter | Net-metered residential rooftop and canopy |  | None | Suntuity Solar LLC | PSE&G | Accepted | 2019-12-17 | 2019-12-20 | 2021-10-30 | Yingli Green Energy | YL315D-30b | Solar Panels |  | 0.315 | 20 | 219 | 22 |  | Fixed | Roof
NJSTRE1545385056 | NJSRRE1543421469 | Transition Incentive Program | Elmer | 8318 | 16 | 13.55 | Residential | Yes | Behind the Meter | Behind the Meter |  | None | Pro Custom Solar dba Momentum Solar | AC Electric | Eligible for TI Program | 2019-11-19 | 2019-11-21 | 2021-10-30 | Hanwha | Q.Peak DUO BLK-G5 315 | Solar Panels |  | 0.315 | 22 | 25 | 18 |  | Fixed | Roof
NJSTRE1545385067 | NJSRRE1543443562 | Transition Incentive Program | Bridgewater | 8807 | 5 | 6.62 | Residential | No | Behind the Meter | Net-metered residential rooftop and canopy |  | None | Vivint Solar Developer, LLC | PSE&G | Accepted | 2019-12-13 | 2019-12-16 | 2021-10-30 | HANWHA SOLAR | Q.PEAK BLK-G5 315 | Solar Panels |  | 0.315 | 6 | 355 | 22 |  | Fixed | Roof
NJSTRE1545385075 | NJSRRE1544333284 | Transition Incentive Program | Clifton | 7011 | 6 | 4.73 | Residential | Yes | Behind the Meter | Net-metered residential rooftop and canopy |  | None | Trinity Solar | PSE&G | Final As-Built Received | 2020-01-30 | 2020-02-03 | 2021-10-30 | Hanwha | Q.PEAK DUO BLK-G5 315 | Solar Panels |  | 0.315 | 15 | 168 | 25 |  | Fixed | Roof
NJSTRE1545385078 | NJSRRE1543820289 | Transition Incentive Program | Deptford | 8096 | 15 | 13 | Residential | No | Behind the Meter | Behind the Meter |  | None | Sunny Corp | PSE&G | Eligible for TI Program | 2019-12-26 | 2019-12-31 | 2021-10-30 | panasonic | VBHN325KA03 | Solar Panels |  | 0.325 | 14 | 293 | 22 |  | Fixed | Roof
NJSTRE1545385078 | NJSRRE1543820289 | Transition Incentive Program | Deptford | 8096 | 15 | 13 | Residential | No | Behind the Meter | Behind the Meter |  | None | Sunny Corp | PSE&G | Eligible for TI Program | 2019-12-26 | 2019-12-31 | 2021-10-30 | PANASONIC | VBHN325KA03 | Solar Panels |  | 0.325 | 5 | 202 | 20 |  | Fixed | Roof
NJSTRE1545385036 | NJSRRE1544512308 | Transition Incentive Program | Bound Brook | 8805 | 5 | 15.04 | Residential | Yes | Behind the Meter | Net-metered residential rooftop and canopy |  | None | Vivint Solar Developer, LLC | PSE&G | Final As-Built Received | 2020-02-24 | 2020-02-24 | 2021-10-30 | JINKO SOLAR | JKM320M-60HBL | Solar Panels |  | 0.32 | 16 | 195 | 30 |  | Fixed | Roof
NJSTRE1545385046 | NJSRRE1543566273 | Transition Incentive Program | Cherry Hill | 8002 | 14 | 11.03 | Residential | Yes | Behind the Meter | Behind the Meter |  | None | Trinity Solar | PSE&G | Eligible for TI Program | 2019-12-18 | 2019-12-23 | 2021-10-30 | Hanwha | Q.PEAK DUO BLK-G5 315 | Solar Panels |  | 0.315 | 7 | 358 | 14 |  | Fixed | Roof
NJSTRE1545385061 | NJSRRE1544171962 | Transition Incentive Program | Jackson | 8527 | 18 | 10.71 | Residential | Yes | Behind the Meter | Behind the Meter |  | None | Pro Custom Solar dba Momentum Solar | JCP&L | Eligible for TI Program | 2020-01-15 | 2020-01-20 | 2021-10-30 | HANWHA | Q.Peak DUO BLK-G5 315 | Solar Panels |  | 0.315 | 6 | 160 | 19 |  | Fixed | Roof
NJSTRE1545385072 | NJSRRE1544456638 | Transition Incentive Program | Princeton | 8540 | 12 | 5.2 | Residential | No | Behind the Meter | Net-metered residential rooftop and canopy |  | None | Exact Solar | PSE&G | Final As-Built Received | 2020-02-14 | 2020-02-19 | 2021-10-30 | Panasonic | VBHN325KA03 | Solar Panels |  | 0.325 | 13 | 241 | 43 |  | Fixed | Roof
NJSTRE1545385073 | NJSRRE1543469410 | Transition Incentive Program | Franklin Township | 8873 | 5 | 5.61 | Residential | No | Behind the Meter | Behind the Meter |  | None | Sunrun Installation Services, Inc. | PSE&G | Eligible for TI Program | 2019-12-03 | 2019-12-05 | 2021-10-30 | LG Electronics | LG330N1C-A5 | Solar Panels |  | 0.33 | 10 | 156 | 28 |  | Fixed | Roof
NJSTRE1545385080 | NJSRRE1544192751 | Transition Incentive Program | Franklin Township | 8873 | 5 | 5.89 | Residential | No | Behind the Meter | Behind the Meter |  | None | Sunrun Installation Services, Inc. | PSE&G | Eligible for TI Program | 2020-01-17 | 2020-01-22 | 2021-10-30 | REC Solar | REC310TP2M | Solar Panels |  | 0.31 | 13 | 126 | 34 |  | Fixed | Roof
NJSTRE1545385081 | NJSRRE1543821804 | Transition Incentive Program | Dunellen | 8812 | 11 | 9.14 | Residential | Yes | Behind the Meter | Net-metered residential rooftop and canopy |  | None | Vivint Solar Developer, LLC | PSE&G | Accepted | 2019-12-26 | 2019-12-31 | 2021-10-30 | Hanwha Solar | Q.PEAK BLK-G5 315 | Solar Panels |  | 0.315 | 5 | 81 | 10 |  | Fixed | Roof
NJSTRE1545385082 | NJSRRE1544213700 | Transition Incentive Program | Lindenwold | 8021 | 14 | 13.33 | Residential | Yes | Behind the Meter | Behind the Meter |  | None | Sunrun Installation Services, Inc. | AC Electric | Eligible for TI Program | 2020-01-22 | 2020-01-27 | 2021-10-30 | REC Solar | REC310TP2M | Solar Panels |  | 0.31 | 8 | 248 | 23 |  | Fixed | Roof
NJSTRE1545385082 | NJSRRE1544213700 | Transition Incentive Program | Lindenwold | 8021 | 14 | 13.33 | Residential | Yes | Behind the Meter | Behind the Meter |  | None | Sunrun Installation Services, Inc. | AC Electric | Eligible for TI Program | 2020-01-22 | 2020-01-27 | 2021-10-30 | REC Solar | REC310TP2M | Solar Panels |  | 0.31 | 8 | 248 | 9 |  | Fixed | Roof
NJSTRE1545385089 | NJSRRE1543463379 | Transition Incentive Program | Westville | 8093 | 15 | 4.41 | Residential | No | Behind the Meter | Behind the Meter |  | None | Trinity Solar | PSE&G | Eligible for TI Program | 2019-12-02 | 2019-12-04 | 2021-10-30 | Hanwha | Q.PEAK DUO BLK-G5 315 | Solar Panels |  | 0.315 | 8 | 134 | 16 |  | Fixed | Roof
NJSTRE1545385094 | NJSRRE1544511963 | Transition Incentive Program | Brick Township | 8724 | 18 | 4.41 | Residential | Yes | Behind the Meter | Net-metered residential rooftop and canopy |  | None | Trinity Solar | JCP&L | Final As-Built Received |  | 2020-02-24 | 2021-10-30 | Hanwha 315 | Q.PEAK DUO BLK-G5 315 | Solar Panels |  | 0.315 | 14 | 142 | 23 |  | Fixed | Roof
NJSTRE1545385102 | NJSRRE1544334757 | Transition Incentive Program | RUNNEMEDE | 8078 | 14 | 15.75 | Residential | Yes | Behind the Meter | Behind the Meter |  | None | Vivint Solar Developer, LLC | PSE&G | Eligible for TI Program | 2020-01-30 | 2020-02-04 | 2021-10-30 | Hanwha Solar | Q.PEAK BLK-G5 315 | Solar Panels |  | 0.315 | 7 | 81 | 30 |  | Fixed | Roof
NJSTRE1545385022 | NJSRRE1543438700 | Transition Incentive Program | Metuchen | 8840 | 11 | 13.55 | Residential | Yes | Behind the Meter | Behind the Meter |  | None | Pro Custom Solar dba Momentum Solar | PSE&G | Eligible for TI Program | 2019-11-23 | 2019-11-27 | 2021-10-30 | Hanwha | Q.Peak DUO BLK-G5 315 | Solar Panels |  | 0.315 | 15 | 81 | 22 |  | Fixed | Roof
NJSTRE1545385027 | NJSRRE1544331647 | Transition Incentive Program | Budd Lake | 7828 | 3 | 10.85 | Residential | Yes | Behind the Meter | Behind the Meter |  | None | Sunrun Installation Services, Inc. | JCP&L | Eligible for TI Program | 2020-01-29 | 2020-02-03 | 2021-10-30 | REC Solar | REC310TP2M | Solar Panels |  | 0.31 | 10 | 227 | 30 |  | Fixed | Roof
NJSTRE1545385033 | NJSRRE1544419501 | Transition Incentive Program | Middletown | 7758 | 17 | 9.45 | Residential | Yes | Behind the Meter | Behind the Meter |  | None | Trinity Solar | JCP&L | Eligible for TI Program | 2020-02-07 | 2020-02-11 | 2021-10-30 | Hanwha | Q.PEAK DUO BLK-G5 315 | Solar Panels |  | 0.315 | 14 | 116 | 34 |  | Fixed | Roof
NJSTRE1545385044 | NJSRRE1543482541 | Transition Incentive Program | Bogota | 7603 | 7 | 14.49 | Residential | No | Behind the Meter | Behind the Meter |  | None | Sunrun Installation Services, Inc. | PSE&G | Eligible for TI Program | 2019-12-05 | 2019-12-10 | 2021-10-30 | LG Electronics | LG345N1C-V5 | Solar Panels |  | 0.345 | 14 | 105 | 9 |  | Fixed | Roof
NJSTRE1545385045 | NJSRRE1544529674 | Transition Incentive Program | Bellmawr | 8031 | 14 | 6.7 | Residential | Yes | Behind the Meter | Net-metered residential rooftop and canopy |  | None | Vision Solar LLC | PSE&G | Accepted | 2020-02-25 | 2020-02-27 | 2021-10-30 | lg solar | lg335n1k-v5 | Solar Panels |  | 0.335 | 20 | 151 | 20 |  | Fixed | Roof
NJSTRE1545385051 | NJSRRE1544143914 | Transition Incentive Program | Millville | 8332 | 20 | 3.15 | Residential | Yes | Behind the Meter | Behind the Meter |  | None | Pro Custom Solar dba Momentum Solar | AC Electric | Eligible for TI Program | 2020-01-09 | 2020-01-13 | 2021-10-30 | HANWHA | Q.Peak DUO BLK-G5 315 | Solar Panels |  | 0.315 | 10 | 193 | 14 |  | Fixed | Roof
NJSTRE1545385057 | NJSRRE1543502316 | Transition Incentive Program | Matawan | 7747 | 17 | 13.05 | Residential | Yes | Behind the Meter | Behind the Meter |  | None | Sunrun Installation Services, Inc. | JCP&L | Eligible for TI Program | 2019-12-09 | 2019-12-12 | 2021-10-30 | REC Solar | REC290TP2 BLK | Solar Panels |  | 0.29 | 12 | 85 | 27 |  | Fixed | Roof
NJSTRE1545385057 | NJSRRE1543502316 | Transition Incentive Program | Matawan | 7747 | 17 | 13.05 | Residential | Yes | Behind the Meter | Behind the Meter |  | None | Sunrun Installation Services, Inc. | JCP&L | Eligible for TI Program | 2019-12-09 | 2019-12-12 | 2021-10-30 | REC Solar | REC290TP2 BLK | Solar Panels |  | 0.29 | 11 | 265 | 27 |  | Fixed | Roof
NJSTRE1545385069 | NJSRRE1543502369 | Transition Incentive Program | Union | 7088 | 10 | 13.86 | Residential | No | Behind the Meter | Behind the Meter |  | None | Sunrun Installation Services, Inc. | PSE&G | Eligible for TI Program | 2019-12-09 | 2019-12-17 | 2021-10-30 | LG Electronics | LG330N1C-A5 | Solar Panels |  | 0.33 | 9 | 148 | 23 |  | Fixed | Roof
NJSTRE1545385073 | NJSRRE1543469410 | Transition Incentive Program | Franklin Township | 8873 | 5 | 5.61 | Residential | No | Behind the Meter | Behind the Meter |  | None | Sunrun Installation Services, Inc. | PSE&G | Eligible for TI Program | 2019-12-03 | 2019-12-05 | 2021-10-30 | LG Electronics | LG330N1C-A5 | Solar Panels |  | 0.33 | 7 | 246 | 27 |  | Fixed | Roof
NJSTRE1545385074 | NJSRRE1544419439 | Transition Incentive Program | Cape May Courthouse | 8210 | 21 | 12.6 | Residential | No | Behind the Meter | Net-metered residential rooftop and canopy |  | None | Green Power Energy | AC Electric | As-Built Incomplete - Review |  | 2020-02-11 | 2021-10-30 | LG Electronics | LG350N1C-V5 | Solar Panels |  | 0.35 | 28 | 212 | 27 |  | Fixed | Roof
NJSTRE1545385079 | NJSRRE1544414023 | Transition Incentive Program | Kearny | 7032 | 8 | 11.39 | Residential | No | Behind the Meter | Behind the Meter |  | None | Sunrun Installation Services, Inc. | PSE&G | Eligible for TI Program | 2020-02-06 | 2020-02-10 | 2021-10-30 | LG Electronics | LG345N1C-V5 | Solar Panels |  | 0.345 | 20 | 122 | 23 |  | Fixed | Roof
NJSTRE1545385083 | NJSRRE1543422198 | Transition Incentive Program | Jamesburg | 8831 | 11 | 7.52 | Residential | No | Behind the Meter | Net-metered residential rooftop and canopy |  | None | Sunpower Capital LLC | JCP&L | Accepted | 2019-11-19 | 2019-11-22 | 2021-10-30 | SunPower | 327W | Solar Panels |  | 0.327 | 20 | 150 | 23 |  | Fixed | Roof
NJSTRE1545629959 |  | Transition Incentive Program | Mannington | 8079 | 16 | 5.25 | Residential | Yes | Behind the Meter | Net-metered residential rooftop and canopy |  | None | Pro Custom Solar dba Momentum Solar | AC Electric | Accepted | 2020-09-24 | 2020-09-29 | 2021-10-30 | Enphase | IQ7Plus-72-2-US | Inverters | 290 |  | 15 |  |  | 0.97 |  | Outdoor | Roof
NJSTRE1545629997 |  | Transition Incentive Program | Williamstown | 8094 | 15 | 11.39 | Residential | No | Behind the Meter | Net-metered residential rooftop and canopy |  | None | Seabright Solar | AC Electric | Accepted | 2020-09-24 | 2020-09-29 | 2021-10-30 | Enphase | IQ7XS-96-ACM-US | Inverters | 0.315 |  | 34 |  |  | 0.99 |  | Outside | Roof
NJSTRE1545633823 |  | Transition Incentive Program | HILLSBOROUGH TWP | 8844 | 5 | 12.8 | Residential | No | Behind the Meter | Net-metered residential rooftop and canopy |  | None | Greentech Solar USA LLC | PSE&G | Accepted | 2020-09-25 | 2020-09-29 | 2021-10-30 | Growatt | 10000MTLP_US | Inverters | 10000 |  | 1 |  |  | 0.97 |  | Indoor | Basement Wall
NJSTRE1545634418 |  | Transition Incentive Program | Vineland | 8360 | 20 | 4.58 | Residential | Yes | Behind the Meter | Net-metered residential rooftop and canopy |  | None | Castle Energy, LLC | Vineland Muni Electric | Accepted | 2020-09-25 | 2020-09-30 | 2021-10-30 | SunPower | SPR-E20-327-E-AC | Inverters | 320 |  | 14 |  |  | 0.975 |  | Outdoor | on the rooftop under each solar panel
NJSTRE1545634584 |  | Transition Incentive Program | Pittsgrove | 8318 | 16 | 13 | Residential | Yes | Behind the Meter | Net-metered residential rooftop and canopy |  | None | RCL Enterprises Inc. | AC Electric | Accepted | 2020-09-25 | 2020-09-29 | 2021-10-30 | enphase | iq7 | Inverters | 240 |  | 40 |  |  | 0.96 |  | Outdoor | under panels
NJSTRE1545634589 |  | Transition Incentive Program | Sayreville | 8872 | 11 | 4.08 | Residential | No | Behind the Meter | Net-metered residential rooftop and canopy |  | None | Trinity Solar | JCP&L | Accepted | 2020-09-25 | 2020-09-29 | 2021-10-30 | Solar Edge | SE3800H-US | Inverters | 3800 |  | 1 |  |  | 0.97 |  | Outside | side of home
NJSTRE1545634532 |  | Transition Incentive Program | Somerville | 8876 | 5 | 7.7 | Commercial | No | Behind the Meter | Net-metered non-residential rooftop and canopy |  | None | Geoscape Solar | PSE&G | Accepted | 2020-09-25 | 2020-09-29 | 2021-10-30 | SolarEdge | SE9k-us | Inverters | 9000 |  | 1 |  |  | 0.98 |  | Outside | adj. to utility meter
NJSTRE1545634703 |  | Transition Incentive Program | Franklin TWP | 8873 | 5 | 6.46 | Residential | Yes | Behind the Meter | Net-metered residential rooftop and canopy |  | None | Tesla Energy Operations Inc. | PSE&G | Accepted | 2020-09-25 | 2020-09-29 | 2021-10-30 | SolarEdge Technologies | SE7600H-US [240V] | Inverters | 7600 |  | 1 |  |  | 0.99 |  | Outside | Outside
NJSTRE1545634708 |  | Transition Incentive Program | Wildwood Crest | 8260 | 21 | 10.88 | Residential | Yes | Behind the Meter | Net-metered residential rooftop and canopy |  | None | All Season Solar | AC Electric | Accepted | 2020-09-25 | 2020-09-29 | 2021-10-30 | Enphase | IQ7 | Inverters | 240 |  | 34 |  |  | 0.97 |  | Outdoor | under module
NJSTRE1545636461 |  | Transition Incentive Program | BURLINGTON | 8016 | 13 | 7.15 | Residential | Yes | Behind the Meter | Net-metered residential rooftop and canopy |  | None | Vivint Solar Developer, LLC | PSE&G | Accepted | 2020-09-29 | 2020-09-30 | 2021-10-30 | Solar Edge | SE7600H-US | Inverters | 7600 |  | 1 |  |  | 0.992 |  | Outdoor | Near the Utility Meter
NJSTRE1545636478 |  | Transition Incentive Program | Stafford Township | 8005 | 18 | 8.18 | Residential | No | Behind the Meter | Net-metered residential ground mount |  | None | Seabright Solar | AC Electric | Accepted | 2020-09-26 | 2020-09-30 | 2021-10-30 | Enphase | IQ7XS-96-ACM-US | Inverters | 0.315 |  | 25 |  |  | 0.99 |  | Outside | Ground
NJSTRE1545636494 |  | Transition Incentive Program | Atlantic City | 8401 | 19 | 4.65 | Residential | No | Behind the Meter | Net-metered residential rooftop and canopy |  | None | Bright Planet Solar | AC Electric | Accepted | 2020-09-26 | 2020-09-30 | 2021-10-30 | SOLAR EDGE | SE3800H-USRGM | Inverters | 3800 |  | 1 |  |  | 0.98 |  | Outdoor | OUTSIDE
NJSTRE1545637776 |  | Transition Incentive Program | Villas | 8251 | 21 | 7.56 | Residential | Yes | Behind the Meter | Net-metered residential rooftop and canopy |  | None | Suntuity Solar LLC | AC Electric | Accepted | 2020-09-28 | 2020-09-30 | 2021-10-30 | Enphase Energy | IQ7-60-2-US | Inverters | 240 |  | 24 |  |  | 0.97 |  | Outdoor | Behind the PV Modules
NJSTRE1545385046 | NJSRRE1543566273 | Transition Incentive Program | Cherry Hill | 8002 | 14 | 11.03 | Residential | Yes | Behind the Meter | Behind the Meter |  | None | Trinity Solar | PSE&G | Eligible for TI Program | 2019-12-18 | 2019-12-23 | 2021-10-30 | Hanwha | Q.PEAK DUO BLK-G5 315 | Solar Panels |  | 0.315 | 28 | 178 | 18 |  | Fixed | Roof
NJSTRE1545385053 | NJSRRE1543555612 | Transition Incentive Program | Manville | 8835 | 5 | 8.19 | Residential | Yes | Behind the Meter | Net-metered residential rooftop and canopy |  | None | Suntuity Solar LLC | PSE&G | Accepted | 2019-12-17 | 2019-12-20 | 2021-10-30 | Yingli Green Energy | YL315D-30b | Solar Panels |  | 0.315 | 6 | 219 | 22 |  | Fixed | Roof
NJSTRE1545385056 | NJSRRE1543421469 | Transition Incentive Program | Elmer | 8318 | 16 | 13.55 | Residential | Yes | Behind the Meter | Behind the Meter |  | None | Pro Custom Solar dba Momentum Solar | AC Electric | Eligible for TI Program | 2019-11-19 | 2019-11-21 | 2021-10-30 | Hanwha | Q.Peak DUO BLK-G5 315 | Solar Panels |  | 0.315 | 21 | 205 | 18 |  | Fixed | Roof
NJSTRE1545385061 | NJSRRE1544171962 | Transition Incentive Program | Jackson | 8527 | 18 | 10.71 | Residential | Yes | Behind the Meter | Behind the Meter |  | None | Pro Custom Solar dba Momentum Solar | JCP&L | Eligible for TI Program | 2020-01-15 | 2020-01-20 | 2021-10-30 | HANWHA | Q.Peak DUO BLK-G5 315 | Solar Panels |  | 0.315 | 4 | 340 | 13 |  | Fixed | Roof
NJSTRE1545385072 | NJSRRE1544456638 | Transition Incentive Program | Princeton | 8540 | 12 | 5.2 | Residential | No | Behind the Meter | Net-metered residential rooftop and canopy |  | None | Exact Solar | PSE&G | Final As-Built Received | 2020-02-14 | 2020-02-19 | 2021-10-30 | Panasonic | VBHN325KA03 | Solar Panels |  | 0.325 | 3 | 61 | 15 |  | Fixed | Roof
NJSTRE1545385076 | NJSRRE1543586342 | Transition Incentive Program | Paterson City | 7502 | 6 | 7.92 | Residential | Yes | Behind the Meter | Behind the Meter |  | None | Sunrun Installation Services, Inc. | PSE&G | Eligible for TI Program | 2019-12-20 | 2019-12-26 | 2021-10-30 | LG Electronics | LG330N1C-A5 | Solar Panels |  | 0.33 | 12 | 319 | 30 |  | Fixed | Roof
NJSTRE1545385078 | NJSRRE1543820289 | Transition Incentive Program | Deptford | 8096 | 15 | 13 | Residential | No | Behind the Meter | Behind the Meter |  | None | Sunny Corp | PSE&G | Eligible for TI Program | 2019-12-26 | 2019-12-31 | 2021-10-30 | PANASONIC | VBHN325KA03 | Solar Panels |  | 0.325 | 16 | 293 | 23 |  | Fixed | Roof
NJSTRE1545385080 | NJSRRE1544192751 | Transition Incentive Program | Franklin Township | 8873 | 5 | 5.89 | Residential | No | Behind the Meter | Behind the Meter |  | None | Sunrun Installation Services, Inc. | PSE&G | Eligible for TI Program | 2020-01-17 | 2020-01-22 | 2021-10-30 | REC Solar | REC310TP2M | Solar Panels |  | 0.31 | 6 | 216 | 34 |  | Fixed | Roof
NJSTRE1545385082 | NJSRRE1544213700 | Transition Incentive Program | Lindenwold | 8021 | 14 | 13.33 | Residential | Yes | Behind the Meter | Behind the Meter |  | None | Sunrun Installation Services, Inc. | AC Electric | Eligible for TI Program | 2020-01-22 | 2020-01-27 | 2021-10-30 | REC Solar | REC310TP2M | Solar Panels |  | 0.31 | 27 | 68 | 23 |  | Fixed | Roof
NJSTRE1545385084 | NJSRRE1544430901 | Transition Incentive Program | Bergenfield | 7621 | 7 | 6.54 | Residential | Yes | Behind the Meter | Behind the Meter |  | None | Kamtech Solar Solutions | PSE&G | Eligible for TI Program | 2020-02-12 | 2020-02-13 | 2021-10-30 | Sunpower | SPR-E20-327-E-AC | Solar Panels |  | 0.327 | 12 | 176 | 16 |  | Fixed | Roof
NJSTRE1545385086 | NJSRRE1544215758 | Transition Incentive Program | Riverside | 8075 | 13 | 8.18 | Residential | No | Behind the Meter | Net-metered residential rooftop and canopy |  | None | SunPower Corporation, Systems | PSE&G | Accepted |  | 2020-01-28 | 2021-10-30 | SUNPOWER | SPR-E20-327-E-AC | Solar Panels |  | 0.327 | 4 | 296 | 18 |  | Fixed | Roof
NJSTRE1545385090 | NJSRRE1544185744 | Transition Incentive Program | Elizabeth | 7201 | 10 | 4.23 | Residential | No | Behind the Meter | Behind the Meter |  | None | New Jersey Suntech | PSE&G | Eligible for TI Program | 2020-01-16 | 2020-01-21 | 2021-10-30 | Panasonic | VBHNV325SA | Solar Panels |  | 0.325 | 13 | 120 | 22 |  | Fixed | Roof
NJSTRE1545385102 | NJSRRE1544334757 | Transition Incentive Program | RUNNEMEDE | 8078 | 14 | 15.75 | Residential | Yes | Behind the Meter | Behind the Meter |  | None | Vivint Solar Developer, LLC | PSE&G | Eligible for TI Program | 2020-01-30 | 2020-02-04 | 2021-10-30 | Hanwha Solar | Q.PEAK BLK-G5 315 | Solar Panels |  | 0.315 | 18 | 261 | 30 |  | Fixed | Roof
NJSTRE1545385041 | NJSRRE1544157406 | Transition Incentive Program | Lawnside | 8045 | 14 | 3.47 | Residential | Yes | Behind the Meter | Behind the Meter |  | None | Trinity Solar | PSE&G | Eligible for TI Program | 2020-01-10 | 2020-01-15 | 2021-10-30 | HANWHA | Q.PEAK DUO BLK-G5 315 | Solar Panels |  | 0.315 | 11 | 180 | 23 |  | Fixed | Roof
NJSTRE1545385048 | NJSRRE1544465615 | Transition Incentive Program | Clifton | 7013 | 6 | 7.56 | Residential | Yes | Behind the Meter | Net-metered residential rooftop and canopy |  | None | Suntuity Solar LLC | PSE&G | Accepted | 2020-02-17 | 2020-02-19 | 2021-10-30 | Hanwha Solar | Q-Cells 315 Mono | Solar Panels |  | 0.315 | 24 | 111 | 38 |  | Fixed | Roof
NJSTRE1545385060 | NJSRRE1544430998 | Transition Incentive Program | PRINCETON | 8540 | 12 | 10.88 | Residential | Yes | Behind the Meter | Net-metered residential rooftop and canopy |  | None | Vivint Solar Developer, LLC | PSE&G | Accepted | 2020-02-11 | 2020-02-13 | 2021-10-30 | JINKO SOLAR | JKM320M-60HBL | Solar Panels |  | 0.32 | 22 | 139 | 30 |  | Fixed | Roof
NJSTRE1545385067 | NJSRRE1543443562 | Transition Incentive Program | Bridgewater | 8807 | 5 | 6.62 | Residential | No | Behind the Meter | Net-metered residential rooftop and canopy |  | None | Vivint Solar Developer, LLC | PSE&G | Accepted | 2019-12-13 | 2019-12-16 | 2021-10-30 | HANWHA SOLAR | Q.PEAK BLK-G5 315 | Solar Panels |  | 0.315 | 3 | 175 | 22 |  | Fixed | Roof
NJSTRE1545385071 | NJSRRE1543421572 | Transition Incentive Program | Clifton | 7014 | 6 | 5.8 | Residential | Yes | Behind the Meter | Behind the Meter |  | None | Sunrun Installation Services, Inc. | PSE&G | Eligible for TI Program | 2019-11-19 | 2019-11-21 | 2021-10-30 | REC Solar | REC290TP2 BLK | Solar Panels |  | 0.29 | 20 | 215 | 23 |  | Fixed | Roof
NJSTRE1545385076 | NJSRRE1543586342 | Transition Incentive Program | Paterson City | 7502 | 6 | 7.92 | Residential | Yes | Behind the Meter | Behind the Meter |  | None | Sunrun Installation Services, Inc. | PSE&G | Eligible for TI Program | 2019-12-20 | 2019-12-26 | 2021-10-30 | LG Electronics | LG330N1C-A5 | Solar Panels |  | 0.33 | 12 | 139 | 30 |  | Fixed | Roof
NJSTRE1545385081 | NJSRRE1543821804 | Transition Incentive Program | Dunellen | 8812 | 11 | 9.14 | Residential | Yes | Behind the Meter | Net-metered residential rooftop and canopy |  | None | Vivint Solar Developer, LLC | PSE&G | Accepted | 2019-12-26 | 2019-12-31 | 2021-10-30 | Hanwha Solar | Q.PEAK BLK-G5 315 | Solar Panels |  | 0.315 | 12 | 261 | 29 |  | Fixed | Roof
NJSTRE1545385081 | NJSRRE1543821804 | Transition Incentive Program | Dunellen | 8812 | 11 | 9.14 | Residential | Yes | Behind the Meter | Net-metered residential rooftop and canopy |  | None | Vivint Solar Developer, LLC | PSE&G | Accepted | 2019-12-26 | 2019-12-31 | 2021-10-30 | Hanwha Solar | Q.PEAK BLK-G5 315 | Solar Panels |  | 0.315 | 2 | 261 | 19 |  | Fixed | Roof
NJSTRE1545385085 | NJSRRE1544537399 | Transition Incentive Program | Hillsborough | 8844 | 5 | 8.05 | Residential | Yes | Behind the Meter | Behind the Meter |  | None | Pro Custom Solar dba Momentum Solar | PSE&G | Eligible for TI Program | 2020-02-25 | 2020-02-27 | 2021-10-30 | lg electronics | LG 350N1C-V5 | Solar Panels |  | 0.35 | 14 | 138 | 26 |  | Fixed | Roof
NJSTRE1545385086 | NJSRRE1544215758 | Transition Incentive Program | Riverside | 8075 | 13 | 8.18 | Residential | No | Behind the Meter | Net-metered residential rooftop and canopy |  | None | SunPower Corporation, Systems | PSE&G | Accepted |  | 2020-01-28 | 2021-10-30 | SUNPOWER | SPR-E20-327-E-AC | Solar Panels |  | 0.327 | 21 | 208 | 18 |  | Fixed | Roof
NJSTRE1545385098 | NJSRRE1544501451 | Transition Incentive Program | Cherry Hill | 8003 | 14 | 6.21 | Residential | No | Behind the Meter | Net-metered residential rooftop and canopy |  | None | SunPower Corporation, Systems | PSE&G | Accepted |  | 2020-02-24 | 2021-10-30 | SUNPOWER | SPR-X21-345-D-AC | Solar Panels |  | 0.345 | 18 | 204 | 20 |  | Fixed | Roof
NJSTRE1545385102 | NJSRRE1544334757 | Transition Incentive Program | RUNNEMEDE | 8078 | 14 | 15.75 | Residential | Yes | Behind the Meter | Behind the Meter |  | None | Vivint Solar Developer, LLC | PSE&G | Eligible for TI Program | 2020-01-30 | 2020-02-04 | 2021-10-30 | Hanwha Solar | Q.PEAK BLK-G5 315 | Solar Panels |  | 0.315 | 7 | 171 | 11 |  | Fixed | Roof
NJSTRE1545637821 |  | Transition Incentive Program | Edison Township | 8817 | 11 | 6.84 | Residential | No | Behind the Meter | Net-metered residential rooftop and canopy |  | None | Green Power Energy | PSE&G | Accepted | 2020-09-28 | 2020-09-30 | 2021-10-30 | Enphase Energy | IQ7PLUS-72-2-US | Inverters | 290 |  | 19 |  |  | 0.975 |  | Outside | next to meter
NJSTRE1545637834 |  | Transition Incentive Program | Ocean City | 8226 | 21 | 4.58 | Residential | No | Behind the Meter | Net-metered residential rooftop and canopy |  | None | Sunrun Installation Services, Inc. | AC Electric | Accepted | 2020-09-28 | 2020-09-30 | 2021-10-30 | Enphase Energy | IQ7-60-x-US (240V) | Inverters | 240 |  | 15 |  |  | 0.96 |  | Outdoor | Rooftop
NJSTRE1545637919 |  | Transition Incentive Program | PATERSON | 7524 | 6 | 6.8 | Residential | Yes | Behind the Meter | Net-metered residential rooftop and canopy |  | None | Trinity Solar | PSE&G | Accepted | 2020-09-28 | 2020-09-30 | 2021-10-30 | Solar Edge | SE6000H-US000BNC4 | Inverters | 6000 |  | 1 |  |  | 0.97 |  | Outdoor | side of home
NJSTRE1545384360 | NJSRRE1543474515 | Transition Incentive Program | BOGOTA | 7603 | 7 | 6.3 | Residential | No | Behind the Meter | Net-metered residential rooftop and canopy |  | None | Infinity Solar Systems | PSE&G | Accepted |  | 2019-12-05 | 2021-10-30 | LG | LG350N1C-V5 | Solar Panels |  | 0.35 | 18 | 197 | 30 |  | Fixed | Roof
NJSTRE1545384361 | NJSRRE1543513003 | Transition Incentive Program | Mine Hill Township | 7803 | 3 | 11.31 | Residential | Yes | Behind the Meter | Behind the Meter |  | None | Sunrun Installation Services, Inc. | JCP&L | Eligible for TI Program | 2019-12-11 | 2019-12-16 | 2021-10-30 | REC Solar | REC290TP2 BLK | Solar Panels |  | 0.29 | 7 | 113 | 27 |  | Fixed | Roof
NJSTRE1545384363 | NJSRRE1544311115 | Transition Incentive Program | Howell | 7731 | 17 | 10.15 | Residential | Yes | Behind the Meter | Behind the Meter |  | None | Pro Custom Solar dba Momentum Solar | JCP&L | Eligible for TI Program | 2020-01-28 | 2020-01-30 | 2021-10-30 | lg electronics | LG 350N1C-V5 | Solar Panels |  | 0.35 | 17 | 115 | 18 |  | Fixed | Roof
NJSTRE1545384364 | NJSRRE1543651631 | Transition Incentive Program | Elizabeth | 7208 | 10 | 5.99 | Residential | Yes | Behind the Meter | Behind the Meter |  | None | Pro Custom Solar dba Momentum Solar | PSE&G | Eligible for TI Program | 2019-12-23 | 2019-12-27 | 2021-10-30 | Hanwha | Q.Peak DUO BLK-G5 315 | Solar Panels |  | 0.315 | 3 | 206 | 18 |  | Fixed | Roof
NJSTRE1545384367 | NJSRRE1544199132 | Transition Incentive Program | Jersey City | 7306 | 8 | 3.85 | Residential | Yes | Behind the Meter | Behind the Meter |  | None | Pro Custom Solar dba Momentum Solar | PSE&G | Eligible for TI Program | 2020-01-20 | 2020-01-23 | 2021-10-30 | LG ELECTRONICS | LG 350N1C-V5 | Solar Panels |  | 0.35 | 11 | 34 | 4 |  | Fixed | Roof
NJSTRE1545384370 | NJSRRE1544511449 | Transition Incentive Program | Orange | 7050 | 9 | 6.3 | Residential | Yes | Behind the Meter | Behind the Meter |  | None | Pro Custom Solar dba Momentum Solar | PSE&G | Eligible for TI Program | 2020-02-20 | 2020-02-24 | 2021-10-30 | lg electronics | LG 350N1C-V5 | Solar Panels |  | 0.35 | 5 | 200 | 10 |  | Fixed | Roof
NJSTRE1545384377 | NJSRRE1544501621 | Transition Incentive Program | GLOUCESTER CITY | 8030 | 14 | 6.62 | Residential | Yes | Behind the Meter | Net-metered residential rooftop and canopy |  | None | Vision Solar LLC | PSE&G | Accepted | 2020-02-19 | 2020-02-24 | 2021-10-30 | HANWHA QCELLS | QPEAK DUO G5 | Solar Panels |  | 0.315 | 18 | 206 | 22 |  | Fixed | Roof
NJSTRE1545384379 | NJSRRE1544442814 | Transition Incentive Program | Port Murray | 7865 | 2 | 8.68 | Residential | Yes | Behind the Meter | Behind the Meter |  | None | Sunrun Installation Services, Inc. | JCP&L | Eligible for TI Program | 2020-02-13 | 2020-02-18 | 2021-10-30 | REC Solar | REC310TP2M | Solar Panels |  | 0.31 | 4 | 165 | 14 |  | Fixed | Roof
NJSTRE1545384392 | NJSRRE1544511825 | Transition Incentive Program | Sea Girt | 8750 | 17 | 5.99 | Residential | Yes | Behind the Meter | Behind the Meter |  | None | Trinity Solar | JCP&L | Eligible for TI Program | 2020-02-20 | 2020-02-24 | 2021-10-30 | HANWHA | Q.PEAK DUO BLK-G5 315 | Solar Panels |  | 0.315 | 7 | 192 | 23 |  | Fixed | Roof
NJSTRE1545384395 | NJSRRE1544456583 | Transition Incentive Program | Woodbury | 8096 | 15 | 11.73 | Residential | Yes | Behind the Meter | Net-metered residential rooftop and canopy |  | None | Vision Solar LLC | PSE&G | Accepted | 2020-02-14 | 2020-02-19 | 2021-10-30 | lg solar | lg335n1k-v5 | Solar Panels |  | 0.335 | 1 | 120 | 35 |  | Fixed | Roof
NJSTRE1545384396 | NJSRRE1543464334 | Transition Incentive Program | Wharton | 7885 | 3 | 29.87 | Residential | Yes | Behind the Meter | Behind the Meter |  | None | Sunrun Installation Services, Inc. | JCP&L | Eligible for TI Program | 2019-12-02 | 2019-12-04 | 2021-10-30 | REC Solar | REC290TP2 BLK | Solar Panels |  | 0.29 | 22 | 95 | 18 |  | Fixed | Roof
NJSTRE1545384399 | NJSRRE1544549847 | Transition Incentive Program | Manasquan | 8736 | 17 | 7.25 | Residential | No | Behind the Meter | Net-metered residential rooftop and canopy |  | None | Suntuity Solar LLC | JCP&L | Final As-Built Received | 2020-02-28 | 2020-03-04 | 2021-10-30 | Silfab Solar | SIL-315NL | Solar Panels |  | 0.315 | 6 | 131 | 33 |  | Fixed | Roof
NJSTRE1545384401 | NJSRRE1544431764 | Transition Incentive Program | Roselle Park | 7204 | 10 | 6.51 | Residential | No | Behind the Meter | Net-metered residential rooftop and canopy |  | None | Palmetto Solar LLC | PSE&G | Accepted | 2020-02-11 | 2020-02-17 | 2021-10-30 | Yingli | 310D-30B | Solar Panels |  | 0.31 | 21 | 180 | 25 |  | Fixed | Roof
NJSTRE1545384409 | NJSRRE1544519699 | Transition Incentive Program | Lake Hiawatha | 7034 | 3 | 9.38 | Residential | Yes | Behind the Meter | Behind the Meter |  | None | Pro Custom Solar dba Momentum Solar | JCP&L | Eligible for TI Program | 2020-02-21 | 2020-02-25 | 2021-10-30 | HANWHA | Q.PEAK DUO BLK G6+ 335 | Solar Panels |  | 0.335 | 4 | 179 | 24 |  | Fixed | Roof
NJSTRE1545384413 | NJSRRE1543535740 | Transition Incentive Program | Jackson Township | 8527 | 18 | 16.38 | Residential | Yes | Behind the Meter | Net-metered residential rooftop and canopy |  | None | Suntuity Solar LLC | JCP&L | Accepted | 2019-12-13 | 2019-12-18 | 2021-10-30 | Yingli Green Energy | YL315D-30b | Solar Panels |  | 0.315 | 6 | 183 | 15 |  | Fixed | Roof
NJSTRE1545384414 | NJSRRE1544333351 | Transition Incentive Program | Manahawkin | 8050 | 18 | 15.12 | Residential | Yes | Behind the Meter | Net-metered residential rooftop and canopy |  | None | Vivint Solar Developer, LLC | AC Electric | Final As-Built Received | 2020-01-30 | 2020-02-03 | 2021-10-30 | Hanwha Solar | Q.PEAK BLK-G5 315 | Solar Panels |  | 0.315 | 20 | 281 | 23 |  | Fixed | Roof
NJSTRE1545384420 | NJSRRE1544143452 | Transition Incentive Program | Colonia | 7067 | 10 | 7.25 | Residential | Yes | Behind the Meter | Behind the Meter |  | None | Trinity Solar | PSE&G | Eligible for TI Program | 2020-01-08 | 2020-01-13 | 2021-10-30 | HANWHA | Q.PEAK DUO BLK-G5 315 | Solar Panels |  | 0.315 | 5 | 272 | 22 |  | Fixed | Roof
NJSTRE1545384430 | NJSRRE1544446846 | Transition Incentive Program | EWING TWP | 8628 | 12 | 11.34 | Residential | No | Behind the Meter | Net-metered residential rooftop and canopy |  | None | Tesla Energy Operations Inc | PSE&G | Accepted | 2020-02-13 | 2020-02-18 | 2021-10-30 | Hanwha Q-Cells | Q.Peak DUO BLK-G5/SC315 | Solar Panels |  | 0.315 | 12 | 248 | 27 |  | Fixed | Roof
NJSTRE1545384435 | NJSRRE1544374011 | Transition Incentive Program | Freehold | 7728 | 17 | 11.2 | Residential | Yes | Behind the Meter | Behind the Meter |  | None | All Season Solar | JCP&L | Eligible for TI Program | 2020-02-05 | 2020-02-10 | 2021-10-30 | Trina | TSM-DD06M05II 320W NOV 2019 | Solar Panels |  | 0.32 | 35 | 153 | 45 |  | Fixed | Roof
NJSTRE1545384446 | NJSRRE1543434156 | Transition Incentive Program | Villas | 8251 | 21 | 9.45 | Residential | Yes | Behind the Meter | Behind the Meter |  | None | Pro Custom Solar dba Momentum Solar | AC Electric | Eligible for TI Program | 2019-11-21 | 2019-11-25 | 2021-10-30 | Hanwha | Q.Peak DUO BLK-G5 315 | Solar Panels |  | 0.315 | 17 | 293 | 21 |  | Fixed | Roof
NJSTRE1545384448 | NJSRRE1543501675 | Transition Incentive Program | Toms River | 8755 | 18 | 13.33 | Residential | No | Behind the Meter | Net-metered residential rooftop and canopy |  | None | Powerlutions | JCP&L | Accepted |  | 2019-12-11 | 2021-10-30 | Trina | TSM-310 DD05A | Solar Panels |  | 0.31 | 7 | 166 | 23 |  | Fixed | Roof
NJSTRE1545384455 | NJSRRE1543426156 | Transition Incentive Program | Monroe Township | 8831 | 11 | 13.86 | Residential | Yes | Behind the Meter | Net-metered residential rooftop and canopy |  | None | Vivint Solar Developer, LLC | JCP&L | Accepted | 2019-11-26 | 2019-11-26 | 2021-10-30 | HANWHA SOLAR | Q.PEAK BLK-G5 315 | Solar Panels |  | 0.315 | 16 | 121 | 19 |  | Fixed | Roof
NJSTRE1545385047 | NJSRRE1544352753 | Transition Incentive Program | Williamstown | 8094 | 15 | 14.49 | Residential | Yes | Behind the Meter | Behind the Meter |  | None | Orbit Energy & Power, LLC | AC Electric | Eligible for TI Program | 2020-02-04 | 2020-02-07 | 2021-10-30 | HANWHA | Q.PEAK DUO BLK G5 - 315W | Solar Panels |  | 0.315 | 15 | 197 | 36 |  | Fixed | Roof
NJSTRE1545385047 | NJSRRE1544352753 | Transition Incentive Program | Williamstown | 8094 | 15 | 14.49 | Residential | Yes | Behind the Meter | Behind the Meter |  | None | Orbit Energy & Power, LLC | AC Electric | Eligible for TI Program | 2020-02-04 | 2020-02-07 | 2021-10-30 | HANWHA | Q.PEAK DUO BLK G5 - 315W | Solar Panels |  | 0.315 | 31 | 107 | 36 |  | Fixed | Roof
NJSTRE1545385054 | NJSRRE1544308056 | Transition Incentive Program | Metuchen | 8840 | 11 | 6.48 | Residential | No | Behind the Meter | Behind the Meter |  | None | Green Power Energy | PSE&G | Eligible for TI Program | 2020-01-27 | 2020-01-29 | 2021-10-30 | S-ENERGY | SN360M-10 | Solar Panels |  | 0.36 | 18 | 185 | 27 |  | Fixed | Roof
NJSTRE1545385060 | NJSRRE1544430998 | Transition Incentive Program | PRINCETON | 8540 | 12 | 10.88 | Residential | Yes | Behind the Meter | Net-metered residential rooftop and canopy |  | None | Vivint Solar Developer, LLC | PSE&G | Accepted | 2020-02-11 | 2020-02-13 | 2021-10-30 | JINKO SOLAR | JKM320M-60HBL | Solar Panels |  | 0.32 | 12 | 139 | 30 |  | Fixed | Roof
NJSTRE1545385066 | NJSRRE1544546671 | Transition Incentive Program | Roselle | 7203 | 10 | 3.84 | Residential | Yes | Behind the Meter | Behind the Meter |  | None | Skyline Solar, LLC | PSE&G | Eligible for TI Program | 2020-02-27 | 2020-03-03 | 2021-10-30 | Hanwha Q-Cells | Q.PEAK DUO-G5 320 | Solar Panels |  | 0.32 | 12 | 81261 | 20 |  | Fixed | Roof
NJSTRE1545385067 | NJSRRE1543443562 | Transition Incentive Program | Bridgewater | 8807 | 5 | 6.62 | Residential | No | Behind the Meter | Net-metered residential rooftop and canopy |  | None | Vivint Solar Developer, LLC | PSE&G | Accepted | 2019-12-13 | 2019-12-16 | 2021-10-30 | HANWHA SOLAR | Q.PEAK BLK-G5 315 | Solar Panels |  | 0.315 | 3 | 265 | 22 |  | Fixed | Roof
NJSTRE1545385077 | NJSRRE1544431150 | Transition Incentive Program | STAFFORD TOWNSHIP | 8050 | 18 | 7.25 | Residential | No | Behind the Meter | Net-metered residential rooftop and canopy |  | None | Vivint Solar Developer, LLC | AC Electric | Accepted | 2020-02-11 | 2020-02-13 | 2021-10-30 | Hanwha Solar | Q.PEAK BLK-G5 315 | Solar Panels |  | 0.315 | 13 | 232 | 18 |  | Fixed | Roof
NJSTRE1545385077 | NJSRRE1544431150 | Transition Incentive Program | STAFFORD TOWNSHIP | 8050 | 18 | 7.25 | Residential | No | Behind the Meter | Net-metered residential rooftop and canopy |  | None | Vivint Solar Developer, LLC | AC Electric | Accepted | 2020-02-11 | 2020-02-13 | 2021-10-30 | Hanwha Solar | Q.PEAK BLK-G5 315 | Solar Panels |  | 0.315 | 10 | 52 | 18 |  | Fixed | Roof
NJSTRE1545385081 | NJSRRE1543821804 | Transition Incentive Program | Dunellen | 8812 | 11 | 9.14 | Residential | Yes | Behind the Meter | Net-metered residential rooftop and canopy |  | None | Vivint Solar Developer, LLC | PSE&G | Accepted | 2019-12-26 | 2019-12-31 | 2021-10-30 | Hanwha Solar | Q.PEAK BLK-G5 315 | Solar Panels |  | 0.315 | 10 | 81 | 29 |  | Fixed | Roof
NJSTRE1545385085 | NJSRRE1544537399 | Transition Incentive Program | Hillsborough | 8844 | 5 | 8.05 | Residential | Yes | Behind the Meter | Behind the Meter |  | None | Pro Custom Solar dba Momentum Solar | PSE&G | Eligible for TI Program | 2020-02-25 | 2020-02-27 | 2021-10-30 | lg electronics | LG 350N1C-V5 | Solar Panels |  | 0.35 | 6 | 137 | 26 |  | Fixed | Roof
NJSTRE1545385085 | NJSRRE1544537399 | Transition Incentive Program | Hillsborough | 8844 | 5 | 8.05 | Residential | Yes | Behind the Meter | Behind the Meter |  | None | Pro Custom Solar dba Momentum Solar | PSE&G | Eligible for TI Program | 2020-02-25 | 2020-02-27 | 2021-10-30 | lg electronics | LG 350N1C-V5 | Solar Panels |  | 0.35 | 3 | 318 | 26 |  | Fixed | Roof
NJSTRE1545385092 | NJSRRE1543547954 | Transition Incentive Program | Pleasantville | 8232 | 19 | 3.15 | Residential | Yes | Behind the Meter | Net-metered residential rooftop and canopy |  | None | Vivint Solar Developer, LLC | AC Electric | Final As-Built Received | 2019-12-13 | 2019-12-18 | 2021-10-30 | Hanwha | Q.PEAK BLK-G5 315 | Solar Panels |  | 0.315 | 10 | 38 | 16 |  | Fixed | Roof
NJSTRE1545385069 | NJSRRE1543502369 | Transition Incentive Program | Union | 7088 | 10 | 13.86 | Residential | No | Behind the Meter | Behind the Meter |  | None | Sunrun Installation Services, Inc. | PSE&G | Eligible for TI Program | 2019-12-09 | 2019-12-17 | 2021-10-30 | LG Electronics | LG330N1C-A5 | Solar Panels |  | 0.33 | 3 | 238 | 27 |  | Fixed | Roof
NJSTRE1545385074 | NJSRRE1544419439 | Transition Incentive Program | Cape May Courthouse | 8210 | 21 | 12.6 | Residential | No | Behind the Meter | Net-metered residential rooftop and canopy |  | None | Green Power Energy | AC Electric | As-Built Incomplete - Review |  | 2020-02-11 | 2021-10-30 | LG Electronics | LG350N1C-V5 | Solar Panels |  | 0.35 | 8 | 34 | 23 |  | Fixed | Roof
NJSTRE1545385078 | NJSRRE1543820289 | Transition Incentive Program | Deptford | 8096 | 15 | 13 | Residential | No | Behind the Meter | Behind the Meter |  | None | Sunny Corp | PSE&G | Eligible for TI Program | 2019-12-26 | 2019-12-31 | 2021-10-30 | PANASONIC | VBHN325KA03 | Solar Panels |  | 0.325 | 5 | 22 | 20 |  | Fixed | Roof
NJSTRE1545385079 | NJSRRE1544414023 | Transition Incentive Program | Kearny | 7032 | 8 | 11.39 | Residential | No | Behind the Meter | Behind the Meter |  | None | Sunrun Installation Services, Inc. | PSE&G | Eligible for TI Program | 2020-02-06 | 2020-02-10 | 2021-10-30 | LG Electronics | LG345N1C-V5 | Solar Panels |  | 0.345 | 13 | 302 | 23 |  | Fixed | Roof
NJSTRE1545385083 | NJSRRE1543422198 | Transition Incentive Program | Jamesburg | 8831 | 11 | 7.52 | Residential | No | Behind the Meter | Net-metered residential rooftop and canopy |  | None | Sunpower Capital LLC | JCP&L | Accepted | 2019-11-19 | 2019-11-22 | 2021-10-30 | SunPower | 327W | Solar Panels |  | 0.327 | 3 | 23 | 330 |  | Fixed | Roof
NJSTRE1545385088 | NJSRRE1543571904 | Transition Incentive Program | Paterson | 7513 | 6 | 12.6 | Residential | Yes | Behind the Meter | Behind the Meter |  | None | Trinity Solar | PSE&G | Eligible for TI Program | 2019-12-19 | 2019-12-26 | 2021-10-30 | HANWHA | Q.PEAK DUO BLK-G5 315 | Solar Panels |  | 0.315 | 5 | 189 | 9 |  | Fixed | Roof
NJSTRE1545385095 | NJSRRE1544512312 | Transition Incentive Program | East Orange | 7018 | 9 | 8.37 | Residential | No | Behind the Meter | Behind the Meter |  | None | Sunrun Installation Services, Inc. | PSE&G | Eligible for TI Program | 2020-02-20 | 2020-02-28 | 2021-10-30 | REC Solar | REC310TP2M | Solar Panels |  | 0.31 | 17 | 106 | 45 |  | Fixed | Roof
NJSTRE1545385096 | NJSRRE1543446420 | Transition Incentive Program | Bass River | 8224 | 13 | 13.53 | Residential | No | Behind the Meter | Net-metered residential rooftop and canopy |  | None | Whitman Construction, LLC | AC Electric | Accepted | 2019-11-26 | 2019-12-02 | 2021-10-30 | Panasonic | VBHN330SA17 | Solar Panels |  | 0.33 | 41 | 215 | 20 |  | Fixed | Roof
NJSTRE1545385106 | NJSRRE1543954203 | Transition Incentive Program | Galloway | 8205 | 19 | 3.84 | Residential | No | Behind the Meter | Behind the Meter |  | None | Sun Up Zero Down | AC Electric | Eligible for TI Program | 2020-01-06 | 2020-01-08 | 2021-10-30 | lg | LG320N1K-A5 | Solar Panels |  | 0.32 | 12 | 244 | 27 |  | Fixed | Roof
NJSTRE1545385112 | NJSRRE1544428719 | Transition Incentive Program | CLIFTON | 7011 | 6 | 5.12 | Residential | Yes | Behind the Meter | Net-metered residential rooftop and canopy |  | None | Vivint Solar Developer, LLC | PSE&G | Accepted | 2020-02-10 | 2020-02-13 | 2021-10-30 | JINKO SOLAR | JKM320M-60HBL | Solar Panels |  | 0.32 | 6 | 167 | 25 |  | Fixed | Roof
NJSTRE1545385123 | NJSRRE1544143225 | Transition Incentive Program | Woodbury | 8096 | 15 | 11.05 | Residential | No | Behind the Meter | Behind the Meter |  | None | Sunny Corp | PSE&G | Eligible for TI Program | 2020-01-08 | 2020-01-10 | 2021-10-30 | PANASONIC | VBHN325KA03 | Solar Panels |  | 0.325 | 6 | 180 | 19 |  | Fixed | Roof
NJSTRE1545385123 | NJSRRE1544143225 | Transition Incentive Program | Woodbury | 8096 | 15 | 11.05 | Residential | No | Behind the Meter | Behind the Meter |  | None | Sunny Corp | PSE&G | Eligible for TI Program | 2020-01-08 | 2020-01-10 | 2021-10-30 | PANASONIC | VBHN325KA03 | Solar Panels |  | 0.325 | 9 | 269 | 19 |  | Fixed | Roof
NJSTRE1545385127 | NJSRRE1544352839 | Transition Incentive Program | Hampton | 8827 | 4 | 12.54 | Residential | Yes | Behind the Meter | Net-metered residential rooftop and canopy |  | None | Sunrun Installation Services, Inc. | JCP&L | Accepted | 2020-02-04 | 2020-02-07 | 2021-10-30 | LG Electronics | LG330N1C-A5 | Solar Panels |  | 0.33 | 12 | 11 | 34 |  | Fixed | Roof
NJSTRE1545385097 | NJSRRE1544219970 | Transition Incentive Program | Long Branch | 7740 | 17 | 9.61 | Residential | No | Behind the Meter | Behind the Meter |  | None | Sunrun Installation Services, Inc. | JCP&L | Eligible for TI Program | 2020-01-24 | 2020-01-28 | 2021-10-30 | REC Solar | REC310TP2M | Solar Panels |  | 0.31 | 11 | 87 | 18 |  | Fixed | Roof
NJSTRE1545385102 | NJSRRE1544334757 | Transition Incentive Program | RUNNEMEDE | 8078 | 14 | 15.75 | Residential | Yes | Behind the Meter | Behind the Meter |  | None | Vivint Solar Developer, LLC | PSE&G | Eligible for TI Program | 2020-01-30 | 2020-02-04 | 2021-10-30 | Hanwha Solar | Q.PEAK BLK-G5 315 | Solar Panels |  | 0.315 | 18 | 261 | 23 |  | Fixed | Roof
NJSTRE1545385103 | NJSRRE1544202412 | Transition Incentive Program | Howell | 7731 | 17 | 8.4 | Residential | Yes | Behind the Meter | Behind the Meter |  | None | Pro Custom Solar dba Momentum Solar | JCP&L | Eligible for TI Program | 2020-01-21 | 2020-01-27 | 2021-10-30 | LG ELECTRONICS | LG 350N1C-V5 | Solar Panels |  | 0.35 | 24 | 174 | 13 |  | Fixed | Roof
NJSTRE1545385109 | NJSRRE1543824056 | Transition Incentive Program | Paterson City | 7501 | 6 | 6.96 | Residential | Yes | Behind the Meter | Behind the Meter |  | None | Sunrun Installation Services, Inc. | PSE&G | Eligible for TI Program | 2019-12-27 | 2020-01-03 | 2021-10-30 | REC Solar | REC290TP2 BLK | Solar Panels |  | 0.29 | 3 | 92 | 23 |  | Fixed | Roof
NJSTRE1545385109 | NJSRRE1543824056 | Transition Incentive Program | Paterson City | 7501 | 6 | 6.96 | Residential | Yes | Behind the Meter | Behind the Meter |  | None | Sunrun Installation Services, Inc. | PSE&G | Eligible for TI Program | 2019-12-27 | 2020-01-03 | 2021-10-30 | REC Solar | REC290TP2 BLK | Solar Panels |  | 0.29 | 21 | 272 | 23 |  | Fixed | Roof
NJSTRE1545385126 | NJSRRE1544463616 | Transition Incentive Program | South River | 8882 | 11 | 15.17 | Residential | No | Behind the Meter | Net-metered residential rooftop and canopy |  | None | Seabright Solar | Orange Rockland Electric | Accepted |  | 2020-02-19 | 2021-10-30 | Sunpower | SPR-X22-370 | Solar Panels |  | 0.37 | 13 | 83 | 37 |  | Fixed | Roof
NJSTRE1545385126 | NJSRRE1544463616 | Transition Incentive Program | South River | 8882 | 11 | 15.17 | Residential | No | Behind the Meter | Net-metered residential rooftop and canopy |  | None | Seabright Solar | Orange Rockland Electric | Accepted |  | 2020-02-19 | 2021-10-30 | Sunpower | SPR-X22-370 | Solar Panels |  | 0.37 | 12 | 173 | 37 |  | Fixed | Roof
NJSTRE1545385129 | NJSRRE1544115492 | Transition Incentive Program | Succasunna | 7876 | 3 | 6.4 | Residential | Yes | Behind the Meter | Behind the Meter |  | None | Sunrun Installation Services, Inc. | JCP&L | Eligible for TI Program | 2020-01-07 | 2020-01-09 | 2021-10-30 | Hanwha Q-Cells | Q.PEAK DUO-G7 320 | Solar Panels |  | 0.32 | 6 | 66 | 18 |  | Fixed | Roof
NJSTRE1545385133 | NJSRRE1543438770 | Transition Incentive Program | Parsippany | 7054 | 3 | 14.85 | Residential | Yes | Behind the Meter | Behind the Meter |  | None | Sunrun Installation Services, Inc. | JCP&L | Eligible for TI Program | 2019-11-23 | 2019-11-27 | 2021-10-30 | LG Electronics | LG330N1C-A5 | Solar Panels |  | 0.33 | 16 | 65 | 24 |  | Fixed | Roof
NJSTRE1545385145 | NJSRRE1543509295 | Transition Incentive Program | CAMDEN | 8105 | 14 | 9.77 | Residential | Yes | Behind the Meter | Net-metered residential rooftop and canopy |  | None | Vivint Solar Developer, LLC | PSE&G | Accepted | 2019-12-11 | 2019-12-13 | 2021-10-30 | Hanwha Solar | Q.PEAK BLK-G5 315 | Solar Panels |  | 0.315 | 14 | 37 | 22 |  | Fixed | Roof
NJSTRE1545385149 | NJSRRE1543586554 | Transition Incentive Program | union | 7083 | 10 | 4.73 | Residential | Yes | Behind the Meter | Net-metered residential rooftop and canopy |  | None | Vision Solar LLC | PSE&G | Accepted | 2020-01-03 | 2020-01-03 | 2021-10-30 | hanwa qcells | q.peak duo-g5 315 | Solar Panels |  | 0.315 | 15 | 128 | 32 |  | Fixed | Roof
NJSTRE1545385155 | NJSRRE1544175197 | Transition Incentive Program | Paramus Boro | 7652 | 7 | 11.34 | Residential | No | Behind the Meter | Net-metered residential rooftop and canopy |  | None | Tesla Energy Operations Inc | PSE&G | Accepted | 2020-01-16 | 2020-01-22 | 2021-10-30 | Hanwha Q Cells | Q.PEAK DUO BLK-G5/SC315 | Solar Panels |  | 0.315 | 28 | 80 | 30 |  | Fixed | Roof
NJSTRE1545384462 | NJSRRE1543571043 | Transition Incentive Program | Old Bridge Township | 8857 | 11 | 14.15 | Residential | Yes | Behind the Meter | Behind the Meter |  | None | Sunrun Installation Services, Inc. | JCP&L | Eligible for TI Program | 2019-12-19 | 2019-12-26 | 2021-10-30 | LG Electronics | LG345N1C-V5 | Solar Panels |  | 0.345 | 20 | 98 | 24 |  | Fixed | Roof
NJSTRE1545384465 | NJSRRE1543467137 | Transition Incentive Program | Tabernacle | 8088 | 13 | 16.24 | Residential | Yes | Behind the Meter | Behind the Meter |  | None | Sunrun Installation Services, Inc. | AC Electric | Eligible for TI Program | 2019-12-02 | 2019-12-05 | 2021-10-30 | REC Solar | REC290TP2 BLK | Solar Panels |  | 0.29 | 7 | 276 | 30 |  | Fixed | Roof
NJSTRE1545384466 | NJSRRE1544441275 | Transition Incentive Program | Somerset | 8873 | 5 | 10.88 | Residential | No | Behind the Meter | Behind the Meter |  | None | Maier Solar Engineering dba Solar Me | PSE&G | Eligible for TI Program | 2020-02-12 | 2020-02-17 | 2021-10-30 | Hanwha | Q.CELL DUO BLK-G5 320W | Solar Panels |  | 0.32 | 12 | 178 | 17 |  | Fixed | Roof
NJSTRE1545384484 | NJSRRE1543891869 | Transition Incentive Program | Hazlet | 7730 | 17 | 5.67 | Residential | No | Behind the Meter | Net-metered residential rooftop and canopy |  | None | Suntuity Solar LLC | JCP&L | Accepted | 2020-01-03 | 2020-01-07 | 2021-10-30 | Hanwha Solar | Q-Cells 315 Mono | Solar Panels |  | 0.315 | 18 | 159 | 20 |  | Fixed | Roof
NJSTRE1545384497 | NJSRRE1543446036 | Transition Incentive Program | Somerset | 8873 | 5 | 5.04 | Residential | Yes | Behind the Meter | Net-metered residential rooftop and canopy |  | None | Suntuity Solar LLC | PSE&G | Accepted | 2019-11-26 | 2019-12-02 | 2021-10-30 | Yingli Green Energy | YL315D-30b | Solar Panels |  | 0.315 | 16 | 218 | 19 |  | Fixed | Roof
NJSTRE1545384499 | NJSRRE1544144229 | Transition Incentive Program | Maple Shade Township | 8052 | 13 | 7.36 | Residential | Yes | Behind the Meter | Behind the Meter |  | None | Sunrun Installation Services, Inc. | PSE&G | Eligible for TI Program | 2020-01-08 | 2020-02-06 | 2021-10-30 | Hanwha Q-Cells | Q.PEAK DUO-G7 320 | Solar Panels |  | 0.32 | 10 | 37 | 18 |  | Fixed | Roof
NJSTRE1545384501 | NJSRRE1544431810 | Transition Incentive Program | Shamong | 8088 | 13 | 15.75 | Residential | Yes | Behind the Meter | Behind the Meter |  | None | Pro Custom Solar dba Momentum Solar | AC Electric | Eligible for TI Program | 2020-02-11 | 2020-02-14 | 2021-10-30 | LG ELECTRONICS | LG 350N1C-V5 | Solar Panels |  | 0.35 | 16 | 87 | 31 |  | Fixed | Roof
NJSTRE1545384502 | NJSRRE1543566491 | Transition Incentive Program | Penns Grove | 8069 | 16 | 7.56 | Residential | Yes | Behind the Meter | Behind the Meter |  | None | Pro Custom Solar dba Momentum Solar | AC Electric | Eligible for TI Program | 2019-12-18 | 2019-12-23 | 2021-10-30 | HANWHA | Q.PEAK DUO BLK-G5 315 | Solar Panels |  | 0.315 | 19 | 38 | 9 |  | Fixed | Roof
NJSTRE1545384506 | NJSRRE1544523916 | Transition Incentive Program | Egg Harbor Township | 8234 | 19 | 6.7 | Residential | Yes | Behind the Meter | Behind the Meter |  | None | Pro Custom Solar dba Momentum Solar | AC Electric | Eligible for TI Program | 2020-02-24 | 2020-02-26 | 2021-10-30 | Hanwha | Q.Peak DUO BLK-G6+ 335 | Solar Panels |  | 0.335 | 3 | 196 | 20 |  | Fixed | Roof
NJSTRE1545384508 | NJSRRE1543882159 | Transition Incentive Program | Franklin Park | 8823 | 5 | 11.89 | Residential | Yes | Behind the Meter | Behind the Meter |  | None | Sunrun Installation Services, Inc. | PSE&G | Eligible for TI Program | 2020-01-02 | 2020-01-07 | 2021-10-30 | REC Solar | REC290TP2 BLK | Solar Panels |  | 0.29 | 27 | 298 | 23 |  | Fixed | Roof
NJSTRE1545384511 | NJSRRE1544529736 | Transition Incentive Program | Hopatcong | 7843 | 1 | 8.71 | Residential | Yes | Behind the Meter | Net-metered residential rooftop and canopy |  | None | Vision Solar LLC | JCP&L | Accepted | 2020-02-25 | 2020-02-27 | 2021-10-30 | lg solar | lg335n1k-v5 | Solar Panels |  | 0.335 | 19 | 242 | 20 |  | Fixed | Roof
NJSTRE1545384515 | NJSRRE1544316979 | Transition Incentive Program | Plainfield | 7062 | 10 | 4.03 | Residential | Yes | Behind the Meter | Behind the Meter |  | None | Sunrun Installation Services, Inc. | PSE&G | Eligible for TI Program | 2020-01-28 | 2020-01-31 | 2021-10-30 | REC Solar | REC310TP2M | Solar Panels |  | 0.31 | 10 | 230 | 45 |  | Fixed | Roof
NJSTRE1545385088 | NJSRRE1543571904 | Transition Incentive Program | Paterson | 7513 | 6 | 12.6 | Residential | Yes | Behind the Meter | Behind the Meter |  | None | Trinity Solar | PSE&G | Eligible for TI Program | 2019-12-19 | 2019-12-26 | 2021-10-30 | HANWHA | Q.PEAK DUO BLK-G5 315 | Solar Panels |  | 0.315 | 35 | 99 | 40 |  | Fixed | Roof
NJSTRE1545385089 | NJSRRE1543463379 | Transition Incentive Program | Westville | 8093 | 15 | 4.41 | Residential | No | Behind the Meter | Behind the Meter |  | None | Trinity Solar | PSE&G | Eligible for TI Program | 2019-12-02 | 2019-12-04 | 2021-10-30 | Hanwha | Q.PEAK DUO BLK-G5 315 | Solar Panels |  | 0.315 | 6 | 134 | 30 |  | Fixed | Roof
NJSTRE1545385095 | NJSRRE1544512312 | Transition Incentive Program | East Orange | 7018 | 9 | 8.37 | Residential | No | Behind the Meter | Behind the Meter |  | None | Sunrun Installation Services, Inc. | PSE&G | Eligible for TI Program | 2020-02-20 | 2020-02-28 | 2021-10-30 | REC Solar | REC310TP2M | Solar Panels |  | 0.31 | 10 | 286 | 45 |  | Fixed | Roof
NJSTRE1545385105 | NJSRRE1544436635 | Transition Incentive Program | Mullica Hill | 8062 | 15 | 11.03 | Residential | Yes | Behind the Meter | Net-metered residential rooftop and canopy |  | None | Trinity Solar | AC Electric | Final As-Built Received | 2020-02-12 | 2020-02-17 | 2021-10-30 | Hanwha | Q.PEAK DUO BLK-G5 315 | Solar Panels |  | 0.315 | 10 | 188 | 34 |  | Fixed | Roof
NJSTRE1545385112 | NJSRRE1544428719 | Transition Incentive Program | CLIFTON | 7011 | 6 | 5.12 | Residential | Yes | Behind the Meter | Net-metered residential rooftop and canopy |  | None | Vivint Solar Developer, LLC | PSE&G | Accepted | 2020-02-10 | 2020-02-13 | 2021-10-30 | JINKO SOLAR | JKM320M-60HBL | Solar Panels |  | 0.32 | 10 | 257 | 25 |  | Fixed | Roof
NJSTRE1545385117 | NJSRRE1544172192 | Transition Incentive Program | Clifton | 7011 | 6 | 5.27 | Residential | Yes | Behind the Meter | Behind the Meter |  | None | Sunrun Installation Services, Inc. | PSE&G | Eligible for TI Program | 2020-01-15 | 2020-01-20 | 2021-10-30 | REC Solar | REC310TP2M | Solar Panels |  | 0.31 | 17 | 150 | 43 |  | Fixed | Roof
NJSTRE1545385118 | NJSRRE1544419387 | Transition Incentive Program | Hackensack | 7601 | 7 | 2.21 | Residential | Yes | Behind the Meter | Behind the Meter |  | None | Trinity Solar | PSE&G | Eligible for TI Program | 2020-02-07 | 2020-02-11 | 2021-10-30 | HANWHA | HANWHA 315 (Q.PEAK DUO BLK-G5 315) | Solar Panels |  | 0.315 | 7 | 218 | 30 |  | Fixed | Roof
NJSTRE1545385123 | NJSRRE1544143225 | Transition Incentive Program | Woodbury | 8096 | 15 | 11.05 | Residential | No | Behind the Meter | Behind the Meter |  | None | Sunny Corp | PSE&G | Eligible for TI Program | 2020-01-08 | 2020-01-10 | 2021-10-30 | PANASONIC | VBHN325KA03 | Solar Panels |  | 0.325 | 14 | 89 | 32 |  | Fixed | Roof
NJSTRE1545385123 | NJSRRE1544143225 | Transition Incentive Program | Woodbury | 8096 | 15 | 11.05 | Residential | No | Behind the Meter | Behind the Meter |  | None | Sunny Corp | PSE&G | Eligible for TI Program | 2020-01-08 | 2020-01-10 | 2021-10-30 | PANASONIC | VBHN325KA03 | Solar Panels |  | 0.325 | 5 | 89 | 20 |  | Fixed | Roof
NJSTRE1545385127 | NJSRRE1544352839 | Transition Incentive Program | Hampton | 8827 | 4 | 12.54 | Residential | Yes | Behind the Meter | Net-metered residential rooftop and canopy |  | None | Sunrun Installation Services, Inc. | JCP&L | Accepted | 2020-02-04 | 2020-02-07 | 2021-10-30 | LG Electronics | LG330N1C-A5 | Solar Panels |  | 0.33 | 10 | 190 | 34 |  | Fixed | Roof
NJSTRE1545385132 | NJSRRE1543511265 | Transition Incentive Program | Oaklyn | 8107 | 14 | 20.88 | Residential | No | Behind the Meter | Behind the Meter |  | None | Sunrun Installation Services, Inc. | PSE&G | Eligible for TI Program | 2019-12-11 | 2019-12-16 | 2021-10-30 | REC Solar | REC290TP2 BLK | Solar Panels |  | 0.29 | 17 | 310 | 37 |  | Fixed | Roof
NJSTRE1545385136 | NJSRRE1543506878 | Transition Incentive Program | LINDENWOLD | 8021 | 14 | 6.93 | Residential | Yes | Behind the Meter | Net-metered residential rooftop and canopy |  | None | Vivint Solar Developer, LLC | AC Electric | Accepted | 2019-12-31 | 2020-02-11 | 2021-10-30 | Hanwha | Q.PEAK BLK-G5 315 | Solar Panels |  | 0.315 | 11 | 123 | 44 |  | Fixed | Roof
NJSTRE1545385136 | NJSRRE1543506878 | Transition Incentive Program | LINDENWOLD | 8021 | 14 | 6.93 | Residential | Yes | Behind the Meter | Net-metered residential rooftop and canopy |  | None | Vivint Solar Developer, LLC | AC Electric | Accepted | 2019-12-31 | 2020-02-11 | 2021-10-30 | Hanwha | Q.PEAK BLK-G5 315 | Solar Panels |  | 0.315 | 5 | 303 | 44 |  | Fixed | Roof
NJSTRE1545385141 | NJSRRE1543828763 | Transition Incentive Program | Irvington Town | 7111 | 9 | 3.84 | Residential | Yes | Behind the Meter | Behind the Meter |  | None | Skyline Solar, LLC | PSE&G | Eligible for TI Program | 2019-12-31 | 2020-01-06 | 2021-10-30 | Hanwha Q-Cells | Q.PEAK DUO-G5 320 | Solar Panels |  | 0.32 | 12 | 211 | 32 |  | Fixed | Roof
NJSTRE1545385142 | NJSRRE1544321082 | Transition Incentive Program | Monmouth Beach | 7750 | 17 | 14.18 | Residential | Yes | Behind the Meter | Net-metered residential rooftop and canopy |  | None | Trinity Solar | JCP&L | Accepted | 2020-01-29 | 2020-01-31 | 2021-10-30 | Hanwha | Q.PEAK DUO BLK-G5 315 | Solar Panels |  | 0.315 | 29 | 88 | 19 |  | Fixed | Roof
NJSTRE1545385152 | NJSRRE1544543707 | Transition Incentive Program | jackson | 8527 | 18 | 7.71 | Residential | Yes | Behind the Meter | Net-metered residential rooftop and canopy |  | None | Vision Solar LLC | JCP&L | Accepted | 2020-02-26 | 2020-03-02 | 2021-10-30 | lg solar | lg335n1k-v5 | Solar Panels |  | 0.335 | 23 | 217 | 28 |  | Fixed | Roof
NJSTRE1545385153 | NJSRRE1544333408 | Transition Incentive Program | Franklin | 8343 | 16 | 9.61 | Residential | Yes | Behind the Meter | Behind the Meter |  | None | Sunrun Installation Services, Inc. | AC Electric | Eligible for TI Program | 2020-01-30 | 2020-02-03 | 2021-10-30 | REC Solar | REC310TP2M | Solar Panels |  | 0.31 | 15 | 238 | 18 |  | Fixed | Roof
NJSTRE1545385156 | NJSRRE1544331645 | Transition Incentive Program | Clifton | 7011 | 6 | 15.81 | Residential | Yes | Behind the Meter | Behind the Meter |  | None | Sunrun Installation Services, Inc. | PSE&G | Eligible for TI Program | 2020-01-29 | 2020-02-11 | 2021-10-30 | REC Solar | REC310TP2M | Solar Panels |  | 0.31 | 5 | 165 | 37 |  | Fixed | Roof
NJSTRE1545385157 | NJSRRE1543974526 | Transition Incentive Program | Summit | 7901 | 10 | 10.8 | Residential | No | Behind the Meter | Net-metered residential rooftop and canopy |  | None | Green Power Energy | JCP&L | Final As-Built Received |  | 2020-01-08 | 2021-10-30 | S-ENERGY | SN360M-10 | Solar Panels |  | 0.36 | 19 | 235 | 30 |  | Fixed | Roof
NJSTRE1545385161 | NJSRRE1543557263 | Transition Incentive Program | MILLVILLE | 8332 | 20 | 11.97 | Residential | Yes | Behind the Meter | Net-metered residential rooftop and canopy |  | None | Vivint Solar Developer, LLC | AC Electric | Accepted | 2019-12-20 | 2019-12-20 | 2021-10-30 | Hanwha Solar | Q.PEAK BLK-G5 315 | Solar Panels |  | 0.315 | 19 | 336 | 16 |  | Fixed | Roof
NJSTRE1545385161 | NJSRRE1543557263 | Transition Incentive Program | MILLVILLE | 8332 | 20 | 11.97 | Residential | Yes | Behind the Meter | Net-metered residential rooftop and canopy |  | None | Vivint Solar Developer, LLC | AC Electric | Accepted | 2019-12-20 | 2019-12-20 | 2021-10-30 | Hanwha Solar | Q.PEAK BLK-G5 315 | Solar Panels |  | 0.315 | 14 | 156 | 16 |  | Fixed | Roof
NJSTRE1545385169 | NJSRRE1544343595 | Transition Incentive Program | ATLANTIC CITY | 8401 | 19 | 3.78 | Residential | Yes | Behind the Meter | Behind the Meter |  | None | Tesla Energy Operations Inc | AC Electric | Eligible for TI Program | 2020-01-31 | 2020-02-05 | 2021-10-30 | Hanwha Q-Cells | Q.Peak DUO BLK-G5/SC315 | Solar Panels |  | 0.315 | 8 | 152 | 37 |  | Fixed | Roof
NJSTRE1545385174 | NJSRRE1544144729 | Transition Incentive Program | Trenton | 8609 | 12 | 5.6 | Residential | Yes | Behind the Meter | Behind the Meter |  | None | Pro Custom Solar dba Momentum Solar | PSE&G | Eligible for TI Program | 2020-01-08 | 2020-01-13 | 2021-10-30 | LG ELECTRONICS | LG 350N1C-V5 | Solar Panels |  | 0.35 | 16 | 54 | 39 |  | Fixed | Roof
NJSTRE1545386708 | NJSRRE1543438690 | Transition Incentive Program | Holmdel | 7733 | 17 | 8.82 | Residential | Yes | Behind the Meter | Behind the Meter |  | None | Pro Custom Solar dba Momentum Solar | JCP&L | Eligible for TI Program | 2019-11-23 | 2019-11-26 | 2021-10-30 | Hanwha | Q.Peak DUO BLK-G5 315 | Solar Panels |  | 0.315 | 14 | 237 | 32 |  | Fixed | Roof
NJSTRE1545386709 | NJSRRE1544213693 | Transition Incentive Program | Pleasantville | 8232 | 19 | 10.5 | Residential | Yes | Behind the Meter | Behind the Meter |  | None | Pro Custom Solar dba Momentum Solar | AC Electric | Eligible for TI Program | 2020-01-22 | 2020-01-27 | 2021-10-30 | LG ELECTRONICS | LG 350N1C-V5 | Solar Panels |  | 0.35 | 15 | 205 | 41 |  | Fixed | Roof
NJSTRE1545385105 | NJSRRE1544436635 | Transition Incentive Program | Mullica Hill | 8062 | 15 | 11.03 | Residential | Yes | Behind the Meter | Net-metered residential rooftop and canopy |  | None | Trinity Solar | AC Electric | Final As-Built Received | 2020-02-12 | 2020-02-17 | 2021-10-30 | Hanwha | Q.PEAK DUO BLK-G5 315 | Solar Panels |  | 0.315 | 11 | 188 | 34 |  | Fixed | Roof
NJSTRE1545385113 | NJSRRE1544441229 | Transition Incentive Program | Edison | 8817 | 11 | 5.58 | Residential | Yes | Behind the Meter | Behind the Meter |  | None | Sunrun Installation Services, Inc. | PSE&G | Eligible for TI Program | 2020-02-12 | 2020-02-17 | 2021-10-30 | REC Solar | REC310TP2M | Solar Panels |  | 0.31 | 1 | 262 | 23 |  | Fixed | Roof
NJSTRE1545385126 | NJSRRE1544463616 | Transition Incentive Program | South River | 8882 | 11 | 15.17 | Residential | No | Behind the Meter | Net-metered residential rooftop and canopy |  | None | Seabright Solar | Orange Rockland Electric | Accepted |  | 2020-02-19 | 2021-10-30 | Sunpower | SPR-X22-370 | Solar Panels |  | 0.37 | 6 | 263 | 37 |  | Fixed | Roof
NJSTRE1545385132 | NJSRRE1543511265 | Transition Incentive Program | Oaklyn | 8107 | 14 | 20.88 | Residential | No | Behind the Meter | Behind the Meter |  | None | Sunrun Installation Services, Inc. | PSE&G | Eligible for TI Program | 2019-12-11 | 2019-12-16 | 2021-10-30 | REC Solar | REC290TP2 BLK | Solar Panels |  | 0.29 | 16 | 130 | 36 |  | Fixed | Roof
NJSTRE1545385143 | NJSRRE1544472828 | Transition Incentive Program | Atlantic Highlands | 7716 | 17 | 4.41 | Residential | No | Behind the Meter | Behind the Meter |  | None | Trinity Solar | JCP&L | Eligible for TI Program | 2020-02-19 | 2020-02-21 | 2021-10-30 | HANWHA | Q.PEAK DUO BLK-G5 315 | Solar Panels |  | 0.315 | 5 | 183 | 34 |  | Fixed | Roof
NJSTRE1545385143 | NJSRRE1544472828 | Transition Incentive Program | Atlantic Highlands | 7716 | 17 | 4.41 | Residential | No | Behind the Meter | Behind the Meter |  | None | Trinity Solar | JCP&L | Eligible for TI Program | 2020-02-19 | 2020-02-21 | 2021-10-30 | HANWHA | Q.PEAK DUO BLK-G5 315 | Solar Panels |  | 0.315 | 3 | 183 | 27 |  | Fixed | Roof
NJSTRE1545385146 | NJSRRE1544545534 | Transition Incentive Program | EWING | 8628 | 12 | 9.14 | Residential | Yes | Behind the Meter | Net-metered residential rooftop and canopy |  | None | Suntuity Solar LLC | PSE&G | Accepted | 2020-02-27 | 2020-03-02 | 2021-10-30 | Hanwha Solar | Q-Cells 315 Mono | Solar Panels |  | 0.315 | 9 | 299 | 27 |  | Fixed | Roof
NJSTRE1545385153 | NJSRRE1544333408 | Transition Incentive Program | Franklin | 8343 | 16 | 9.61 | Residential | Yes | Behind the Meter | Behind the Meter |  | None | Sunrun Installation Services, Inc. | AC Electric | Eligible for TI Program | 2020-01-30 | 2020-02-03 | 2021-10-30 | REC Solar | REC310TP2M | Solar Panels |  | 0.31 | 16 | 60 | 18 |  | Fixed | Roof
NJSTRE1545385154 | NJSRRE1544501836 | Transition Incentive Program | Bayonne | 7002 | 8 | 7.44 | Residential | Yes | Behind the Meter | Behind the Meter |  | None | Sunrun Installation Services, Inc. | PSE&G | Eligible for TI Program | 2020-02-19 | 2020-02-24 | 2021-10-30 | REC Solar | REC310TP2M | Solar Panels |  | 0.31 | 24 | 213 | 45 |  | Fixed | Roof
NJSTRE1545385156 | NJSRRE1544331645 | Transition Incentive Program | Clifton | 7011 | 6 | 15.81 | Residential | Yes | Behind the Meter | Behind the Meter |  | None | Sunrun Installation Services, Inc. | PSE&G | Eligible for TI Program | 2020-01-29 | 2020-02-11 | 2021-10-30 | REC Solar | REC310TP2M | Solar Panels |  | 0.31 | 5 | 345 | 38 |  | Fixed | Roof
NJSTRE1545385156 | NJSRRE1544331645 | Transition Incentive Program | Clifton | 7011 | 6 | 15.81 | Residential | Yes | Behind the Meter | Behind the Meter |  | None | Sunrun Installation Services, Inc. | PSE&G | Eligible for TI Program | 2020-01-29 | 2020-02-11 | 2021-10-30 | REC Solar | REC310TP2M | Solar Panels |  | 0.31 | 5 | 254 | 37 |  | Fixed | Roof
NJSTRE1545385162 | NJSRRE1543826992 | Transition Incentive Program | Bloomfield | 7003 | 9 | 7.48 | Residential | No | Behind the Meter | Behind the Meter |  | None | Accord Power Inc | PSE&G | Eligible for TI Program | 2019-12-31 | 2020-01-03 | 2021-10-30 | Hanwah | Q.Cell 325 | Solar Panels |  | 0.325 | 9 | 86 | 35 |  | Fixed | Roof
NJSTRE1545385164 | NJSRRE1544420027 | Transition Incentive Program | marlton | 8053 | 13 | 15.75 | Residential | Yes | Behind the Meter | Net-metered residential rooftop and canopy |  | None | Vision Solar LLC | AC Electric | Accepted | 2020-02-07 | 2020-02-12 | 2021-10-30 | lg solar | lg335n1k-v5 | Solar Panels |  | 0.335 | 15 | 302 | 18 |  | Fixed | Roof
NJSTRE1545384518 | NJSRRE1543547813 | Transition Incentive Program | Newton | 7860 | 1 | 4.93 | Residential | Yes | Behind the Meter | Behind the Meter |  | None | Sunrun Installation Services, Inc. | JCP&L | Eligible for TI Program | 2019-12-13 | 2019-12-18 | 2021-10-30 | REC Solar | REC290TP2 BLK | Solar Panels |  | 0.29 | 17 | 170 | 34 |  | Fixed | Roof
NJSTRE1545384532 | NJSRRE1544519717 | Transition Incentive Program | Manahawkin | 8050 | 18 | 13.41 | Residential | Yes | Behind the Meter | Net-metered residential rooftop and canopy |  | None | Seabright Solar | AC Electric | Final As-Built Received |  | 2020-02-25 | 2021-10-30 | Sunpower | SPR-E20-327 | Solar Panels |  | 0.327 | 29 | 309 | 23 |  | Fixed | Roof
NJSTRE1545384540 | NJSRRE1544220031 | Transition Incentive Program | UNION TWP UNI | 7083 | 10 | 7.13 | Residential | Yes | Behind the Meter | Behind the Meter |  | None | Sunrun Installation Services, Inc. | PSE&G | Eligible for TI Program | 2020-01-24 | 2020-01-28 | 2021-10-30 | REC Solar | REC310TP2M | Solar Panels |  | 0.31 | 5 | 95 | 34 |  | Fixed | Roof
NJSTRE1545638115 |  | Transition Incentive Program | Beverly | 8010 | 13 | 5.28 | Residential | No | Behind the Meter | Net-metered residential rooftop and canopy |  | None | Posigen NJ LLC | PSE&G | Accepted | 2020-09-28 | 2020-09-30 | 2021-10-30 | SolarEdge | SE6000H-US | Inverters | 6000 |  | 1 |  |  | 0.99 |  | Outside | within ten feet of meter
NJSTRE1545638158 |  | Transition Incentive Program | Franklinville | 8322 | 15 | 13.6 | Residential | Yes | Behind the Meter | Net-metered residential rooftop and canopy |  | None | Trinity Solar | AC Electric | Accepted | 2020-09-28 | 2020-09-30 | 2021-10-30 | Solar Edge | SE11400H-US | Inverters | 11.4 |  | 1 |  |  | 0.97 |  | Outside | side of home
NJSTRE1545638222 |  | Transition Incentive Program | Eastampton | 8060 | 13 | 10.2 | Residential | No | Behind the Meter | Net-metered residential rooftop and canopy |  | None | NJ Solar Power, LLC | PSE&G | Accepted | 2020-09-28 | 2020-09-30 | 2021-10-30 | solaredge | SE3000H-US | Inverters | 3000 |  | 1 |  |  | 0.99 |  | Outdoor | garage
NJSTRE1545638469 |  | Transition Incentive Program | Willingboro | 8046 | 13 | 9.8 | Residential | Yes | Behind the Meter | Net-metered residential rooftop and canopy |  | None | Pro Custom Solar dba Momentum Solar | PSE&G | Accepted | 2020-09-28 | 2020-09-30 | 2021-10-30 | Enphase | IQ7Plus-72-2-US | Inverters | 290 |  | 28 |  |  | 0.97 |  | Outdoor | Roof
NJSTRE1545641228 |  | Transition Incentive Program | NORTH PLAINFIELD BORO | 7063 | 10 | 6.93 | Residential | No | Behind the Meter | Net-metered residential rooftop and canopy |  | None | Suntuity Solar LLC | PSE&G | Accepted | 2020-09-29 | 2020-09-30 | 2021-10-30 | Enphase Energy | IQ7-60-2-US | Inverters | 240 |  | 22 |  |  | 0.97 |  | Outdoor | Behind the PV Modules
NJSTRE1545642014 | NJSRRE1544481489 | Transition Incentive Program | Parsippany | 7054 | 3 | 4.34 | Residential | No | Behind The Meter | Behind the Meter |  | None | Sunrun Installation Services, Inc. | JCP&L | Eligible for TI Program | 2020-02-19 | 2020-03-06 | 2021-10-30 | Delta Electronics | M4-TL-US | Inverters | 4000 |  | 1 |  |  | 0.96 |  | Outdoor | Next To Meter
NJSTRE1545385084 | NJSRRE1544430901 | Transition Incentive Program | Bergenfield | 7621 | 7 | 6.54 | Residential | Yes | Behind the Meter | Behind the Meter |  | None | Kamtech Solar Solutions | PSE&G | Eligible for TI Program | 2020-02-12 | 2020-02-13 | 2021-10-30 | Sunpower | SPR-E20-327-E-AC | Solar Panels |  | 0.327 | 2 | 176 | 30 |  | Fixed | Roof
NJSTRE1545385084 | NJSRRE1544430901 | Transition Incentive Program | Bergenfield | 7621 | 7 | 6.54 | Residential | Yes | Behind the Meter | Behind the Meter |  | None | Kamtech Solar Solutions | PSE&G | Eligible for TI Program | 2020-02-12 | 2020-02-13 | 2021-10-30 | Sunpower | SPR-E20-327-E-AC | Solar Panels |  | 0.327 | 6 | 176 | 16 |  | Fixed | Roof
NJSTRE1545385097 | NJSRRE1544219970 | Transition Incentive Program | Long Branch | 7740 | 17 | 9.61 | Residential | No | Behind the Meter | Behind the Meter |  | None | Sunrun Installation Services, Inc. | JCP&L | Eligible for TI Program | 2020-01-24 | 2020-01-28 | 2021-10-30 | REC Solar | REC310TP2M | Solar Panels |  | 0.31 | 5 | 178 | 40 |  | Fixed | Roof
NJSTRE1545385097 | NJSRRE1544219970 | Transition Incentive Program | Long Branch | 7740 | 17 | 9.61 | Residential | No | Behind the Meter | Behind the Meter |  | None | Sunrun Installation Services, Inc. | JCP&L | Eligible for TI Program | 2020-01-24 | 2020-01-28 | 2021-10-30 | REC Solar | REC310TP2M | Solar Panels |  | 0.31 | 12 | 267 | 18 |  | Fixed | Roof
NJSTRE1545385099 | NJSRRE1544215789 | Transition Incentive Program | ELMWOOD PARK | 7407 | 7 | 3.78 | Residential | Yes | Behind the Meter | Net-metered residential rooftop and canopy |  | None | Vivint Solar Developer, LLC | PSE&G | Accepted | 2020-01-23 | 2020-01-28 | 2021-10-30 | HANWHA SOLAR | Q.PEAK BLK-G5 315 | Solar Panels |  | 0.315 | 12 | 179 | 30 |  | Fixed | Roof
NJSTRE1545385107 | NJSRRE1543478505 | Transition Incentive Program | Pleasantville | 8232 | 19 | 5.76 | Residential | No | Behind the Meter | Net-metered residential rooftop and canopy |  | None | Castle Energy, LLC | AC Electric | Accepted | 2019-12-04 | 2019-12-09 | 2021-10-30 | Hanwha Q-Cells | Q.Peak DUO-G5 320 | Solar Panels |  | 0.32 | 15 | 115 | 40 |  | Fixed | Roof
NJSTRE1545385110 | NJSRRE1544456192 | Transition Incentive Program | Jobstown | 8041 | 13 | 13.23 | Residential | Yes | Behind the Meter | Behind the Meter |  | None | Trinity Solar | PSE&G | Eligible for TI Program | 2020-02-14 | 2020-02-18 | 2021-10-30 | HANWHA | Q.PEAK DUO BLK-G5 315 | Solar Panels |  | 0.315 | 24 | 266 | 9 |  | Fixed | Roof
NJSTRE1545385120 | NJSRRE1544164866 | Transition Incentive Program | EGG HARBOR TOWNSHIP | 8234 | 19 | 3.47 | Residential | Yes | Behind the Meter | Net-metered residential rooftop and canopy |  | None | Vivint Solar Developer, LLC | AC Electric | Accepted | 2020-01-15 | 2020-01-17 | 2021-10-30 | Hanwha Solar | Q.PEAK BLK-G5 315 | Solar Panels |  | 0.315 | 7 | 110 | 19 |  | Fixed | Roof
NJSTRE1545385127 | NJSRRE1544352839 | Transition Incentive Program | Hampton | 8827 | 4 | 12.54 | Residential | Yes | Behind the Meter | Net-metered residential rooftop and canopy |  | None | Sunrun Installation Services, Inc. | JCP&L | Accepted | 2020-02-04 | 2020-02-07 | 2021-10-30 | LG Electronics | LG330N1C-A5 | Solar Panels |  | 0.33 | 7 | 101 | 34 |  | Fixed | Roof
NJSTRE1545385128 | NJSRRE1544331699 | Transition Incentive Program | Jackson | 8527 | 18 | 14.3 | Residential | No | Behind the Meter | Behind the Meter |  | None | NJ Solar Power, LLC | JCP&L | Eligible for TI Program | 2020-01-29 | 2020-02-03 | 2021-10-30 | panasonic | vbhn325ka03 | Solar Panels |  | 0.325 | 25 | 176 | 34 |  | Fixed | Roof
NJSTRE1545385131 | NJSRRE1543827351 | Transition Incentive Program | Roseland | 7068 | 9 | 9.6 | Residential | Yes | Behind the Meter | Behind the Meter |  | None | Sunrun Installation Services, Inc. | PSE&G | Eligible for TI Program | 2019-12-30 | 2020-01-03 | 2021-10-30 | Hanwha Q-Cells | Q.PEAK DUO-G7 320 | Solar Panels |  | 0.32 | 5 | 89 | 34 |  | Fixed | Roof
NJSTRE1545385137 | NJSRRE1544172185 | Transition Incentive Program | West Orange | 7052 | 9 | 3.96 | Residential | Yes | Behind the Meter | Behind the Meter |  | None | Sunrun Installation Services, Inc. | PSE&G | Eligible for TI Program | 2020-01-15 | 2020-01-20 | 2021-10-30 | LG Electronics | LG330N1C-A5 | Solar Panels |  | 0.33 | 6 | 163 | 18 |  | Fixed | Roof
NJSTRE1545385104 | NJSRRE1544445016 | Transition Incentive Program | East Brunswick | 8816 | 11 | 5.6 | Residential | Yes | Behind the Meter | Behind the Meter |  | None | Pro Custom Solar dba Momentum Solar | PSE&G | Eligible for TI Program | 2020-02-13 | 2020-02-18 | 2021-10-30 | LG ELECTRONICS | LG 350N1C-V5 | Solar Panels |  | 0.35 | 11 | 222 | 18 |  | Fixed | Roof
NJSTRE1545385108 | NJSRRE1543422152 | Transition Incentive Program | EWING | 8638 | 12 | 5.67 | Residential | Yes | Behind the Meter | Net-metered residential rooftop and canopy |  | None | Vivint Solar Developer, LLC | PSE&G | Accepted | 2019-11-20 | 2019-11-22 | 2021-10-30 | HANWHA SOLAR | Q.PEAK BLK-G5 315 | Solar Panels |  | 0.315 | 18 | 237 | 39 |  | Fixed | Roof
NJSTRE1545385114 | NJSRRE1544543221 | Transition Incentive Program | Salem | 8079 | 16 | 15.08 | Residential | Yes | Behind the Meter | Net-metered residential rooftop and canopy |  | None | Vision Solar LLC | AC Electric | Accepted | 2020-02-26 | 2020-02-28 | 2021-10-30 | lg solar | lg335n1k-v5 | Solar Panels |  | 0.335 | 36 | 262 | 20 |  | Fixed | Roof
NJSTRE1545385114 | NJSRRE1544543221 | Transition Incentive Program | Salem | 8079 | 16 | 15.08 | Residential | Yes | Behind the Meter | Net-metered residential rooftop and canopy |  | None | Vision Solar LLC | AC Electric | Accepted | 2020-02-26 | 2020-02-28 | 2021-10-30 | lg solar | lg335n1k-v5 | Solar Panels |  | 0.335 | 9 | 82 | 20 |  | Single Axis | Roof
NJSTRE1545385126 | NJSRRE1544463616 | Transition Incentive Program | South River | 8882 | 11 | 15.17 | Residential | No | Behind the Meter | Net-metered residential rooftop and canopy |  | None | Seabright Solar | Orange Rockland Electric | Accepted |  | 2020-02-19 | 2021-10-30 | Sunpower | SPR-X22-370 | Solar Panels |  | 0.37 | 10 | 173 | 37 |  | Fixed | Roof
NJSTRE1545385129 | NJSRRE1544115492 | Transition Incentive Program | Succasunna | 7876 | 3 | 6.4 | Residential | Yes | Behind the Meter | Behind the Meter |  | None | Sunrun Installation Services, Inc. | JCP&L | Eligible for TI Program | 2020-01-07 | 2020-01-09 | 2021-10-30 | Hanwha Q-Cells | Q.PEAK DUO-G7 320 | Solar Panels |  | 0.32 | 14 | 246 | 18 |  | Fixed | Roof
NJSTRE1545385138 | NJSRRE1544308804 | Transition Incentive Program | Bridgeton | 8302 | 20 | 6.87 | Residential | Yes | Behind the Meter | Net-metered residential rooftop and canopy |  | None | Castle Energy, LLC | AC Electric | Final As-Built Received | 2020-01-27 | 2020-01-29 | 2021-10-30 | SunPower | SPR-E20-327-E-AC | Solar Panels |  | 0.327 | 21 | 175 | 22 |  | Fixed | Roof
NJSTRE1545385139 | NJSRRE1544201369 | Transition Incentive Program | Mount Laurel Twp | 8054 | 13 | 12.98 | Residential | Yes | Behind the Meter | Net-metered residential rooftop and canopy |  | None | Bright Planet Solar | PSE&G | Accepted |  | 2020-01-24 | 2021-10-30 | HANWHA Q-CELLS | Q.PEAK BLK-G4.1 295W | Solar Panels |  | 0.295 | 34 | 166 | 8 |  | Fixed | Roof
NJSTRE1545385144 | NJSRRE1544441238 | Transition Incentive Program | hammonton | 8037 | 19 | 15.08 | Residential | Yes | Behind the Meter | Net-metered residential rooftop and canopy |  | None | Vision Solar LLC | AC Electric | Accepted | 2020-02-12 | 2020-02-17 | 2021-10-30 | lg solar | lg335n1k-v5 | Solar Panels |  | 0.335 | 45 | 40 | 23 |  | Fixed | Roof
NJSTRE1545385145 | NJSRRE1543509295 | Transition Incentive Program | CAMDEN | 8105 | 14 | 9.77 | Residential | Yes | Behind the Meter | Net-metered residential rooftop and canopy |  | None | Vivint Solar Developer, LLC | PSE&G | Accepted | 2019-12-11 | 2019-12-13 | 2021-10-30 | Hanwha Solar | Q.PEAK BLK-G5 315 | Solar Panels |  | 0.315 | 17 | 217 | 22 |  | Fixed | Roof
NJSTRE1545385155 | NJSRRE1544175197 | Transition Incentive Program | Paramus Boro | 7652 | 7 | 11.34 | Residential | No | Behind the Meter | Net-metered residential rooftop and canopy |  | None | Tesla Energy Operations Inc | PSE&G | Accepted | 2020-01-16 | 2020-01-22 | 2021-10-30 | Hanwha Q Cell | Q.PEAK DUO BLK-G5/SC315 | Solar Panels |  | 0.315 | 8 | 170 | 30 |  | Fixed | Roof
NJSTRE1545385159 | NJSRRE1543651642 | Transition Incentive Program | New Brunswick | 8901 | 11 | 8.28 | Residential | No | Behind the Meter | Behind the Meter |  | None | Pro Custom Solar dba Momentum Solar | PSE&G | Eligible for TI Program | 2019-12-23 | 2019-12-30 | 2021-10-30 | LG ELECTRONICS | LG 345N1C-V5 | Solar Panels |  | 0.345 | 12 | 128 | 38 |  | Fixed | Roof
NJSTRE1545385104 | NJSRRE1544445016 | Transition Incentive Program | East Brunswick | 8816 | 11 | 5.6 | Residential | Yes | Behind the Meter | Behind the Meter |  | None | Pro Custom Solar dba Momentum Solar | PSE&G | Eligible for TI Program | 2020-02-13 | 2020-02-18 | 2021-10-30 | LG ELECTRONICS | LG 350N1C-V5 | Solar Panels |  | 0.35 | 5 | 159 | 24 |  | Fixed | Roof
NJSTRE1545385110 | NJSRRE1544456192 | Transition Incentive Program | Jobstown | 8041 | 13 | 13.23 | Residential | Yes | Behind the Meter | Behind the Meter |  | None | Trinity Solar | PSE&G | Eligible for TI Program | 2020-02-14 | 2020-02-18 | 2021-10-30 | HANWHA | Q.PEAK DUO BLK-G5 315 | Solar Panels |  | 0.315 | 18 | 266 | 18 |  | Fixed | Roof
NJSTRE1545385116 | NJSRRE1544018422 | Transition Incentive Program | Florham Park | 7932 | 3 | 494.32 | Commercial | No | Behind the Meter | Net-metered non-residential rooftop and canopy |  | None | Greenwich Energy Solutions | JCP&L | Accepted | 2020-01-06 | 2020-01-17 | 2021-10-30 | Axitec | AXIPREMIUM HC | Solar Panels |  | 0.37 | 1336 | South | 10 |  | Fixed | Roof
NJSTRE1545385128 | NJSRRE1544331699 | Transition Incentive Program | Jackson | 8527 | 18 | 14.3 | Residential | No | Behind the Meter | Behind the Meter |  | None | NJ Solar Power, LLC | JCP&L | Eligible for TI Program | 2020-01-29 | 2020-02-03 | 2021-10-30 | panasonic | VBHN325KA03 | Solar Panels |  | 0.325 | 9 | 131 | 38 |  | Fixed | Roof
NJSTRE1545385131 | NJSRRE1543827351 | Transition Incentive Program | Roseland | 7068 | 9 | 9.6 | Residential | Yes | Behind the Meter | Behind the Meter |  | None | Sunrun Installation Services, Inc. | PSE&G | Eligible for TI Program | 2019-12-30 | 2020-01-03 | 2021-10-30 | Hanwha Q-Cells | Q.PEAK DUO-G7 320 | Solar Panels |  | 0.32 | 5 | 180 | 34 |  | Fixed | Roof
NJSTRE1545385132 | NJSRRE1543511265 | Transition Incentive Program | Oaklyn | 8107 | 14 | 20.88 | Residential | No | Behind the Meter | Behind the Meter |  | None | Sunrun Installation Services, Inc. | PSE&G | Eligible for TI Program | 2019-12-11 | 2019-12-16 | 2021-10-30 | REC Solar | REC290TP2 BLK | Solar Panels |  | 0.29 | 21 | 130 | 36 |  | Fixed | Roof
NJSTRE1545385137 | NJSRRE1544172185 | Transition Incentive Program | West Orange | 7052 | 9 | 3.96 | Residential | Yes | Behind the Meter | Behind the Meter |  | None | Sunrun Installation Services, Inc. | PSE&G | Eligible for TI Program | 2020-01-15 | 2020-01-20 | 2021-10-30 | LG Electronics | LG330N1C-A5 | Solar Panels |  | 0.33 | 3 | 343 | 18 |  | Fixed | Roof
NJSTRE1545385148 | NJSRRE1543433915 | Transition Incentive Program | Tansboro | 8009 | 14 | 5.22 | Residential | Yes | Behind the Meter | Behind the Meter |  | None | Sunrun Installation Services, Inc. | AC Electric | Eligible for TI Program | 2019-11-21 | 2019-11-25 | 2021-10-30 | REC Solar | REC290TP2 BLK | Solar Panels |  | 0.29 | 13 | 311 | 18 |  | Fixed | Roof
NJSTRE1545385156 | NJSRRE1544331645 | Transition Incentive Program | Clifton | 7011 | 6 | 15.81 | Residential | Yes | Behind the Meter | Behind the Meter |  | None | Sunrun Installation Services, Inc. | PSE&G | Eligible for TI Program | 2020-01-29 | 2020-02-11 | 2021-10-30 | REC Solar | REC310TP2M | Solar Panels |  | 0.31 | 12 | 254 | 37 |  | Fixed | Roof
NJSTRE1545385157 | NJSRRE1543974526 | Transition Incentive Program | Summit | 7901 | 10 | 10.8 | Residential | No | Behind the Meter | Net-metered residential rooftop and canopy |  | None | Green Power Energy | JCP&L | Final As-Built Received |  | 2020-01-08 | 2021-10-30 | S-ENERGY | SN360M-10 | Solar Panels |  | 0.36 | 11 | 145 | 30 |  | Fixed | Roof
NJSTRE1545385162 | NJSRRE1543826992 | Transition Incentive Program | Bloomfield | 7003 | 9 | 7.48 | Residential | No | Behind the Meter | Behind the Meter |  | None | Accord Power Inc | PSE&G | Eligible for TI Program | 2019-12-31 | 2020-01-03 | 2021-10-30 | Hanwah | Q.Cell 325 | Solar Panels |  | 0.325 | 5 | 176 | 20 |  | Fixed | Roof
NJSTRE1545385164 | NJSRRE1544420027 | Transition Incentive Program | marlton | 8053 | 13 | 15.75 | Residential | Yes | Behind the Meter | Net-metered residential rooftop and canopy |  | None | Vision Solar LLC | AC Electric | Accepted | 2020-02-07 | 2020-02-12 | 2021-10-30 | lg solar | lg335n1k-v5 | Solar Panels |  | 0.335 | 15 | 32 | 18 |  | Fixed | Roof
NJSTRE1545385166 | NJSRRE1543848088 | Transition Incentive Program | Cape May Court House | 8210 | 21 | 10.71 | Residential | Yes | Behind the Meter | Net-metered residential rooftop and canopy |  | None | Vision Solar LLC | AC Electric | Accepted | 2019-12-31 | 2020-01-06 | 2021-10-30 | hanwa qcells | q.peak duo-g5 315 | Solar Panels |  | 0.315 | 13 | 27 | 37 |  | Fixed | Roof
NJSTRE1545385139 | NJSRRE1544201369 | Transition Incentive Program | Mount Laurel Twp | 8054 | 13 | 12.98 | Residential | Yes | Behind the Meter | Net-metered residential rooftop and canopy |  | None | Bright Planet Solar | PSE&G | Accepted |  | 2020-01-24 | 2021-10-30 | HANWHA Q-CELLS | Q.PEAK BLK-G4.1 295W | Solar Panels |  | 0.295 | 10 | 166 | 8 |  | Fixed | Roof
NJSTRE1545385140 | NJSRRE1543426206 | Transition Incentive Program | Woodbridge Township | 8830 | 11 | 5.28 | Residential | No | Behind the Meter | Behind the Meter |  | None | Sunrun Installation Services, Inc. | PSE&G | Eligible for TI Program | 2019-11-20 | 2019-11-25 | 2021-10-30 | LG Electronics | LG330N1C-A5 | Solar Panels |  | 0.33 | 16 | 178 | 40 |  | Fixed | Roof
NJSTRE1545385148 | NJSRRE1543433915 | Transition Incentive Program | Tansboro | 8009 | 14 | 5.22 | Residential | Yes | Behind the Meter | Behind the Meter |  | None | Sunrun Installation Services, Inc. | AC Electric | Eligible for TI Program | 2019-11-21 | 2019-11-25 | 2021-10-30 | REC Solar | REC290TP2 BLK | Solar Panels |  | 0.29 | 5 | 131 | 18 |  | Fixed | Roof
NJSTRE1545385151 | NJSRRE1543823101 | Transition Incentive Program | Cold Spring | 8204 | 21 | 16.47 | Residential | Yes | Behind the Meter | Net-metered residential rooftop and canopy |  | None | Bright Planet Solar | AC Electric | Accepted |  | 2020-01-03 | 2021-10-30 | Trina Solar | TSM-DD05A.05(II) 305W | Solar Panels |  | 0.305 | 26 | 269 | 23 |  | Fixed | Roof
NJSTRE1545385151 | NJSRRE1543823101 | Transition Incentive Program | Cold Spring | 8204 | 21 | 16.47 | Residential | Yes | Behind the Meter | Net-metered residential rooftop and canopy |  | None | Bright Planet Solar | AC Electric | Accepted |  | 2020-01-03 | 2021-10-30 | Trina Solar | TSM-DD05A.05(II) 305W | Solar Panels |  | 0.305 | 6 | 90 | 34 |  | Fixed | Roof
NJSTRE1545385166 | NJSRRE1543848088 | Transition Incentive Program | Cape May Court House | 8210 | 21 | 10.71 | Residential | Yes | Behind the Meter | Net-metered residential rooftop and canopy |  | None | Vision Solar LLC | AC Electric | Accepted | 2019-12-31 | 2020-01-06 | 2021-10-30 | hanwa qcells | q.peak duo-g5 315 | Solar Panels |  | 0.315 | 6 | 296 | 9 |  | Fixed | Roof
NJSTRE1545385168 | NJSRRE1544309412 | Transition Incentive Program | Sewell | 8080 | 15 | 11.55 | Residential | No | Behind the Meter | Behind the Meter |  | None | Pro Custom Solar dba Momentum Solar | AC Electric | Eligible for TI Program | 2020-01-27 | 2020-01-30 | 2021-10-30 | LG ELECTRONICS | LG 350N1C-V5 | Solar Panels |  | 0.35 | 6 | 308 | 19 |  | Fixed | Roof
NJSTRE1545385175 | NJSRRE1543565148 | Transition Incentive Program | Willingboro Twp | 8046 | 13 | 14.06 | Residential | No | Behind the Meter | Net-metered residential rooftop and canopy |  | None | SunnyMac LLC | PSE&G | Accepted |  | 2019-12-23 | 2021-10-30 | SunPower | SPR-E20327 | Solar Panels |  | 0.327 | 35 | 198 | 18 |  | Fixed | Roof
NJSTRE1545386707 | NJSRRE1544524041 | Transition Incentive Program | EGG HARBOR TOWNSHIP | 8234 | 19 | 13.26 | Residential | No | Behind the Meter | Net-metered residential rooftop and canopy |  | None | Trinity Solar | AC Electric | Final As-Built Received |  | 2020-02-26 | 2021-10-30 | HANWHA | Q.PEAK DUO BLK-G6 340 | Solar Panels |  | 0.34 | 28 | 112 | 30 |  | Fixed | Roof
NJSTRE1545386707 | NJSRRE1544524041 | Transition Incentive Program | EGG HARBOR TOWNSHIP | 8234 | 19 | 13.26 | Residential | No | Behind the Meter | Net-metered residential rooftop and canopy |  | None | Trinity Solar | AC Electric | Final As-Built Received |  | 2020-02-26 | 2021-10-30 | HANWHA | Q.PEAK DUO BLK-G6 340 | Solar Panels |  | 0.34 | 5 | 202 | 36 |  | Fixed | Roof
NJSTRE1545386715 | NJSRRE1544547834 | Transition Incentive Program | Moorestown Twp | 8057 | 13 | 13.41 | Residential | Yes | Behind the Meter | Behind the Meter |  | None | SunnyMac LLC | PSE&G | Accepted | 2020-03-04 | 2020-03-05 | 2021-10-30 | SunPower | SPR-E20327 | Solar Panels |  | 0.327 | 4 | 95 | 37 |  | Fixed | Roof
NJSTRE1545386727 | NJSRRE1544419663 | Transition Incentive Program | CLIFFWOOD | 7721 | 17 | 10.24 | Residential | Yes | Behind the Meter | Net-metered residential rooftop and canopy |  | None | Vivint Solar Developer, LLC | JCP&L | Accepted | 2020-02-07 | 2020-02-11 | 2021-10-30 | Jinko Solar | JKM320M-60HBL | Solar Panels |  | 0.32 | 6 | 330 | 17 |  | Fixed | Roof
NJSTRE1545385168 | NJSRRE1544309412 | Transition Incentive Program | Sewell | 8080 | 15 | 11.55 | Residential | No | Behind the Meter | Behind the Meter |  | None | Pro Custom Solar dba Momentum Solar | AC Electric | Eligible for TI Program | 2020-01-27 | 2020-01-30 | 2021-10-30 | LG ELECTRONICS | LG 350N1C-V5 | Solar Panels |  | 0.35 | 11 | 128 | 18 |  | Fixed | Roof
NJSTRE1545385170 | NJSRRE1544419686 | Transition Incentive Program | Pleasantville | 8232 | 19 | 20.65 | Residential | Yes | Behind the Meter | Net-metered residential rooftop and canopy |  | None | Castle Energy, LLC | AC Electric | Accepted |  | 2020-03-13 | 2021-10-30 | LG Electronics | LG350Q1C-A5 | Solar Panels |  | 0.35 | 7 | 205 | 20 |  | Fixed | Roof
NJSTRE1545385173 | NJSRRE1544441135 | Transition Incentive Program | Blackwood | 8012 | 14 | 7.56 | Residential | No | Behind the Meter | Net-metered residential rooftop and canopy |  | None | Trinity Solar | AC Electric | Final As-Built Received | 2020-02-12 | 2020-02-17 | 2021-10-30 | Hanwha | Q.PEAK DUO BLK-G5 315 | Solar Panels |  | 0.315 | 24 | 162 | 17 |  | Fixed | Roof
NJSTRE1545385176 | NJSRRE1544529706 | Transition Incentive Program | Flanders | 7836 | 3 | 6.12 | Residential | No | Behind the Meter | Net-metered residential rooftop and canopy |  | None | Trinity Solar | JCP&L | Accepted | 2020-02-25 | 2020-02-27 | 2021-10-30 | Hanwha | Q.PEAK DUO BLK-G6 340 | Solar Panels |  | 0.34 | 18 | 111 | 23 |  | Fixed | Roof
NJSTRE1545386710 | NJSRRE1543555627 | Transition Incentive Program | Toms River | 8757 | 18 | 8.82 | Residential | Yes | Behind the Meter | Behind the Meter |  | None | Trinity Solar | JCP&L | Eligible for TI Program | 2019-12-17 | 2019-12-19 | 2021-10-30 | Hanwha | Q.PEAK DUO BLK-G5 315 | Solar Panels |  | 0.315 | 13 | 167 | 23 |  | Fixed | Roof
NJSTRE1545386712 | NJSRRE1543820037 | Transition Incentive Program | Pine Hill | 8021 | 14 | 16.38 | Residential | Yes | Behind the Meter | Net-metered residential rooftop and canopy |  | None | Suntuity Solar LLC | AC Electric | Final As-Built Received | 2019-12-26 | 2019-12-31 | 2021-10-30 | Hanwha Solar | Q-Cells 315 Mono | Solar Panels |  | 0.315 | 14 | 283 | 23 |  | Fixed | Roof
NJSTRE1545386718 | NJSRRE1543461156 | Transition Incentive Program | Bedminster | 7921 | 5 | 34.65 | Residential | No | Behind the Meter | Net-metered residential rooftop and canopy |  | None | Suntuity Solar LLC | JCP&L | Accepted | 2019-11-30 | 2019-12-04 | 2021-10-30 | Yingli Green Energy | YL315D-30b | Solar Panels |  | 0.315 | 110 | 209 | 20 |  | Fixed | Ground
NJSTRE1545386720 | NJSRRE1544436614 | Transition Incentive Program | Galloway | 8205 | 19 | 16.9 | Non Profit | Yes | Behind the Meter | Net-metered non-residential rooftop and canopy |  | None | CE Team Inc. | AC Electric | Final As-Built Received | 2020-02-12 | 2020-02-14 | 2021-10-30 | Hanwha | QCELL | Solar Panels |  | 0.325 | 12 | 42 | 24 |  | Fixed | Roof
NJSTRE1545386724 | NJSRRE1544521930 | Transition Incentive Program | Sicklerville | 8081 | 14 | 7.68 | Residential | Yes | Behind the Meter | Net-metered residential rooftop and canopy |  | None | Vivint Solar Developer, LLC | AC Electric | Accepted | 2020-02-22 | 2020-02-25 | 2021-10-30 | JINKO SOLAR | JKM320M-60HBL | Solar Panels |  | 0.32 | 22 | 163 | 31 |  | Fixed | Roof
NJSTRE1545386727 | NJSRRE1544419663 | Transition Incentive Program | CLIFFWOOD | 7721 | 17 | 10.24 | Residential | Yes | Behind the Meter | Net-metered residential rooftop and canopy |  | None | Vivint Solar Developer, LLC | JCP&L | Accepted | 2020-02-07 | 2020-02-11 | 2021-10-30 | Jinko Solar | JKM320M-60HBL | Solar Panels |  | 0.32 | 26 | 150 | 17 |  | Fixed | Roof
NJSTRE1545386731 | NJSRRE1544306653 | Transition Incentive Program | Pennsauken | 8110 | 14 | 13.26 | Residential | Yes | Behind the Meter | Net-metered residential rooftop and canopy |  | None | Vivint Solar Developer, LLC | PSE&G | Accepted | 2020-01-25 | 2020-01-29 | 2021-10-30 | Trina Solar | TSM-260PD05.08 | Solar Panels |  | 0.26 | 23 | 328 | 21 |  | Fixed | Roof
NJSTRE1545386740 | NJSRRE1544547013 | Transition Incentive Program | GLEN ROCK BORO | 7452 | 7 | 7.56 | Residential | Yes | Behind the Meter | Net-metered residential rooftop and canopy |  | None | Tesla Energy Operations Inc. | PSE&G | Accepted | 2020-02-27 | 2020-03-03 | 2021-10-30 | Hanwha Q CELLS | Q.PEAK DUO BLK-G5/SC315 | Solar Panels |  | 0.315 | 16 | 252 | 23 |  | Fixed | Roof
NJSTRE1545385159 | NJSRRE1543651642 | Transition Incentive Program | New Brunswick | 8901 | 11 | 8.28 | Residential | No | Behind the Meter | Behind the Meter |  | None | Pro Custom Solar dba Momentum Solar | PSE&G | Eligible for TI Program | 2019-12-23 | 2019-12-30 | 2021-10-30 | LG ELECTRONICS | LG 345N1C-V5 | Solar Panels |  | 0.345 | 12 | 308 | 38 |  | Fixed | Roof
NJSTRE1545385164 | NJSRRE1544420027 | Transition Incentive Program | marlton | 8053 | 13 | 15.75 | Residential | Yes | Behind the Meter | Net-metered residential rooftop and canopy |  | None | Vision Solar LLC | AC Electric | Accepted | 2020-02-07 | 2020-02-12 | 2021-10-30 | lg solar | lg335n1k-v5 | Solar Panels |  | 0.335 | 14 | 122 | 18 |  | Fixed | Roof
NJSTRE1545385167 | NJSRRE1544317282 | Transition Incentive Program | MOUNT ROYAL | 8061 | 15 | 16.38 | Residential | Yes | Behind the Meter | Net-metered residential rooftop and canopy |  | None | Vivint Solar Developer, LLC | AC Electric | Accepted | 2020-01-28 | 2020-01-31 | 2021-10-30 | Hanwha Solar | Q.PEAK BLK-G5 315 | Solar Panels |  | 0.315 | 33 | 48 | 31 |  | Fixed | Roof
NJSTRE1545385168 | NJSRRE1544309412 | Transition Incentive Program | Sewell | 8080 | 15 | 11.55 | Residential | No | Behind the Meter | Behind the Meter |  | None | Pro Custom Solar dba Momentum Solar | AC Electric | Eligible for TI Program | 2020-01-27 | 2020-01-30 | 2021-10-30 | LG ELECTRONICS | LG 350N1C-V5 | Solar Panels |  | 0.35 | 16 | 218 | 19 |  | Fixed | Roof
NJSTRE1545385170 | NJSRRE1544419686 | Transition Incentive Program | Pleasantville | 8232 | 19 | 20.65 | Residential | Yes | Behind the Meter | Net-metered residential rooftop and canopy |  | None | Castle Energy, LLC | AC Electric | Accepted |  | 2020-03-13 | 2021-10-30 | LG Electronics | LG350Q1C-A5 | Solar Panels |  | 0.35 | 3 | 295 | 20 |  | Fixed | Roof
NJSTRE1545386699 |  | Transition Incentive Program | Swedesboro | 8085 | 15 | 8.19 | Residential | No | Behind the Meter | Net-metered residential rooftop and canopy |  | None | Advanced Renewable Solutions | AC Electric | Accepted | 2020-08-01 | 2020-08-07 | 2021-10-30 | CertainTeed | CT315M11-02 | Solar Panels |  | 0.315 | 26 | 216 | 30 |  | Fixed | Roof
NJSTRE1545386706 | NJSRRE1543505558 | Transition Incentive Program | Parlin | 8859 | 11 | 5.99 | Residential | No | Behind the Meter | Net-metered residential rooftop and canopy |  | None | Suntuity Solar LLC | JCP&L | Accepted | 2019-12-10 | 2019-12-12 | 2021-10-30 | Yingli Green Energy | YL315D-30b | Solar Panels |  | 0.315 | 19 | 172 | 15 |  | Fixed | Roof
NJSTRE1545386712 | NJSRRE1543820037 | Transition Incentive Program | Pine Hill | 8021 | 14 | 16.38 | Residential | Yes | Behind the Meter | Net-metered residential rooftop and canopy |  | None | Suntuity Solar LLC | AC Electric | Final As-Built Received | 2019-12-26 | 2019-12-31 | 2021-10-30 | Hanwha Solar | Q-Cells 315 Mono | Solar Panels |  | 0.315 | 18 | 193 | 10 |  | Fixed | Roof
NJSTRE1545386716 | NJSRRE1543451904 | Transition Incentive Program | Englewood | 7631 | 7 | 7.25 | Residential | Yes | Behind the Meter | Net-metered residential rooftop and canopy |  | None | Vivint Solar Developer, LLC | PSE&G | Accepted | 2019-11-29 | 2019-12-03 | 2021-10-30 | Hanwha | Q.PEAK BLK-G5 315 | Solar Panels |  | 0.315 | 12 | 285 | 30 |  | Fixed | Roof
NJSTRE1545386716 | NJSRRE1543451904 | Transition Incentive Program | Englewood | 7631 | 7 | 7.25 | Residential | Yes | Behind the Meter | Net-metered residential rooftop and canopy |  | None | Vivint Solar Developer, LLC | PSE&G | Accepted | 2019-11-29 | 2019-12-03 | 2021-10-30 | Hanwha | Q.PEAK BLK-G5 315 | Solar Panels |  | 0.315 | 11 | 105 | 30 |  | Fixed | Roof
NJSTRE1545386722 | NJSRRE1544519872 | Transition Incentive Program | OAK RIDGE | 7438 | 6 | 8.96 | Residential | Yes | Behind the Meter | Net-metered residential rooftop and canopy |  | None | Vivint Solar Developer, LLC | JCP&L | Accepted | 2020-02-24 | 2020-02-25 | 2021-10-30 | JINKO SOLAR | JKM320M-60HBL | Solar Panels |  | 0.32 | 28 | 316 | 29 |  | Fixed | Roof
NJSTRE1545386728 | NJSRRE1543919090 | Transition Incentive Program | Hawthorne | 7506 | 6 | 9.45 | Residential | Yes | Behind the Meter | Behind the Meter |  | None | Pro Custom Solar dba Momentum Solar | PSE&G | Eligible for TI Program | 2020-01-03 | 2020-01-08 | 2021-10-30 | HANWHA | Q.Peak DUO BLK-G5 315 | Solar Panels |  | 0.315 | 11 | 194 | 43 |  | Fixed | Roof
NJSTRE1545385163 | NJSRRE1544166299 | Transition Incentive Program | Sicklerville | 8081 | 14 | 3.15 | Residential | Yes | Behind the Meter | Behind the Meter |  | None | Trinity Solar | AC Electric | Eligible for TI Program | 2020-01-15 | 2020-01-20 | 2021-10-30 | Hanwha | Q.PEAK DUO BLK-G5 315 | Solar Panels |  | 0.315 | 10 | 162 | 23 |  | Fixed | Roof
NJSTRE1545385167 | NJSRRE1544317282 | Transition Incentive Program | MOUNT ROYAL | 8061 | 15 | 16.38 | Residential | Yes | Behind the Meter | Net-metered residential rooftop and canopy |  | None | Vivint Solar Developer, LLC | AC Electric | Accepted | 2020-01-28 | 2020-01-31 | 2021-10-30 | Hanwha Solar | Q.PEAK BLK-G5 315 | Solar Panels |  | 0.315 | 19 | 228 | 31 |  | Fixed | Roof
NJSTRE1545385170 | NJSRRE1544419686 | Transition Incentive Program | Pleasantville | 8232 | 19 | 20.65 | Residential | Yes | Behind the Meter | Net-metered residential rooftop and canopy |  | None | Castle Energy, LLC | AC Electric | Accepted |  | 2020-03-13 | 2021-10-30 | LG Electronics | LG350Q1C-A5 | Solar Panels |  | 0.35 | 7 | 295 | 15 |  | Fixed | Roof
NJSTRE1545385171 | NJSRRE1544334818 | Transition Incentive Program | Manchester Township | 8759 | 18 | 4.65 | Residential | Yes | Behind the Meter | Behind the Meter |  | None | Sunrun Installation Services, Inc. | JCP&L | Eligible for TI Program | 2020-01-30 | 2020-02-04 | 2021-10-30 | REC Solar | REC310TP2M | Solar Panels |  | 0.31 | 15 | 107 | 34 |  | Fixed | Roof
NJSTRE1545386705 | NJSRRE1544161160 | Transition Incentive Program | Williamstown | 8094 | 15 | 6.3 | Residential | Yes | Behind the Meter | Net-metered residential rooftop and canopy |  | None | Trinity Solar | AC Electric | Final As-Built Received |  | 2020-01-16 | 2021-10-30 | Yingli 315 | YL315D-30b | Solar Panels |  | 0.315 | 20 | 122 | 27 |  | Fixed | Roof
NJSTRE1545386711 | NJSRRE1543874764 | Transition Incentive Program | Pittman | 8071 | 15 | 7.04 | Residential | Yes | Behind the Meter | Behind the Meter |  | None | Skyline Solar, LLC | AC Electric | Eligible for TI Program | 2020-01-02 | 2020-01-06 | 2021-10-30 | Hanwha Q-Cells | Q.PEAK DUO-G5 320 | Solar Panels |  | 0.32 | 22 | 234,144,54,324 | 35 |  | Fixed | Roof
NJSTRE1545386717 | NJSRRE1544309130 | Transition Incentive Program | Erial | 8081 | 14 | 8.4 | Residential | Yes | Behind the Meter | Behind the Meter |  | None | Pro Custom Solar dba Momentum Solar | AC Electric | Eligible for TI Program | 2020-01-27 | 2020-01-29 | 2021-10-30 | LG ELECTRONICS | LG 350N1C-V5 | Solar Panels |  | 0.35 | 5 | 232 | 25 |  | Fixed | Roof
NJSTRE1545386717 | NJSRRE1544309130 | Transition Incentive Program | Erial | 8081 | 14 | 8.4 | Residential | Yes | Behind the Meter | Behind the Meter |  | None | Pro Custom Solar dba Momentum Solar | AC Electric | Eligible for TI Program | 2020-01-27 | 2020-01-29 | 2021-10-30 | LG ELECTRONICS | LG 350N1C-V5 | Solar Panels |  | 0.35 | 19 | 142 | 26 |  | Fixed | Roof
NJSTRE1545386721 | NJSRRE1544512247 | Transition Incentive Program | cape may | 8204 | 21 | 6.03 | Residential | Yes | Behind the Meter | Net-metered residential rooftop and canopy |  | None | Vision Solar LLC | AC Electric | Accepted | 2020-02-20 | 2020-02-24 | 2021-10-30 | lg solar | lg335n1k-v5 | Solar Panels |  | 0.335 | 18 | 197 | 20 |  | Fixed | Roof
NJSTRE1545386728 | NJSRRE1543919090 | Transition Incentive Program | Hawthorne | 7506 | 6 | 9.45 | Residential | Yes | Behind the Meter | Behind the Meter |  | None | Pro Custom Solar dba Momentum Solar | PSE&G | Eligible for TI Program | 2020-01-03 | 2020-01-08 | 2021-10-30 | HANWHA | Q.Peak DUO BLK-G5 315 | Solar Panels |  | 0.315 | 3 | 194 | 19 |  | Fixed | Roof
NJSTRE1545386728 | NJSRRE1543919090 | Transition Incentive Program | Hawthorne | 7506 | 6 | 9.45 | Residential | Yes | Behind the Meter | Behind the Meter |  | None | Pro Custom Solar dba Momentum Solar | PSE&G | Eligible for TI Program | 2020-01-03 | 2020-01-08 | 2021-10-30 | HANWHA | Q.Peak DUO BLK-G5 315 | Solar Panels |  | 0.315 | 6 | 14 | 19 |  | Fixed | Roof
NJSTRE1545386735 | NJSRRE1544441098 | Transition Incentive Program | Carteret | 7008 | 11 | 6.37 | Residential | Yes | Behind the Meter | Behind the Meter |  | None | Pro Custom Solar dba Momentum Solar | PSE&G | Eligible for TI Program | 2020-02-12 | 2020-02-17 | 2021-10-30 | HANWHA | Q.PEAK DUO BLK G6+ 335 | Solar Panels |  | 0.335 | 8 | 205 | 22 |  | Fixed | Roof
NJSTRE1545385127 | NJSRRE1544352839 | Transition Incentive Program | Hampton | 8827 | 4 | 12.54 | Residential | Yes | Behind the Meter | Net-metered residential rooftop and canopy |  | None | Sunrun Installation Services, Inc. | JCP&L | Accepted | 2020-02-04 | 2020-02-07 | 2021-10-30 | LG Electronics | LG330N1C-A5 | Solar Panels |  | 0.33 | 9 | 281 | 34 |  | Fixed | Roof
NJSTRE1545385132 | NJSRRE1543511265 | Transition Incentive Program | Oaklyn | 8107 | 14 | 20.88 | Residential | No | Behind the Meter | Behind the Meter |  | None | Sunrun Installation Services, Inc. | PSE&G | Eligible for TI Program | 2019-12-11 | 2019-12-16 | 2021-10-30 | REC Solar | REC290TP2 BLK | Solar Panels |  | 0.29 | 18 | 310 | 37 |  | Fixed | Roof
NJSTRE1545385136 | NJSRRE1543506878 | Transition Incentive Program | LINDENWOLD | 8021 | 14 | 6.93 | Residential | Yes | Behind the Meter | Net-metered residential rooftop and canopy |  | None | Vivint Solar Developer, LLC | AC Electric | Accepted | 2019-12-31 | 2020-02-11 | 2021-10-30 | Hanwha | Q.PEAK BLK-G5 315 | Solar Panels |  | 0.315 | 3 | 213 | 44 |  | Fixed | Roof
NJSTRE1545385136 | NJSRRE1543506878 | Transition Incentive Program | LINDENWOLD | 8021 | 14 | 6.93 | Residential | Yes | Behind the Meter | Net-metered residential rooftop and canopy |  | None | Vivint Solar Developer, LLC | AC Electric | Accepted | 2019-12-31 | 2020-02-11 | 2021-10-30 | Hanwha | Q.PEAK BLK-G5 315 | Solar Panels |  | 0.315 | 3 | 33 | 44 |  | Fixed | Roof
NJSTRE1545385142 | NJSRRE1544321082 | Transition Incentive Program | Monmouth Beach | 7750 | 17 | 14.18 | Residential | Yes | Behind the Meter | Net-metered residential rooftop and canopy |  | None | Trinity Solar | JCP&L | Accepted | 2020-01-29 | 2020-01-31 | 2021-10-30 | Hanwha | Q.PEAK DUO BLK-G5 315 | Solar Panels |  | 0.315 | 16 | 88 | 9 |  | Fixed | Roof
NJSTRE1545385156 | NJSRRE1544331645 | Transition Incentive Program | Clifton | 7011 | 6 | 15.81 | Residential | Yes | Behind the Meter | Behind the Meter |  | None | Sunrun Installation Services, Inc. | PSE&G | Eligible for TI Program | 2020-01-29 | 2020-02-11 | 2021-10-30 | REC Solar | REC310TP2M | Solar Panels |  | 0.31 | 12 | 74 | 23 |  | Fixed | Roof
NJSTRE1545385161 | NJSRRE1543557263 | Transition Incentive Program | MILLVILLE | 8332 | 20 | 11.97 | Residential | Yes | Behind the Meter | Net-metered residential rooftop and canopy |  | None | Vivint Solar Developer, LLC | AC Electric | Accepted | 2019-12-20 | 2019-12-20 | 2021-10-30 | Hanwha Solar | Q.PEAK BLK-G5 315 | Solar Panels |  | 0.315 | 5 | 246 | 16 |  | Fixed | Roof
NJSTRE1545385170 | NJSRRE1544419686 | Transition Incentive Program | Pleasantville | 8232 | 19 | 20.65 | Residential | Yes | Behind the Meter | Net-metered residential rooftop and canopy |  | None | Castle Energy, LLC | AC Electric | Accepted |  | 2020-03-13 | 2021-10-30 | LG Electronics | LG350Q1C-A5 | Solar Panels |  | 0.35 | 7 | 115 | 20 |  | Fixed | Roof
NJSTRE1545385175 | NJSRRE1543565148 | Transition Incentive Program | Willingboro Twp | 8046 | 13 | 14.06 | Residential | No | Behind the Meter | Net-metered residential rooftop and canopy |  | None | SunnyMac LLC | PSE&G | Accepted |  | 2019-12-23 | 2021-10-30 | SunPower | SPR-E20327 | Solar Panels |  | 0.327 | 8 | 18 | 18 |  | Fixed | Roof
NJSTRE1545386708 | NJSRRE1543438690 | Transition Incentive Program | Holmdel | 7733 | 17 | 8.82 | Residential | Yes | Behind the Meter | Behind the Meter |  | None | Pro Custom Solar dba Momentum Solar | JCP&L | Eligible for TI Program | 2019-11-23 | 2019-11-26 | 2021-10-30 | Hanwha | Q.Peak DUO BLK-G5 315 | Solar Panels |  | 0.315 | 14 | 147 | 32 |  | Fixed | Roof
NJSTRE1545386709 | NJSRRE1544213693 | Transition Incentive Program | Pleasantville | 8232 | 19 | 10.5 | Residential | Yes | Behind the Meter | Behind the Meter |  | None | Pro Custom Solar dba Momentum Solar | AC Electric | Eligible for TI Program | 2020-01-22 | 2020-01-27 | 2021-10-30 | LG ELECTRONICS | LG 350N1C-V5 | Solar Panels |  | 0.35 | 7 | 25 | 11 |  | Fixed | Roof
NJSTRE1545386713 | NJSRRE1544413186 | Transition Incentive Program | East Windsor | 8512 | 11 | 6.3 | Residential | Yes | Behind the Meter | Net-metered residential rooftop and canopy |  | None | Trinity Solar | JCP&L | Final As-Built Received | 2020-02-06 | 2020-02-10 | 2021-10-30 | HANWHA | Q.PEAK DUO BLK-G5 315 | Solar Panels |  | 0.315 | 16 | 166 | 24 |  | Fixed | Roof
NJSTRE1545384542 | NJSRRE1544165095 | Transition Incentive Program | Little Egg Harbor Township | 8087 | 18 | 11.39 | Residential | No | Behind the Meter | Behind the Meter |  | None | Green Power Energy | AC Electric | Eligible for TI Program | 2020-01-14 | 2020-01-20 | 2021-10-30 | Hanwha | Q-Cells Q.PEAK DUO BLK-G6 335 | Solar Panels |  | 0.335 | 12 | 207 | 27 |  | Fixed | Roof
NJSTRE1545384564 | NJSRRE1544442727 | Transition Incentive Program | EATONTOWN | 7724 | 17 | 14.08 | Residential | Yes | Behind the Meter | Net-metered residential rooftop and canopy |  | None | Vivint Solar Developer, LLC | JCP&L | Accepted | 2020-02-13 | 2020-02-17 | 2021-10-30 | JINKO SOLAR | JKM320M-60HBL | Solar Panels |  | 0.32 | 15 | 306 | 27 |  | Fixed | Roof
NJSTRE1545384577 | NJSRRE1544465736 | Transition Incentive Program | LIVINGSTON | 7039 | 9 | 13.86 | Residential | Yes | Behind the Meter | Net-metered residential rooftop and canopy |  | None | Vivint Solar Developer, LLC | PSE&G | Accepted | 2020-02-17 | 2020-02-19 | 2021-10-30 | Hanwha Solar | Q.PEAK BLK-G5 315 | Solar Panels |  | 0.315 | 14 | 11 | 25 |  | Fixed | Roof
NJSTRE1545384580 | NJSRRE1544546899 | Transition Incentive Program | DELRAN | 8075 | 13 | 11.84 | Residential | Yes | Behind the Meter | Net-metered residential rooftop and canopy |  | None | Vivint Solar Developer, LLC | PSE&G | Final As-Built Received | 2020-02-28 | 2020-03-03 | 2021-10-30 | JINKO SOLAR | JKM320M-60HBL | Solar Panels |  | 0.32 | 21 | 150 | 27 |  | Fixed | Roof
NJSTRE1545384583 | NJSRRE1543474282 | Transition Incentive Program | Irvington | 7111 | 9 | 4.14 | Residential | Yes | Behind the Meter | Behind the Meter |  | None | Pro Custom Solar dba Momentum Solar | PSE&G | Eligible for TI Program | 2019-12-03 | 2019-12-05 | 2021-10-30 | LG Electronics | LG 345N1C-V5 | Solar Panels |  | 0.345 | 10 | 208 | 35 |  | Fixed | Roof
NJSTRE1545384592 | NJSRRE1544537323 | Transition Incentive Program | Dunellen | 8812 | 11 | 7.56 | Residential | No | Behind the Meter | Net-metered residential rooftop and canopy |  | None | Vivint Solar Developer, LLC | PSE&G | Accepted | 2020-02-26 | 2020-02-28 | 2021-10-30 | LG | LG315N1K-V5 | Solar Panels |  | 0.315 | 7 | 140 | 39 |  | Fixed | Roof
NJSTRE1545384596 | NJSRRE1543555767 | Transition Incentive Program | Hillside | 7205 | 10 | 10.71 | Residential | Yes | Behind the Meter | Behind the Meter |  | None | Pro Custom Solar dba Momentum Solar | PSE&G | Eligible for TI Program | 2019-12-17 | 2019-12-20 | 2021-10-30 | HANWHA | Q.PEAK DUO BLK-G5 315 | Solar Panels |  | 0.315 | 4 | 345 | 27 |  | Fixed | Roof
NJSTRE1545384598 | NJSRRE1544352926 | Transition Incentive Program | Hillsborough Township | 8844 | 5 | 6.51 | Residential | Yes | Behind the Meter | Behind the Meter |  | None | Sunrun Installation Services, Inc. | PSE&G | Eligible for TI Program | 2020-02-04 | 2020-02-07 | 2021-10-30 | REC Solar | REC310TP2M | Solar Panels |  | 0.31 | 13 | 181 | 37 |  | Fixed | Roof
NJSTRE1545384600 | NJSRRE1544519822 | Transition Incentive Program | PENNSAUKEN | 8109 | 14 | 4.8 | Residential | Yes | Behind the Meter | Net-metered residential rooftop and canopy |  | None | Vivint Solar Developer, LLC | PSE&G | Accepted | 2020-02-22 | 2020-02-25 | 2021-10-30 | Jinko Solar | JKM320M-60HBL | Solar Panels |  | 0.32 | 13 | 172 | 28 |  | Fixed | Roof
NJSTRE1545384606 | NJSRRE1544501683 | Transition Incentive Program | PENNSAUKEN | 8109 | 14 | 11.52 | Residential | Yes | Behind the Meter | Net-metered residential rooftop and canopy |  | None | Vivint Solar Developer, LLC | PSE&G | Accepted | 2020-02-20 | 2020-02-24 | 2021-10-30 | Jinko Solar | JKM320M-60HBL | Solar Panels |  | 0.32 | 4 | 307 | 14 |  | Fixed | Roof
NJSTRE1545384608 | NJSRRE1543463419 | Transition Incentive Program | Bridgewater Township | 8807 | 5 | 6.9 | Residential | No | Behind the Meter | Behind the Meter |  | None | Sunrun Installation Services, Inc. | PSE&G | Eligible for TI Program | 2019-12-02 | 2019-12-04 | 2021-10-30 | LG Electronics | LG345N1C-V5 | Solar Panels |  | 0.345 | 14 | 312 | 23 |  | Fixed | Roof
NJSTRE1545384610 | NJSRRE1544536630 | Transition Incentive Program | HACKETTSTOWN | 7840 | 2 | 2.56 | Residential | Yes | Behind the Meter | Net-metered residential rooftop and canopy |  | None | Vivint Solar Developer, LLC | JCP&L | Accepted | 2020-02-26 | 2020-02-27 | 2021-10-30 | JINKO SOLAR | JKM320M-60HBL | Solar Panels |  | 0.32 | 8 | 143 | 28 |  | Fixed | Roof
NJSTRE1545386724 | NJSRRE1544521930 | Transition Incentive Program | Sicklerville | 8081 | 14 | 7.68 | Residential | Yes | Behind the Meter | Net-metered residential rooftop and canopy |  | None | Vivint Solar Developer, LLC | AC Electric | Accepted | 2020-02-22 | 2020-02-25 | 2021-10-30 | JINKO SOLAR | JKM320M-60HBL | Solar Panels |  | 0.32 | 2 | 253 | 46 |  | Fixed | Roof
NJSTRE1545386730 | NJSRRE1543533472 | Transition Incentive Program | Brigantine | 8203 | 19 | 5.89 | Residential | Yes | Behind the Meter | Behind the Meter |  | None | Ad Energy | AC Electric | Eligible for TI Program | 2019-12-12 | 2019-12-17 | 2021-10-30 | SunPower | SPR-E20-327-E-AC | Solar Panels |  | 0.327 | 3 | 183 | 28 |  | Fixed | Roof
NJSTRE1545386731 | NJSRRE1544306653 | Transition Incentive Program | Pennsauken | 8110 | 14 | 13.26 | Residential | Yes | Behind the Meter | Net-metered residential rooftop and canopy |  | None | Vivint Solar Developer, LLC | PSE&G | Accepted | 2020-01-25 | 2020-01-29 | 2021-10-30 | Trina Solar | TSM-260PD05.08 | Solar Panels |  | 0.26 | 28 | 148 | 21 |  | Fixed | Roof
NJSTRE1545386737 | NJSRRE1544431487 | Transition Incentive Program | Woodbridge | 8840 | 11 | 11.78 | Residential | Yes | Behind the Meter | Behind the Meter |  | None | Sunrun Installation Services, Inc. | PSE&G | Eligible for TI Program | 2020-02-11 | 2020-02-14 | 2021-10-30 | REC Solar | REC310TP2M | Solar Panels |  | 0.31 | 12 | 144 | 9 |  | Fixed | Roof
NJSTRE1545386748 | NJSRRE1544469583 | Transition Incentive Program | WILLIAMSTOWN | 8094 | 15 | 10.08 | Residential | No | Behind the Meter | Net-metered residential rooftop and canopy |  | None | Vivint Solar Developer, LLC | AC Electric | Accepted | 2020-02-18 | 2020-02-21 | 2021-10-30 | Hanwha Solar | Q.PEAK BLK-G5 315 | Solar Panels |  | 0.315 | 18 | 163 | 23 |  | Fixed | Roof
NJSTRE1545386749 | NJSRRE1544446877 | Transition Incentive Program | VINELAND | 8360 | 20 | 7.02 | Residential | No | Behind the Meter | Net-metered residential rooftop and canopy |  | None | Bright Planet Solar | Vineland Muni Electric | Accepted |  | 2020-02-18 | 2021-10-30 | TRINA SOLAR | TSM-DD05A.05(II) 305W | Solar Panels |  | 0.305 | 17 | 170 | 22 |  | Fixed | Roof
NJSTRE1545386753 | NJSRRE1544102764 | Transition Incentive Program | North Arlington | 7031 | 7 | 5.04 | Residential | Yes | Behind the Meter | Behind the Meter |  | None | Pro Custom Solar dba Momentum Solar | PSE&G | Eligible for TI Program | 2020-01-07 | 2020-01-09 | 2021-10-30 | HANWHA | Q.Peak DUO BLK-G5 315 | Solar Panels |  | 0.315 | 4 | 300 | 29 |  | Fixed | Roof
NJSTRE1545386761 | NJSRRE1544469041 | Transition Incentive Program | Fair Lawn | 7410 | 7 | 5.6 | Residential | Yes | Behind the Meter | Behind the Meter |  | None | Pro Custom Solar dba Momentum Solar | PSE&G | Eligible for TI Program | 2020-02-18 | 2020-02-20 | 2021-10-30 | lg electronics | LG 350N1C-V5 | Solar Panels |  | 0.35 | 16 | 160 | 21 |  | Fixed | Roof
NJSTRE1545386766 | NJSRRE1544348685 | Transition Incentive Program | Lake Hiawatha | 7034 | 3 | 16.74 | Residential | Yes | Behind the Meter | Behind the Meter |  | None | Sunrun Installation Services, Inc. | JCP&L | Eligible for TI Program | 2020-02-03 | 2020-02-06 | 2021-10-30 | REC Solar | REC310TP2M | Solar Panels |  | 0.31 | 5 | 189 | 18 |  | Fixed | Roof
NJSTRE1545386767 | NJSRRE1544201486 | Transition Incentive Program | Whiting | 8759 | 18 | 3.78 | Residential | Yes | Behind the Meter | Behind the Meter |  | None | Trinity Solar | JCP&L | Eligible for TI Program | 2020-01-21 | 2020-01-24 | 2021-10-30 | HANWHA 315 | Q.PEAK DUO BLK-G5 315 | Solar Panels |  | 0.315 | 12 | 48 | 18 |  | Fixed | Roof
NJSTRE1545386773 | NJSRRE1544546580 | Transition Incentive Program | Newark | 7106 | 9 | 4.02 | Residential | Yes | Behind the Meter | Behind the Meter |  | None | Pro Custom Solar dba Momentum Solar | PSE&G | Eligible for TI Program | 2020-02-27 | 2020-03-02 | 2021-10-30 | Hanwha | Q.Peak DUO BLK-G6+ 335 | Solar Panels |  | 0.335 | 6 | 136 | 33 |  | Fixed | Roof
NJSTRE1545386779 | NJSRRE1544469547 | Transition Incentive Program | Fair Lawn | 7410 | 7 | 5.89 | Residential | Yes | Behind the Meter | Behind the Meter |  | None | Sunrun Installation Services, Inc. | PSE&G | Eligible for TI Program | 2020-02-18 | 2020-02-21 | 2021-10-30 | REC Solar | REC310TP2M | Solar Panels |  | 0.31 | 4 | 122 | 40 |  | Fixed | Roof
NJSTRE1545386713 | NJSRRE1544413186 | Transition Incentive Program | East Windsor | 8512 | 11 | 6.3 | Residential | Yes | Behind the Meter | Net-metered residential rooftop and canopy |  | None | Trinity Solar | JCP&L | Final As-Built Received | 2020-02-06 | 2020-02-10 | 2021-10-30 | HANWHA | Q.PEAK DUO BLK-G5 315 | Solar Panels |  | 0.315 | 4 | 76 | 40 |  | Fixed | Roof
NJSTRE1545386730 | NJSRRE1543533472 | Transition Incentive Program | Brigantine | 8203 | 19 | 5.89 | Residential | Yes | Behind the Meter | Behind the Meter |  | None | Ad Energy | AC Electric | Eligible for TI Program | 2019-12-12 | 2019-12-17 | 2021-10-30 | SunPower | SPR-E20-327-E-AC | Solar Panels |  | 0.327 | 15 | 93 | 23 |  | Fixed | Roof
NJSTRE1545386736 | NJSRRE1543477620 | Transition Incentive Program | Millville | 8332 | 20 | 9.6 | Residential | Yes | Behind the Meter | Behind the Meter |  | None | Skyline Solar, LLC | AC Electric | Eligible for TI Program | 2019-12-04 | 2019-12-06 | 2021-10-30 | Hanwha Q-Cells | Q.PEAK DUO-G5 320 | Solar Panels |  | 0.32 | 30 | 90270 | 30 |  | Fixed | Roof
NJSTRE1545386737 | NJSRRE1544431487 | Transition Incentive Program | Woodbridge | 8840 | 11 | 11.78 | Residential | Yes | Behind the Meter | Behind the Meter |  | None | Sunrun Installation Services, Inc. | PSE&G | Eligible for TI Program | 2020-02-11 | 2020-02-14 | 2021-10-30 | REC Solar | REC310TP2M | Solar Panels |  | 0.31 | 26 | 324 | 37 |  | Fixed | Roof
NJSTRE1545386741 | NJSRRE1543447016 | Transition Incentive Program | Woodcliff Lake | 7677 | 7 | 12.47 | Residential | No | Behind the Meter | Behind the Meter |  | None | Sunrun Installation Services, Inc. | PSE&G | Eligible for TI Program | 2019-11-26 | 2019-12-02 | 2021-10-30 | REC Solar | REC290TP2 BLK | Solar Panels |  | 0.29 | 15 | 97 | 23 |  | Fixed | Roof
NJSTRE1545386748 | NJSRRE1544469583 | Transition Incentive Program | WILLIAMSTOWN | 8094 | 15 | 10.08 | Residential | No | Behind the Meter | Net-metered residential rooftop and canopy |  | None | Vivint Solar Developer, LLC | AC Electric | Accepted | 2020-02-18 | 2020-02-21 | 2021-10-30 | Hanwha Solar | Q.PEAK BLK-G5 315 | Solar Panels |  | 0.315 | 14 | 343 | 23 |  | Fixed | Roof
NJSTRE1545386753 | NJSRRE1544102764 | Transition Incentive Program | North Arlington | 7031 | 7 | 5.04 | Residential | Yes | Behind the Meter | Behind the Meter |  | None | Pro Custom Solar dba Momentum Solar | PSE&G | Eligible for TI Program | 2020-01-07 | 2020-01-09 | 2021-10-30 | HANWHA | Q.Peak DUO BLK-G5 315 | Solar Panels |  | 0.315 | 8 | 120 | 29 |  | Fixed | Roof
NJSTRE1545386760 | NJSRRE1544543177 | Transition Incentive Program | Paramus | 7652 | 7 | 10.56 | Residential | No | Behind the Meter | Behind the Meter |  | None | Panatec Corporation | PSE&G | Eligible for TI Program | 2020-02-26 | 2020-02-28 | 2021-10-30 | Panasonic | VBHN330SA17E | Solar Panels |  | 0.33 | 32 | 200 | 25 |  | Fixed | Roof
NJSTRE1545386772 | NJSRRE1544150738 | Transition Incentive Program | Edgewater Park | 8010 | 13 | 9.6 | Residential | Yes | Behind the Meter | Behind the Meter |  | None | Skyline Solar, LLC | PSE&G | Eligible for TI Program | 2020-01-09 | 2020-01-14 | 2021-10-30 | Hanwha Q-Cells | Q.PEAK DUO-G5 320 | Solar Panels |  | 0.32 | 30 | 215,35 | 22 |  | Fixed | Roof
NJSTRE1545386773 | NJSRRE1544546580 | Transition Incentive Program | Newark | 7106 | 9 | 4.02 | Residential | Yes | Behind the Meter | Behind the Meter |  | None | Pro Custom Solar dba Momentum Solar | PSE&G | Eligible for TI Program | 2020-02-27 | 2020-03-02 | 2021-10-30 | Hanwha | Q.Peak DUO BLK-G6+ 335 | Solar Panels |  | 0.335 | 6 | 316 | 33 |  | Fixed | Roof
NJSTRE1545386779 | NJSRRE1544469547 | Transition Incentive Program | Fair Lawn | 7410 | 7 | 5.89 | Residential | Yes | Behind the Meter | Behind the Meter |  | None | Sunrun Installation Services, Inc. | PSE&G | Eligible for TI Program | 2020-02-18 | 2020-02-21 | 2021-10-30 | REC Solar | REC310TP2M | Solar Panels |  | 0.31 | 3 | 301 | 23 |  | Fixed | Roof
NJSTRE1545386785 | NJSRRE1544155747 | Transition Incentive Program | Bayville | 8721 | 18 | 10.08 | Residential | Yes | Behind the Meter | Net-metered residential rooftop and canopy |  | None | Suntuity Solar LLC | JCP&L | Accepted | 2020-01-10 | 2020-01-15 | 2021-10-30 | Hanwha Solar | Q-Cells Q.PEAK DUO BLK-G5 | Solar Panels |  | 0.315 | 10 | 302 | 27 |  | Fixed | Roof
NJSTRE1545384617 | NJSRRE1543451817 | Transition Incentive Program | CLIFFWOOD | 7721 | 17 | 10.71 | Residential | Yes | Behind the Meter | Net-metered residential rooftop and canopy |  | None | Vivint Solar Developer, LLC | JCP&L | Accepted | 2019-11-27 | 2019-12-03 | 2021-10-30 | Hanwha Solar | Q.PEAK BLK-G5 315 | Solar Panels |  | 0.315 | 9 | 193 | 22 |  | Fixed | Roof
NJSTRE1545384625 | NJSRRE1544220917 | Transition Incentive Program | Ewing | 8628 | 12 | 12.95 | Residential | No | Behind the Meter | Behind the Meter |  | None | raynor electric | PSE&G | Eligible for TI Program | 2020-01-24 | 2020-01-28 | 2021-10-30 | lg | lgn1c350-a5 | Solar Panels |  | 0.35 | 18 | 231 | 45 |  | Fixed | Roof
NJSTRE1545384629 | NJSRRE1544199390 | Transition Incentive Program | Sewell | 8080 | 15 | 6.93 | Residential | Yes | Behind the Meter | Net-metered residential rooftop and canopy |  | None | Vision Solar LLC | AC Electric | Accepted | 2020-01-20 | 2020-01-23 | 2021-10-30 | hanwa qcells | qpeak duo g5 315 | Solar Panels |  | 0.315 | 2 | 131 | 27 |  | Fixed | Roof
NJSTRE1545384640 | NJSRRE1543566773 | Transition Incentive Program | Fairview | 7022 | 7 | 12.75 | Residential | Yes | Behind the Meter | Behind the Meter |  | None | Seabright Solar | PSE&G | Eligible for TI Program | 2019-12-18 | 2019-12-23 | 2021-10-30 | Sunpower | SPR-E20-327 | Solar Panels |  | 0.327 | 4 | 33 | 20 |  | Fixed | Roof
NJSTRE1545384643 | NJSRRE1544463556 | Transition Incentive Program | Galloway | 8205 | 19 | 4.69 | Residential | Yes | Behind the Meter | Net-metered residential rooftop and canopy |  | None | Vision Solar LLC | AC Electric | Accepted | 2020-02-15 | 2020-02-19 | 2021-10-30 | lg solar | lg335n1k-v5 | Solar Panels |  | 0.335 | 14 | 255 | 27 |  | Fixed | Roof
NJSTRE1545384645 | NJSRRE1544220941 | Transition Incentive Program | Pennsauken | 8110 | 14 | 10.08 | Residential | Yes | Behind the Meter | Net-metered residential rooftop and canopy |  | None | Vivint Solar Developer, LLC | PSE&G | Accepted | 2020-01-24 | 2020-02-03 | 2021-10-30 | HANWHA SOLAR | Q.PEAK BLK-G5 315 | Solar Panels |  | 0.315 | 10 | 146 | 19 |  | Fixed | Roof
NJSTRE1545384646 | NJSRRE1544550258 | Transition Incentive Program | JAMESBURG | 8831 | 11 | 5.76 | Residential | Yes | Behind the Meter | Net-metered residential rooftop and canopy |  | None | Vivint Solar Developer, LLC | JCP&L | Accepted | 2020-02-29 | 2020-03-04 | 2021-10-30 | Jinko Solar | JKM320M-60HBL | Solar Panels |  | 0.32 | 8 | 236 | 32 |  | Fixed | Roof
NJSTRE1545384650 | NJSRRE1544524620 | Transition Incentive Program | Totowa | 7512 | 6 | 9.61 | Residential | Yes | Behind the Meter | Behind the Meter |  | None | Sunrun Installation Services, Inc. | PSE&G | Eligible for TI Program | 2020-02-24 | 2020-02-27 | 2021-10-30 | REC Solar | REC310TP2M | Solar Panels |  | 0.31 | 6 | 298 | 24 |  | Fixed | Roof
NJSTRE1545384652 | NJSRRE1544472550 | Transition Incentive Program | Willingboro | 8046 | 13 | 6.62 | Residential | Yes | Behind the Meter | Net-metered residential rooftop and canopy |  | None | Suntuity Solar LLC | PSE&G | Accepted | 2020-02-19 | 2020-02-21 | 2021-10-30 | Hanwha Solar | Q-Cells 315 Mono | Solar Panels |  | 0.315 | 11 | 124 | 20 |  | Fixed | Roof
NJSTRE1545384654 | NJSRRE1543880425 | Transition Incentive Program | Collingswood | 8108 | 14 | 20.48 | Residential | Yes | Behind the Meter | Behind the Meter |  | None | Sunrun Installation Services, Inc. | PSE&G | Eligible for TI Program | 2020-01-02 | 2020-01-07 | 2021-10-30 | Hanwha Q-Cells | Q.PEAK DUO-G7 320 | Solar Panels |  | 0.32 | 14 | 293 | 18 |  | Fixed | Roof
NJSTRE1545384656 | NJSRRE1544113854 | Transition Incentive Program | Toms River | 8753 | 18 | 9.77 | Residential | No | Behind the Meter | Net-metered residential rooftop and canopy |  | None | Vivint Solar Developer, LLC | JCP&L | Final As-Built Received | 2020-01-07 | 2020-01-09 | 2021-10-30 | LG | LG315N1K-V5 | Solar Panels |  | 0.315 | 3 | 204 | 25 |  | Fixed | Roof
NJSTRE1545384659 | NJSRRE1543446539 | Transition Incentive Program | Randolph | 7869 | 3 | 32.64 | Commercial | No | Behind the Meter | Behind the Meter |  | None | Green Power energy | JCP&L | Eligible for TI Program | 2019-11-26 | 2019-12-02 | 2021-10-30 | Panasonic | VBHN340SA17 | Solar Panels |  | 0.34 | 96 | 120 | 80 |  | Fixed | Ground
NJSTRE1545384663 | NJSRRE1544512351 | Transition Incentive Program | RINGWOOD | 7456 | 6 | 7.56 | Residential | No | Behind the Meter | Net-metered residential rooftop and canopy |  | None | Tesla Energy Operations Inc. | Orange Rockland Electric | Accepted | 2020-02-20 | 2020-02-24 | 2021-10-30 | Hanwha Q CELLS | Q.PEAK DUO BLK-G5/SC315 | Solar Panels |  | 0.315 | 8 | 212 | 18 |  | Fixed | Roof
NJSTRE1545386729 | NJSRRE1544430983 | Transition Incentive Program | Red Bank | 7701 | 17 | 4.73 | Residential | Yes | Behind the Meter | Net-metered residential rooftop and canopy |  | None | Vivint Solar Developer, LLC | JCP&L | Accepted | 2020-02-11 | 2020-02-13 | 2021-10-30 | HANWHA SOLAR | Q.PEAK BLK-G5 315 | Solar Panels |  | 0.315 | 8 | 173 | 35 |  | Fixed | Roof
NJSTRE1545386738 | NJSRRE1544184422 | Transition Incentive Program | South River | 8882 | 11 | 5.23 | Residential | Yes | Behind the Meter | Net-metered residential rooftop and canopy |  | None | SunPower Corporation, Systems | South River | Accepted |  | 2020-01-21 | 2021-10-30 | SUNPOWER | SPR-E20-327-E-AC | Solar Panels |  | 0.327 | 16 | 178 | 26 |  | Fixed | Roof
NJSTRE1545386740 | NJSRRE1544547013 | Transition Incentive Program | GLEN ROCK BORO | 7452 | 7 | 7.56 | Residential | Yes | Behind the Meter | Net-metered residential rooftop and canopy |  | None | Tesla Energy Operations Inc. | PSE&G | Accepted | 2020-02-27 | 2020-03-03 | 2021-10-30 | Hanwha Q CELLS | Q.PEAK DUO BLK-G5/SC315 | Solar Panels |  | 0.315 | 8 | 162 | 26 |  | Fixed | Roof
NJSTRE1545386741 | NJSRRE1543447016 | Transition Incentive Program | Woodcliff Lake | 7677 | 7 | 12.47 | Residential | No | Behind the Meter | Behind the Meter |  | None | Sunrun Installation Services, Inc. | PSE&G | Eligible for TI Program | 2019-11-26 | 2019-12-02 | 2021-10-30 | REC Solar | REC290TP2 BLK | Solar Panels |  | 0.29 | 1 | 187 | 23 |  | Fixed | Roof
NJSTRE1545386749 | NJSRRE1544446877 | Transition Incentive Program | VINELAND | 8360 | 20 | 7.02 | Residential | No | Behind the Meter | Net-metered residential rooftop and canopy |  | None | Bright Planet Solar | Vineland Muni Electric | Accepted |  | 2020-02-18 | 2021-10-30 | TRINA SOLAR | TSM-DD05A.05(II) 305W | Solar Panels |  | 0.305 | 6 | 103 | 14 |  | Fixed | Roof
NJSTRE1545386750 | NJSRRE1543848656 | Transition Incentive Program | NORTH BRUNSWICK | 8902 | 11 | 11.66 | Residential | Yes | Behind the Meter | Net-metered residential rooftop and canopy |  | None | Vivint Solar Developer, LLC | PSE&G | Accepted | 2020-01-02 | 2020-01-06 | 2021-10-30 | HANWHA SOLAR | Q.PEAK BLK-G5 315 | Solar Panels |  | 0.315 | 19 | 38 | 30 |  | Fixed | Roof
NJSTRE1545386752 | NJSRRE1543477421 | Transition Incentive Program | Denville | 7834 | 3 | 9.14 | Residential | Yes | Behind the Meter | Net-metered residential rooftop and canopy |  | None | Vivint Solar Developer, LLC | JCP&L | Accepted | 2019-12-04 | 2019-12-06 | 2021-10-30 | Hanwha | Q.PEAK BLK-G5 315 | Solar Panels |  | 0.315 | 16 | 189 | 24 |  | Fixed | Roof
NJSTRE1545386753 | NJSRRE1544102764 | Transition Incentive Program | North Arlington | 7031 | 7 | 5.04 | Residential | Yes | Behind the Meter | Behind the Meter |  | None | Pro Custom Solar dba Momentum Solar | PSE&G | Eligible for TI Program | 2020-01-07 | 2020-01-09 | 2021-10-30 | HANWHA | Q.Peak DUO BLK-G5 315 | Solar Panels |  | 0.315 | 4 | 210 | 44 |  | Fixed | Roof
NJSTRE1545386762 | NJSRRE1543500251 | Transition Incentive Program | Washington TWP Ber | 7676 | 7 | 11.34 | Residential | Yes | Behind the Meter | Net-metered residential rooftop and canopy |  | None | Tesla Energy Operations Inc | PSE&G | Accepted | 2019-12-07 | 2019-12-10 | 2021-10-30 | Hanwha Q Cells | Q.Peak DUO BLK-G5/SC315 | Solar Panels |  | 0.315 | 28 | 100 | 34 |  | Fixed | Roof
NJSTRE1545386763 | NJSRRE1544201233 | Transition Incentive Program | Swedesboro | 8085 | 15 | 8.5 | Residential | Yes | Behind the Meter | Net-metered residential rooftop and canopy |  | None | SunPower Corporation, Systems | AC Electric | Accepted | 2020-01-21 | 2020-01-24 | 2021-10-30 | SUNPOWER | SPR-E20-327-E-AC | Solar Panels |  | 0.327 | 26 | 78 | 33 |  | Fixed | Roof
NJSTRE1545386766 | NJSRRE1544348685 | Transition Incentive Program | Lake Hiawatha | 7034 | 3 | 16.74 | Residential | Yes | Behind the Meter | Behind the Meter |  | None | Sunrun Installation Services, Inc. | JCP&L | Eligible for TI Program | 2020-02-03 | 2020-02-06 | 2021-10-30 | REC Solar | REC310TP2M | Solar Panels |  | 0.31 | 24 | 95 | 30 |  | Fixed | Roof
NJSTRE1545386766 | NJSRRE1544348685 | Transition Incentive Program | Lake Hiawatha | 7034 | 3 | 16.74 | Residential | Yes | Behind the Meter | Behind the Meter |  | None | Sunrun Installation Services, Inc. | JCP&L | Eligible for TI Program | 2020-02-03 | 2020-02-06 | 2021-10-30 | REC Solar | REC310TP2M | Solar Panels |  | 0.31 | 1 | 6 | 30 |  | Fixed | Roof
NJSTRE1545386741 | NJSRRE1543447016 | Transition Incentive Program | Woodcliff Lake | 7677 | 7 | 12.47 | Residential | No | Behind the Meter | Behind the Meter |  | None | Sunrun Installation Services, Inc. | PSE&G | Eligible for TI Program | 2019-11-26 | 2019-12-02 | 2021-10-30 | REC Solar | REC290TP2 BLK | Solar Panels |  | 0.29 | 27 | 277 | 23 |  | Fixed | Roof
NJSTRE1545386743 | NJSRRE1543467725 | Transition Incentive Program | Hillsborough Township | 8821 | 5 | 5.61 | Residential | Yes | Behind the Meter | Behind the Meter |  | None | Sunrun Installation Services, Inc. | PSE&G | Eligible for TI Program | 2019-12-02 | 2019-12-05 | 2021-10-30 | LG Electronics | LG330N1C-A5 | Solar Panels |  | 0.33 | 8 | 290 | 23 |  | Fixed | Roof
NJSTRE1545386750 | NJSRRE1543848656 | Transition Incentive Program | NORTH BRUNSWICK | 8902 | 11 | 11.66 | Residential | Yes | Behind the Meter | Net-metered residential rooftop and canopy |  | None | Vivint Solar Developer, LLC | PSE&G | Accepted | 2020-01-02 | 2020-01-06 | 2021-10-30 | HANWHA SOLAR | Q.PEAK BLK-G5 315 | Solar Panels |  | 0.315 | 8 | 218 | 30 |  | Fixed | Roof
NJSTRE1545386752 | NJSRRE1543477421 | Transition Incentive Program | Denville | 7834 | 3 | 9.14 | Residential | Yes | Behind the Meter | Net-metered residential rooftop and canopy |  | None | Vivint Solar Developer, LLC | JCP&L | Accepted | 2019-12-04 | 2019-12-06 | 2021-10-30 | Hanwha | Q.PEAK BLK-G5 315 | Solar Panels |  | 0.315 | 13 | 189 | 23 |  | Fixed | Roof
NJSTRE1545386759 | NJSRRE1544466506 | Transition Incentive Program | SCOTCH PLAINS | 7076 | 10 | 2.84 | Residential | No | Behind the Meter | Net-metered residential rooftop and canopy |  | None | Vivint Solar Developer, LLC | PSE&G | Accepted | 2020-02-17 | 2020-02-19 | 2021-10-30 | LG | LG315N1K-V5 | Solar Panels |  | 0.315 | 9 | 219 | 18 |  | Fixed | Roof
NJSTRE1545386762 | NJSRRE1543500251 | Transition Incentive Program | Washington TWP Ber | 7676 | 7 | 11.34 | Residential | Yes | Behind the Meter | Net-metered residential rooftop and canopy |  | None | Tesla Energy Operations Inc | PSE&G | Accepted | 2019-12-07 | 2019-12-10 | 2021-10-30 | Hanwha Q Cells | Q.Peak DUO BLK-G5/SC315 | Solar Panels |  | 0.315 | 8 | 100 | 34 |  | Fixed | Roof
NJSTRE1545386771 | NJSRRE1543821264 | Transition Incentive Program | Keyport | 7735 | 17 | 9.45 | Residential | Yes | Behind the Meter | Net-metered residential rooftop and canopy |  | None | Vivint Solar Developer, LLC | JCP&L | Accepted | 2019-12-26 | 2019-12-31 | 2021-10-30 | Hanwha Solar | Q.PEAK BLK-G5 315 | Solar Panels |  | 0.315 | 6 | 96 | 20 |  | Fixed | Roof
NJSTRE1545386774 | NJSRRE1543443548 | Transition Incentive Program | Cedar Grove | 7009 | 9 | 6.67 | Residential | Yes | Behind the Meter | Behind the Meter |  | None | Sunrun Installation Services, Inc. | PSE&G | Eligible for TI Program | 2019-11-25 | 2019-12-02 | 2021-10-30 | REC Solar | REC290TP2 BLK | Solar Panels |  | 0.29 | 23 | 205 | 10 |  | Fixed | Roof
NJSTRE1545386779 | NJSRRE1544469547 | Transition Incentive Program | Fair Lawn | 7410 | 7 | 5.89 | Residential | Yes | Behind the Meter | Behind the Meter |  | None | Sunrun Installation Services, Inc. | PSE&G | Eligible for TI Program | 2020-02-18 | 2020-02-21 | 2021-10-30 | REC Solar | REC310TP2M | Solar Panels |  | 0.31 | 12 | 302 | 40 |  | Fixed | Roof
NJSTRE1545386781 | NJSRRE1544333422 | Transition Incentive Program | BERGENFIELD | 7621 | 7 | 9.14 | Residential | Yes | Behind the Meter | Net-metered residential rooftop and canopy |  | None | Vivint Solar Developer, LLC | PSE&G | Accepted | 2020-01-30 | 2020-02-03 | 2021-10-30 | HANWHA SOLAR | Q.PEAK BLK-G5 315 | Solar Panels |  | 0.315 | 14 | 267 | 31 |  | Fixed | Roof
NJSTRE1545386783 | NJSRRE1544423090 | Transition Incentive Program | South River | 8882 | 11 | 12.1 | Residential | No | Behind the Meter | Net-metered residential rooftop and canopy |  | None | SunPower Corporation, Systems | South River | Accepted |  | 2020-02-12 | 2021-10-30 | SUNPOWER | SPR-E20-327-E-AC | Solar Panels |  | 0.327 | 21 | 150 | 20 |  | Fixed | Roof
NJSTRE1545386793 | NJSRRE1544431772 | Transition Incentive Program | Paterson | 7502 | 6 | 11.73 | Residential | Yes | Behind the Meter | Behind the Meter |  | None | Pro Custom Solar dba Momentum Solar | PSE&G | Eligible for TI Program | 2020-02-11 | 2020-02-14 | 2021-10-30 | HANWHA | Q.PEAK DUO BLK G6+ 335 | Solar Panels |  | 0.335 | 24 | 139 | 37 |  | Fixed | Roof
NJSTRE1545385170 | NJSRRE1544419686 | Transition Incentive Program | Pleasantville | 8232 | 19 | 20.65 | Residential | Yes | Behind the Meter | Net-metered residential rooftop and canopy |  | None | Castle Energy, LLC | AC Electric | Accepted |  | 2020-03-13 | 2021-10-30 | LG Electronics | LG350Q1C-A5 | Solar Panels |  | 0.35 | 13 | 115 | 35 |  | Fixed | Roof
NJSTRE1545385170 | NJSRRE1544419686 | Transition Incentive Program | Pleasantville | 8232 | 19 | 20.65 | Residential | Yes | Behind the Meter | Net-metered residential rooftop and canopy |  | None | Castle Energy, LLC | AC Electric | Accepted |  | 2020-03-13 | 2021-10-30 | LG Electronics | LG350Q1C-A5 | Solar Panels |  | 0.35 | 7 | 115 | 15 |  | Fixed | Roof
NJSTRE1545385172 | NJSRRE1544150937 | Transition Incentive Program | GLEN RIDGE | 7028 | 9 | 9.8 | Residential | No | Behind the Meter | Behind the Meter |  | None | Infinity Solar Systems | PSE&G | Eligible for TI Program | 2020-01-09 | 2020-01-14 | 2021-10-30 | LG | LG350N1C-V5 | Solar Panels |  | 0.35 | 9 | 295 | 51 |  | Fixed | Roof
NJSTRE1545386710 | NJSRRE1543555627 | Transition Incentive Program | Toms River | 8757 | 18 | 8.82 | Residential | Yes | Behind the Meter | Behind the Meter |  | None | Trinity Solar | JCP&L | Eligible for TI Program | 2019-12-17 | 2019-12-19 | 2021-10-30 | Hanwha | Q.PEAK DUO BLK-G5 315 | Solar Panels |  | 0.315 | 15 | 167 | 23 |  | Fixed | Roof
NJSTRE1545386712 | NJSRRE1543820037 | Transition Incentive Program | Pine Hill | 8021 | 14 | 16.38 | Residential | Yes | Behind the Meter | Net-metered residential rooftop and canopy |  | None | Suntuity Solar LLC | AC Electric | Final As-Built Received | 2019-12-26 | 2019-12-31 | 2021-10-30 | Hanwha Solar | Q-Cells 315 Mono | Solar Panels |  | 0.315 | 12 | 193 | 28 |  | Fixed | Roof
NJSTRE1545386712 | NJSRRE1543820037 | Transition Incentive Program | Pine Hill | 8021 | 14 | 16.38 | Residential | Yes | Behind the Meter | Net-metered residential rooftop and canopy |  | None | Suntuity Solar LLC | AC Electric | Final As-Built Received | 2019-12-26 | 2019-12-31 | 2021-10-30 | Hanwha Solar | Q-Cells 315 Mono | Solar Panels |  | 0.315 | 8 | 103 | 23 |  | Fixed | Roof
NJSTRE1545386720 | NJSRRE1544436614 | Transition Incentive Program | Galloway | 8205 | 19 | 16.9 | Non Profit | Yes | Behind the Meter | Net-metered non-residential rooftop and canopy |  | None | CE Team Inc. | AC Electric | Final As-Built Received | 2020-02-12 | 2020-02-14 | 2021-10-30 | Hanwah | QCELL | Solar Panels |  | 0.325 | 5 | 132 | 24 |  | Fixed | Roof
NJSTRE1545386723 | NJSRRE1544550189 | Transition Incentive Program | Pine Brook | 7058 | 3 | 8.99 | Residential | No | Behind the Meter | Behind the Meter |  | None | Sunrun Installation Services, Inc. | JCP&L | Eligible for TI Program | 2020-02-28 | 2020-03-03 | 2021-10-30 | REC Solar | REC310TP2M | Solar Panels |  | 0.31 | 27 | 144 | 18 |  | Fixed | Roof
NJSTRE1545386732 | NJSRRE1544211879 | Transition Incentive Program | Hamilton | 8619 | 12 | 5.12 | Residential | Yes | Behind the Meter | Behind the Meter |  | None | Skyline Solar, LLC | PSE&G | Eligible for TI Program | 2020-01-22 | 2020-01-28 | 2021-10-30 | Hanwha Q-Cells | Q.PEAK DUO-G5 320 | Solar Panels |  | 0.32 | 16 | 118 | 19 |  | Fixed | Roof
NJSTRE1545386735 | NJSRRE1544441098 | Transition Incentive Program | Carteret | 7008 | 11 | 6.37 | Residential | Yes | Behind the Meter | Behind the Meter |  | None | Pro Custom Solar dba Momentum Solar | PSE&G | Eligible for TI Program | 2020-02-12 | 2020-02-17 | 2021-10-30 | HANWHA | Q.PEAK DUO BLK G6+ 335 | Solar Panels |  | 0.335 | 3 | 295 | 22 |  | Fixed | Roof
NJSTRE1545386743 | NJSRRE1543467725 | Transition Incentive Program | Hillsborough Township | 8821 | 5 | 5.61 | Residential | Yes | Behind the Meter | Behind the Meter |  | None | Sunrun Installation Services, Inc. | PSE&G | Eligible for TI Program | 2019-12-02 | 2019-12-05 | 2021-10-30 | LG Electronics | LG330N1C-A5 | Solar Panels |  | 0.33 | 5 | 109 | 14 |  | Fixed | Roof
NJSTRE1545386743 | NJSRRE1543467725 | Transition Incentive Program | Hillsborough Township | 8821 | 5 | 5.61 | Residential | Yes | Behind the Meter | Behind the Meter |  | None | Sunrun Installation Services, Inc. | PSE&G | Eligible for TI Program | 2019-12-02 | 2019-12-05 | 2021-10-30 | LG Electronics | LG330N1C-A5 | Solar Panels |  | 0.33 | 4 | 200 | 23 |  | Fixed | Roof
NJSTRE1545384665 | NJSRRE1544450679 | Transition Incentive Program | Bloomsbury | 8804 | 4 | 29.76 | Residential | Yes | Behind the Meter | Net-metered residential ground mount |  | None | Vision Solar LLC | JCP&L | Accepted | 2020-02-14 | 2020-02-18 | 2021-10-30 | sunpower | e20-327-e-ac | Solar Panels |  | 0.327 | 48 | 180 | 30 |  | Fixed | Roof
NJSTRE1545384667 | NJSRRE1544524031 | Transition Incentive Program | Princeton | 8540 | 12 | 6.62 | Residential | Yes | Behind the Meter | Behind the Meter |  | None | Trinity Solar | PSE&G | Eligible for TI Program | 2020-02-24 | 2020-02-26 | 2021-10-30 | Hanwha 315 | Q.PEAK DUO BLK-G5 315 | Solar Panels |  | 0.315 | 6 | 99 | 37 |  | Fixed | Roof
NJSTRE1545384669 | NJSRRE1544326290 | Transition Incentive Program | Pleasantville | 8232 | 19 | 14.4 | Residential | Yes | Behind the Meter | Net-metered residential rooftop and canopy |  | None | Castle Energy, LLC | AC Electric | Accepted | 2020-01-29 | 2020-02-03 | 2021-10-30 | SunPower | SPR-X22-360-E-AC | Solar Panels |  | 0.36 | 3 | 79 | 35 |  | Fixed | Roof
NJSTRE1545384254 |  | Transition Incentive Program | Scotch Plains TWP | 7076 | 10 | 14.33 | Residential | No | Behind the Meter | Net-metered residential rooftop and canopy |  | None | Tesla Energy Operations Inc. | PSE&G | Accepted | 2020-07-31 | 2020-08-07 | 2021-10-30 | Tesla | SR60T1 | Solar Panels |  | 0.05847 | 60 | 121 | 36 |  | Fixed | Roof
NJSTRE1545384678 | NJSRRE1544529528 | Transition Incentive Program | Riverside | 8075 | 13 | 10.56 | Residential | Yes | Behind the Meter | Net-metered residential rooftop and canopy |  | None | Vivint Solar Developer, LLC | PSE&G | Accepted | 2020-02-25 | 2020-02-27 | 2021-10-30 | Jinko Solar | JKM320M-60HBL | Solar Panels |  | 0.32 | 12 | 249 | 18 |  | Fixed | Roof
NJSTRE1545384679 | NJSRRE1544157747 | Transition Incentive Program | Glenwood | 7418 | 1 | 16.96 | Residential | Yes | Behind the Meter | Behind the Meter |  | None | Sunrun Installation Services, Inc. | JCP&L | Eligible for TI Program | 2020-01-10 | 2020-02-19 | 2021-10-30 | Hanwha Q-Cells | Q.PEAK DUO-G7 320 | Solar Panels |  | 0.32 | 22 | 108 | 23 |  | Fixed | Roof
NJSTRE1545384681 | NJSRRE1544184498 | Transition Incentive Program | Woodbury | 8096 | 15 | 3.15 | Residential | Yes | Behind the Meter | Behind the Meter |  | None | Trinity Solar | PSE&G | Eligible for TI Program | 2020-01-16 | 2020-01-21 | 2021-10-30 | Hanwha 315 | Q.PEAK DUO BLK-G5 315 | Solar Panels |  | 0.315 | 10 | 205 | 16 |  | Fixed | Roof
NJSTRE1545384686 | NJSRRE1543500262 | Transition Incentive Program | Paulsboro | 8066 | 15 | 13.55 | Residential | Yes | Behind the Meter | Net-metered residential rooftop and canopy |  | None | Vivint Solar Developer, LLC | AC Electric | Accepted | 2019-12-07 | 2019-12-10 | 2021-10-30 | HANWHA SOLAR | Q.PEAK BLK-G5 315 | Solar Panels |  | 0.315 | 14 | 342 | 32 |  | Fixed | Roof
NJSTRE1545384689 | NJSRRE1543565235 | Transition Incentive Program | NORWOOD | 7648 | 7 | 21.74 | Residential | Yes | Behind the Meter | Net-metered residential rooftop and canopy |  | None | Vivint Solar Developer, LLC | Orange Rockland Electric | Accepted | 2019-12-18 | 2019-12-23 | 2021-10-30 | HANWHA SOLAR | Q.PEAK BLK-G5 315 | Solar Panels |  | 0.315 | 21 | 94 | 32 |  | Fixed | Roof
NJSTRE1545384691 | NJSRRE1544342633 | Transition Incentive Program | Glassboro | 8028 | 15 | 5.53 | Residential | No | Behind the Meter | Behind the Meter |  | None | Sunny Corp | AC Electric | Eligible for TI Program | 2020-01-31 | 2020-02-05 | 2021-10-30 | PANASONIC | VBHN325KA03 | Solar Panels |  | 0.325 | 8 | 205 | 26 |  | Fixed | Roof
NJSTRE1545384694 | NJSRRE1543552342 | Transition Incentive Program | Bloomfield | 7003 | 9 | 5.99 | Residential | Yes | Behind the Meter | Behind the Meter |  | None | Trinity Solar | PSE&G | Eligible for TI Program | 2019-12-16 | 2019-12-19 | 2021-10-30 | Hanwha | Q.PEAK DUO BLK-G5 315 | Solar Panels |  | 0.315 | 19 | 171 | 18 |  | Fixed | Roof
NJSTRE1545384695 | NJSRRE1543474734 | Transition Incentive Program | Totowa Boro | 7512 | 6 | 11.34 | Residential | Yes | Behind the Meter | Behind the Meter |  | None | Tesla Energy Operations Inc | PSE&G | Eligible for TI Program | 2019-12-03 | 2019-12-06 | 2021-10-30 | Hanwha Q-Cells | Q.Peak DUO BLK-G5/SC315 | Solar Panels |  | 0.315 | 8 | 187 | 30 |  | Fixed | Roof
NJSTRE1545384698 | NJSRRE1544164738 | Transition Incentive Program | Newark | 7105 | 9 | 10.8 | Residential | No | Behind the Meter | Behind the Meter |  | None | Power Home Remodeling Group | PSE&G | Eligible for TI Program | 2020-01-14 | 2020-01-17 | 2021-10-30 | Hyundai | HiS-S300RG | Solar Panels |  | 0.3 | 20 | 53 | 26 |  | Fixed | Roof
NJSTRE1545386728 | NJSRRE1543919090 | Transition Incentive Program | Hawthorne | 7506 | 6 | 9.45 | Residential | Yes | Behind the Meter | Behind the Meter |  | None | Pro Custom Solar dba Momentum Solar | PSE&G | Eligible for TI Program | 2020-01-03 | 2020-01-08 | 2021-10-30 | HANWHA | Q.Peak DUO BLK-G5 315 | Solar Panels |  | 0.315 | 10 | 14 | 43 |  | Fixed | Roof
NJSTRE1545386733 | NJSRRE1544333428 | Transition Incentive Program | MANAHAWKIN | 8050 | 18 | 8.19 | Residential | Yes | Behind the Meter | Net-metered residential rooftop and canopy |  | None | Vivint Solar Developer, LLC | AC Electric | Accepted | 2020-01-30 | 2020-02-03 | 2021-10-30 | Hanwha Solar | Q.PEAK BLK-G5 315 | Solar Panels |  | 0.315 | 26 | 106 | 25 |  | Fixed | Roof
NJSTRE1545386739 | NJSRRE1543880430 | Transition Incentive Program | Willingboro | 8046 | 13 | 23.36 | Residential | Yes | Behind the Meter | Behind the Meter |  | None | Sunrun Installation Services, Inc. | PSE&G | Eligible for TI Program | 2020-01-02 | 2020-01-07 | 2021-10-30 | Hanwha Q-Cells | Q.PEAK DUO-G7 320 | Solar Panels |  | 0.32 | 16 | 289 | 18 |  | Fixed | Roof
NJSTRE1545386750 | NJSRRE1543848656 | Transition Incentive Program | NORTH BRUNSWICK | 8902 | 11 | 11.66 | Residential | Yes | Behind the Meter | Net-metered residential rooftop and canopy |  | None | Vivint Solar Developer, LLC | PSE&G | Accepted | 2020-01-02 | 2020-01-06 | 2021-10-30 | HANWHA SOLAR | Q.PEAK BLK-G5 315 | Solar Panels |  | 0.315 | 6 | 218 | 30 |  | Fixed | Roof
NJSTRE1545386750 | NJSRRE1543848656 | Transition Incentive Program | NORTH BRUNSWICK | 8902 | 11 | 11.66 | Residential | Yes | Behind the Meter | Net-metered residential rooftop and canopy |  | None | Vivint Solar Developer, LLC | PSE&G | Accepted | 2020-01-02 | 2020-01-06 | 2021-10-30 | HANWHA SOLAR | Q.PEAK BLK-G5 315 | Solar Panels |  | 0.315 | 4 | 128 | 30 |  | Fixed | Roof
NJSTRE1545386765 | NJSRRE1544524636 | Transition Incentive Program | Paterson | 7503 | 6 | 3.6 | Residential | No | Behind the Meter | Net-metered residential rooftop and canopy |  | None | SunPower Corporation, Systems | PSE&G | Accepted |  | 2020-02-27 | 2021-10-30 | SUNPOWER | SPR-E20-327-E-AC | Solar Panels |  | 0.327 | 11 | 255 | 23 |  | Fixed | Roof
NJSTRE1545386776 | NJSRRE1544157419 | Transition Incentive Program | Cranford | 7016 | 10 | 6.5 | Residential | No | Behind the Meter | Behind the Meter |  | None | Accord Power Inc | PSE&G | Eligible for TI Program | 2020-01-13 | 2020-01-15 | 2021-10-30 | Hanwah | Q.Cell 325 | Solar Panels |  | 0.325 | 6 | 127 | 40 |  | Fixed | Roof
NJSTRE1545386781 | NJSRRE1544333422 | Transition Incentive Program | BERGENFIELD | 7621 | 7 | 9.14 | Residential | Yes | Behind the Meter | Net-metered residential rooftop and canopy |  | None | Vivint Solar Developer, LLC | PSE&G | Accepted | 2020-01-30 | 2020-02-03 | 2021-10-30 | HANWHA SOLAR | Q.PEAK BLK-G5 315 | Solar Panels |  | 0.315 | 5 | 177 | 43 |  | Fixed | Roof
NJSTRE1545386787 | NJSRRE1544308362 | Transition Incentive Program | Absecon | 8205 | 19 | 4.73 | Residential | Yes | Behind the Meter | Net-metered residential rooftop and canopy |  | None | Vivint Solar Developer, LLC | AC Electric | Accepted | 2020-01-27 | 2020-01-29 | 2021-10-30 | HANWHA SOLAR | Q.PEAK BLK-G5 315 | Solar Panels |  | 0.315 | 15 | 216 | 27 |  | Fixed | Roof
NJSTRE1545386788 | NJSRRE1543441513 | Transition Incentive Program | Somerdale | 8083 | 14 | 8.51 | Residential | No | Behind the Meter | Net-metered residential rooftop and canopy |  | None | Suntuity Solar LLC | PSE&G | Final As-Built Received | 2019-11-25 | 2019-11-27 | 2021-10-30 | Hanwha Solar | Q-Cells 315 Mono | Solar Panels |  | 0.315 | 27 | 185 | 16 |  | Fixed | Roof
NJSTRE1545386794 | NJSRRE1543501837 | Transition Incentive Program | Montclair | 7042 | 9 | 5.8 | Residential | Yes | Behind the Meter | Behind the Meter |  | None | Sunrun Installation Services, Inc. | PSE&G | Eligible for TI Program | 2019-12-09 | 2019-12-11 | 2021-10-30 | REC Solar | REC290TP2 BLK | Solar Panels |  | 0.29 | 13 | 132 | 10 |  | Fixed | Roof
NJSTRE1545386798 | NJSRRE1544543632 | Transition Incentive Program | Holmdel | 7733 | 17 | 25.53 | Residential | No | Behind the Meter | Behind the Meter |  | None | Sunrun Installation Services, Inc. | JCP&L | Eligible for TI Program | 2020-02-26 | 2020-03-02 | 2021-10-30 | LG Electronics | LG345N1C-V5 | Solar Panels |  | 0.345 | 31 | 64 | 34 |  | Fixed | Roof
NJSTRE1545386758 | NJSRRE1544215920 | Transition Incentive Program | Jersey City | 7305 | 8 | 5.95 | Residential | Yes | Behind the Meter | Behind the Meter |  | None | Pro Custom Solar dba Momentum Solar | PSE&G | Eligible for TI Program | 2020-01-23 | 2020-01-28 | 2021-10-30 | LG ELECTRONICS | LG 350N1C-V5 | Solar Panels |  | 0.35 | 17 | 223 | 2 |  | Fixed | Roof
NJSTRE1545386771 | NJSRRE1543821264 | Transition Incentive Program | Keyport | 7735 | 17 | 9.45 | Residential | Yes | Behind the Meter | Net-metered residential rooftop and canopy |  | None | Vivint Solar Developer, LLC | JCP&L | Accepted | 2019-12-26 | 2019-12-31 | 2021-10-30 | Hanwha Solar | Q.PEAK BLK-G5 315 | Solar Panels |  | 0.315 | 24 | 276 | 20 |  | Fixed | Roof
NJSTRE1545386781 | NJSRRE1544333422 | Transition Incentive Program | BERGENFIELD | 7621 | 7 | 9.14 | Residential | Yes | Behind the Meter | Net-metered residential rooftop and canopy |  | None | Vivint Solar Developer, LLC | PSE&G | Accepted | 2020-01-30 | 2020-02-03 | 2021-10-30 | HANWHA SOLAR | Q.PEAK BLK-G5 315 | Solar Panels |  | 0.315 | 4 | 267 | 41 |  | Fixed | Roof
NJSTRE1545386781 | NJSRRE1544333422 | Transition Incentive Program | BERGENFIELD | 7621 | 7 | 9.14 | Residential | Yes | Behind the Meter | Net-metered residential rooftop and canopy |  | None | Vivint Solar Developer, LLC | PSE&G | Accepted | 2020-01-30 | 2020-02-03 | 2021-10-30 | HANWHA SOLAR | Q.PEAK BLK-G5 315 | Solar Panels |  | 0.315 | 6 | 87 | 31 |  | Fixed | Roof
NJSTRE1545386783 | NJSRRE1544423090 | Transition Incentive Program | South River | 8882 | 11 | 12.1 | Residential | No | Behind the Meter | Net-metered residential rooftop and canopy |  | None | SunPower Corporation, Systems | South River | Accepted |  | 2020-02-12 | 2021-10-30 | SUNPOWER | SPR-E20-327-E-AC | Solar Panels |  | 0.327 | 16 | 150 | 20 |  | Fixed | Roof
NJSTRE1545386793 | NJSRRE1544431772 | Transition Incentive Program | Paterson | 7502 | 6 | 11.73 | Residential | Yes | Behind the Meter | Behind the Meter |  | None | Pro Custom Solar dba Momentum Solar | PSE&G | Eligible for TI Program | 2020-02-11 | 2020-02-14 | 2021-10-30 | HANWHA | Q.PEAK DUO BLK G6+ 335 | Solar Panels |  | 0.335 | 11 | 319 | 37 |  | Fixed | Roof
NJSTRE1545386802 | NJSRRE1544419834 | Transition Incentive Program | LUMBERTON | 8048 | 13 | 9.45 | Residential | Yes | Behind the Meter | Behind the Meter |  | None | Vivint Solar Developer, LLC | PSE&G | Eligible for TI Program | 2020-02-07 | 2020-02-12 | 2021-10-30 | HANWHA SOLAR | Q.PEAK BLK-G5 315 | Solar Panels |  | 0.315 | 10 | 248 | 19 |  | Fixed | Roof
NJSTRE1545386804 | NJSRRE1543570722 | Transition Incentive Program | Newark | 7105 | 9 | 749.74 | Commercial | No | Behind the Meter | Net-metered non-residential rooftop and canopy |  | None | Solar Landscape | PSE&G | Accepted | 2019-12-19 | 2019-12-27 | 2021-10-30 | ZNSHINE | ZXM6-72-380/M | Solar Panels |  | 0.38 | 1973 | 204 | 5 |  | Fixed | Roof
NJSTRE1545386805 | NJSRRE1544511921 | Transition Incentive Program | Hammonton | 8037 | 19 | 13.73 | Residential | No | Behind the Meter | Net-metered residential rooftop and canopy |  | None | SunnyMac LLC | AC Electric | Accepted |  | 2020-02-24 | 2021-10-30 | SunPower | SPR-E20-327 | Solar Panels |  | 0.327 | 42 | 180 | 27 |  | Fixed | Ground
NJSTRE1545386812 | NJSRRE1543555888 | Transition Incentive Program | Elizabeth | 7208 | 10 | 8.51 | Residential | Yes | Behind the Meter | Behind the Meter |  | None | Pro Custom Solar dba Momentum Solar | PSE&G | Eligible for TI Program | 2019-12-17 | 2019-12-20 | 2021-10-30 | HANWHA | Q.PEAK DUO BLK-G5 315 | Solar Panels |  | 0.315 | 12 | 116 | 20 |  | Fixed | Roof
NJSTRE1545386812 | NJSRRE1543555888 | Transition Incentive Program | Elizabeth | 7208 | 10 | 8.51 | Residential | Yes | Behind the Meter | Behind the Meter |  | None | Pro Custom Solar dba Momentum Solar | PSE&G | Eligible for TI Program | 2019-12-17 | 2019-12-20 | 2021-10-30 | HANWHA | Q.PEAK DUO BLK-G5 315 | Solar Panels |  | 0.315 | 3 | 26 | 25 |  | Fixed | Roof
NJSTRE1545386815 | NJSRRE1544060039 | Transition Incentive Program | Jersey City | 7304 | 8 | 6.3 | Residential | Yes | Behind the Meter | Net-metered residential rooftop and canopy |  | None | Vivint Solar Developer, LLC | PSE&G | Final As-Built Received | 2020-01-06 | 2020-01-09 | 2021-10-30 | Hanwha Solar | Q.PEAK BLK-G5 315 | Solar Panels |  | 0.315 | 12 | 212 | 16 |  | Fixed | Roof
NJSTRE1545384701 | NJSRRE1544199172 | Transition Incentive Program | Haledon | 7508 | 6 | 7.7 | Residential | No | Behind the Meter | Behind the Meter |  | None | Pro Custom Solar dba Momentum Solar | PSE&G | Eligible for TI Program | 2020-01-20 | 2020-01-23 | 2021-10-30 | LG ELECTRONICS | LG 350N1C-V5 | Solar Panels |  | 0.35 | 11 | 357 | 34 |  | Fixed | Roof
NJSTRE1545384703 | NJSRRE1544545567 | Transition Incentive Program | Saddle Brook | 7663 | 7 | 7.56 | Residential | Yes | Behind the Meter | Net-metered residential rooftop and canopy |  | None | Trinity Solar | PSE&G | Accepted |  | 2020-03-02 | 2021-10-30 | Hanwha 315 | Q.PEAK DUO BLK-G5 315 | Solar Panels |  | 0.315 | 12 | 163 | 12 |  | Fixed | Roof
NJSTRE1545384710 | NJSRRE1544546652 | Transition Incentive Program | Bridgewater Township | 8836 | 5 | 14.88 | Residential | No | Behind the Meter | Behind the Meter |  | None | Sunrun Installation Services, Inc. | PSE&G | Eligible for TI Program | 2020-02-27 | 2020-03-03 | 2021-10-30 | REC Solar | REC310TP2M | Solar Panels |  | 0.31 | 12 | 245 | 34 |  | Fixed | Roof
NJSTRE1545384714 | NJSRRE1543502165 | Transition Incentive Program | Keyport | 7735 | 17 | 4.73 | Residential | Yes | Behind the Meter | Net-metered residential rooftop and canopy |  | None | Vivint Solar Developer, LLC | JCP&L | Accepted | 2019-12-09 | 2019-12-12 | 2021-10-30 | Hanwha | Q.PEAK BLK-G5 315 | Solar Panels |  | 0.315 | 9 | 281 | 22 |  | Fixed | Roof
NJSTRE1545384718 | NJSRRE1543556020 | Transition Incentive Program | Bridgewater Township | 8807 | 5 | 13.63 | Residential | Yes | Behind the Meter | Behind the Meter |  | None | Sunrun Installation Services, Inc. | PSE&G | Eligible for TI Program | 2019-12-17 | 2019-12-20 | 2021-10-30 | REC Solar | REC290TP2 BLK | Solar Panels |  | 0.29 | 12 | 292 | 23 |  | Fixed | Roof
NJSTRE1545384721 | NJSRRE1544421987 | Transition Incentive Program | Englewood Cliffs | 7632 | 7 | 24.15 | Non Profit | No | Behind the Meter | Behind the Meter |  | None | TGI Solutions | PSE&G | Eligible for TI Program | 2020-02-09 | 2020-02-14 | 2021-10-30 | trina | TSM-DE14 | Solar Panels |  | 0.345 | 70 | 150 | 10 |  | Fixed | Roof
NJSTRE1545384727 | NJSRRE1543821204 | Transition Incentive Program | NEW BRUNSWICK | 8901 | 11 | 18.57 | Commercial | No | Behind the Meter | Net-metered non-residential rooftop and canopy |  | None | SEA BRIGHT SOLAR, LLC | PSE&G | Accepted | 2019-12-26 | 2019-12-31 | 2021-10-30 | SUNPOWER | SPR-P19-395-COM | Solar Panels |  | 0.395 | 47 | 168 | 5 |  | Fixed | Roof | UNI RACK SINGLE TILT
NJSTRE1545384730 | NJSRRE1544456600 | Transition Incentive Program | West New York | 7093 | 8 | 3.35 | Residential | Yes | Behind the Meter | Net-metered residential rooftop and canopy |  | None | Vision Solar LLC | PSE&G | Accepted | 2020-02-14 | 2020-02-19 | 2021-10-30 | lg solar | lg335n1k-v5 | Solar Panels |  | 0.335 | 6 | 123 | 36 |  | Fixed | Roof
NJSTRE1545384733 | NJSRRE1544514389 | Transition Incentive Program | Ewing | 8638 | 12 | 10.71 | Residential | Yes | Behind the Meter | Net-metered residential rooftop and canopy |  | None | Vision Solar LLC | PSE&G | Accepted | 2020-02-21 | 2020-02-25 | 2021-10-30 | hanwa qcells | qpeak duo g5 315 | Solar Panels |  | 0.315 | 14 | 128 | 11 |  | Single Axis | Roof
NJSTRE1545384735 | NJSRRE1544352948 | Transition Incentive Program | Pleasantville | 8232 | 19 | 7.36 | Residential | Yes | Behind the Meter | Net-metered residential rooftop and canopy |  | None | Castle Energy, LLC | AC Electric | Accepted | 2020-02-04 | 2020-02-07 | 2021-10-30 | Hanwha Q-Cells | Q.Peak DUO-G5 320 | Solar Panels |  | 0.32 | 11 | 216 | 40 |  | Fixed | Roof
NJSTRE1545384739 | NJSRRE1543436368 | Transition Incentive Program | Jackson Township | 8527 | 18 | 15.44 | Residential | No | Behind the Meter | Net-metered residential rooftop and canopy |  | None | Suntuity Solar LLC | JCP&L | Accepted | 2019-11-22 | 2019-11-26 | 2021-10-30 | Yingli Green Energy | YL315D-30b | Solar Panels |  | 0.315 | 4 | 215 | 19 |  | Fixed | Roof
NJSTRE1545384741 | NJSRRE1544546608 | Transition Incentive Program | Medford | 8055 | 13 | 3.78 | Residential | Yes | Behind the Meter | Net-metered residential rooftop and canopy |  | None | Tesla Energy Operations | AC Electric | Accepted | 2020-02-27 | 2020-03-02 | 2021-10-30 | Hanwha Q CELLS | Q.PEAK DUO BLK-G5/SC315 | Solar Panels |  | 0.315 | 12 | 114 | 35 |  | Fixed | Roof | Outside
NJSTRE1545386780 | NJSRRE1544501459 | Transition Incentive Program | Haddonfield | 8033 | 14 | 10.85 | Residential | No | Behind the Meter | Behind the Meter |  | None | Green Power Energy | New Construction | Eligible for TI Program | 2020-02-19 | 2020-02-24 | 2021-10-30 | LG Electronics | LG350N1C-V5 | Solar Panels |  | 0.35 | 31 | 225 | 43 |  | Fixed | Roof
NJSTRE1545386785 | NJSRRE1544155747 | Transition Incentive Program | Bayville | 8721 | 18 | 10.08 | Residential | Yes | Behind the Meter | Net-metered residential rooftop and canopy |  | None | Suntuity Solar LLC | JCP&L | Accepted | 2020-01-10 | 2020-01-15 | 2021-10-30 | Hanwha Solar | Q-Cells Q.PEAK DUO BLK-G5 | Solar Panels |  | 0.315 | 22 | 122 | 27 |  | Fixed | Roof
NJSTRE1545386792 | NJSRRE1543434177 | Transition Incentive Program | Paterson | 7513 | 6 | 4.1 | Residential | Yes | Behind the Meter | Net-metered residential rooftop and canopy |  | None | Vivint Solar Developer, LLC | PSE&G | Accepted | 2019-11-25 | 2019-11-25 | 2021-10-30 | Hanwha | Q.PEAK BLK-G5 315 | Solar Panels |  | 0.315 | 7 | 6 | 32 |  | Fixed | Roof
NJSTRE1545386796 | NJSRRE1544519892 | Transition Incentive Program | Willingboro | 8046 | 13 | 13.76 | Residential | Yes | Behind the Meter | Net-metered residential rooftop and canopy |  | None | Vivint Solar Developer, LLC | PSE&G | Accepted | 2020-02-22 | 2020-02-25 | 2021-10-30 | JINKO SOLAR | JKM320M-60HBL | Solar Panels |  | 0.32 | 17 | 28 | 26 |  | Fixed | Roof
NJSTRE1545386796 | NJSRRE1544519892 | Transition Incentive Program | Willingboro | 8046 | 13 | 13.76 | Residential | Yes | Behind the Meter | Net-metered residential rooftop and canopy |  | None | Vivint Solar Developer, LLC | PSE&G | Accepted | 2020-02-22 | 2020-02-25 | 2021-10-30 | JINKO SOLAR | JKM320M-60HBL | Solar Panels |  | 0.32 | 4 | 208 | 18 |  | Fixed | Roof
NJSTRE1545386801 | NJSRRE1544119424 | Transition Incentive Program | Somerset | 8873 | 5 | 8.75 | Residential | Yes | Behind the Meter | Behind the Meter |  | None | Pro Custom Solar dba Momentum Solar | PSE&G | Eligible for TI Program | 2020-01-07 | 2020-01-10 | 2021-10-30 | LG ELECTRONICS | LG 350N1C-V5 | Solar Panels |  | 0.35 | 12 | 202 | 16 |  | Fixed | Roof
NJSTRE1545386807 | NJSRRE1544469940 | Transition Incentive Program | MERCHANTVILLE | 8109 | 14 | 8.51 | Residential | Yes | Behind the Meter | Behind the Meter |  | None | Vivint Solar Developer, LLC | PSE&G | Eligible for TI Program | 2020-02-19 | 2020-02-21 | 2021-10-30 | Hanwha Solar | Q.PEAK BLK-G5 315 | Solar Panels |  | 0.315 | 20 | 189 | 29 |  | Fixed | Roof
NJSTRE1545386811 | NJSRRE1544150731 | Transition Incentive Program | Medford | 8055 | 13 | 13.95 | Residential | No | Behind the Meter | Behind the Meter |  | None | Sun Up Zero Down | PSE&G | Eligible for TI Program | 2020-01-09 | 2020-01-14 | 2021-10-30 | trina | TSM-310 DD05A.05 (II) | Solar Panels |  | 0.31 | 18 | 121 | 26 |  | Fixed | Roof
NJSTRE1545386811 | NJSRRE1544150731 | Transition Incentive Program | Medford | 8055 | 13 | 13.95 | Residential | No | Behind the Meter | Behind the Meter |  | None | Sun Up Zero Down | PSE&G | Eligible for TI Program | 2020-01-09 | 2020-01-14 | 2021-10-30 | trina | TSM-310 DD05A.05 (II) | Solar Panels |  | 0.31 | 10 | 121 | 27 |  | Fixed | Roof
NJSTRE1545386815 | NJSRRE1544060039 | Transition Incentive Program | Jersey City | 7304 | 8 | 6.3 | Residential | Yes | Behind the Meter | Net-metered residential rooftop and canopy |  | None | Vivint Solar Developer, LLC | PSE&G | Final As-Built Received | 2020-01-06 | 2020-01-09 | 2021-10-30 | Hanwha Solar | Q.PEAK BLK-G5 315 | Solar Panels |  | 0.315 | 4 | 302 | 31 |  | Fixed | Roof
NJSTRE1545386820 | NJSRRE1544220047 | Transition Incentive Program | Edison | 8837 | 11 | 4.34 | Residential | Yes | Behind the Meter | Behind the Meter |  | None | Sunrun Installation Services, Inc. | PSE&G | Eligible for TI Program | 2020-01-24 | 2020-01-28 | 2021-10-30 | REC Solar | REC310TP2M | Solar Panels |  | 0.31 | 9 | 103 | 23 |  | Fixed | Roof
NJSTRE1545386821 | NJSRRE1544414156 | Transition Incentive Program | BAYONNE | 7002 | 8 | 8.99 | Residential | No | Behind the Meter | Behind the Meter |  | None | Infinity Solar Systems | PSE&G | Eligible for TI Program | 2020-02-06 | 2020-02-10 | 2021-10-30 | LONGI | LR6-60HPB-310M | Solar Panels |  | 0.31 | 23 | 267 | 18 |  | Fixed | Roof
NJSTRE1545384749 | NJSRRE1543574922 | Transition Incentive Program | PISCATAWAY | 8854 | 11 | 10.08 | Residential | Yes | Behind the Meter | Net-metered residential rooftop and canopy |  | None | Vivint Solar Developer, LLC | PSE&G | Accepted | 2019-12-20 | 2019-12-26 | 2021-10-30 | Hanwha Solar | Q.PEAK BLK-G5 315 | Solar Panels |  | 0.315 | 15 | 63 | 22 |  | Fixed | Roof
NJSTRE1545384751 | NJSRRE1544150951 | Transition Incentive Program | Pleasantville | 8232 | 19 | 6.08 | Residential | Yes | Behind the Meter | Behind the Meter |  | None | Sunrun Installation Services, Inc. | AC Electric | Eligible for TI Program | 2020-01-09 | 2020-01-14 | 2021-10-30 | Hanwha Q-Cells | Q.PEAK DUO-G7 320 | Solar Panels |  | 0.32 | 5 | 295 | 35 |  | Fixed | Roof
NJSTRE1545384754 | NJSRRE1544347235 | Transition Incentive Program | Burlington | 8016 | 13 | 12.6 | Residential | Yes | Behind the Meter | Behind the Meter |  | None | Trinity Solar | PSE&G | Eligible for TI Program | 2020-02-03 | 2020-02-05 | 2021-10-30 | Hanwha 315 | Q.PEAK DUO BLK-G5 315 | Solar Panels |  | 0.315 | 12 | 78 | 37 |  | Fixed | Roof
NJSTRE1545384755 | NJSRRE1543513139 | Transition Incentive Program | Jackson Township | 8527 | 18 | 7.83 | Residential | Yes | Behind the Meter | Net-metered residential rooftop and canopy |  | None | Complete Solar | JCP&L | Accepted | 2019-12-18 | 2019-12-19 | 2021-10-30 | LONGI SOLAR | LR6-60HPB-305M | Solar Panels |  | 0.29 | 27 | 242.5 | 30 |  | Fixed | Roof
NJSTRE1545384760 | NJSRRE1544374114 | Transition Incentive Program | Paterson | 7504 | 6 | 9.1 | Residential | Yes | Behind the Meter | Behind the Meter |  | None | Pro Custom Solar dba Momentum Solar | PSE&G | Eligible for TI Program | 2020-02-05 | 2020-02-10 | 2021-10-30 | lg electronics | LG 350N1C-V5 | Solar Panels |  | 0.35 | 3 | 99 | 29 |  | Fixed | Roof
NJSTRE1545384764 | NJSRRE1544428440 | Transition Incentive Program | Sicklerville | 8081 | 14 | 9.72 | Residential | Yes | Behind the Meter | Net-metered residential rooftop and canopy |  | None | Vision Solar LLC | AC Electric | Accepted | 2020-02-10 | 2020-02-12 | 2021-10-30 | lg solar | lg335n1k-v5 | Solar Panels |  | 0.335 | 17 | 226 | 18 |  | Fixed | Roof
NJSTRE1545384767 | NJSRRE1544153980 | Transition Incentive Program | WOODBURY | 8096 | 15 | 6.3 | Residential | Yes | Behind the Meter | Net-metered residential rooftop and canopy |  | None | Vivint Solar Developer, LLC | PSE&G | Accepted | 2020-01-09 | 2020-01-14 | 2021-10-30 | Hanwha Solar | Q.PEAK BLK-G5 315 | Solar Panels |  | 0.315 | 5 | 119 | 45 |  | Fixed | Roof
NJSTRE1545384774 | NJSRRE1544529878 | Transition Incentive Program | BRICK | 8724 | 18 | 3.78 | Residential | Yes | Behind the Meter | Net-metered residential rooftop and canopy |  | None | Vivint Solar Developer, LLC | JCP&L | Accepted | 2020-02-26 | 2020-02-27 | 2021-10-30 | HANWHA SOLAR | Q.PEAK BLK-G5 315 | Solar Panels |  | 0.315 | 12 | 297 | 19 |  | Fixed | Roof
NJSTRE1545384776 | NJSRRE1544467016 | Transition Incentive Program | berlin | 8009 | 14 | 5.36 | Residential | Yes | Behind the Meter | Net-metered residential rooftop and canopy |  | None | Vision Solar LLC | PSE&G | Accepted | 2020-02-17 | 2020-02-20 | 2021-10-30 | lg solar | lg335n1k-v5 | Solar Panels |  | 0.335 | 16 | 147 | 26 |  | Fixed | Roof
NJSTRE1545384778 | NJSRRE1544538741 | Transition Incentive Program | MOUNT HOLLY | 8060 | 13 | 10.24 | Residential | Yes | Behind the Meter | Net-metered residential rooftop and canopy |  | None | Vivint Solar Developer, LLC | PSE&G | Accepted | 2020-02-26 | 2020-02-28 | 2021-10-30 | JINKO SOLAR | JKM320M-60HBL | Solar Panels |  | 0.32 | 9 | 138 | 27 |  | Fixed | Roof
NJSTRE1545384781 | NJSRRE1544413056 | Transition Incentive Program | IRVINGTON | 7111 | 9 | 11.52 | Residential | Yes | Behind the Meter | Net-metered residential rooftop and canopy |  | None | Vivint Solar Developer, LLC | PSE&G | Accepted | 2020-02-06 | 2020-02-10 | 2021-10-30 | JINKO SOLAR | JKM320M-60HBL | Solar Panels |  | 0.32 | 5 | 126 | 14 |  | Fixed | Roof
NJSTRE1545384783 | NJSRRE1543466184 | Transition Incentive Program | CAMDEN | 8105 | 14 | 4.41 | Residential | Yes | Behind the Meter | Net-metered residential rooftop and canopy |  | None | Vivint Solar Developer, LLC | PSE&G | Accepted | 2019-12-03 | 2019-12-05 | 2021-10-30 | Hanwha Solar | Q.PEAK BLK G5 315 | Solar Panels |  | 0.315 | 4 | 259 | 37 |  | Fixed | Roof
NJSTRE1545384786 | NJSRRE1544529781 | Transition Incentive Program | Hamilton Township | 8690 | 12 | 5.85 | Residential | No | Behind the Meter | Net-metered residential rooftop and canopy |  | None | Exact Solar | PSE&G | Accepted |  | 2020-02-27 | 2021-10-30 | Panasonic | VBHN325KA03 | Solar Panels |  | 0.325 | 14 | 100 | 22 |  | Fixed | Roof
NJSTRE1545384793 | NJSRRE1544343689 | Transition Incentive Program | Pleasantville | 8232 | 19 | 6.4 | Residential | Yes | Behind the Meter | Net-metered residential rooftop and canopy |  | None | Castle Energy, LLC | AC Electric | Final As-Built Received | 2020-01-31 | 2020-02-05 | 2021-10-30 | Hanwha Q-Cells | Q.Peak DUO BLK G5 320 | Solar Panels |  | 0.32 | 16 | 206 | 31 |  | Fixed | Roof
NJSTRE1545384795 | NJSRRE1544326473 | Transition Incentive Program | EDISON | 8820 | 11 | 8.82 | Residential | Yes | Behind the Meter | Net-metered residential rooftop and canopy |  | None | Vivint Solar Developer, LLC | PSE&G | Accepted | 2020-01-29 | 2020-02-03 | 2021-10-30 | Hanwha Solar | Q.PEAK BLK-G5 315 | Solar Panels |  | 0.315 | 24 | 95 | 19 |  | Fixed | Roof
NJSTRE1545384798 | NJSRRE1544524627 | Transition Incentive Program | Short Hills | 7078 | 9 | 13.33 | Residential | Yes | Behind the Meter | Behind the Meter |  | None | Sunrun Installation Services, Inc. | JCP&L | Eligible for TI Program | 2020-02-24 | 2020-02-27 | 2021-10-30 | REC Solar | REC310TP2M | Solar Panels |  | 0.31 | 13 | 137 | 27 |  | Fixed | Roof
NJSTRE1545384800 | NJSRRE1544535698 | Transition Incentive Program | Pleasantville | 8232 | 19 | 27.84 | Residential | Yes | Behind the Meter | Net-metered residential rooftop and canopy |  | None | Castle Energy, LLC | AC Electric | Accepted | 2020-02-25 | 2020-02-27 | 2021-10-30 | Hanwha Q-Cells | Q.Peak DUO-G5 320 | Solar Panels |  | 0.32 | 26 | 25 | 32 |  | Fixed | Roof
NJSTRE1545384802 | NJSRRE1544446796 | Transition Incentive Program | Newton | 7860 | 1 | 3.84 | Residential | No | Behind the Meter | Behind the Meter |  | None | Maier Solar Engineering dba Solar Me | JCP&L | Eligible for TI Program | 2020-02-13 | 2020-02-18 | 2021-10-30 | Hanwha | Q.CELL DUO BLK-G5 320W | Solar Panels |  | 0.32 | 12 | 213 | 20 |  | Fixed | Roof
NJSTRE1545384804 | NJSRRE1543586592 | Transition Incentive Program | clementon | 8021 | 14 | 23.1 | Commercial | Yes | Behind the Meter | Net-metered non-residential rooftop and canopy |  | None | Hytek Energy | AC Electric | Final As-Built Received |  | 2019-12-30 | 2021-10-30 | axitec | axitec premiumhc 385w | Solar Panels |  | 0.385 | 60 | 145 | 10 |  | Fixed | Roof
NJSTRE1545384809 | NJSRRE1544543762 | Transition Incentive Program | Oakhurst | 7755 | 17 | 30.8 | Residential | No | Behind the Meter | Net-metered residential rooftop and canopy |  | None | Ampericon | JCP&L | Accepted | 2020-02-26 | 2020-03-02 | 2021-10-30 | LG | LG350Q1C-A5 | Solar Panels |  | 0.35 | 44 | 263 | 25 |  | Fixed | Roof
NJSTRE1545384812 | NJSRRE1543820279 | Transition Incentive Program | Steelmanville | 8234 | 19 | 16 | Residential | Yes | Behind the Meter | Behind the Meter |  | None | All Season Solar | AC Electric | Eligible for TI Program | 2019-12-26 | 2019-12-31 | 2021-10-30 | Trina | TSM-DD06M05II 320W NOV19 | Solar Panels |  | 0.32 | 20 | 204 | 34 |  | Fixed | Roof
NJSTRE1545384815 | NJSRRE1543446645 | Transition Incentive Program | Manalapan | 7726 | 17 | 6.3 | Residential | No | Behind the Meter | Behind the Meter |  | None | Pro Custom Solar dba Momentum Solar | JCP&L | Eligible for TI Program | 2019-11-26 | 2019-12-02 | 2021-10-30 | Hanwha | Q.Peak DUO BLK-G5 315 | Solar Panels |  | 0.315 | 20 | 81 | 21 |  | Fixed | Roof
NJSTRE1545384817 | NJSRRE1543500287 | Transition Incentive Program | Bloomfield | 7003 | 9 | 5.04 | Residential | Yes | Behind the Meter | Net-metered residential rooftop and canopy |  | None | Vivint Solar Developer, LLC | PSE&G | Accepted | 2019-12-09 | 2019-12-10 | 2021-10-30 | HANWHA SOLAR | Q.PEAK BLK-G5 315 | Solar Panels |  | 0.315 | 7 | 21 | 9 |  | Fixed | Roof
NJSTRE1545384823 | NJSRRE1544524631 | Transition Incentive Program | Montclair | 7042 | 9 | 3.72 | Residential | Yes | Behind the Meter | Behind the Meter |  | None | Sunrun Installation Services, Inc. | PSE&G | Eligible for TI Program | 2020-02-24 | 2020-02-27 | 2021-10-30 | REC Solar | REC310TP2M | Solar Panels |  | 0.31 | 5 | 216 | 45 |  | Fixed | Roof
NJSTRE1545386739 | NJSRRE1543880430 | Transition Incentive Program | Willingboro | 8046 | 13 | 23.36 | Residential | Yes | Behind the Meter | Behind the Meter |  | None | Sunrun Installation Services, Inc. | PSE&G | Eligible for TI Program | 2020-01-02 | 2020-01-07 | 2021-10-30 | Hanwha Q-Cells | Q.PEAK DUO-G7 320 | Solar Panels |  | 0.32 | 22 | 289 | 27 |  | Fixed | Roof
NJSTRE1545386739 | NJSRRE1543880430 | Transition Incentive Program | Willingboro | 8046 | 13 | 23.36 | Residential | Yes | Behind the Meter | Behind the Meter |  | None | Sunrun Installation Services, Inc. | PSE&G | Eligible for TI Program | 2020-01-02 | 2020-01-07 | 2021-10-30 | Hanwha Q-Cells | Q.PEAK DUO-G7 320 | Solar Panels |  | 0.32 | 12 | 109 | 18 |  | Fixed | Roof
NJSTRE1545386744 | NJSRRE1544442772 | Transition Incentive Program | Moonachie | 7074 | 7 | 4.8 | Residential | No | Behind the Meter | Behind the Meter |  | None | Maier Solar Engineering dba Solar Me | PSE&G | Eligible for TI Program | 2020-02-13 | 2020-02-21 | 2021-10-30 | Hanwha | Q. CELL DUO G5 320W | Solar Panels |  | 0.32 | 15 | 226 | 12 |  | Fixed | Roof
NJSTRE1545386755 | NJSRRE1544202257 | Transition Incentive Program | Matawan | 7747 | 17 | 7.36 | Residential | Yes | Behind the Meter | Behind the Meter |  | None | Sunrun Installation Services, Inc. | JCP&L | Eligible for TI Program | 2020-01-21 | 2020-01-27 | 2021-10-30 | Hanwha Q-Cells | Q.PEAK DUO-G7 320 | Solar Panels |  | 0.32 | 14 | 157 | 37 |  | Fixed | Roof
NJSTRE1545386757 | NJSRRE1544151024 | Transition Incentive Program | Bayville | 8721 | 18 | 7.68 | Residential | Yes | Behind the Meter | Behind the Meter |  | None | Sunrun Installation Services, Inc. | JCP&L | Eligible for TI Program | 2020-01-09 | 2020-01-14 | 2021-10-30 | Hanwha Q-Cells | Q.PEAK DUO-G7 320 | Solar Panels |  | 0.32 | 24 | 174 | 23 |  | Fixed | Roof
NJSTRE1545386764 | NJSRRE1544308030 | Transition Incentive Program | MONROE TOWNSHIP | 8831 | 11 | 6.3 | Residential | No | Behind the Meter | Behind the Meter |  | None | Infinity Solar Systems | JCP&L | Eligible for TI Program | 2020-01-27 | 2020-01-29 | 2021-10-30 | LG | LG350N1C-V5 | Solar Panels |  | 0.35 | 18 | 172 | 30 |  | Fixed | Roof
NJSTRE1545386776 | NJSRRE1544157419 | Transition Incentive Program | Cranford | 7016 | 10 | 6.5 | Residential | No | Behind the Meter | Behind the Meter |  | None | Accord Power Inc | PSE&G | Eligible for TI Program | 2020-01-13 | 2020-01-15 | 2021-10-30 | Hanwah | Q.Cell 325 | Solar Panels |  | 0.325 | 14 | 127 | 35 |  | Fixed | Roof
NJSTRE1545386777 | NJSRRE1544501432 | Transition Incentive Program | Pennsauken | 8110 | 14 | 5.12 | Residential | Yes | Behind the Meter | Behind the Meter |  | None | Skyline Solar, LLC | PSE&G | Eligible for TI Program | 2020-02-20 | 2020-02-24 | 2021-10-30 | Hanwha | Q.Peak Duo-G5 | Solar Panels |  | 0.32 | 16 | 147 | 30 |  | Fixed | Roof
NJSTRE1545386782 | NJSRRE1544540652 | Transition Incentive Program | Grenloch | 8032 | 15 | 9.18 | Residential | Yes | Behind the Meter | Behind the Meter |  | None | Trinity Solar | AC Electric | Eligible for TI Program | 2020-02-26 | 2020-02-28 | 2021-10-30 | Hanwha | Q.PEAK DUO BLK-G6 340 | Solar Panels |  | 0.34 | 16 | 131 | 14 |  | Fixed | Roof
NJSTRE1545386782 | NJSRRE1544540652 | Transition Incentive Program | Grenloch | 8032 | 15 | 9.18 | Residential | Yes | Behind the Meter | Behind the Meter |  | None | Trinity Solar | AC Electric | Eligible for TI Program | 2020-02-26 | 2020-02-28 | 2021-10-30 | Hanwha | Q.PEAK DUO BLK-G6 340 | Solar Panels |  | 0.34 | 11 | 221 | 23 |  | Fixed | Roof
NJSTRE1545386794 | NJSRRE1543501837 | Transition Incentive Program | Montclair | 7042 | 9 | 5.8 | Residential | Yes | Behind the Meter | Behind the Meter |  | None | Sunrun Installation Services, Inc. | PSE&G | Eligible for TI Program | 2019-12-09 | 2019-12-11 | 2021-10-30 | REC Solar | REC290TP2 BLK | Solar Panels |  | 0.29 | 7 | 132 | 34 |  | Fixed | Roof
NJSTRE1545386798 | NJSRRE1544543632 | Transition Incentive Program | Holmdel | 7733 | 17 | 25.53 | Residential | No | Behind the Meter | Behind the Meter |  | None | Sunrun Installation Services, Inc. | JCP&L | Eligible for TI Program | 2020-02-26 | 2020-03-02 | 2021-10-30 | LG Electronics | LG345N1C-V5 | Solar Panels |  | 0.345 | 18 | 155 | 34 |  | Fixed | Roof
NJSTRE1545386798 | NJSRRE1544543632 | Transition Incentive Program | Holmdel | 7733 | 17 | 25.53 | Residential | No | Behind the Meter | Behind the Meter |  | None | Sunrun Installation Services, Inc. | JCP&L | Eligible for TI Program | 2020-02-26 | 2020-03-02 | 2021-10-30 | LG Electronics | LG345N1C-V5 | Solar Panels |  | 0.345 | 21 | 246 | 34 |  | Fixed | Roof
NJSTRE1545386786 | NJSRRE1544201512 | Transition Incentive Program | Hawthorne | 7506 | 6 | 3.1 | Residential | Yes | Behind the Meter | Behind the Meter |  | None | Sunrun Installation Services, Inc. | PSE&G | Eligible for TI Program | 2020-01-21 | 2020-01-24 | 2021-10-30 | Hanwha Q-Cells | Q.PEAK DUO-G7 320 | Solar Panels |  | 0.31 | 6 | 171 | 12 |  | Fixed | Roof
NJSTRE1545386797 | NJSRRE1544546713 | Transition Incentive Program | MARLTON | 8053 | 13 | 5.44 | Residential | Yes | Behind the Meter | Net-metered residential rooftop and canopy |  | None | Vivint Solar Developer, LLC | PSE&G | Accepted | 2020-02-28 | 2020-03-03 | 2021-10-30 | JINKO SOLAR | JKM320M-60HBL | Solar Panels |  | 0.32 | 8 | 237 | 24 |  | Fixed | Roof
NJSTRE1545386798 | NJSRRE1544543632 | Transition Incentive Program | Holmdel | 7733 | 17 | 25.53 | Residential | No | Behind the Meter | Behind the Meter |  | None | Sunrun Installation Services, Inc. | JCP&L | Eligible for TI Program | 2020-02-26 | 2020-03-02 | 2021-10-30 | LG Electronics | LG345N1C-V5 | Solar Panels |  | 0.345 | 4 | 335 | 34 |  | Fixed | Roof
NJSTRE1545386801 | NJSRRE1544119424 | Transition Incentive Program | Somerset | 8873 | 5 | 8.75 | Residential | Yes | Behind the Meter | Behind the Meter |  | None | Pro Custom Solar dba Momentum Solar | PSE&G | Eligible for TI Program | 2020-01-07 | 2020-01-10 | 2021-10-30 | LG ELECTRONICS | LG 350N1C-V5 | Solar Panels |  | 0.35 | 9 | 202 | 22 |  | Fixed | Roof
NJSTRE1545386808 | NJSRRE1543473876 | Transition Incentive Program | PENNSAUKEN | 8110 | 14 | 5.67 | Residential | Yes | Behind the Meter | Net-metered residential rooftop and canopy |  | None | Vivint Solar Developer, LLC | PSE&G | Accepted | 2019-12-03 | 2019-12-05 | 2021-10-30 | Hanwha | Q.PEAK BLK-G5 315 | Solar Panels |  | 0.315 | 4 | 128 | 10 |  | Fixed | Roof
NJSTRE1545386810 | NJSRRE1544457630 | Transition Incentive Program | Piscataway | 8854 | 11 | 10.54 | Residential | No | Behind the Meter | Behind the Meter |  | None | Sunrun, Inc. | PSE&G | Eligible for TI Program | 2020-02-14 | 2020-02-19 | 2021-10-30 | REC Solar | REC310TP2M | Solar Panels |  | 0.31 | 22 | 312 | 23 |  | Fixed | Roof
NJSTRE1545386817 | NJSRRE1543667092 | Transition Incentive Program | MOUNT ROYAL | 8061 | 15 | 8.51 | Residential | No | Behind the Meter | Net-metered residential rooftop and canopy |  | None | Vivint Solar Developer, LLC | AC Electric | Accepted | 2019-12-23 | 2020-01-08 | 2021-10-30 | Hanwha Solar | Q.PEAK BLK-G5 315 | Solar Panels |  | 0.315 | 9 | 10 | 24 |  | Fixed | Roof
NJSTRE1545386819 | NJSRRE1543421761 | Transition Incentive Program | Hillside | 7205 | 10 | 7.56 | Residential | Yes | Behind the Meter | Net-metered residential rooftop and canopy |  | None | Vivint Solar Developer, LLC | PSE&G | Accepted | 2019-11-25 | 2019-11-25 | 2021-10-30 | HANWHA SOLAR | Q.PEAK BLK-G5 315 | Solar Panels |  | 0.315 | 4 | 306 | 27 |  | Fixed | Roof
NJSTRE1545386819 | NJSRRE1543421761 | Transition Incentive Program | Hillside | 7205 | 10 | 7.56 | Residential | Yes | Behind the Meter | Net-metered residential rooftop and canopy |  | None | Vivint Solar Developer, LLC | PSE&G | Accepted | 2019-11-25 | 2019-11-25 | 2021-10-30 | HANWHA SOLAR | Q.PEAK BLK-G5 315 | Solar Panels |  | 0.315 | 13 | 126 | 25 |  | Fixed | Roof
NJSTRE1545386826 | NJSRRE1543478001 | Transition Incentive Program | Fair Lawn | 7410 | 7 | 6.3 | Residential | Yes | Behind the Meter | Net-metered residential rooftop and canopy |  | None | Vivint Solar Developer, LLC | PSE&G | Accepted |  | 2019-12-06 | 2021-10-30 | Hanwha | Q.PEAK BLK-G5 315 | Solar Panels |  | 0.315 | 4 | 156 | 22 |  | Fixed | Roof
NJSTRE1545386827 | NJSRRE1543827286 | Transition Incentive Program | Keansburg | 7734 | 17 | 10.4 | Residential | Yes | Behind the Meter | Net-metered residential rooftop and canopy |  | None | Vivint Solar Developer, LLC | JCP&L | Accepted | 2020-01-02 | 2020-01-03 | 2021-10-30 | HANWHA SOLAR | Q.PEAK BLK-G5 315 | Solar Panels |  | 0.315 | 15 | 76 | 34 |  | Fixed | Roof
NJSTRE1545386829 | NJSRRE1544535766 | Transition Incentive Program | Elmwood Park | 7407 | 7 | 4.96 | Residential | Yes | Behind the Meter | Behind the Meter |  | None | Sunrun Installation Services, Inc. | PSE&G | Eligible for TI Program | 2020-02-25 | 2020-02-27 | 2021-10-30 | REC Solar | REC310TP2M | Solar Panels |  | 0.31 | 4 | 69 | 27 |  | Fixed | Roof
NJSTRE1545386796 | NJSRRE1544519892 | Transition Incentive Program | Willingboro | 8046 | 13 | 13.76 | Residential | Yes | Behind the Meter | Net-metered residential rooftop and canopy |  | None | Vivint Solar Developer, LLC | PSE&G | Accepted | 2020-02-22 | 2020-02-25 | 2021-10-30 | JINKO SOLAR | JKM320M-60HBL | Solar Panels |  | 0.32 | 17 | 208 | 26 |  | Fixed | Roof
NJSTRE1545386799 | NJSRRE1544543375 | Transition Incentive Program | Paterson | 7501 | 6 | 2.79 | Residential | Yes | Behind the Meter | Behind the Meter |  | None | Sunrun Installation Services, Inc. | PSE&G | Eligible for TI Program | 2020-02-26 | 2020-03-02 | 2021-10-30 | REC Solar | REC310TP2M | Solar Panels |  | 0.31 | 6 | 201 | 27 |  | Fixed | Roof
NJSTRE1545386803 | NJSRRE1544465852 | Transition Incentive Program | Keyport | 7735 | 17 | 8.32 | Residential | Yes | Behind the Meter | Net-metered residential rooftop and canopy |  | None | Vivint Solar Developer, LLC | JCP&L | Accepted | 2020-02-17 | 2020-02-20 | 2021-10-30 | Jinko Solar | JKM320M-60HBL | Solar Panels |  | 0.32 | 11 | 154 | 23 |  | Fixed | Roof
NJSTRE1545386812 | NJSRRE1543555888 | Transition Incentive Program | Elizabeth | 7208 | 10 | 8.51 | Residential | Yes | Behind the Meter | Behind the Meter |  | None | Pro Custom Solar dba Momentum Solar | PSE&G | Eligible for TI Program | 2019-12-17 | 2019-12-20 | 2021-10-30 | HANWHA | Q.PEAK DUO BLK-G5 315 | Solar Panels |  | 0.315 | 7 | 296 | 17 |  | Fixed | Roof
NJSTRE1545386814 | NJSRRE1544113895 | Transition Incentive Program | Dover | 7801 | 3 | 5.36 | Residential | Yes | Behind the Meter | Behind the Meter |  | None | Pro Custom Solar dba Momentum Solar | JCP&L | Eligible for TI Program | 2020-01-07 | 2020-01-09 | 2021-10-30 | HANWHA | Q.Peak DUO BLK-G5 315 | Solar Panels |  | 0.315 | 4 | 352 | 8 |  | Fixed | Roof
NJSTRE1545386819 | NJSRRE1543421761 | Transition Incentive Program | Hillside | 7205 | 10 | 7.56 | Residential | Yes | Behind the Meter | Net-metered residential rooftop and canopy |  | None | Vivint Solar Developer, LLC | PSE&G | Accepted | 2019-11-25 | 2019-11-25 | 2021-10-30 | HANWHA SOLAR | Q.PEAK BLK-G5 315 | Solar Panels |  | 0.315 | 7 | 126 | 27 |  | Fixed | Roof
NJSTRE1545386821 | NJSRRE1544414156 | Transition Incentive Program | BAYONNE | 7002 | 8 | 8.99 | Residential | No | Behind the Meter | Behind the Meter |  | None | Infinity Solar Systems | PSE&G | Eligible for TI Program | 2020-02-06 | 2020-02-10 | 2021-10-30 | LONGI | LR6-60HPB-310M | Solar Panels |  | 0.31 | 6 | 87 | 18 |  | Fixed | Roof
NJSTRE1545386837 | NJSRRE1544171611 | Transition Incentive Program | PINEHURST | 8201 | 19 | 8.19 | Residential | Yes | Behind the Meter | Net-metered residential rooftop and canopy |  | None | Vivint Solar Developer, LLC | AC Electric | Accepted | 2020-01-15 | 2020-01-20 | 2021-10-30 | HANWHA SOLAR | Q.PEAK BLK-G5 315 | Solar Panels |  | 0.315 | 11 | 282 | 21 |  | Fixed | Roof
NJSTRE1545386840 | NJSRRE1544514491 | Transition Incentive Program | TOMS RIVER | 8753 | 18 | 7.36 | Residential | Yes | Behind the Meter | Net-metered residential rooftop and canopy |  | None | Vivint Solar Developer, LLC | JCP&L | Accepted | 2020-02-24 | 2020-02-25 | 2021-10-30 | JINKO SOLAR | JKM320M-60HBL | Solar Panels |  | 0.32 | 8 | 267 | 45 |  | Fixed | Roof
NJSTRE1545386843 | NJSRRE1543828820 | Transition Incentive Program | CLEMENTON | 8021 | 14 | 6.93 | Residential | Yes | Behind the Meter | Net-metered residential rooftop and canopy |  | None | Vivint Solar Developer, LLC | AC Electric | Accepted | 2019-12-31 | 2020-01-03 | 2021-10-30 | Hanwha Solar | Q.PEAK BLK-G5 315 | Solar Panels |  | 0.315 | 12 | 319 | 20 |  | Fixed | Roof
NJSTRE1545386847 | NJSRRE1544199109 | Transition Incentive Program | Orange | 7050 | 9 | 5.12 | Residential | Yes | Behind the Meter | Behind the Meter |  | None | Skyline Solar, LLC | PSE&G | Eligible for TI Program | 2020-01-20 | 2020-01-23 | 2021-10-30 | Hanwha Q-Cells | Q.PEAK DUO-G5 320 | Solar Panels |  | 0.32 | 16 | 122302 | 29 |  | Fixed | Roof
NJSTRE1545386851 | NJSRRE1544144717 | Transition Incentive Program | WHARTON | 7885 | 3 | 7.37 | Residential | No | Behind the Meter | Behind the Meter |  | None | Infinity Solar Systems | JCP&L | Eligible for TI Program | 2020-01-08 | 2020-01-13 | 2021-10-30 | LG | LG335N1K-V5 | Solar Panels |  | 0.335 | 8 | 166 | 30 |  | Fixed | Roof
NJSTRE1545386855 | NJSRRE1544550206 | Transition Incentive Program | Haledon | 7508 | 6 | 12.4 | Residential | Yes | Behind the Meter | Behind the Meter |  | None | Sunrun Installation Services, Inc. | PSE&G | Eligible for TI Program | 2020-02-28 | 2020-03-04 | 2021-10-30 | REC Solar | REC310TP2M | Solar Panels |  | 0.31 | 15 | 263 | 30 |  | Fixed | Roof
NJSTRE1545386803 | NJSRRE1544465852 | Transition Incentive Program | Keyport | 7735 | 17 | 8.32 | Residential | Yes | Behind the Meter | Net-metered residential rooftop and canopy |  | None | Vivint Solar Developer, LLC | JCP&L | Accepted | 2020-02-17 | 2020-02-20 | 2021-10-30 | Jinko Solar | JKM320M-60HBL | Solar Panels |  | 0.32 | 3 | 154 | 22 |  | Fixed | Roof
NJSTRE1545386813 | NJSRRE1543513096 | Transition Incentive Program | West Windsor | 8550 | 12 | 7.54 | Residential | No | Behind the Meter | Net-metered residential rooftop and canopy |  | None | Sunrun Installation Services, Inc. | PSE&G | Final As-Built Received |  | 2019-12-16 | 2021-10-30 | REC Solar | REC290TP2 BLK | Solar Panels |  | 0.29 | 26 | 171 | 22 |  | Fixed | Roof
NJSTRE1545386818 | NJSRRE1543586458 | Transition Incentive Program | Elmer | 8318 | 16 | 7.56 | Residential | Yes | Behind the Meter | Net-metered residential rooftop and canopy |  | None | Vision Solar LLC | AC Electric | Accepted | 2020-01-03 | 2020-01-03 | 2021-10-30 | hanwa qcells | q.peak duo-g5 315 | Solar Panels |  | 0.315 | 6 | 238 | 24 |  | Fixed | Roof
NJSTRE1545386818 | NJSRRE1543586458 | Transition Incentive Program | Elmer | 8318 | 16 | 7.56 | Residential | Yes | Behind the Meter | Net-metered residential rooftop and canopy |  | None | Vision Solar LLC | AC Electric | Accepted | 2020-01-03 | 2020-01-03 | 2021-10-30 | hanwa qcells | q.peak duo-g5 315 | Solar Panels |  | 0.315 | 6 | 58 | 24 |  | Fixed | Roof
NJSTRE1545386827 | NJSRRE1543827286 | Transition Incentive Program | Keansburg | 7734 | 17 | 10.4 | Residential | Yes | Behind the Meter | Net-metered residential rooftop and canopy |  | None | Vivint Solar Developer, LLC | JCP&L | Accepted | 2020-01-02 | 2020-01-03 | 2021-10-30 | HANWHA SOLAR | Q.PEAK BLK-G5 315 | Solar Panels |  | 0.315 | 4 | 256 | 36 |  | Fixed | Roof
NJSTRE1545386827 | NJSRRE1543827286 | Transition Incentive Program | Keansburg | 7734 | 17 | 10.4 | Residential | Yes | Behind the Meter | Net-metered residential rooftop and canopy |  | None | Vivint Solar Developer, LLC | JCP&L | Accepted | 2020-01-02 | 2020-01-03 | 2021-10-30 | HANWHA SOLAR | Q.PEAK BLK-G5 315 | Solar Panels |  | 0.315 | 6 | 256 | 17 |  | Fixed | Roof
NJSTRE1545386832 | NJSRRE1544524501 | Transition Incentive Program | Belleville | 7109 | 9 | 4.96 | Residential | Yes | Behind the Meter | Behind the Meter |  | None | Sunrun Installation Services, Inc. | PSE&G | Eligible for TI Program | 2020-02-24 | 2020-02-26 | 2021-10-30 | REC Solar | REC310TP2M | Solar Panels |  | 0.31 | 8 | 29 | 34 |  | Fixed | Roof
NJSTRE1545386838 | NJSRRE1543426164 | Transition Incentive Program | Paterson | 7502 | 6 | 4.91 | Residential | No | Behind the Meter | Behind the Meter |  | None | Seabright Solar | PSE&G | Eligible for TI Program | 2019-11-27 | 2019-11-27 | 2021-10-30 | Sunpower | SPR-E20-327 | Solar Panels |  | 0.327 | 5 | 49 | 21 |  | Fixed | Roof
NJSTRE1545386839 | NJSRRE1544354773 | Transition Incentive Program | PENNSAUKEN | 8109 | 14 | 6.3 | Residential | Yes | Behind the Meter | Net-metered residential rooftop and canopy |  | None | Vivint Solar Developer, LLC | PSE&G | Accepted | 2020-02-06 | 2020-02-07 | 2021-10-30 | Hanwha Solar | Q.PEAK BLK-G5 315 | Solar Panels |  | 0.315 | 10 | 120 | 31 |  | Fixed | Roof
NJSTRE1545386848 | NJSRRE1544529906 | Transition Incentive Program | CLIFFWOOD | 7721 | 17 | 7.68 | Residential | Yes | Behind the Meter | Behind the Meter |  | None | Vivint Solar Developer, LLC | JCP&L | Eligible for TI Program | 2020-02-25 | 2020-02-27 | 2021-10-30 | JINKO SOLAR | JKM320M-60HBL | Solar Panels |  | 0.32 | 6 | 216 | 22 |  | Fixed | Roof
NJSTRE1545386849 | NJSRRE1543450697 | Transition Incentive Program | North Bergen | 7047 | 8 | 3.78 | Residential | Yes | Behind the Meter | Net-metered residential rooftop and canopy |  | None | Suntuity Solar LLC | PSE&G | Accepted | 2019-11-27 | 2019-12-03 | 2021-10-30 | Yingli Green Energy | YL315D-30b | Solar Panels |  | 0.315 | 3 | 208 | 25 |  | Fixed | Roof
NJSTRE1545386853 | NJSRRE1543438715 | Transition Incentive Program | Sicklerville | 8081 | 14 | 7.56 | Residential | Yes | Behind the Meter | Behind the Meter |  | None | Pro Custom Solar dba Momentum Solar | AC Electric | Eligible for TI Program | 2019-11-23 | 2019-11-27 | 2021-10-30 | Hanwha | Q.Peak DUO BLK-G5 315 | Solar Panels |  | 0.315 | 14 | 240 | 29 |  | Fixed | Roof
NJSTRE1545386791 | NJSRRE1543427043 | Transition Incentive Program | Deptford Township | 8096 | 15 | 7.97 | Residential | Yes | Behind the Meter | Behind the Meter |  | None | Sunrun Installation Services, Inc. | PSE&G | Eligible for TI Program | 2019-11-20 | 2019-11-25 | 2021-10-30 | LONGi Green Energy Technology Co Ltd | LR6-60PB-295M | Solar Panels |  | 0.295 | 27 | 150 | 34 |  | Fixed | Roof
NJSTRE1545386792 | NJSRRE1543434177 | Transition Incentive Program | Paterson | 7513 | 6 | 4.1 | Residential | Yes | Behind the Meter | Net-metered residential rooftop and canopy |  | None | Vivint Solar Developer, LLC | PSE&G | Accepted | 2019-11-25 | 2019-11-25 | 2021-10-30 | Hanwha | Q.PEAK BLK-G5 315 | Solar Panels |  | 0.315 | 6 | 186 | 32 |  | Fixed | Roof
NJSTRE1545386796 | NJSRRE1544519892 | Transition Incentive Program | Willingboro | 8046 | 13 | 13.76 | Residential | Yes | Behind the Meter | Net-metered residential rooftop and canopy |  | None | Vivint Solar Developer, LLC | PSE&G | Accepted | 2020-02-22 | 2020-02-25 | 2021-10-30 | JINKO SOLAR | JKM320M-60HBL | Solar Panels |  | 0.32 | 5 | 28 | 18 |  | Fixed | Roof
NJSTRE1545386801 | NJSRRE1544119424 | Transition Incentive Program | Somerset | 8873 | 5 | 8.75 | Residential | Yes | Behind the Meter | Behind the Meter |  | None | Pro Custom Solar dba Momentum Solar | PSE&G | Eligible for TI Program | 2020-01-07 | 2020-01-10 | 2021-10-30 | LG ELECTRONICS | LG 350N1C-V5 | Solar Panels |  | 0.35 | 4 | 202 | 22 |  | Fixed | Roof
NJSTRE1545386807 | NJSRRE1544469940 | Transition Incentive Program | MERCHANTVILLE | 8109 | 14 | 8.51 | Residential | Yes | Behind the Meter | Behind the Meter |  | None | Vivint Solar Developer, LLC | PSE&G | Eligible for TI Program | 2020-02-19 | 2020-02-21 | 2021-10-30 | Hanwha Solar | Q.PEAK BLK-G5 315 | Solar Panels |  | 0.315 | 7 | 9 | 29 |  | Fixed | Roof
NJSTRE1545386811 | NJSRRE1544150731 | Transition Incentive Program | Medford | 8055 | 13 | 13.95 | Residential | No | Behind the Meter | Behind the Meter |  | None | Sun Up Zero Down | PSE&G | Eligible for TI Program | 2020-01-09 | 2020-01-14 | 2021-10-30 | trina | TSM-310 DD05A.05 (II) | Solar Panels |  | 0.31 | 11 | 211 | 27 |  | Fixed | Roof
NJSTRE1545386811 | NJSRRE1544150731 | Transition Incentive Program | Medford | 8055 | 13 | 13.95 | Residential | No | Behind the Meter | Behind the Meter |  | None | Sun Up Zero Down | PSE&G | Eligible for TI Program | 2020-01-09 | 2020-01-14 | 2021-10-30 | trina | TSM-310 DD05A.05 (II) | Solar Panels |  | 0.31 | 6 | 121 | 27 |  | Fixed | Roof
NJSTRE1545386815 | NJSRRE1544060039 | Transition Incentive Program | Jersey City | 7304 | 8 | 6.3 | Residential | Yes | Behind the Meter | Net-metered residential rooftop and canopy |  | None | Vivint Solar Developer, LLC | PSE&G | Final As-Built Received | 2020-01-06 | 2020-01-09 | 2021-10-30 | Hanwha Solar | Q.PEAK BLK-G5 315 | Solar Panels |  | 0.315 | 4 | 122 | 31 |  | Fixed | Roof
NJSTRE1545386816 | NJSRRE1544550216 | Transition Incentive Program | Cranford | 7016 | 10 | 5.6 | Residential | Yes | Behind the Meter | Net-metered residential rooftop and canopy |  | None | Pro Custom Solar dba Momentum Solar | PSE&G | Accepted | 2020-02-28 | 2020-03-04 | 2021-10-30 | lg electronics | LG 350N1C-V5 | Solar Panels |  | 0.35 | 16 | 307 | 5 |  | Fixed | Roof
NJSTRE1545386820 | NJSRRE1544220047 | Transition Incentive Program | Edison | 8837 | 11 | 4.34 | Residential | Yes | Behind the Meter | Behind the Meter |  | None | Sunrun Installation Services, Inc. | PSE&G | Eligible for TI Program | 2020-01-24 | 2020-01-28 | 2021-10-30 | REC Solar | REC310TP2M | Solar Panels |  | 0.31 | 5 | 192 | 23 |  | Fixed | Roof
NJSTRE1545386825 | NJSRRE1543827435 | Transition Incentive Program | Englishtown | 7726 | 17 | 10.7 | Residential | No | Behind the Meter | Behind the Meter |  | None | Sunrun Installation Services, Inc. | JCP&L | Eligible for TI Program | 2019-12-30 | 2020-01-03 | 2021-10-30 | LG Electronics | LG345N1C-V5 | Solar Panels |  | 0.345 | 13 | 103 | 19 |  | Fixed | Roof
NJSTRE1545386829 | NJSRRE1544535766 | Transition Incentive Program | Elmwood Park | 7407 | 7 | 4.96 | Residential | Yes | Behind the Meter | Behind the Meter |  | None | Sunrun Installation Services, Inc. | PSE&G | Eligible for TI Program | 2020-02-25 | 2020-02-27 | 2021-10-30 | REC Solar | REC310TP2M | Solar Panels |  | 0.31 | 5 | 69 | 18 |  | Fixed | Roof
NJSTRE1545386837 | NJSRRE1544171611 | Transition Incentive Program | PINEHURST | 8201 | 19 | 8.19 | Residential | Yes | Behind the Meter | Net-metered residential rooftop and canopy |  | None | Vivint Solar Developer, LLC | AC Electric | Accepted | 2020-01-15 | 2020-01-20 | 2021-10-30 | HANWHA SOLAR | Q.PEAK BLK-G5 315 | Solar Panels |  | 0.315 | 7 | 102 | 21 |  | Fixed | Roof
NJSTRE1545386838 | NJSRRE1543426164 | Transition Incentive Program | Paterson | 7502 | 6 | 4.91 | Residential | No | Behind the Meter | Behind the Meter |  | None | Seabright Solar | PSE&G | Eligible for TI Program | 2019-11-27 | 2019-11-27 | 2021-10-30 | Sunpower | SPR-E20-327 | Solar Panels |  | 0.327 | 10 | 229 | 21 |  | Fixed | Roof
NJSTRE1545386839 | NJSRRE1544354773 | Transition Incentive Program | PENNSAUKEN | 8109 | 14 | 6.3 | Residential | Yes | Behind the Meter | Net-metered residential rooftop and canopy |  | None | Vivint Solar Developer, LLC | PSE&G | Accepted | 2020-02-06 | 2020-02-07 | 2021-10-30 | Hanwha Solar | Q.PEAK BLK-G5 315 | Solar Panels |  | 0.315 | 10 | 300 | 31 |  | Fixed | Roof
NJSTRE1545386840 | NJSRRE1544514491 | Transition Incentive Program | TOMS RIVER | 8753 | 18 | 7.36 | Residential | Yes | Behind the Meter | Net-metered residential rooftop and canopy |  | None | Vivint Solar Developer, LLC | JCP&L | Accepted | 2020-02-24 | 2020-02-25 | 2021-10-30 | JINKO SOLAR | JKM320M-60HBL | Solar Panels |  | 0.32 | 15 | 87 | 45 |  | Fixed | Roof
NJSTRE1545386846 | NJSRRE1543496233 | Transition Incentive Program | Mickleton | 8056 | 15 | 25.68 | Residential | No | Behind the Meter | Behind the Meter |  | None | Sunny Corp | AC Electric | Eligible for TI Program | 2019-12-06 | 2019-12-10 | 2021-10-30 | PANASONIC | VBHN325KA03 | Solar Panels |  | 0.325 | 5 | 82 | 45 |  | Fixed | Roof
NJSTRE1545386856 | NJSRRE1543509815 | Transition Incentive Program | Ogdensburg | 7439 | 1 | 6.67 | Residential | Yes | Behind the Meter | Behind the Meter |  | None | Sunrun Installation Services, Inc. | JCP&L | Eligible for TI Program | 2019-12-11 | 2019-12-16 | 2021-10-30 | REC Solar | REC290TP2 BLK | Solar Panels |  | 0.29 | 5 | 115 | 27 |  | Fixed | Roof
NJSTRE1545386857 | NJSRRE1543436785 | Transition Incentive Program | Union | 7083 | 10 | 5.99 | Residential | Yes | Behind the Meter | Behind the Meter |  | None | Pro Custom Solar dba Momentum Solar | PSE&G | Eligible for TI Program | 2019-11-22 | 2019-11-26 | 2021-10-30 | Hanwha | Q.Peak DUO BLK-G5 315 | Solar Panels |  | 0.315 | 7 | 83 | 24 |  | Fixed | Roof
NJSTRE1545386858 | NJSRRE1543500295 | Transition Incentive Program | WAYNE | 7470 | 6 | 15.75 | Residential | Yes | Behind the Meter | Net-metered residential rooftop and canopy |  | None | Vivint Solar Developer, LLC | PSE&G | Accepted | 2019-12-09 | 2019-12-10 | 2021-10-30 | HANWHA SOLAR | Q.PEAK BLK-G5 315 | Solar Panels |  | 0.315 | 15 | 257 | 33 |  | Fixed | Roof
NJSTRE1545386865 | NJSRRE1544309142 | Transition Incentive Program | Sicklerville | 8081 | 14 | 10.71 | Residential | Yes | Behind the Meter | Behind the Meter |  | None | Orbit Energy & Power, LLC | AC Electric | Eligible for TI Program | 2020-01-27 | 2020-01-30 | 2021-10-30 | Hanwha | Q.PEAK DUO-BLK-G5 315W | Solar Panels |  | 0.315 | 14 | 338 | 16 |  | Fixed | Roof
NJSTRE1545386868 | NJSRRE1544151515 | Transition Incentive Program | Lakewood Township | 8701 | 18 | 16.32 | Residential | Yes | Behind the Meter | Behind the Meter |  | None | Sunrun Installation Services, Inc. | JCP&L | Eligible for TI Program | 2020-01-09 | 2020-01-14 | 2021-10-30 | Hanwha Q-Cells | Q.PEAK DUO-G7 320 | Solar Panels |  | 0.32 | 13 | 183 | 30 |  | Fixed | Roof
NJSTRE1545386868 | NJSRRE1544151515 | Transition Incentive Program | Lakewood Township | 8701 | 18 | 16.32 | Residential | Yes | Behind the Meter | Behind the Meter |  | None | Sunrun Installation Services, Inc. | JCP&L | Eligible for TI Program | 2020-01-09 | 2020-01-14 | 2021-10-30 | Hanwha Q-Cells | Q.PEAK DUO-G7 320 | Solar Panels |  | 0.32 | 7 | 93 | 30 |  | Fixed | Roof
NJSTRE1545386876 | NJSRRE1544157754 | Transition Incentive Program | Jackson Township | 8527 | 18 | 8 | Residential | Yes | Behind the Meter | Behind the Meter |  | None | Sunrun Installation Services, Inc. | JCP&L | Eligible for TI Program | 2020-01-10 | 2020-01-15 | 2021-10-30 | Hanwha Q-Cells | Q.PEAK DUO-G7 320 | Solar Panels |  | 0.32 | 13 | 138 | 23 |  | Fixed | Roof
NJSTRE1545386857 | NJSRRE1543436785 | Transition Incentive Program | Union | 7083 | 10 | 5.99 | Residential | Yes | Behind the Meter | Behind the Meter |  | None | Pro Custom Solar dba Momentum Solar | PSE&G | Eligible for TI Program | 2019-11-22 | 2019-11-26 | 2021-10-30 | Hanwha | Q.Peak DUO BLK-G5 315 | Solar Panels |  | 0.315 | 12 | 173 | 23 |  | Fixed | Roof
NJSTRE1545386858 | NJSRRE1543500295 | Transition Incentive Program | WAYNE | 7470 | 6 | 15.75 | Residential | Yes | Behind the Meter | Net-metered residential rooftop and canopy |  | None | Vivint Solar Developer, LLC | PSE&G | Accepted | 2019-12-09 | 2019-12-10 | 2021-10-30 | HANWHA SOLAR | Q.PEAK BLK-G5 315 | Solar Panels |  | 0.315 | 10 | 167 | 44 |  | Fixed | Roof
NJSTRE1545386861 | NJSRRE1544423124 | Transition Incentive Program | Seaside Heights | 8751 | 18 | 5.27 | Residential | Yes | Behind the Meter | Net-metered residential rooftop and canopy |  | JCPL | New Jersey Clean Energy Solutions | JCP&L | Final As-Built Received | 2020-02-10 | 2020-02-12 | 2021-10-30 | Trina | TSM-DD05h.05 BLK310w | Solar Panels |  | 0.31 | 6 | 278 | 10 |  | Fixed | Roof
NJSTRE1545386863 | NJSRRE1543556088 | Transition Incentive Program | Clifton | 7013 | 6 | 10.71 | Residential | Yes | Behind the Meter | Behind the Meter |  | None | Pro Custom Solar dba Momentum Solar | PSE&G | Eligible for TI Program | 2019-12-17 | 2019-12-20 | 2021-10-30 | HANWHA | Q.PEAK DUO BLK-G5 315 | Solar Panels |  | 0.315 | 15 | 223 | 19 |  | Fixed | Roof
NJSTRE1545386865 | NJSRRE1544309142 | Transition Incentive Program | Sicklerville | 8081 | 14 | 10.71 | Residential | Yes | Behind the Meter | Behind the Meter |  | None | Orbit Energy & Power, LLC | AC Electric | Eligible for TI Program | 2020-01-27 | 2020-01-30 | 2021-10-30 | Hanwha | Q.PEAK DUO BLK-G5 315W | Solar Panels |  | 0.315 | 20 | 158 | 16 |  | Fixed | Roof
NJSTRE1545386868 | NJSRRE1544151515 | Transition Incentive Program | Lakewood Township | 8701 | 18 | 16.32 | Residential | Yes | Behind the Meter | Behind the Meter |  | None | Sunrun Installation Services, Inc. | JCP&L | Eligible for TI Program | 2020-01-09 | 2020-01-14 | 2021-10-30 | Hanwha Q-Cells | Q.PEAK DUO-G7 320 | Solar Panels |  | 0.32 | 24 | 183 | 30 |  | Fixed | Roof
NJSTRE1545386870 | NJSRRE1544512276 | Transition Incentive Program | cape may | 8204 | 21 | 6.7 | Residential | Yes | Behind the Meter | Net-metered residential rooftop and canopy |  | None | Vision Solar LLC | AC Electric | Accepted | 2020-02-20 | 2020-02-24 | 2021-10-30 | lg solar | lg335n1k-v5 | Solar Panels |  | 0.335 | 20 | 197 | 30 |  | Fixed | Roof
NJSTRE1545386872 | NJSRRE1543486303 | Transition Incentive Program | Hampton | 8827 | 4 | 11.6 | Residential | Yes | Behind the Meter | Behind the Meter |  | None | Sunrun Installation Services, Inc. | JCP&L | Eligible for TI Program | 2019-12-05 | 2019-12-10 | 2021-10-30 | REC Solar | REC290TP2 BLK | Solar Panels |  | 0.29 | 15 | 202 | 20 |  | Fixed | Roof
NJSTRE1545386876 | NJSRRE1544157754 | Transition Incentive Program | Jackson Township | 8527 | 18 | 8 | Residential | Yes | Behind the Meter | Behind the Meter |  | None | Sunrun Installation Services, Inc. | JCP&L | Eligible for TI Program | 2020-01-10 | 2020-01-15 | 2021-10-30 | Hanwha Q-Cells | Q.PEAK DUO-G7 320 | Solar Panels |  | 0.32 | 12 | 318 | 23 |  | Fixed | Roof
NJSTRE1545386878 | NJSRRE1543481569 | Transition Incentive Program | Piscataway | 8854 | 11 | 9.14 | Residential | Yes | Behind the Meter | Net-metered residential rooftop and canopy |  | None | Vivint Solar Developer, LLC | PSE&G | Accepted | 2019-12-07 | 2019-12-09 | 2021-10-30 | HANWHA SOLAR | Q.PEAK BLK-G5 315 | Solar Panels |  | 0.315 | 14 | 233 | 26 |  | Fixed | Roof
NJSTRE1545386881 | NJSRRE1544321078 | Transition Incentive Program | Monroe Township | 8831 | 11 | 7.56 | Residential | Yes | Behind the Meter | Net-metered residential rooftop and canopy |  | None | Vivint Solar Developer, LLC | JCP&L | Accepted | 2020-01-29 | 2020-01-31 | 2021-10-30 | HANWHA SOLAR | Q.PEAK BLK-G5 315 | Solar Panels |  | 0.315 | 18 | 197 | 34 |  | Fixed | Roof
NJSTRE1545386882 | NJSRRE1544310774 | Transition Incentive Program | Middlesex | 8846 | 11 | 8.51 | Residential | Yes | Behind the Meter | Net-metered residential rooftop and canopy |  | None | Suntuity Solar LLC | PSE&G | Accepted | 2020-01-28 | 2020-01-30 | 2021-10-30 | Hanwha Solar | Q-Cells 315 Mono | Solar Panels |  | 0.315 | 4 | 174 | 27 |  | Fixed | Roof
NJSTRE1545384824 | NJSRRE1544521923 | Transition Incentive Program | Rivervale | 7675 | 7 | 29.3 | Residential | Yes | Behind the Meter | Net-metered residential rooftop and canopy |  | None | Vision Solar LLC | PSE&G | Accepted | 2020-02-22 | 2020-02-25 | 2021-10-30 | hanwa qcells | qpeak duo g5 315 | Solar Panels |  | 0.315 | 8 | 253 | 23 |  | Fixed | Roof
NJSTRE1545384834 | NJSRRE1544144199 | Transition Incentive Program | Wayne | 7470 | 6 | 8.19 | Residential | Yes | Behind the Meter | Net-metered residential rooftop and canopy |  | None | Vivint Solar Developer, LLC | PSE&G | Accepted | 2020-01-08 | 2020-01-13 | 2021-10-30 | HANWHA SOLAR | Q.PEAK BLK-G5 315 | Solar Panels |  | 0.315 | 5 | 239 | 45 |  | Fixed | Roof
NJSTRE1545384840 | NJSRRE1544511939 | Transition Incentive Program | Blackwood | 8012 | 14 | 5.12 | Residential | Yes | Behind the Meter | Behind the Meter |  | None | Skyline Solar, LLC | PSE&G | Eligible for TI Program | 2020-02-20 | 2020-02-24 | 2021-10-30 | Hanwha Q-Cells | Q.PEAK DUO-G5 320 | Solar Panels |  | 0.32 | 16 | 164254 | 23 |  | Fixed | Roof
NJSTRE1545384842 | NJSRRE1543823233 | Transition Incentive Program | union | 7083 | 10 | 11.05 | Residential | No | Behind the Meter | Behind the Meter |  | None | Maier Solar Engineering dba Solar Me | PSE&G | Eligible for TI Program | 2019-12-27 | 2020-01-02 | 2021-10-30 | Hanwha | Q.Cell DUO BLK-G5 | Solar Panels |  | 0.325 | 3 | 123 | 11 |  | Fixed | Roof
NJSTRE1545384845 | NJSRRE1544514319 | Transition Incentive Program | vineland | 8360 | 20 | 4.73 | Residential | Yes | Behind the Meter | Net-metered residential rooftop and canopy |  | None | Vision Solar LLC | Vineland Muni Electric | Accepted | 2020-02-21 | 2020-02-25 | 2021-10-30 | hanwa qcells | qpeak duo g5 315 | Solar Panels |  | 0.315 | 15 | 184 | 34 |  | Fixed | Roof
NJSTRE1545384848 | NJSRRE1544524250 | Transition Incentive Program | Point Pleasant | 8742 | 18 | 21.78 | Residential | No | Behind the Meter | Net-metered residential rooftop and canopy |  | None | Whitman Construction, LLC | JCP&L | Accepted | 2020-03-05 | 2020-03-30 | 2021-10-30 | Panasonic | VBHN330SA17 | Solar Panels |  | 0.33 | 66 | 180 | 0 |  | Fixed | Roof
NJSTRE1545384855 | NJSRRE1543425499 | Transition Incentive Program | North Bergen | 7047 | 8 | 7.25 | Residential | Yes | Behind the Meter | Net-metered residential rooftop and canopy |  | None | Suntuity Solar LLC | PSE&G | Accepted | 2019-11-20 | 2019-11-25 | 2021-10-30 | Yingli Green Energy | YL315D-30b | Solar Panels |  | 0.315 | 20 | 208 | 35 |  | Fixed | Roof
NJSTRE1545384857 | NJSRRE1544161963 | Transition Incentive Program | Secaucus | 7094 | 8 | 11.03 | Residential | Yes | Behind the Meter | Behind the Meter |  | None | Pro Custom Solar dba Momentum Solar | PSE&G | Eligible for TI Program | 2020-01-13 | 2020-01-16 | 2021-10-30 | HANWHA | Q.Peak DUO BLK-G5 315 | Solar Panels |  | 0.315 | 16 | 38 | 26 |  | Fixed | Roof
NJSTRE1545384862 | NJSRRE1544442566 | Transition Incentive Program | ATLANTIC CITY | 8401 | 19 | 6.93 | Residential | Yes | Behind the Meter | Net-metered residential rooftop and canopy |  | None | Vivint Solar Developer, LLC | AC Electric | Accepted | 2020-02-18 | 2020-02-18 | 2021-10-30 | HANWHA SOLAR | Q.PEAK BLK-G5 315 | Solar Panels |  | 0.315 | 3 | 243 | 32 |  | Fixed | Roof
NJSTRE1545384863 | NJSRRE1544546698 | Transition Incentive Program | SICKLERVILLE | 8081 | 14 | 20.16 | Residential | Yes | Behind the Meter | Net-metered residential rooftop and canopy |  | None | Vivint Solar Developer, LLC | AC Electric | Accepted | 2020-02-28 | 2020-03-03 | 2021-10-30 | JINKO SOLAR | JKM320M-60HBL | Solar Panels |  | 0.32 | 15 | 309 | 19 |  | Fixed | Roof
NJSTRE1545384866 | NJSRRE1544442723 | Transition Incentive Program | CLIFTON | 7011 | 6 | 7.68 | Residential | Yes | Behind the Meter | Net-metered residential rooftop and canopy |  | None | Vivint Solar Developer, LLC | PSE&G | Accepted | 2020-02-17 | 2020-02-18 | 2021-10-30 | JINKO SOLAR | JKM320M-60HBL | Solar Panels |  | 0.32 | 16 | 257 | 37 |  | Fixed | Roof
NJSTRE1545384873 | NJSRRE1544529842 | Transition Incentive Program | SOUTH AMBOY | 8879 | 11 | 2.56 | Residential | Yes | Behind the Meter | Net-metered residential rooftop and canopy |  | None | Vivint Solar Developer, LLC | JCP&L | Accepted | 2020-02-26 | 2020-02-27 | 2021-10-30 | JINKO SOLAR | JKM320M-60HBL | Solar Panels |  | 0.32 | 4 | 238 | 29 |  | Fixed | Roof
NJSTRE1545386824 | NJSRRE1544140928 | Transition Incentive Program | Edison twp | 8837 | 11 | 9.16 | Residential | No | Behind the Meter | Net-metered residential rooftop and canopy |  | None | SunnyMac LLC | PSE&G | Accepted |  | 2020-01-10 | 2021-10-30 | SunPower | SPR-E20327 | Solar Panels |  | 0.327 | 11 | 274 | 40 |  | Fixed | Roof
NJSTRE1545386830 | NJSRRE1543651674 | Transition Incentive Program | Marlton | 8053 | 13 | 9.45 | Residential | Yes | Behind the Meter | Behind the Meter |  | None | Trinity Solar | PSE&G | Eligible for TI Program | 2019-12-23 | 2019-12-27 | 2021-10-30 | HANWHA | Q.PEAK DUO BLK-G5 315 | Solar Panels |  | 0.315 | 4 | 235 | 40 |  | Fixed | Roof
NJSTRE1545386831 | NJSRRE1544468829 | Transition Incentive Program | Lyndhurst | 7071 | 7 | 4.73 | Residential | Yes | Behind the Meter | Behind the Meter |  | None | Trinity Solar | PSE&G | Eligible for TI Program | 2020-02-18 | 2020-02-20 | 2021-10-30 | Hanwha | Q.PEAK DUO BLK-G5 315 | Solar Panels |  | 0.315 | 2 | 217 | 34 |  | Fixed | Roof
NJSTRE1545386833 | NJSRRE1543552568 | Transition Incentive Program | Toms River | 8753 | 18 | 8.51 | Residential | Yes | Behind the Meter | Behind the Meter |  | None | Trinity Solar | JCP&L | Eligible for TI Program | 2019-12-16 | 2019-12-19 | 2021-10-30 | HANWHA | Q.PEAK DUO BLK-G5 315 | Solar Panels |  | 0.315 | 5 | 184 | 30 |  | Fixed | Roof
NJSTRE1545386834 | NJSRRE1544529604 | Transition Incentive Program | MANVILLE | 8835 | 5 | 7.71 | Residential | No | Behind the Meter | Behind the Meter |  | None | Infinity Solar Systems | JCP&L | Eligible for TI Program | 2020-02-25 | 2020-02-27 | 2021-10-30 | LG | LG335N1K-V5 | Solar Panels |  | 0.335 | 23 | 218 | 27 |  | Fixed | Roof
NJSTRE1545386843 | NJSRRE1543828820 | Transition Incentive Program | CLEMENTON | 8021 | 14 | 6.93 | Residential | Yes | Behind the Meter | Net-metered residential rooftop and canopy |  | None | Vivint Solar Developer, LLC | AC Electric | Accepted | 2019-12-31 | 2020-01-03 | 2021-10-30 | Hanwha Solar | Q.PEAK BLK-G5 315 | Solar Panels |  | 0.315 | 10 | 139 | 20 |  | Fixed | Roof
NJSTRE1545386846 | NJSRRE1543496233 | Transition Incentive Program | Mickleton | 8056 | 15 | 25.68 | Residential | No | Behind the Meter | Behind the Meter |  | None | Sunny Corp | AC Electric | Eligible for TI Program | 2019-12-06 | 2019-12-10 | 2021-10-30 | PANASONIC | VBHN325KA03 | Solar Panels |  | 0.325 | 12 | 262 | 44 |  | Fixed | Roof
NJSTRE1545386846 | NJSRRE1543496233 | Transition Incentive Program | Mickleton | 8056 | 15 | 25.68 | Residential | No | Behind the Meter | Behind the Meter |  | None | Sunny Corp | AC Electric | Eligible for TI Program | 2019-12-06 | 2019-12-10 | 2021-10-30 | PANASONIC | VBHN325KA03 | Solar Panels |  | 0.325 | 5 | 172 | 34 |  | Fixed | Roof
NJSTRE1545386851 | NJSRRE1544144717 | Transition Incentive Program | WHARTON | 7885 | 3 | 7.37 | Residential | No | Behind the Meter | Behind the Meter |  | None | Infinity Solar Systems | JCP&L | Eligible for TI Program | 2020-01-08 | 2020-01-13 | 2021-10-30 | LG | LG335N1K-V5 | Solar Panels |  | 0.335 | 6 | 76 | 30 |  | Fixed | Roof
NJSTRE1545386852 | NJSRRE1544308970 | Transition Incentive Program | Bergenfield Boro | 7621 | 7 | 5.12 | Residential | Yes | Behind the Meter | Behind the Meter |  | None | Skyline Solar, LLC | PSE&G | Eligible for TI Program | 2020-01-27 | 2020-01-29 | 2021-10-30 | Hanwha Q-Cells | Q.PEAK DUO-G5 320 | Solar Panels |  | 0.32 | 16 | 265,85 | 31 |  | Fixed | Roof
NJSTRE1545386855 | NJSRRE1544550206 | Transition Incentive Program | Haledon | 7508 | 6 | 12.4 | Residential | Yes | Behind the Meter | Behind the Meter |  | None | Sunrun Installation Services, Inc. | PSE&G | Eligible for TI Program | 2020-02-28 | 2020-03-04 | 2021-10-30 | REC Solar | REC310TP2M | Solar Panels |  | 0.31 | 9 | 83 | 30 |  | Fixed | Roof
NJSTRE1545386861 | NJSRRE1544423124 | Transition Incentive Program | Seaside Heights | 8751 | 18 | 5.27 | Residential | Yes | Behind the Meter | Net-metered residential rooftop and canopy |  | JCPL | New Jersey Clean Energy Solutions | JCP&L | Final As-Built Received | 2020-02-10 | 2020-02-12 | 2021-10-30 | Trina | TSM-DD05h.05 BLK310w | Solar Panels |  | 0.31 | 6 | 278 | 33 |  | Fixed | Roof
NJSTRE1545386830 | NJSRRE1543651674 | Transition Incentive Program | Marlton | 8053 | 13 | 9.45 | Residential | Yes | Behind the Meter | Behind the Meter |  | None | Trinity Solar | PSE&G | Eligible for TI Program | 2019-12-23 | 2019-12-27 | 2021-10-30 | HANWHA | Q.PEAK DUO BLK-G5 315 | Solar Panels |  | 0.315 | 26 | 145 | 27 |  | Fixed | Roof
NJSTRE1545386841 | NJSRRE1544524236 | Transition Incentive Program | Newfield | 8344 | 15 | 7.14 | Residential | Yes | Behind the Meter | Behind the Meter |  | None | Trinity Solar | AC Electric | Eligible for TI Program | 2020-02-24 | 2020-02-26 | 2021-10-30 | HANWHA | Q.PEAK DUO BLK-G5 340 | Solar Panels |  | 0.34 | 3 | 97 | 18 |  | Fixed | Roof
NJSTRE1545386842 | NJSRRE1544524652 | Transition Incentive Program | Newark City | 7103 | 9 | 3.72 | Residential | Yes | Behind the Meter | Behind the Meter |  | None | Sunrun Installation Services, Inc. | PSE&G | Eligible for TI Program | 2020-02-24 | 2020-02-27 | 2021-10-30 | REC Solar | REC310TP2M | Solar Panels |  | 0.31 | 12 | 196 | 34 |  | Fixed | Roof
NJSTRE1545386846 | NJSRRE1543496233 | Transition Incentive Program | Mickleton | 8056 | 15 | 25.68 | Residential | No | Behind the Meter | Behind the Meter |  | None | Sunny Corp | AC Electric | Eligible for TI Program | 2019-12-06 | 2019-12-10 | 2021-10-30 | PANASONIC | VBHN325KA03 | Solar Panels |  | 0.325 | 17 | 172 | 33 |  | Fixed | Roof
NJSTRE1545386846 | NJSRRE1543496233 | Transition Incentive Program | Mickleton | 8056 | 15 | 25.68 | Residential | No | Behind the Meter | Behind the Meter |  | None | Sunny Corp | AC Electric | Eligible for TI Program | 2019-12-06 | 2019-12-10 | 2021-10-30 | PANASONIC | VBHN325KA03 | Solar Panels |  | 0.325 | 6 | 8 | 46 |  | Fixed | Roof
NJSTRE1545386850 | NJSRRE1543572412 | Transition Incentive Program | West Windsor Township | 8550 | 12 | 13.05 | Residential | Yes | Behind the Meter | Behind the Meter |  | None | Sunrun Installation Services, Inc. | PSE&G | Eligible for TI Program | 2019-12-19 | 2019-12-26 | 2021-10-30 | REC Solar | REC290TP2 BLK | Solar Panels |  | 0.29 | 23 | 112 | 34 |  | Fixed | Roof
NJSTRE1545386851 | NJSRRE1544144717 | Transition Incentive Program | WHARTON | 7885 | 3 | 7.37 | Residential | No | Behind the Meter | Behind the Meter |  | None | Infinity Solar Systems | JCP&L | Eligible for TI Program | 2020-01-08 | 2020-01-13 | 2021-10-30 | LG | LG335N1K-V5 | Solar Panels |  | 0.335 | 6 | 256 | 30 |  | Fixed | Roof
NJSTRE1545386855 | NJSRRE1544550206 | Transition Incentive Program | Haledon | 7508 | 6 | 12.4 | Residential | Yes | Behind the Meter | Behind the Meter |  | None | Sunrun Installation Services, Inc. | PSE&G | Eligible for TI Program | 2020-02-28 | 2020-03-04 | 2021-10-30 | REC Solar | REC310TP2M | Solar Panels |  | 0.31 | 4 | 353 | 27 |  | Fixed | Roof
NJSTRE1545386864 | NJSRRE1544352933 | Transition Incentive Program | Newark | 7103 | 9 | 9.61 | Residential | Yes | Behind the Meter | Behind the Meter |  | None | Sunrun Installation Services, Inc. | PSE&G | Eligible for TI Program | 2020-02-04 | 2020-02-07 | 2021-10-30 | REC Solar | REC310TP2M | Solar Panels |  | 0.31 | 20 | 36 | 30 |  | Fixed | Roof
NJSTRE1545386869 | NJSRRE1543657047 | Transition Incentive Program | Woodbury | 8096 | 15 | 7.25 | Residential | Yes | Behind the Meter | Behind the Meter |  | None | Pro Custom Solar dba Momentum Solar | PSE&G | Eligible for TI Program | 2019-12-23 | 2019-12-27 | 2021-10-30 | Hanwha | Q.Peak DUO BLK-G5 315 | Solar Panels |  | 0.315 | 8 | 291 | 29 |  | Fixed | Roof
NJSTRE1545386880 | NJSRRE1543443439 | Transition Incentive Program | PENNSAUKEN | 8109 | 14 | 8.19 | Residential | Yes | Behind the Meter | Net-metered residential rooftop and canopy |  | None | Vivint Solar Developer, LLC | PSE&G | Accepted | 2019-11-29 | 2019-12-02 | 2021-10-30 | Hanwha Solar | Q.PEAK BLK-G5 315 | Solar Panels |  | 0.315 | 8 | 252 | 40 |  | Fixed | Roof
NJSTRE1545386884 | NJSRRE1543501909 | Transition Incentive Program | West Windsor Twp | 8540 | 12 | 5.22 | Residential | Yes | Behind the Meter | Behind the Meter |  | None | Sunrun Installation Services, Inc. | PSE&G | Eligible for TI Program | 2019-12-09 | 2019-12-11 | 2021-10-30 | REC Solar | REC290TP2 BLK | Solar Panels |  | 0.29 | 12 | 138 | 34 |  | Fixed | Roof
NJSTRE1545386888 | NJSRRE1544333170 | Transition Incentive Program | Somerset | 8873 | 5 | 16.7 | Residential | Yes | Behind the Meter | Net-metered residential rooftop and canopy |  | None | Suntuity Solar LLC | PSE&G | Accepted | 2020-01-30 | 2020-02-03 | 2021-10-30 | Hanwha Solar | Q-Cells 315 Mono | Solar Panels |  | 0.315 | 27 | 38 | 18 |  | Fixed | Roof
NJSTRE1545384876 | NJSRRE1544446867 | Transition Incentive Program | Sewell | 8080 | 15 | 27.47 | Residential | Yes | Behind the Meter | Net-metered residential rooftop and canopy |  | None | Vision Solar LLC | AC Electric | Final As-Built Received | 2020-02-13 | 2020-02-18 | 2021-10-30 | lg solar | lg335n1kv5 | Solar Panels |  | 0.335 | 26 | 239 | 32 |  | Fixed | Roof
NJSTRE1545384888 | NJSRRE1543501767 | Transition Incentive Program | TOWACO | 7082 | 3 | 11.34 | Residential | No | Behind the Meter | Net-metered residential rooftop and canopy |  | None | Tesla Energy Operations Inc. | JCP&L | Accepted | 2019-12-09 | 2019-12-11 | 2021-10-30 | Hanwha Q-Cells | Q.Peak DUO BLK-G5/SC315 | Solar Panels |  | 0.315 | 20 | 110 | 23 |  | Fixed | Roof
NJSTRE1545384891 | NJSRRE1544144731 | Transition Incentive Program | Vineland | 8360 | 20 | 4.91 | Residential | Yes | Behind the Meter | Net-metered residential rooftop and canopy |  | None | Castle Energy, LLC | Vineland Muni Electric | Accepted | 2020-01-08 | 2020-01-13 | 2021-10-30 | SunPower | SPR-E20-327-E-AC | Solar Panels |  | 0.327 | 15 | 238 | 19 |  | Fixed | Roof
NJSTRE1545384896 | NJSRRE1544469055 | Transition Incentive Program | MEDFORD LAKES BORO | 8055 | 13 | 7.56 | Residential | Yes | Behind the Meter | Behind the Meter |  | None | Tesla Energy Operations Inc | PSE&G | Eligible for TI Program | 2020-02-18 | 2020-02-20 | 2021-10-30 | Hanwha Q-Cells | Q.Peak DUO BLK-G5/SC315 | Solar Panels |  | 0.315 | 2 | 197 | 27 |  | Fixed | Roof
NJSTRE1545384901 | NJSRRE1544326094 | Transition Incentive Program | MANAHAWKIN | 8050 | 18 | 12.92 | Residential | Yes | Behind the Meter | Net-metered residential rooftop and canopy |  | None | Vivint Solar Developer, LLC | AC Electric | Accepted | 2020-01-29 | 2020-01-31 | 2021-10-30 | HANWHA SOLAR | Q.PEAK BLK-G5 315 | Solar Panels |  | 0.315 | 5 | 100 | 27 |  | Fixed | Roof
NJSTRE1545384905 | NJSRRE1543974479 | Transition Incentive Program | Trenton | 8610 | 12 | 19.84 | Residential | No | Behind the Meter | Net-metered residential rooftop and canopy |  | None | Castle Energy, LLC | PSE&G | Accepted | 2020-01-06 | 2020-01-08 | 2021-10-30 | Hanwha Q-Cells | Q.Peak DUO-G5 320 | Solar Panels |  | 0.32 | 5 | 209 | 25 |  | Fixed | Roof
NJSTRE1545384920 | NJSRRE1544505734 | Transition Incentive Program | Galloway | 8205 | 19 | 11.34 | Residential | Yes | Behind the Meter | Net-metered residential rooftop and canopy |  | None | Suntuity Solar LLC | AC Electric | Accepted | 2020-02-20 | 2020-02-24 | 2021-10-30 | Hanwha Solar | Q-Cells 315 Mono | Solar Panels |  | 0.315 | 16 | 95 | 34 |  | Fixed | Roof
NJSTRE1545384922 | NJSRRE1544523947 | Transition Incentive Program | East Orange | 7017 | 9 | 7.7 | Residential | Yes | Behind the Meter | Behind the Meter |  | None | Pro Custom Solar dba Momentum Solar | PSE&G | Eligible for TI Program | 2020-02-24 | 2020-02-26 | 2021-10-30 | lg electronics | LG 350N1C-V5 | Solar Panels |  | 0.35 | 4 | 90 | 36 |  | Fixed | Roof
NJSTRE1545384927 | NJSRRE1544161259 | Transition Incentive Program | MULLICA HILL | 8062 | 15 | 11.34 | Residential | Yes | Behind the Meter | Behind the Meter |  | None | Tesla Energy Operations Inc | AC Electric | Eligible for TI Program | 2020-01-13 | 2020-01-16 | 2021-10-30 | Hanwha Q-Cells | Q.Peak DUO BLK-G5/SC315 | Solar Panels |  | 0.315 | 9 | 289 | 45 |  | Fixed | Roof
NJSTRE1545384929 | NJSRRE1544545544 | Transition Incentive Program | Pennsauken | 8110 | 14 | 14.4 | Residential | Yes | Behind the Meter | Net-metered residential rooftop and canopy |  | None | Vivint Solar Developer, LLC | PSE&G | Accepted | 2020-02-27 | 2020-03-02 | 2021-10-30 | Jinko Solar | JKM320M-60HBL | Solar Panels |  | 0.32 | 18 | 222 | 22 |  | Fixed | Roof
NJSTRE1545386799 | NJSRRE1544543375 | Transition Incentive Program | Paterson | 7501 | 6 | 2.79 | Residential | Yes | Behind the Meter | Behind the Meter |  | None | Sunrun Installation Services, Inc. | PSE&G | Eligible for TI Program | 2020-02-26 | 2020-03-02 | 2021-10-30 | REC Solar | REC310TP2M | Solar Panels |  | 0.31 | 3 | 21 | 27 |  | Fixed | Roof
NJSTRE1545386803 | NJSRRE1544465852 | Transition Incentive Program | Keyport | 7735 | 17 | 8.32 | Residential | Yes | Behind the Meter | Net-metered residential rooftop and canopy |  | None | Vivint Solar Developer, LLC | JCP&L | Accepted | 2020-02-17 | 2020-02-20 | 2021-10-30 | Jinko Solar | JKM320M-60HBL | Solar Panels |  | 0.32 | 10 | 334 | 23 |  | Fixed | Roof
NJSTRE1545386803 | NJSRRE1544465852 | Transition Incentive Program | Keyport | 7735 | 17 | 8.32 | Residential | Yes | Behind the Meter | Net-metered residential rooftop and canopy |  | None | Vivint Solar Developer, LLC | JCP&L | Accepted | 2020-02-17 | 2020-02-20 | 2021-10-30 | Jinko Solar | JKM320M-60HBL | Solar Panels |  | 0.32 | 2 | 154 | 22 |  | Fixed | Roof
NJSTRE1545386814 | NJSRRE1544113895 | Transition Incentive Program | Dover | 7801 | 3 | 5.36 | Residential | Yes | Behind the Meter | Behind the Meter |  | None | Pro Custom Solar dba Momentum Solar | JCP&L | Eligible for TI Program | 2020-01-07 | 2020-01-09 | 2021-10-30 | HANWHA | Q.Peak DUO BLK-G5 315 | Solar Panels |  | 0.315 | 5 | 262 | 44 |  | Fixed | Roof
NJSTRE1545386814 | NJSRRE1544113895 | Transition Incentive Program | Dover | 7801 | 3 | 5.36 | Residential | Yes | Behind the Meter | Behind the Meter |  | None | Pro Custom Solar dba Momentum Solar | JCP&L | Eligible for TI Program | 2020-01-07 | 2020-01-09 | 2021-10-30 | HANWHA | Q.Peak DUO BLK-G5 315 | Solar Panels |  | 0.315 | 8 | 82 | 44 |  | Fixed | Roof
NJSTRE1545386818 | NJSRRE1543586458 | Transition Incentive Program | Elmer | 8318 | 16 | 7.56 | Residential | Yes | Behind the Meter | Net-metered residential rooftop and canopy |  | None | Vision Solar LLC | AC Electric | Accepted | 2020-01-03 | 2020-01-03 | 2021-10-30 | hanwa qcells | q.peak duo-g5 315 | Solar Panels |  | 0.315 | 8 | 147 | 35 |  | Fixed | Roof
NJSTRE1545386818 | NJSRRE1543586458 | Transition Incentive Program | Elmer | 8318 | 16 | 7.56 | Residential | Yes | Behind the Meter | Net-metered residential rooftop and canopy |  | None | Vision Solar LLC | AC Electric | Accepted | 2020-01-03 | 2020-01-03 | 2021-10-30 | hanwa qcells | q.peak duo-g5 315 | Solar Panels |  | 0.315 | 4 | 328 | 35 |  | Fixed | Roof
NJSTRE1545386827 | NJSRRE1543827286 | Transition Incentive Program | Keansburg | 7734 | 17 | 10.4 | Residential | Yes | Behind the Meter | Net-metered residential rooftop and canopy |  | None | Vivint Solar Developer, LLC | JCP&L | Accepted | 2020-01-02 | 2020-01-03 | 2021-10-30 | HANWHA SOLAR | Q.PEAK BLK-G5 315 | Solar Panels |  | 0.315 | 3 | 76 | 35 |  | Fixed | Roof
NJSTRE1545386827 | NJSRRE1543827286 | Transition Incentive Program | Keansburg | 7734 | 17 | 10.4 | Residential | Yes | Behind the Meter | Net-metered residential rooftop and canopy |  | None | Vivint Solar Developer, LLC | JCP&L | Accepted | 2020-01-02 | 2020-01-03 | 2021-10-30 | HANWHA SOLAR | Q.PEAK BLK-G5 315 | Solar Panels |  | 0.315 | 2 | 256 | 19 |  | Fixed | Roof
NJSTRE1545386832 | NJSRRE1544524501 | Transition Incentive Program | Belleville | 7109 | 9 | 4.96 | Residential | Yes | Behind the Meter | Behind the Meter |  | None | Sunrun Installation Services, Inc. | PSE&G | Eligible for TI Program | 2020-02-24 | 2020-02-26 | 2021-10-30 | REC Solar | REC310TP2M | Solar Panels |  | 0.31 | 8 | 209 | 34 |  | Fixed | Roof
NJSTRE1545386833 | NJSRRE1543552568 | Transition Incentive Program | Toms River | 8753 | 18 | 8.51 | Residential | Yes | Behind the Meter | Behind the Meter |  | None | Trinity Solar | JCP&L | Eligible for TI Program | 2019-12-16 | 2019-12-19 | 2021-10-30 | HANWHA | Q.PEAK DUO BLK-G5 315 | Solar Panels |  | 0.315 | 22 | 94 | 30 |  | Fixed | Roof
NJSTRE1545386845 | NJSRRE1544165067 | Transition Incentive Program | Vineland | 8360 | 20 | 4.91 | Residential | Yes | Behind the Meter | Net-metered residential rooftop and canopy |  | None | SunnyMac LLC | Vineland Muni Electric | Accepted |  | 2020-01-20 | 2021-10-30 | Sunpower | spr-e20-327 | Solar Panels |  | 0.327 | 15 | 272 | 27 |  | Fixed | Roof
NJSTRE1545386848 | NJSRRE1544529906 | Transition Incentive Program | CLIFFWOOD | 7721 | 17 | 7.68 | Residential | Yes | Behind the Meter | Behind the Meter |  | None | Vivint Solar Developer, LLC | JCP&L | Eligible for TI Program | 2020-02-25 | 2020-02-27 | 2021-10-30 | JINKO SOLAR | JKM320M-60HBL | Solar Panels |  | 0.32 | 18 | 216 | 37 |  | Fixed | Roof
NJSTRE1545386849 | NJSRRE1543450697 | Transition Incentive Program | North Bergen | 7047 | 8 | 3.78 | Residential | Yes | Behind the Meter | Net-metered residential rooftop and canopy |  | None | Suntuity Solar LLC | PSE&G | Accepted | 2019-11-27 | 2019-12-03 | 2021-10-30 | Yingli Green Energy | YL315D-30b | Solar Panels |  | 0.315 | 9 | 28 | 35 |  | Fixed | Roof
NJSTRE1545386853 | NJSRRE1543438715 | Transition Incentive Program | Sicklerville | 8081 | 14 | 7.56 | Residential | Yes | Behind the Meter | Behind the Meter |  | None | Pro Custom Solar dba Momentum Solar | AC Electric | Eligible for TI Program | 2019-11-23 | 2019-11-27 | 2021-10-30 | Hanwha | Q.Peak DUO BLK-G5 315 | Solar Panels |  | 0.315 | 4 | 242 | 30 |  | Fixed | Roof
NJSTRE1545386853 | NJSRRE1543438715 | Transition Incentive Program | Sicklerville | 8081 | 14 | 7.56 | Residential | Yes | Behind the Meter | Behind the Meter |  | None | Pro Custom Solar dba Momentum Solar | AC Electric | Eligible for TI Program | 2019-11-23 | 2019-11-27 | 2021-10-30 | Hanwha | Q.Peak DUO BLK-G5 315 | Solar Panels |  | 0.315 | 6 | 150 | 29 |  | Fixed | Roof
NJSTRE1545386858 | NJSRRE1543500295 | Transition Incentive Program | WAYNE | 7470 | 6 | 15.75 | Residential | Yes | Behind the Meter | Net-metered residential rooftop and canopy |  | None | Vivint Solar Developer, LLC | PSE&G | Accepted | 2019-12-09 | 2019-12-10 | 2021-10-30 | HANWHA SOLAR | Q.PEAK BLK-G5 315 | Solar Panels |  | 0.315 | 12 | 167 | 45 |  | Fixed | Roof
NJSTRE1545386858 | NJSRRE1543500295 | Transition Incentive Program | WAYNE | 7470 | 6 | 15.75 | Residential | Yes | Behind the Meter | Net-metered residential rooftop and canopy |  | None | Vivint Solar Developer, LLC | PSE&G | Accepted | 2019-12-09 | 2019-12-10 | 2021-10-30 | HANWHA SOLAR | Q.PEAK BLK-G5 315 | Solar Panels |  | 0.315 | 6 | 167 | 44 |  | Fixed | Roof
NJSTRE1545386862 | NJSRRE1543827189 | Transition Incentive Program | Mendham | 7945 | 3 | 17.6 | Residential | Yes | Behind the Meter | Behind the Meter |  | None | Sunrun Installation Services, Inc. | JCP&L | Eligible for TI Program | 2019-12-30 | 2020-01-03 | 2021-10-30 | Hanwha Q-Cells | Q.PEAK DUO-G7 320 | Solar Panels |  | 0.32 | 19 | 182 | 34 |  | Fixed | Roof
NJSTRE1545386872 | NJSRRE1543486303 | Transition Incentive Program | Hampton | 8827 | 4 | 11.6 | Residential | Yes | Behind the Meter | Behind the Meter |  | None | Sunrun Installation Services, Inc. | JCP&L | Eligible for TI Program | 2019-12-05 | 2019-12-10 | 2021-10-30 | REC Solar | REC290TP2 BLK | Solar Panels |  | 0.29 | 3 | 110 | 18 |  | Fixed | Roof
NJSTRE1545386872 | NJSRRE1543486303 | Transition Incentive Program | Hampton | 8827 | 4 | 11.6 | Residential | Yes | Behind the Meter | Behind the Meter |  | None | Sunrun Installation Services, Inc. | JCP&L | Eligible for TI Program | 2019-12-05 | 2019-12-10 | 2021-10-30 | REC Solar | REC290TP2 BLK | Solar Panels |  | 0.29 | 22 | 20 | 18 |  | Fixed | Roof
NJSTRE1545386878 | NJSRRE1543481569 | Transition Incentive Program | Piscataway | 8854 | 11 | 9.14 | Residential | Yes | Behind the Meter | Net-metered residential rooftop and canopy |  | None | Vivint Solar Developer, LLC | PSE&G | Accepted | 2019-12-07 | 2019-12-09 | 2021-10-30 | HANWHA SOLAR | Q.PEAK BLK-G5 315 | Solar Panels |  | 0.315 | 10 | 323 | 11 |  | Fixed | Roof
NJSTRE1545386883 | NJSRRE1543571034 | Transition Incentive Program | Rockaway | 7866 | 3 | 13.55 | Residential | Yes | Behind the Meter | Behind the Meter |  | None | Pro Custom Solar dba Momentum Solar | JCP&L | Eligible for TI Program | 2019-12-19 | 2020-01-08 | 2021-10-30 | Hanwha | Q.Peak DUO BLK-G5 315 | Solar Panels |  | 0.315 | 21 | 221 | 27 |  | Fixed | Roof
NJSTRE1545386886 | NJSRRE1543481553 | Transition Incentive Program | JAMESBURG | 8831 | 11 | 10.4 | Residential | Yes | Behind the Meter | Net-metered residential rooftop and canopy |  | None | Vivint Solar Developer, LLC | JCP&L | Accepted | 2019-12-07 | 2019-12-09 | 2021-10-30 | HANWHA SOLAR | Q.PEAK BLK-G5 315 | Solar Panels |  | 0.315 | 4 | 158 | 27 |  | Fixed | Roof
NJSTRE1545386886 | NJSRRE1543481553 | Transition Incentive Program | JAMESBURG | 8831 | 11 | 10.4 | Residential | Yes | Behind the Meter | Net-metered residential rooftop and canopy |  | None | Vivint Solar Developer, LLC | JCP&L | Accepted | 2019-12-07 | 2019-12-09 | 2021-10-30 | HANWHA SOLAR | Q.PEAK BLK-G5 315 | Solar Panels |  | 0.315 | 5 | 338 | 23 |  | Fixed | Roof
NJSTRE1545384951 | NJSRRE1543478064 | Transition Incentive Program | Clifton | 7013 | 6 | 8.51 | Residential | Yes | Behind the Meter | Behind the Meter |  | None | Pro Custom Solar dba Momentum Solar | PSE&G | Eligible for TI Program | 2019-12-04 | 2019-12-06 | 2021-10-30 | Hanwha | Q.Peak DUO BLK-G5 315 | Solar Panels |  | 0.315 | 6 | 214 | 13 |  | Fixed | Roof
NJSTRE1545384953 | NJSRRE1544466976 | Transition Incentive Program | trenton | 8618 | 12 | 5.03 | Residential | Yes | Behind the Meter | Net-metered residential rooftop and canopy |  | None | Vision Solar LLC | PSE&G | Accepted | 2020-02-17 | 2020-02-20 | 2021-10-30 | lg solar | lg335n1k-v5 | Solar Panels |  | 0.335 | 6 | 212 | 32 |  | Fixed | Roof
NJSTRE1545384961 | NJSRRE1544175306 | Transition Incentive Program | VOORHEES | 8043 | 14 | 10.08 | Residential | Yes | Behind the Meter | Net-metered residential rooftop and canopy |  | None | Vivint Solar Developer, LLC | PSE&G | Accepted | 2020-01-18 | 2020-01-21 | 2021-10-30 | HANWHA SOLAR | Q.PEAK BLK-G5 315 | Solar Panels |  | 0.315 | 4 | 359 | 19 |  | Fixed | Roof
NJSTRE1545384966 | NJSRRE1544344154 | Transition Incentive Program | Newton | 7860 | 1 | 12.4 | Residential | Yes | Behind the Meter | Net-metered residential rooftop and canopy |  | None | Sunrun Installation Services, Inc. | JCP&L | Accepted | 2020-01-31 | 2020-02-05 | 2021-10-30 | REC Solar | REC310TP2M | Solar Panels |  | 0.31 | 20 | 193 | 27 |  | Fixed | Roof
NJSTRE1545384969 | NJSRRE1544511525 | Transition Incentive Program | Medford TWP | 8055 | 13 | 12.16 | Residential | Yes | Behind the Meter | Net-metered residential rooftop and canopy |  | None | Solar Spectrum LLC | PSE&G | Accepted | 2020-02-20 | 2020-02-24 | 2021-10-30 | Q Cells | Q.PEAK-DUO-G7-320 | Solar Panels |  | 0.32 | 22 | 184 | 30 |  | Fixed | Roof
NJSTRE1545384971 | NJSRRE1543570719 | Transition Incentive Program | Bergenfield | 7621 | 7 | 4.1 | Residential | Yes | Behind the Meter | Behind the Meter |  | None | Pro Custom Solar dba Momentum Solar | PSE&G | Eligible for TI Program | 2019-12-19 | 2019-12-23 | 2021-10-30 | Hanwha | Q.Peak DUO BLK-G5 315 | Solar Panels |  | 0.315 | 8 | 178 | 25 |  | Fixed | Roof
NJSTRE1545384980 | NJSRRE1543498269 | Transition Incentive Program | MOORESTOWN | 8057 | 13 | 31.82 | Residential | Yes | Behind the Meter | Net-metered residential rooftop and canopy |  | None | Vivint Solar Developer, LLC | PSE&G | Accepted | 2019-12-07 | 2019-12-10 | 2021-10-30 | HANWHA SOLAR | Q.PEAK BLK-G5 315 | Solar Panels |  | 0.315 | 10 | 234 | 45 |  | Fixed | Roof
NJSTRE1545384981 | NJSRRE1544546943 | Transition Incentive Program | ROSELLE | 7203 | 10 | 7.36 | Residential | Yes | Behind the Meter | Net-metered residential rooftop and canopy |  | None | Vivint Solar Developer, LLC | PSE&G | Accepted | 2020-02-28 | 2020-03-03 | 2021-10-30 | JINKO SOLAR | JKM320M-60HBL | Solar Panels |  | 0.32 | 12 | 96 | 19 |  | Fixed | Roof
NJSTRE1545384984 | NJSRRE1544333406 | Transition Incentive Program | Budd Lake | 7828 | 3 | 7.35 | Residential | Yes | Behind the Meter | Behind the Meter |  | None | Pro Custom Solar dba Momentum Solar | JCP&L | Eligible for TI Program | 2020-01-30 | 2020-02-03 | 2021-10-30 | LG ELECTRONICS | LG 350N1C-V5 | Solar Panels |  | 0.35 | 7 | 160 | 34 |  | Fixed | Roof
NJSTRE1545384991 | NJSRRE1543658719 | Transition Incentive Program | Maplewood | 7040 | 9 | 10.08 | Residential | Yes | Behind the Meter | Behind the Meter |  | None | Trinity Solar | PSE&G | Eligible for TI Program | 2019-12-23 | 2019-12-30 | 2021-10-30 | HANWHA | Q.PEAK DUO BLK-G5 315 | Solar Panels |  | 0.315 | 9 | 304 | 27 |  | Fixed | Roof
NJSTRE1545384994 | NJSRRE1544431497 | Transition Incentive Program | North Plainfield | 7063 | 10 | 5.89 | Residential | Yes | Behind the Meter | Behind the Meter |  | None | Sunrun Installation Services, Inc. | PSE&G | Eligible for TI Program | 2020-02-11 | 2020-02-14 | 2021-10-30 | REC Solar | REC310TP2M | Solar Panels |  | 0.31 | 3 | 238 | 23 |  | Fixed | Roof
NJSTRE1545384996 | NJSRRE1544441385 | Transition Incentive Program | Bloomfield | 7003 | 9 | 13.33 | Residential | No | Behind the Meter | Behind the Meter |  | None | Sunrun Installation Services, Inc. | PSE&G | Eligible for TI Program | 2020-02-12 | 2020-02-17 | 2021-10-30 | REC Solar | REC310TP2M | Solar Panels |  | 0.31 | 8 | 262 | 43 |  | Fixed | Roof
NJSTRE1545384998 | NJSRRE1543436909 | Transition Incentive Program | SUCCASUNNA | 7876 | 3 | 15.95 | Residential | Yes | Behind the Meter | Behind the Meter |  | None | Sunrun Installation Services, Inc. | JCP&L | Eligible for TI Program | 2019-11-22 | 2019-11-26 | 2021-10-30 | REC Solar | REC290TP2 BLK | Solar Panels |  | 0.29 | 39 | 163 | 14 |  | Fixed | Roof
NJSTRE1545386825 | NJSRRE1543827435 | Transition Incentive Program | Englishtown | 7726 | 17 | 10.7 | Residential | No | Behind the Meter | Behind the Meter |  | None | Sunrun Installation Services, Inc. | JCP&L | Eligible for TI Program | 2019-12-30 | 2020-01-03 | 2021-10-30 | LG Electronics | LG345N1C-V5 | Solar Panels |  | 0.345 | 13 | 13 | 19 |  | Fixed | Roof
NJSTRE1545386825 | NJSRRE1543827435 | Transition Incentive Program | Englishtown | 7726 | 17 | 10.7 | Residential | No | Behind the Meter | Behind the Meter |  | None | Sunrun Installation Services, Inc. | JCP&L | Eligible for TI Program | 2019-12-30 | 2020-01-03 | 2021-10-30 | LG Electronics | LG345N1C-V5 | Solar Panels |  | 0.345 | 5 | 194 | 19 |  | Fixed | Roof
NJSTRE1545386826 | NJSRRE1543478001 | Transition Incentive Program | Fair Lawn | 7410 | 7 | 6.3 | Residential | Yes | Behind the Meter | Net-metered residential rooftop and canopy |  | None | Vivint Solar Developer, LLC | PSE&G | Accepted |  | 2019-12-06 | 2021-10-30 | Hanwha | Q.PEAK BLK-G5 315 | Solar Panels |  | 0.315 | 16 | 156 | 22 |  | Fixed | Roof
NJSTRE1545386829 | NJSRRE1544535766 | Transition Incentive Program | Elmwood Park | 7407 | 7 | 4.96 | Residential | Yes | Behind the Meter | Behind the Meter |  | None | Sunrun Installation Services, Inc. | PSE&G | Eligible for TI Program | 2020-02-25 | 2020-02-27 | 2021-10-30 | REC Solar | REC310TP2M | Solar Panels |  | 0.31 | 7 | 249 | 9 |  | Fixed | Roof
NJSTRE1545386835 | NJSRRE1544519563 | Transition Incentive Program | Roselle | 7203 | 10 | 2.79 | Residential | Yes | Behind the Meter | Behind the Meter |  | None | Sunrun Installation Services, Inc. | PSE&G | Eligible for TI Program | 2020-02-21 | 2020-02-25 | 2021-10-30 | REC Solar | REC310TP2M | Solar Panels |  | 0.31 | 9 | 171 | 40 |  | Fixed | Roof
NJSTRE1545386836 | NJSRRE1543828773 | Transition Incentive Program | Kearny | 7032 | 8 | 9.6 | Residential | Yes | Behind the Meter | Behind the Meter |  | None | Skyline Solar, LLC | PSE&G | Eligible for TI Program | 2019-12-31 | 2020-01-08 | 2021-10-30 | Hanwha Q-Cells | Q.PEAK DUO-G5 320 | Solar Panels |  | 0.32 | 30 | 126,216,36,306 | 20 |  | Fixed | Roof
NJSTRE1545386841 | NJSRRE1544524236 | Transition Incentive Program | Newfield | 8344 | 15 | 7.14 | Residential | Yes | Behind the Meter | Behind the Meter |  | None | Trinity Solar | AC Electric | Eligible for TI Program | 2020-02-24 | 2020-02-26 | 2021-10-30 | HANWHA | Q.PEAK DUO BLK-G5 340 | Solar Panels |  | 0.34 | 18 | 187 | 18 |  | Fixed | Roof
NJSTRE1545386846 | NJSRRE1543496233 | Transition Incentive Program | Mickleton | 8056 | 15 | 25.68 | Residential | No | Behind the Meter | Behind the Meter |  | None | Sunny Corp | AC Electric | Eligible for TI Program | 2019-12-06 | 2019-12-10 | 2021-10-30 | PANASONIC | VBHN325KA3 | Solar Panels |  | 0.325 | 6 | 262 | 43 |  | Fixed | Roof
NJSTRE1545386846 | NJSRRE1543496233 | Transition Incentive Program | Mickleton | 8056 | 15 | 25.68 | Residential | No | Behind the Meter | Behind the Meter |  | None | Sunny Corp | AC Electric | Eligible for TI Program | 2019-12-06 | 2019-12-10 | 2021-10-30 | PANASONIC | VBHN325KA03 | Solar Panels |  | 0.325 | 5 | 262 | 43 |  | Fixed | Roof
NJSTRE1545386851 | NJSRRE1544144717 | Transition Incentive Program | WHARTON | 7885 | 3 | 7.37 | Residential | No | Behind the Meter | Behind the Meter |  | None | Infinity Solar Systems | JCP&L | Eligible for TI Program | 2020-01-08 | 2020-01-13 | 2021-10-30 | LG | LG335N1K-V5 | Solar Panels |  | 0.335 | 2 | 256 | 30 |  | Fixed | Roof
NJSTRE1545386855 | NJSRRE1544550206 | Transition Incentive Program | Haledon | 7508 | 6 | 12.4 | Residential | Yes | Behind the Meter | Behind the Meter |  | None | Sunrun Installation Services, Inc. | PSE&G | Eligible for TI Program | 2020-02-28 | 2020-03-04 | 2021-10-30 | REC Solar | REC310TP2M | Solar Panels |  | 0.31 | 12 | 173 | 27 |  | Fixed | Roof
NJSTRE1545386856 | NJSRRE1543509815 | Transition Incentive Program | Ogdensburg | 7439 | 1 | 6.67 | Residential | Yes | Behind the Meter | Behind the Meter |  | None | Sunrun Installation Services, Inc. | JCP&L | Eligible for TI Program | 2019-12-11 | 2019-12-16 | 2021-10-30 | REC Solar | REC290TP2 BLK | Solar Panels |  | 0.29 | 18 | 205 | 26 |  | Fixed | Roof
NJSTRE1545386859 | NJSRRE1544157420 | Transition Incentive Program | Elizabeth | 7206 | 10 | 3.47 | Residential | Yes | Behind the Meter | Net-metered residential rooftop and canopy |  | None | Trinity Solar | PSE&G | Final As-Built Received | 2020-01-10 | 2020-01-15 | 2021-10-30 | HANWHA | Q.PEAK DUO BLK-G5 315 | Solar Panels |  | 0.315 | 11 | 246 | 27 |  | Fixed | Roof
NJSTRE1545386864 | NJSRRE1544352933 | Transition Incentive Program | Newark | 7103 | 9 | 9.61 | Residential | Yes | Behind the Meter | Behind the Meter |  | None | Sunrun Installation Services, Inc. | PSE&G | Eligible for TI Program | 2020-02-04 | 2020-02-07 | 2021-10-30 | REC Solar | REC310TP2M | Solar Panels |  | 0.31 | 11 | 215 | 30 |  | Fixed | Roof
NJSTRE1545386869 | NJSRRE1543657047 | Transition Incentive Program | Woodbury | 8096 | 15 | 7.25 | Residential | Yes | Behind the Meter | Behind the Meter |  | None | Pro Custom Solar dba Momentum Solar | PSE&G | Eligible for TI Program | 2019-12-23 | 2019-12-27 | 2021-10-30 | Hanwha | Q.Peak DUO BLK-G5 315 | Solar Panels |  | 0.315 | 9 | 201 | 15 |  | Fixed | Roof
NJSTRE1545386869 | NJSRRE1543657047 | Transition Incentive Program | Woodbury | 8096 | 15 | 7.25 | Residential | Yes | Behind the Meter | Behind the Meter |  | None | Pro Custom Solar dba Momentum Solar | PSE&G | Eligible for TI Program | 2019-12-23 | 2019-12-27 | 2021-10-30 | Hanwha | Q.Peak DUO BLK-G5 315 | Solar Panels |  | 0.315 | 6 | 21 | 2 |  | Fixed | Roof
NJSTRE1545386875 | NJSRRE1543433656 | Transition Incentive Program | voorhees | 8043 | 14 | 8.7 | Residential | No | Behind the Meter | Behind the Meter |  | None | raynor electric | AC Electric | Eligible for TI Program | 2019-11-21 | 2019-11-25 | 2021-10-30 | solvinti | PLM-235 | Solar Panels |  | 0.235 | 37 | 237 | 28 |  | Fixed | Roof | Garage
NJSTRE1545386880 | NJSRRE1543443439 | Transition Incentive Program | PENNSAUKEN | 8109 | 14 | 8.19 | Residential | Yes | Behind the Meter | Net-metered residential rooftop and canopy |  | None | Vivint Solar Developer, LLC | PSE&G | Accepted | 2019-11-29 | 2019-12-02 | 2021-10-30 | Hanwha Solar | Q.PEAK BLK-G5 315 | Solar Panels |  | 0.315 | 18 | 72 | 40 |  | Fixed | Roof
NJSTRE1545386884 | NJSRRE1543501909 | Transition Incentive Program | West Windsor Twp | 8540 | 12 | 5.22 | Residential | Yes | Behind the Meter | Behind the Meter |  | None | Sunrun Installation Services, Inc. | PSE&G | Eligible for TI Program | 2019-12-09 | 2019-12-11 | 2021-10-30 | REC Solar | REC290TP2 BLK | Solar Panels |  | 0.29 | 6 | 229 | 40 |  | Fixed | Roof
NJSTRE1545386885 | NJSRRE1544473164 | Transition Incentive Program | Scotch Plains Twp | 7076 | 10 | 15.12 | Residential | Yes | Behind the Meter | Net-metered residential rooftop and canopy |  | None | Tesla Energy Operations Inc. | PSE&G | Accepted | 2020-02-19 | 2020-02-24 | 2021-10-30 | Hanwha Q CELLS | Q.PEAK DUO BLK-G5/SC315 | Solar Panels |  | 0.315 | 6 | 139 | 27 |  | Fixed | Roof
NJSTRE1545386888 | NJSRRE1544333170 | Transition Incentive Program | Somerset | 8873 | 5 | 16.7 | Residential | Yes | Behind the Meter | Net-metered residential rooftop and canopy |  | None | Suntuity Solar LLC | PSE&G | Accepted | 2020-01-30 | 2020-02-03 | 2021-10-30 | Hanwha Solar | Q-Cells 315 Mono | Solar Panels |  | 0.315 | 26 | 218 | 18 |  | Fixed | Roof
NJSTRE1545386899 | NJSRRE1544465233 | Transition Incentive Program | Franklin Twp Som | 8873 | 5 | 17.92 | Non Profit | Yes | Behind the Meter | Net-metered non-residential rooftop and canopy |  | None | CE Team Inc. | PSE&G | Final As-Built Received | 2020-02-17 | 2020-02-19 | 2021-10-30 | Hanwha | Qcell | Solar Panels |  | 0.32 | 27 | 128 | 24 |  | Fixed | Roof
NJSTRE1545386905 | NJSRRE1543826383 | Transition Incentive Program | Sicklerville | 8081 | 14 | 9.14 | Residential | Yes | Behind the Meter | Net-metered residential rooftop and canopy |  | None | Suntuity Solar LLC | AC Electric | Accepted | 2019-12-30 | 2020-01-03 | 2021-10-30 | Hanwha Q cells | Hanwha Q.Peak Duo Blk- G5 315 | Solar Panels |  | 0.315 | 29 | 133 | 23 |  | Fixed | Roof
NJSTRE1545386910 | NJSRRE1543586377 | Transition Incentive Program | Forked River | 8731 | 18 | 13.05 | Residential | Yes | Behind the Meter | Behind the Meter |  | None | Sunrun Installation Services, Inc. | JCP&L | Eligible for TI Program | 2019-12-20 | 2019-12-26 | 2021-10-30 | REC Solar | REC290TP2 BLK | Solar Panels |  | 0.29 | 32 | 113 | 34 |  | Fixed | Roof
NJSTRE1545386911 | NJSRRE1543556037 | Transition Incentive Program | Woodbridge Township | 8863 | 11 | 12.42 | Residential | Yes | Behind the Meter | Behind the Meter |  | None | Sunrun Installation Services, Inc. | PSE&G | Eligible for TI Program | 2019-12-17 | 2019-12-20 | 2021-10-30 | LG Electronics | LG345N1C-V5 | Solar Panels |  | 0.345 | 16 | 79 | 23 |  | Fixed | Roof
NJSTRE1545385000 | NJSRRE1544543251 | Transition Incentive Program | Roselle Park | 7204 | 10 | 8.28 | Residential | No | Behind the Meter | Behind the Meter |  | None | Sunrun Installation Services, Inc. | PSE&G | Eligible for TI Program | 2020-02-26 | 2020-03-02 | 2021-10-30 | LG Electronics | LG345N1C-V5 | Solar Panels |  | 0.345 | 12 | 79 | 37 |  | Fixed | Roof
NJSTRE1545385006 | NJSRRE1543513041 | Transition Incentive Program | Jackson Township | 8527 | 18 | 8.12 | Residential | Yes | Behind the Meter | Behind the Meter |  | None | Sunrun Installation Services, Inc. | JCP&L | Eligible for TI Program | 2019-12-11 | 2019-12-16 | 2021-10-30 | REC Solar | REC290TP2 BLK | Solar Panels |  | 0.29 | 16 | 18 | 18 |  | Fixed | Roof
NJSTRE1545385015 | NJSRRE1543565342 | Transition Incentive Program | West Orange | 7052 | 9 | 4.64 | Residential | Yes | Behind the Meter | Behind the Meter |  | None | Sunrun Installation Services, Inc. | PSE&G | Eligible for TI Program | 2019-12-18 | 2019-12-23 | 2021-10-30 | REC Solar | REC290TP2 BLK | Solar Panels |  | 0.29 | 5 | 99 | 13 |  | Fixed | Roof
NJSTRE1545385016 | NJSRRE1544408905 | Transition Incentive Program | Oakland | 7436 | 7 | 17.15 | Residential | No | Behind the Meter | Behind the Meter |  | None | Green Power Energy | Orange Rockland Electric | Eligible for TI Program | 2020-02-06 | 2020-02-10 | 2021-10-30 | LG Electronics | LG350N1C-V5 | Solar Panels |  | 0.35 | 4 | 102 | 27 |  | Fixed | Roof
NJSTRE1545385022 | NJSRRE1543438700 | Transition Incentive Program | Metuchen | 8840 | 11 | 13.55 | Residential | Yes | Behind the Meter | Behind the Meter |  | None | Pro Custom Solar dba Momentum Solar | PSE&G | Eligible for TI Program | 2019-11-23 | 2019-11-27 | 2021-10-30 | Hanwha | Q.Peak DUO BLK-G5 315 | Solar Panels |  | 0.315 | 28 | 261 | 22 |  | Fixed | Roof
NJSTRE1545385024 | NJSRRE1543923664 | Transition Incentive Program | Vineland | 8360 | 20 | 6.41 | Residential | No | Behind the Meter | Net-metered residential rooftop and canopy |  | None | Bright Planet Solar | Vineland Muni Electric | Accepted |  | 2020-01-08 | 2021-10-30 | Trina Solar | TSM-DD05A.05(II) 305W | Solar Panels |  | 0.305 | 6 | 182 | 22 |  | Fixed | Roof
NJSTRE1545385026 | NJSRRE1544192857 | Transition Incentive Program | Newfield | 8344 | 15 | 5.27 | Residential | Yes | Behind the Meter | Behind the Meter |  | None | 1st Light Energy Inc | AC Electric | Eligible for TI Program | 2020-01-17 | 2020-01-23 | 2021-10-30 | Longi | LR6-60HPB-310M | Solar Panels |  | 0.31 | 6 | 97 | 14 |  | Fixed | Roof
NJSTRE1545385040 | NJSRRE1544191675 | Transition Incentive Program | North Bergen | 7047 | 8 | 11.03 | Residential | Yes | Behind the Meter | Behind the Meter |  | None | Pro Custom Solar dba Momentum Solar | PSE&G | Eligible for TI Program | 2020-01-17 | 2020-01-22 | 2021-10-30 | HANWHA | Q.Peak DUO BLK-G5 315 | Solar Panels |  | 0.315 | 8 | 299 | 35 |  | Fixed | Roof
NJSTRE1545385052 | NJSRRE1544546632 | Transition Incentive Program | Newark | 7108 | 9 | 3.84 | Residential | Yes | Behind the Meter | Behind the Meter |  | None | Skyline Solar, LLC | PSE&G | Eligible for TI Program | 2020-02-27 | 2020-03-03 | 2021-10-30 | Hanwha Q-Cells | Q.PEAK DUO-G5 320 | Solar Panels |  | 0.32 | 12 | 207 | 40 |  | Fixed | Roof
NJSTRE1545385061 | NJSRRE1544171962 | Transition Incentive Program | Jackson | 8527 | 18 | 10.71 | Residential | Yes | Behind the Meter | Behind the Meter |  | None | Pro Custom Solar dba Momentum Solar | JCP&L | Eligible for TI Program | 2020-01-15 | 2020-01-20 | 2021-10-30 | HANWHA | Q.Peak DUO BLK-G5 315 | Solar Panels |  | 0.315 | 24 | 160 | 18 |  | Fixed | Roof
NJSTRE1545385065 | NJSRRE1543421335 | Transition Incentive Program | Absecon | 8201 | 19 | 9.61 | Residential | No | Behind the Meter | Behind the Meter |  | None | Orbit Energy & Power, LLC | AC Electric | Eligible for TI Program | 2019-11-19 | 2019-11-21 | 2021-10-30 | Axitec Solar | AC-310MH/120S 310W | Solar Panels |  | 0.31 | 31 | 296 | 31 |  | Fixed | Roof
NJSTRE1545385067 | NJSRRE1543443562 | Transition Incentive Program | Bridgewater | 8807 | 5 | 6.62 | Residential | No | Behind the Meter | Net-metered residential rooftop and canopy |  | None | Vivint Solar Developer, LLC | PSE&G | Accepted | 2019-12-13 | 2019-12-16 | 2021-10-30 | HANWHA SOLAR | Q.PEAK BLK-G5 315 | Solar Panels |  | 0.315 | 9 | 175 | 22 |  | Fixed | Roof
NJSTRE1545386885 | NJSRRE1544473164 | Transition Incentive Program | Scotch Plains Twp | 7076 | 10 | 15.12 | Residential | Yes | Behind the Meter | Net-metered residential rooftop and canopy |  | None | Tesla Energy Operations Inc. | PSE&G | Accepted | 2020-02-19 | 2020-02-24 | 2021-10-30 | Hanwha Q CELLS | Q.PEAK DUO BLK-G5/SC315 | Solar Panels |  | 0.315 | 2 | 229 | 27 |  | Fixed | Roof
NJSTRE1545386886 | NJSRRE1543481553 | Transition Incentive Program | JAMESBURG | 8831 | 11 | 10.4 | Residential | Yes | Behind the Meter | Net-metered residential rooftop and canopy |  | None | Vivint Solar Developer, LLC | JCP&L | Accepted | 2019-12-07 | 2019-12-09 | 2021-10-30 | HANWHA SOLAR | Q.PEAK BLK-G5 315 | Solar Panels |  | 0.315 | 10 | 158 | 23 |  | Fixed | Roof
NJSTRE1545386892 | NJSRRE1544549870 | Transition Incentive Program | BRIDGEWATER | 8807 | 5 | 3.85 | Residential | No | Behind the Meter | Behind the Meter |  | None | Infinity Solar Systems | PSE&G | Eligible for TI Program | 2020-02-28 | 2020-03-04 | 2021-10-30 | LG | LG350N1C-V5 | Solar Panels |  | 0.35 | 11 | 174 | 33 |  | Fixed | Roof
NJSTRE1545386897 | NJSRRE1544524559 | Transition Incentive Program | Woodbridge Township | 8863 | 11 | 3.6 | Residential | No | Behind the Meter | Net-metered residential rooftop and canopy |  | None | SunPower Corporation, Systems | PSE&G | Accepted |  | 2020-02-27 | 2021-10-30 | SUNPOWER | SPR-E20-327-E-AC | Solar Panels |  | 0.327 | 11 | 342 | 14 |  | Fixed | Roof
NJSTRE1545386898 | NJSRRE1544546600 | Transition Incentive Program | MANAHAWKIN | 8050 | 18 | 14.72 | Residential | Yes | Behind the Meter | Net-metered residential rooftop and canopy |  | None | Vivint Solar Developer, LLC | AC Electric | Accepted | 2020-02-28 | 2020-03-03 | 2021-10-30 | JINKO SOLAR | JKM320M-60HBL | Solar Panels |  | 0.32 | 15 | 65 | 27 |  | Fixed | Roof
NJSTRE1545386900 | NJSRRE1543506261 | Transition Incentive Program | West Milford | 7480 | 6 | 11.66 | Residential | Yes | Behind the Meter | Behind the Meter |  | None | Pro Custom Solar dba Momentum Solar | Orange Rockland Electric | Eligible for TI Program | 2019-12-10 | 2019-12-13 | 2021-10-30 | HANWHA | Q.PEAK DUO BLK-G5 315 | Solar Panels |  | 0.315 | 23 | 229 | 19 |  | Fixed | Roof
NJSTRE1545386904 | NJSRRE1544191766 | Transition Incentive Program | Little Egg Harbor | 8087 | 18 | 5.9 | Residential | No | Behind the Meter | Behind the Meter |  | None | Batelli Electric Co. Inc. | AC Electric | Eligible for TI Program | 2020-01-17 | 2020-01-24 | 2021-10-30 | Solar World | SWA 295Mono Black | Solar Panels |  | 0.295 | 20 | South | 20 |  | Fixed | Roof
NJSTRE1545386906 | NJSRRE1544514472 | Transition Incentive Program | TOMS RIVER | 8757 | 18 | 16.96 | Residential | Yes | Behind the Meter | Net-metered residential rooftop and canopy |  | None | Vivint Solar Developer, LLC | JCP&L | Accepted | 2020-02-22 | 2020-02-25 | 2021-10-30 | JINKO SOLAR | JKM320M-60HBL | Solar Panels |  | 0.32 | 28 | 167 | 24 |  | Fixed | Roof
NJSTRE1545386909 | NJSRRE1544185773 | Transition Incentive Program | Forked River | 8731 | 18 | 6.2 | Residential | Yes | Behind the Meter | Behind the Meter |  | None | Sunrun Installation Services, Inc. | JCP&L | Eligible for TI Program | 2020-01-16 | 2020-01-22 | 2021-10-30 | REC Solar | REC310TP2M | Solar Panels |  | 0.31 | 20 | 132 | 23 |  | Fixed | Roof
NJSTRE1545386913 | NJSRRE1543501667 | Transition Incentive Program | Glassboro | 8028 | 15 | 12.75 | Residential | Yes | Behind the Meter | Behind the Meter |  | None | Seabright Solar | AC Electric | Eligible for TI Program | 2019-12-13 | 2019-12-13 | 2021-10-30 | Sunpower | SPR-E20-327 | Solar Panels |  | 0.327 | 15 | 263 | 23 |  | Fixed | Roof
NJSTRE1545386914 | NJSRRE1544391118 | Transition Incentive Program | Oceanport | 7757 | 17 | 13.23 | Residential | Yes | Behind the Meter | Net-metered residential rooftop and canopy |  | None | Trinity Solar | JCP&L | Final As-Built Received | 2020-02-06 | 2020-02-10 | 2021-10-30 | Hanwha | Q.PEAK DUO BLK-G5 315 | Solar Panels |  | 0.315 | 2 | 191 | 33 |  | Fixed | Roof
NJSTRE1545386916 | NJSRRE1544219938 | Transition Incentive Program | Wall | 7719 | 17 | 14.26 | Residential | Yes | Behind the Meter | Behind the Meter |  | None | Sunrun Installation Services, Inc. | JCP&L | Eligible for TI Program | 2020-01-24 | 2020-01-28 | 2021-10-30 | REC Solar | REC310TP2M | Solar Panels |  | 0.31 | 17 | 296 | 37 |  | Fixed | Roof
NJSTRE1545386863 | NJSRRE1543556088 | Transition Incentive Program | Clifton | 7013 | 6 | 10.71 | Residential | Yes | Behind the Meter | Behind the Meter |  | None | Pro Custom Solar dba Momentum Solar | PSE&G | Eligible for TI Program | 2019-12-17 | 2019-12-20 | 2021-10-30 | HANWHA | Q.PEAK DUO BLK-G5 315 | Solar Panels |  | 0.315 | 4 | 43 | 19 |  | Fixed | Roof
NJSTRE1545386871 | NJSRRE1544358226 | Transition Incentive Program | Union | 7083 | 10 | 4.03 | Residential | No | Behind the Meter | Net-metered residential rooftop and canopy |  | None | Whitman Construction, LLC | PSE&G | Final As-Built Received | 2020-02-05 | 2020-02-07 | 2021-10-30 | Trina Solar | TSM-310DD05A | Solar Panels |  | 0.31 | 9 | 123 | 30 |  | Fixed | Roof
NJSTRE1545386873 | NJSRRE1544419548 | Transition Incentive Program | Monroe Township | 8831 | 11 | 5.99 | Residential | Yes | Behind the Meter | Net-metered residential rooftop and canopy |  | None | Vivint Solar Developer, LLC | JCP&L | Accepted | 2020-02-07 | 2020-02-11 | 2021-10-30 | HANWHA SOLAR | Q.PEAK BLK-G5 315 | Solar Panels |  | 0.315 | 7 | 171 | 19 |  | Fixed | Roof
NJSTRE1545386881 | NJSRRE1544321078 | Transition Incentive Program | Monroe Township | 8831 | 11 | 7.56 | Residential | Yes | Behind the Meter | Net-metered residential rooftop and canopy |  | None | Vivint Solar Developer, LLC | JCP&L | Accepted | 2020-01-29 | 2020-01-31 | 2021-10-30 | HANWHA SOLAR | Q.PEAK BLK-G5 315 | Solar Panels |  | 0.315 | 6 | 17 | 34 |  | Fixed | Roof
NJSTRE1545386882 | NJSRRE1544310774 | Transition Incentive Program | Middlesex | 8846 | 11 | 8.51 | Residential | Yes | Behind the Meter | Net-metered residential rooftop and canopy |  | None | Suntuity Solar LLC | PSE&G | Accepted | 2020-01-28 | 2020-01-30 | 2021-10-30 | Hanwha Solar | Q-Cells 315 Mono | Solar Panels |  | 0.315 | 23 | 174 | 27 |  | Fixed | Roof
NJSTRE1545386883 | NJSRRE1543571034 | Transition Incentive Program | Rockaway | 7866 | 3 | 13.55 | Residential | Yes | Behind the Meter | Behind the Meter |  | None | Pro Custom Solar dba Momentum Solar | JCP&L | Eligible for TI Program | 2019-12-19 | 2020-01-08 | 2021-10-30 | Hanwha | Q.Peak DUO BLK-G5 315 | Solar Panels |  | 0.315 | 4 | 41 | 24 |  | Fixed | Roof
NJSTRE1545386889 | NJSRRE1544326481 | Transition Incentive Program | Belleville | 7109 | 9 | 6.21 | Residential | Yes | Behind the Meter | Behind the Meter |  | None | Seabright Solar | PSE&G | Eligible for TI Program | 2020-02-20 | 2020-02-20 | 2021-10-30 | Sunpower | SPR-E20-327 | Solar Panels |  | 0.327 | 13 | 196 | 42 |  | Fixed | Roof
NJSTRE1545386890 | NJSRRE1544120803 | Transition Incentive Program | Egg Harbor TWP | 8234 | 19 | 7.26 | Residential | No | Behind the Meter | Net-metered residential rooftop and canopy |  | None | Whitman Construction, LLC | AC Electric | Accepted | 2020-01-07 | 2020-01-10 | 2021-10-30 | Panasonic | VBHN330SA17 | Solar Panels |  | 0.33 | 10 | 218 | 45 |  | Fixed | Roof
NJSTRE1545386900 | NJSRRE1543506261 | Transition Incentive Program | West Milford | 7480 | 6 | 11.66 | Residential | Yes | Behind the Meter | Behind the Meter |  | None | Pro Custom Solar dba Momentum Solar | Orange Rockland Electric | Eligible for TI Program | 2019-12-10 | 2019-12-13 | 2021-10-30 | HANWHA | Q.PEAK DUO BLK-G5 315 | Solar Panels |  | 0.315 | 10 | 139 | 19 |  | Fixed | Roof
NJSTRE1545386900 | NJSRRE1543506261 | Transition Incentive Program | West Milford | 7480 | 6 | 11.66 | Residential | Yes | Behind the Meter | Behind the Meter |  | None | Pro Custom Solar dba Momentum Solar | Orange Rockland Electric | Eligible for TI Program | 2019-12-10 | 2019-12-13 | 2021-10-30 | HANWHA | Q.PEAK DUO BLK-G5 315 | Solar Panels |  | 0.315 | 4 | 49 | 19 |  | Fixed | Roof
NJSTRE1545386903 | NJSRRE1544162019 | Transition Incentive Program | Roselle | 7203 | 10 | 11.97 | Residential | Yes | Behind the Meter | Net-metered residential rooftop and canopy |  | None | Vivint Solar Developer, LLC | PSE&G | Accepted | 2020-01-15 | 2020-01-16 | 2021-10-30 | HANWHA SOLAR | Q.PEAK BLK-G5 315 | Solar Panels |  | 0.315 | 14 | 124 | 21 |  | Fixed | Roof
NJSTRE1545386912 | NJSRRE1543477406 | Transition Incentive Program | Clementon | 8021 | 14 | 7.56 | Residential | Yes | Behind the Meter | Behind the Meter |  | None | Trinity Solar | PSE&G | Eligible for TI Program | 2019-12-04 | 2019-12-06 | 2021-10-30 | Hanwha | Q.PEAK DUO BLK-G5 315 | Solar Panels |  | 0.315 | 24 | 148 | 23 |  | Fixed | Roof
NJSTRE1545386878 | NJSRRE1543481569 | Transition Incentive Program | Piscataway | 8854 | 11 | 9.14 | Residential | Yes | Behind the Meter | Net-metered residential rooftop and canopy |  | None | Vivint Solar Developer, LLC | PSE&G | Accepted | 2019-12-07 | 2019-12-09 | 2021-10-30 | HANWHA SOLAR | Q.PEAK BLK-G5 315 | Solar Panels |  | 0.315 | 5 | 323 | 5 |  | Fixed | Roof
NJSTRE1545386879 | NJSRRE1543565086 | Transition Incentive Program | Prospect Park | 7508 | 6 | 6.21 | Residential | Yes | Behind the Meter | Net-metered residential rooftop and canopy |  | None | SunPower Corporation, Systems | PSE&G | Accepted |  | 2019-12-20 | 2021-10-30 | SUNPOWER | SPR-E20-327-E-AC | Solar Panels |  | 0.327 | 11 | 134 | 32 |  | Fixed | Roof
NJSTRE1545386885 | NJSRRE1544473164 | Transition Incentive Program | Scotch Plains Twp | 7076 | 10 | 15.12 | Residential | Yes | Behind the Meter | Net-metered residential rooftop and canopy |  | None | Tesla Energy Operations Inc. | PSE&G | Accepted | 2020-02-19 | 2020-02-24 | 2021-10-30 | Hanwha Q CELLS | Q.PEAK DUO BLK-G5/SC315 | Solar Panels |  | 0.315 | 22 | 139 | 24 |  | Fixed | Roof
NJSTRE1545386885 | NJSRRE1544473164 | Transition Incentive Program | Scotch Plains Twp | 7076 | 10 | 15.12 | Residential | Yes | Behind the Meter | Net-metered residential rooftop and canopy |  | None | Tesla Energy Operations Inc. | PSE&G | Accepted | 2020-02-19 | 2020-02-24 | 2021-10-30 | Hanwha Q CELLS | Q.PEAK DUO BLK-G5/SC315 | Solar Panels |  | 0.315 | 18 | 319 | 27 |  | Fixed | Roof
NJSTRE1545386896 | NJSRRE1544358298 | Transition Incentive Program | Orange City | 7050 | 9 | 10.54 | Residential | Yes | Behind the Meter | Behind the Meter |  | None | Sunrun Installation Services, Inc. | PSE&G | Eligible for TI Program | 2020-02-05 | 2020-02-07 | 2021-10-30 | REC Solar | REC310TP2M | Solar Panels |  | 0.31 | 16 | 37 | 34 |  | Fixed | Roof
NJSTRE1545386898 | NJSRRE1544546600 | Transition Incentive Program | MANAHAWKIN | 8050 | 18 | 14.72 | Residential | Yes | Behind the Meter | Net-metered residential rooftop and canopy |  | None | Vivint Solar Developer, LLC | AC Electric | Accepted | 2020-02-28 | 2020-03-03 | 2021-10-30 | JINKO SOLAR | JKM320M-60HBL | Solar Panels |  | 0.32 | 13 | 65 | 27 |  | Fixed | Roof
NJSTRE1545386898 | NJSRRE1544546600 | Transition Incentive Program | MANAHAWKIN | 8050 | 18 | 14.72 | Residential | Yes | Behind the Meter | Net-metered residential rooftop and canopy |  | None | Vivint Solar Developer, LLC | AC Electric | Accepted | 2020-02-28 | 2020-03-03 | 2021-10-30 | JINKO SOLAR | JKM320M-60HBL | Solar Panels |  | 0.32 | 10 | 245 | 27 |  | Fixed | Roof
NJSTRE1545386906 | NJSRRE1544514472 | Transition Incentive Program | TOMS RIVER | 8757 | 18 | 16.96 | Residential | Yes | Behind the Meter | Net-metered residential rooftop and canopy |  | None | Vivint Solar Developer, LLC | JCP&L | Accepted | 2020-02-22 | 2020-02-25 | 2021-10-30 | JINKO SOLAR | JKM320M-60HBL | Solar Panels |  | 0.32 | 8 | 167 | 24 |  | Fixed | Roof
NJSTRE1545386906 | NJSRRE1544514472 | Transition Incentive Program | TOMS RIVER | 8757 | 18 | 16.96 | Residential | Yes | Behind the Meter | Net-metered residential rooftop and canopy |  | None | Vivint Solar Developer, LLC | JCP&L | Accepted | 2020-02-22 | 2020-02-25 | 2021-10-30 | JINKO SOLAR | JKM320M-60HBL | Solar Panels |  | 0.32 | 17 | 347 | 24 |  | Fixed | Roof
NJSTRE1545386916 | NJSRRE1544219938 | Transition Incentive Program | Wall | 7719 | 17 | 14.26 | Residential | Yes | Behind the Meter | Behind the Meter |  | None | Sunrun Installation Services, Inc. | JCP&L | Eligible for TI Program | 2020-01-24 | 2020-01-28 | 2021-10-30 | REC Solar | REC310TP2M | Solar Panels |  | 0.31 | 13 | 206 | 27 |  | Fixed | Roof
NJSTRE1545386916 | NJSRRE1544219938 | Transition Incentive Program | Wall | 7719 | 17 | 14.26 | Residential | Yes | Behind the Meter | Behind the Meter |  | None | Sunrun Installation Services, Inc. | JCP&L | Eligible for TI Program | 2020-01-24 | 2020-01-28 | 2021-10-30 | REC Solar | REC310TP2M | Solar Panels |  | 0.31 | 5 | 117 | 27 |  | Fixed | Roof
NJSTRE1545386916 | NJSRRE1544219938 | Transition Incentive Program | Wall | 7719 | 17 | 14.26 | Residential | Yes | Behind the Meter | Behind the Meter |  | None | Sunrun Installation Services, Inc. | JCP&L | Eligible for TI Program | 2020-01-24 | 2020-01-28 | 2021-10-30 | REC Solar | REC310TP2M | Solar Panels |  | 0.31 | 4 | 116 | 37 |  | Fixed | Roof
NJSTRE1545385069 | NJSRRE1543502369 | Transition Incentive Program | Union | 7088 | 10 | 13.86 | Residential | No | Behind the Meter | Behind the Meter |  | None | Sunrun Installation Services, Inc. | PSE&G | Eligible for TI Program | 2019-12-09 | 2019-12-17 | 2021-10-30 | LG Electronics | LG330N1C-A5 | Solar Panels |  | 0.33 | 3 | 55 | 27 |  | Fixed | Roof
NJSTRE1545385087 | NJSRRE1544524610 | Transition Incentive Program | Union City | 7087 | 8 | 2.94 | Residential | No | Behind the Meter | Net-metered residential rooftop and canopy |  | None | SunPower Corporation, Systems | PSE&G | Accepted |  | 2020-02-27 | 2021-10-30 | SUNPOWER | SPR-E20-327-E-AC | Solar Panels |  | 0.327 | 9 | 205 | 0 |  | Fixed | Roof
NJSTRE1545385093 | NJSRRE1544437191 | Transition Incentive Program | Howell | 7731 | 17 | 3.47 | Residential | No | Behind the Meter | Net-metered residential rooftop and canopy |  | None | Vivint Solar Developer, LLC | JCP&L | Accepted | 2020-02-12 | 2020-02-17 | 2021-10-30 | LG | LG315N1K-V5 | Solar Panels |  | 0.315 | 11 | 136 | 22 |  | Fixed | Roof
NJSTRE1545385097 | NJSRRE1544219970 | Transition Incentive Program | Long Branch | 7740 | 17 | 9.61 | Residential | No | Behind the Meter | Behind the Meter |  | None | Sunrun Installation Services, Inc. | JCP&L | Eligible for TI Program | 2020-01-24 | 2020-01-28 | 2021-10-30 | REC Solar | REC310TP2M | Solar Panels |  | 0.31 | 3 | 357 | 40 |  | Fixed | Roof
NJSTRE1545385105 | NJSRRE1544436635 | Transition Incentive Program | Mullica Hill | 8062 | 15 | 11.03 | Residential | Yes | Behind the Meter | Net-metered residential rooftop and canopy |  | None | Trinity Solar | AC Electric | Final As-Built Received | 2020-02-12 | 2020-02-17 | 2021-10-30 | Hanwha | Q.PEAK DUO BLK-G5 315 | Solar Panels |  | 0.315 | 14 | 188 | 34 |  | Fixed | Roof
NJSTRE1545385107 | NJSRRE1543478505 | Transition Incentive Program | Pleasantville | 8232 | 19 | 5.76 | Residential | No | Behind the Meter | Net-metered residential rooftop and canopy |  | None | Castle Energy, LLC | AC Electric | Accepted | 2019-12-04 | 2019-12-09 | 2021-10-30 | Hanwha Q-Cells | Q.Peak DUO-G5 320 | Solar Panels |  | 0.32 | 3 | 205 | 40 |  | Fixed | Roof
NJSTRE1545385113 | NJSRRE1544441229 | Transition Incentive Program | Edison | 8817 | 11 | 5.58 | Residential | Yes | Behind the Meter | Behind the Meter |  | None | Sunrun Installation Services, Inc. | PSE&G | Eligible for TI Program | 2020-02-12 | 2020-02-17 | 2021-10-30 | REC Solar | REC310TP2M | Solar Panels |  | 0.31 | 17 | 82 | 23 |  | Fixed | Roof
NJSTRE1545385119 | NJSRRE1543463214 | Transition Incentive Program | Irvington | 7111 | 9 | 4.41 | Residential | Yes | Behind the Meter | Behind the Meter |  | None | Pro Custom Solar dba Momentum Solar | PSE&G | Eligible for TI Program | 2019-12-02 | 2019-12-04 | 2021-10-30 | Hanwha | Q.Peak DUO BLK-G5 315 | Solar Panels |  | 0.315 | 14 | 126 | 12 |  | Fixed | Roof
NJSTRE1545385120 | NJSRRE1544164866 | Transition Incentive Program | EGG HARBOR TOWNSHIP | 8234 | 19 | 3.47 | Residential | Yes | Behind the Meter | Net-metered residential rooftop and canopy |  | None | Vivint Solar Developer, LLC | AC Electric | Accepted | 2020-01-15 | 2020-01-17 | 2021-10-30 | Hanwha Solar | Q.PEAK BLK-G5 315 | Solar Panels |  | 0.315 | 4 | 290 | 19 |  | Fixed | Roof
NJSTRE1545385122 | NJSRRE1543488962 | Transition Incentive Program | CLIFTON | 7013 | 6 | 19.2 | Residential | No | Behind the Meter | Net-metered residential rooftop and canopy |  | None | Solar Home NJ LLC | PSE&G | Final As-Built Received | 2019-12-06 | 2019-12-10 | 2021-10-30 | AXITEC | AC-320 | Solar Panels |  | 0.32 | 60 | 131 | 25 |  | Fixed | Roof
NJSTRE1545385128 | NJSRRE1544331699 | Transition Incentive Program | Jackson | 8527 | 18 | 14.3 | Residential | No | Behind the Meter | Behind the Meter |  | None | NJ Solar Power, LLC | JCP&L | Eligible for TI Program | 2020-01-29 | 2020-02-03 | 2021-10-30 | PANASONIC | VBHN325KA03 | Solar Panels |  | 0.325 | 10 | 266 | 32 |  | Fixed | Roof
NJSTRE1545385131 | NJSRRE1543827351 | Transition Incentive Program | Roseland | 7068 | 9 | 9.6 | Residential | Yes | Behind the Meter | Behind the Meter |  | None | Sunrun Installation Services, Inc. | PSE&G | Eligible for TI Program | 2019-12-30 | 2020-01-03 | 2021-10-30 | Hanwha Q-Cells | Q.PEAK DUO-G7 320 | Solar Panels |  | 0.32 | 20 | 269 | 34 |  | Fixed | Roof
NJSTRE1545386913 | NJSRRE1543501667 | Transition Incentive Program | Glassboro | 8028 | 15 | 12.75 | Residential | Yes | Behind the Meter | Behind the Meter |  | None | Seabright Solar | AC Electric | Eligible for TI Program | 2019-12-13 | 2019-12-13 | 2021-10-30 | Sunpower | SPR-E20-327 | Solar Panels |  | 0.327 | 24 | 83 | 23 |  | Fixed | Roof
NJSTRE1545386914 | NJSRRE1544391118 | Transition Incentive Program | Oceanport | 7757 | 17 | 13.23 | Residential | Yes | Behind the Meter | Net-metered residential rooftop and canopy |  | None | Trinity Solar | JCP&L | Final As-Built Received | 2020-02-06 | 2020-02-10 | 2021-10-30 | Hanwha | Q.PEAK DUO BLK-G5 315 | Solar Panels |  | 0.315 | 2 | 101 | 33 |  | Fixed | Roof
NJSTRE1545386921 | NJSRRE1543474790 | Transition Incentive Program | Union | 7083 | 10 | 15.12 | Residential | Yes | Behind the Meter | Behind the Meter |  | None | Pro Custom Solar dba Momentum Solar | PSE&G | Eligible for TI Program | 2019-12-03 | 2020-01-08 | 2021-10-30 | Hanwha | Q.Peak DUO BLK-G5 315 | Solar Panels |  | 0.315 | 11 | 342 | 22 |  | Fixed | Roof
NJSTRE1545386922 | NJSRRE1543827067 | Transition Incentive Program | Elizabeth | 7208 | 10 | 5.67 | Residential | Yes | Behind the Meter | Behind the Meter |  | None | Pro Custom Solar dba Momentum Solar | PSE&G | Eligible for TI Program | 2019-12-30 | 2020-01-03 | 2021-10-30 | HANWHA | Q.Peak DUO BLK-G5 315 | Solar Panels |  | 0.315 | 10 | 138 | 40 |  | Fixed | Roof
NJSTRE1545386922 | NJSRRE1543827067 | Transition Incentive Program | Elizabeth | 7208 | 10 | 5.67 | Residential | Yes | Behind the Meter | Behind the Meter |  | None | Pro Custom Solar dba Momentum Solar | PSE&G | Eligible for TI Program | 2019-12-30 | 2020-01-03 | 2021-10-30 | HANWHA | Q.Peak DUO BLK-G5 315 | Solar Panels |  | 0.315 | 6 | 318 | 40 |  | Fixed | Roof
NJSTRE1545386930 | NJSRRE1543536130 | Transition Incentive Program | Little Egg Harbor Twp | 8087 | 18 | 9.6 | Residential | Yes | Behind the Meter | Behind the Meter |  | None | Skyline Solar, LLC | AC Electric | Eligible for TI Program | 2019-12-13 | 2019-12-17 | 2021-10-30 | Hanwha Q-Cells | Q.PEAK DUO-5 320 | Solar Panels |  | 0.32 | 30 | 87 | 36 |  | Fixed | Roof
NJSTRE1545386931 | NJSRRE1543672356 | Transition Incentive Program | CHERRY HILL | 8003 | 14 | 12.6 | Residential | No | Behind the Meter | Net-metered residential rooftop and canopy |  | None | Vivint Solar Developer, LLC | PSE&G | Accepted | 2019-12-26 | 2019-12-30 | 2021-10-30 | HANWHA SOLAR | Q.PEAK BLK-G5 315 | Solar Panels |  | 0.315 | 40 | 194 | 15 |  | Fixed | Roof
NJSTRE1545386932 | NJSRRE1544423137 | Transition Incentive Program | Cape May Court House | 8210 | 21 | 9.28 | Residential | No | Behind the Meter | Behind the Meter |  | None | EMT Renewables | AC Electric | Eligible for TI Program | 2020-02-10 | 2020-02-12 | 2021-10-30 | Trina | 320-BLK | Solar Panels |  | 0.32 | 6 | 90 | 20 |  | Fixed | Roof
NJSTRE1545386945 | NJSRRE1544309459 | Transition Incentive Program | Toms River | 8753 | 18 | 16.91 | Residential | Yes | Behind the Meter | Behind the Meter |  | None | Sunrun Installation Services, Inc. | JCP&L | Eligible for TI Program | 2020-01-27 | 2020-01-30 | 2021-10-30 | LG Electronics | LG345N1C-V5 | Solar Panels |  | 0.345 | 42 | 199 | 14 |  | Fixed | Roof
NJSTRE1545386956 | NJSRRE1544201285 | Transition Incentive Program | Franklin Township | 8873 | 5 | 11.12 | Residential | No | Behind the Meter | Net-metered residential rooftop and canopy |  | None | SunPower Corporation, Systems | PSE&G | Accepted |  | 2020-01-27 | 2021-10-30 | SUNPOWER | SPR-E20-327-E-AC | Solar Panels |  | 0.327 | 12 | 189 | 20 |  | Fixed | Roof
NJSTRE1545386964 | NJSRRE1544511404 | Transition Incentive Program | Manasquan | 8736 | 17 | 6.93 | Residential | Yes | Behind the Meter | Behind the Meter |  | None | Trinity Solar | JCP&L | Eligible for TI Program | 2020-02-20 | 2020-02-24 | 2021-10-30 | Hanwha | Q.PEAK DUO BLK-G5 315 | Solar Panels |  | 0.315 | 9 | 219 | 45 |  | Fixed | Roof
NJSTRE1545386964 | NJSRRE1544511404 | Transition Incentive Program | Manasquan | 8736 | 17 | 6.93 | Residential | Yes | Behind the Meter | Behind the Meter |  | None | Trinity Solar | JCP&L | Eligible for TI Program | 2020-02-20 | 2020-02-24 | 2021-10-30 | Hanwha | Q.PEAK DUO BLK-G5 315 | Solar Panels |  | 0.315 | 2 | 129 | 23 |  | Fixed | Roof
NJSTRE1545386973 | NJSRRE1544347134 | Transition Incentive Program | Ridgefield | 7657 | 7 | 8.4 | Residential | Yes | Behind the Meter | Behind the Meter |  | None | Pro Custom Solar dba Momentum Solar | PSE&G | Eligible for TI Program | 2020-02-03 | 2020-02-05 | 2021-10-30 | lg electronics | LG 350N1C-V5 | Solar Panels |  | 0.35 | 12 | 204 | 27 |  | Fixed | Roof
NJSTRE1545386862 | NJSRRE1543827189 | Transition Incentive Program | Mendham | 7945 | 3 | 17.6 | Residential | Yes | Behind the Meter | Behind the Meter |  | None | Sunrun Installation Services, Inc. | JCP&L | Eligible for TI Program | 2019-12-30 | 2020-01-03 | 2021-10-30 | Hanwha Q-Cells | Q.PEAK DUO-G7 320 | Solar Panels |  | 0.32 | 36 | 182 | 34 |  | Fixed | Roof
NJSTRE1545386877 | NJSRRE1544540539 | Transition Incentive Program | Westville | 8093 | 15 | 14.88 | Residential | No | Behind the Meter | Behind the Meter |  | None | Skyline Solar LLC | PSE&G | Eligible for TI Program | 2020-02-26 | 2020-02-28 | 2021-10-30 | Certainteed | CT310M | Solar Panels |  | 0.31 | 48 | 225 | 10 |  | Fixed | Roof
NJSTRE1545386883 | NJSRRE1543571034 | Transition Incentive Program | Rockaway | 7866 | 3 | 13.55 | Residential | Yes | Behind the Meter | Behind the Meter |  | None | Pro Custom Solar dba Momentum Solar | JCP&L | Eligible for TI Program | 2019-12-19 | 2020-01-08 | 2021-10-30 | Hanwha | Q.Peak DUO BLK-G5 315 | Solar Panels |  | 0.315 | 5 | 221 | 20 |  | Fixed | Roof
NJSTRE1545386883 | NJSRRE1543571034 | Transition Incentive Program | Rockaway | 7866 | 3 | 13.55 | Residential | Yes | Behind the Meter | Behind the Meter |  | None | Pro Custom Solar dba Momentum Solar | JCP&L | Eligible for TI Program | 2019-12-19 | 2020-01-08 | 2021-10-30 | Hanwha | Q.Peak DUO BLK-G5 315 | Solar Panels |  | 0.315 | 4 | 41 | 20 |  | Fixed | Roof
NJSTRE1545386886 | NJSRRE1543481553 | Transition Incentive Program | JAMESBURG | 8831 | 11 | 10.4 | Residential | Yes | Behind the Meter | Net-metered residential rooftop and canopy |  | None | Vivint Solar Developer, LLC | JCP&L | Accepted | 2019-12-07 | 2019-12-09 | 2021-10-30 | HANWHA SOLAR | Q.PEAK BLK-G5 315 | Solar Panels |  | 0.315 | 14 | 338 | 27 |  | Fixed | Roof
NJSTRE1545386891 | NJSRRE1544441401 | Transition Incentive Program | Kearny | 7032 | 8 | 8.4 | Residential | Yes | Behind the Meter | Behind the Meter |  | None | Pro Custom Solar dba Momentum Solar | PSE&G | Eligible for TI Program | 2020-02-12 | 2020-02-17 | 2021-10-30 | LG ELECTRONICS | LG 350N1C-V5 | Solar Panels |  | 0.35 | 24 | 296 | 3 |  | Fixed | Roof
NJSTRE1545386898 | NJSRRE1544546600 | Transition Incentive Program | MANAHAWKIN | 8050 | 18 | 14.72 | Residential | Yes | Behind the Meter | Net-metered residential rooftop and canopy |  | None | Vivint Solar Developer, LLC | AC Electric | Accepted | 2020-02-28 | 2020-03-03 | 2021-10-30 | JINKO SOLAR | JKM320M-60HBL | Solar Panels |  | 0.32 | 4 | 245 | 27 |  | Fixed | Roof
NJSTRE1545386898 | NJSRRE1544546600 | Transition Incentive Program | MANAHAWKIN | 8050 | 18 | 14.72 | Residential | Yes | Behind the Meter | Net-metered residential rooftop and canopy |  | None | Vivint Solar Developer, LLC | AC Electric | Accepted | 2020-02-28 | 2020-03-03 | 2021-10-30 | JINKO SOLAR | JKM320M-60HBL | Solar Panels |  | 0.32 | 2 | 155 | 27 |  | Fixed | Roof
NJSTRE1545386901 | NJSRRE1543586321 | Transition Incentive Program | Wall Township | 7719 | 17 | 7.25 | Residential | Yes | Behind the Meter | Behind the Meter |  | None | Trinity Solar | JCP&L | Eligible for TI Program | 2019-12-20 | 2019-12-26 | 2021-10-30 | Hanwha | Q.PEAK DUO BLK-G5 315 | Solar Panels |  | 0.315 | 23 | 178 | 21 |  | Fixed | Roof
NJSTRE1545386902 | NJSRRE1544468804 | Transition Incentive Program | Linden City | 7036 | 10 | 8.06 | Residential | Yes | Behind the Meter | Behind the Meter |  | None | Sunrun Installation Services, Inc. | PSE&G | Eligible for TI Program | 2020-02-18 | 2020-02-20 | 2021-10-30 | REC Solar | REC310TP2M | Solar Panels |  | 0.31 | 12 | 125 | 9 |  | Fixed | Roof
NJSTRE1545386914 | NJSRRE1544391118 | Transition Incentive Program | Oceanport | 7757 | 17 | 13.23 | Residential | Yes | Behind the Meter | Net-metered residential rooftop and canopy |  | None | Trinity Solar | JCP&L | Final As-Built Received | 2020-02-06 | 2020-02-10 | 2021-10-30 | Hanwha | Q.PEAK DUO BLK-G5 315 | Solar Panels |  | 0.315 | 12 | 191 | 33 |  | Fixed | Roof
NJSTRE1545386914 | NJSRRE1544391118 | Transition Incentive Program | Oceanport | 7757 | 17 | 13.23 | Residential | Yes | Behind the Meter | Net-metered residential rooftop and canopy |  | None | Trinity Solar | JCP&L | Final As-Built Received | 2020-02-06 | 2020-02-10 | 2021-10-30 | Hanwha | Q.PEAK DUO BLK-G5 315 | Solar Panels |  | 0.315 | 8 | 101 | 37 |  | Fixed | Roof
NJSTRE1545386894 | NJSRRE1544347660 | Transition Incentive Program | Piscataway | 8854 | 11 | 7.7 | Residential | No | Behind the Meter | Behind the Meter |  | None | Pro Custom Solar dba Momentum Solar | PSE&G | Eligible for TI Program | 2020-02-03 | 2020-02-06 | 2021-10-30 | lg electronics | LG 350N1C-V5 | Solar Panels |  | 0.35 | 22 | 244 | 27 |  | Fixed | Roof
NJSTRE1545386895 | NJSRRE1544428932 | Transition Incentive Program | Jersey City | 7304 | 8 | 5.95 | Residential | Yes | Behind the Meter | Behind the Meter |  | None | Pro Custom Solar dba Momentum Solar | PSE&G | Eligible for TI Program | 2020-02-10 | 2020-02-13 | 2021-10-30 | lg electronics | LG 350N1C-V5 | Solar Panels |  | 0.35 | 17 | 304 | 6 |  | Fixed | Roof
NJSTRE1545386899 | NJSRRE1544465233 | Transition Incentive Program | Franklin Twp Som | 8873 | 5 | 17.92 | Non Profit | Yes | Behind the Meter | Net-metered non-residential rooftop and canopy |  | None | CE Team Inc. | PSE&G | Final As-Built Received | 2020-02-17 | 2020-02-19 | 2021-10-30 | Hanwha | QCell | Solar Panels |  | 0.32 | 29 | 308 | 24 |  | Fixed | Roof
NJSTRE1545386910 | NJSRRE1543586377 | Transition Incentive Program | Forked River | 8731 | 18 | 13.05 | Residential | Yes | Behind the Meter | Behind the Meter |  | None | Sunrun Installation Services, Inc. | JCP&L | Eligible for TI Program | 2019-12-20 | 2019-12-26 | 2021-10-30 | REC Solar | REC290TP2 BLK | Solar Panels |  | 0.29 | 3 | 201 | 34 |  | Fixed | Roof
NJSTRE1545386911 | NJSRRE1543556037 | Transition Incentive Program | Woodbridge Township | 8863 | 11 | 12.42 | Residential | Yes | Behind the Meter | Behind the Meter |  | None | Sunrun Installation Services, Inc. | PSE&G | Eligible for TI Program | 2019-12-17 | 2019-12-20 | 2021-10-30 | LG Electronics | LG345N1C-V5 | Solar Panels |  | 0.345 | 20 | 259 | 23 |  | Fixed | Roof
NJSTRE1545386923 | NJSRRE1544214336 | Transition Incentive Program | Rockaway | 7866 | 3 | 10.4 | Residential | Yes | Behind the Meter | Net-metered residential rooftop and canopy |  | None | Complete Solar | JCP&L | Accepted | 2020-02-13 | 2020-02-13 | 2021-10-30 | Hanwha Q-Cells | Hanwha Q-Cells- Q. PEAK DUO- G7 325 | Solar Panels |  | 0.315 | 33 | 242.5 | 30 |  | Fixed | Roof
NJSTRE1545386935 | NJSRRE1544344126 | Transition Incentive Program | Paterson City | 7513 | 6 | 5.27 | Residential | Yes | Behind the Meter | Behind the Meter |  | None | Sunrun Installation Services, Inc. | PSE&G | Eligible for TI Program | 2020-01-31 | 2020-02-05 | 2021-10-30 | REC Solar | REC310TP2M | Solar Panels |  | 0.31 | 2 | 8 | 18 |  | Fixed | Roof
NJSTRE1545386941 | NJSRRE1544309331 | Transition Incentive Program | Princeton | 8540 | 12 | 30.12 | Residential | No | Behind the Meter | Net-metered residential rooftop and canopy |  | None | Exact Solar | PSE&G | Accepted | 2020-01-27 | 2020-01-30 | 2021-10-30 | LG | LG360Q1K-V5 | Solar Panels |  | 0.36 | 39 | 180 | 45 |  | Fixed | Roof
NJSTRE1545386947 | NJSRRE1544194846 | Transition Incentive Program | KEARNY | 7032 | 8 | 7 | Residential | Yes | Behind the Meter | Net-metered residential rooftop and canopy |  | None | Vivint Solar Developer, LLC | PSE&G | Accepted | 2020-01-18 | 2020-01-31 | 2021-10-30 | TRINA | TSM-280DD05.05 | Solar Panels |  | 0.28 | 8 | 34 | 8 |  | Fixed | Roof
NJSTRE1545386951 | NJSRRE1544543245 | Transition Incentive Program | Perth Amboy | 8861 | 11 | 10.7 | Residential | No | Behind the Meter | Behind the Meter |  | None | Sunrun Installation Services, Inc. | PSE&G | Eligible for TI Program | 2020-02-26 | 2020-03-02 | 2021-10-30 | LG Electronics | LG345N1C-V5 | Solar Panels |  | 0.345 | 20 | 202 | 45 |  | Fixed | Roof
NJSTRE1545386951 | NJSRRE1544543245 | Transition Incentive Program | Perth Amboy | 8861 | 11 | 10.7 | Residential | No | Behind the Meter | Behind the Meter |  | None | Sunrun Installation Services, Inc. | PSE&G | Eligible for TI Program | 2020-02-26 | 2020-03-02 | 2021-10-30 | LG Electronics | LG345N1C-V5 | Solar Panels |  | 0.345 | 3 | 292 | 27 |  | Fixed | Roof
NJSTRE1545386962 | NJSRRE1543464332 | Transition Incentive Program | Dover | 7801 | 3 | 6.93 | Residential | Yes | Behind the Meter | Net-metered residential rooftop and canopy |  | None | Vivint Solar Developer, LLC | JCP&L | Accepted | 2019-12-03 | 2019-12-04 | 2021-10-30 | HANWHA SOLAR | Q.PEAK BLK-G5 315 | Solar Panels |  | 0.315 | 22 | 131 | 25 |  | Fixed | Roof
NJSTRE1545386890 | NJSRRE1544120803 | Transition Incentive Program | Egg Harbor TWP | 8234 | 19 | 7.26 | Residential | No | Behind the Meter | Net-metered residential rooftop and canopy |  | None | Whitman Construction, LLC | AC Electric | Accepted | 2020-01-07 | 2020-01-10 | 2021-10-30 | Panasonic | VBHN330SA17 | Solar Panels |  | 0.33 | 12 | 218 | 30 |  | Fixed | Roof
NJSTRE1545386902 | NJSRRE1544468804 | Transition Incentive Program | Linden City | 7036 | 10 | 8.06 | Residential | Yes | Behind the Meter | Behind the Meter |  | None | Sunrun Installation Services, Inc. | PSE&G | Eligible for TI Program | 2020-02-18 | 2020-02-20 | 2021-10-30 | REC Solar | REC310TP2M | Solar Panels |  | 0.31 | 14 | 305 | 30 |  | Fixed | Roof
NJSTRE1545386907 | NJSRRE1544549845 | Transition Incentive Program | PARK RIDGE | 7656 | 7 | 8.82 | Residential | Yes | Behind the Meter | Net-metered residential rooftop and canopy |  | None | Suntuity Solar LLC | New Construction | Accepted | 2020-03-03 | 2020-03-03 | 2021-10-30 | Hanwha Solar | Q-Cells 315 Mono | Solar Panels |  | 0.315 | 28 | 207 | 23 |  | Fixed | Roof
NJSTRE1545386908 | NJSRRE1544536697 | Transition Incentive Program | Camden | 8104 | 14 | 2.79 | Residential | Yes | Behind the Meter | Behind the Meter |  | None | Sunrun Installation Services, Inc. | PSE&G | Eligible for TI Program | 2020-02-25 | 2020-02-27 | 2021-10-30 | REC Solar | REC310TP2M | Solar Panels |  | 0.31 | 9 | 202 | 30 |  | Fixed | Roof
NJSTRE1545386914 | NJSRRE1544391118 | Transition Incentive Program | Oceanport | 7757 | 17 | 13.23 | Residential | Yes | Behind the Meter | Net-metered residential rooftop and canopy |  | None | Trinity Solar | JCP&L | Final As-Built Received | 2020-02-06 | 2020-02-10 | 2021-10-30 | Hanwha | Q.PEAK DUO BLK-G5 315 | Solar Panels |  | 0.315 | 16 | 281 | 37 |  | Fixed | Roof
NJSTRE1545386917 | NJSRRE1543546846 | Transition Incentive Program | Hopatcong | 7843 | 1 | 8.12 | Residential | Yes | Behind the Meter | Behind the Meter |  | None | Sunrun Installation Services, Inc. | JCP&L | Eligible for TI Program | 2019-12-13 | 2019-12-18 | 2021-10-30 | REC Solar | REC290TP2 BLK | Solar Panels |  | 0.29 | 10 | 61 | 27 |  | Fixed | Roof
NJSTRE1545386921 | NJSRRE1543474790 | Transition Incentive Program | Union | 7083 | 10 | 15.12 | Residential | Yes | Behind the Meter | Behind the Meter |  | None | Pro Custom Solar dba Momentum Solar | PSE&G | Eligible for TI Program | 2019-12-03 | 2020-01-08 | 2021-10-30 | Hanwha | Q.Peak DUO BLK-G5 315 | Solar Panels |  | 0.315 | 3 | 342 | 23 |  | Fixed | Roof
NJSTRE1545386925 | NJSRRE1543468063 | Transition Incentive Program | Elizabeth | 7201 | 10 | 4.93 | Residential | Yes | Behind the Meter | Behind the Meter |  | None | Sunrun Installation Services, Inc. | PSE&G | Eligible for TI Program | 2019-12-03 | 2019-12-05 | 2021-10-30 | REC Solar | REC290TP2 BLK | Solar Panels |  | 0.29 | 17 | 201 | 30 |  | Fixed | Roof
NJSTRE1545386932 | NJSRRE1544423137 | Transition Incentive Program | Cape May Court House | 8210 | 21 | 9.28 | Residential | No | Behind the Meter | Behind the Meter |  | None | EMT Renewables | AC Electric | Eligible for TI Program | 2020-02-10 | 2020-02-12 | 2021-10-30 | Trina | 320-BLK | Solar Panels |  | 0.32 | 6 | 270 | 20 |  | Fixed | Roof
NJSTRE1545386938 | NJSRRE1544472551 | Transition Incentive Program | Port Monmouth | 7758 | 17 | 6.62 | Residential | Yes | Behind the Meter | Net-metered residential rooftop and canopy |  | None | Suntuity Solar LLC | JCP&L | Accepted | 2020-02-19 | 2020-02-21 | 2021-10-30 | Hanwha Solar | Q-Cells 315 Mono | Solar Panels |  | 0.315 | 21 | 94 | 23 |  | Fixed | Roof
NJSTRE1545386939 | NJSRRE1543891882 | Transition Incentive Program | Roselle Park Boro | 7204 | 10 | 3.84 | Residential | Yes | Behind the Meter | Behind the Meter |  | None | Skyline Solar, LLC | PSE&G | Eligible for TI Program | 2020-01-03 | 2020-01-07 | 2021-10-30 | Hanwha Q-Cells | Q.PEAK DUO-G5 320 | Solar Panels |  | 0.32 | 12 | 156155 | 26 |  | Fixed | Roof
NJSTRE1545386940 | NJSRRE1544441121 | Transition Incentive Program | Carteret | 7008 | 11 | 4.69 | Residential | Yes | Behind the Meter | Behind the Meter |  | None | Pro Custom Solar dba Momentum Solar | PSE&G | Eligible for TI Program | 2020-02-12 | 2020-02-17 | 2021-10-30 | HANWHA | Q.PEAK DUO BLK G6+ 335 | Solar Panels |  | 0.335 | 10 | 31 | 5 |  | Fixed | Roof
NJSTRE1545385133 | NJSRRE1543438770 | Transition Incentive Program | Parsippany | 7054 | 3 | 14.85 | Residential | Yes | Behind the Meter | Behind the Meter |  | None | Sunrun Installation Services, Inc. | JCP&L | Eligible for TI Program | 2019-11-23 | 2019-11-27 | 2021-10-30 | LG Electronics | LG330N1C-A5 | Solar Panels |  | 0.33 | 29 | 245 | 24 |  | Fixed | Roof
NJSTRE1545385137 | NJSRRE1544172185 | Transition Incentive Program | West Orange | 7052 | 9 | 3.96 | Residential | Yes | Behind the Meter | Behind the Meter |  | None | Sunrun Installation Services, Inc. | PSE&G | Eligible for TI Program | 2020-01-15 | 2020-01-20 | 2021-10-30 | LG Electronics | LG330N1C-A5 | Solar Panels |  | 0.33 | 3 | 163 | 40 |  | Fixed | Roof
NJSTRE1545385143 | NJSRRE1544472828 | Transition Incentive Program | Atlantic Highlands | 7716 | 17 | 4.41 | Residential | No | Behind the Meter | Behind the Meter |  | None | Trinity Solar | JCP&L | Eligible for TI Program | 2020-02-19 | 2020-02-21 | 2021-10-30 | HANWHA | Q.PEAK DUO BLK-G5 315 | Solar Panels |  | 0.315 | 6 | 183 | 43 |  | Fixed | Roof
NJSTRE1545385146 | NJSRRE1544545534 | Transition Incentive Program | EWING | 8628 | 12 | 9.14 | Residential | Yes | Behind the Meter | Net-metered residential rooftop and canopy |  | None | Suntuity Solar LLC | PSE&G | Accepted | 2020-02-27 | 2020-03-02 | 2021-10-30 | Hanwha Solar | Q-Cells 315 Mono | Solar Panels |  | 0.315 | 20 | 119 | 27 |  | Fixed | Roof
NJSTRE1545385151 | NJSRRE1543823101 | Transition Incentive Program | Cold Spring | 8204 | 21 | 16.47 | Residential | Yes | Behind the Meter | Net-metered residential rooftop and canopy |  | None | Bright Planet Solar | AC Electric | Accepted |  | 2020-01-03 | 2021-10-30 | Trina Solar | TSM-DD05A.05(II) 305W | Solar Panels |  | 0.305 | 22 | 269 | 34 |  | Fixed | Roof
NJSTRE1545385162 | NJSRRE1543826992 | Transition Incentive Program | Bloomfield | 7003 | 9 | 7.48 | Residential | No | Behind the Meter | Behind the Meter |  | None | Accord Power Inc | PSE&G | Eligible for TI Program | 2019-12-31 | 2020-01-03 | 2021-10-30 | Hanwah | Q.Cell 325 | Solar Panels |  | 0.325 | 9 | 266 | 35 |  | Fixed | Roof
NJSTRE1545385164 | NJSRRE1544420027 | Transition Incentive Program | marlton | 8053 | 13 | 15.75 | Residential | Yes | Behind the Meter | Net-metered residential rooftop and canopy |  | None | Vision Solar LLC | AC Electric | Accepted | 2020-02-07 | 2020-02-12 | 2021-10-30 | lg solar | lg335n1k-v5 | Solar Panels |  | 0.335 | 3 | 60 | 21 |  | Fixed | Roof
NJSTRE1545385166 | NJSRRE1543848088 | Transition Incentive Program | Cape May Court House | 8210 | 21 | 10.71 | Residential | Yes | Behind the Meter | Net-metered residential rooftop and canopy |  | None | Vision Solar LLC | AC Electric | Accepted | 2019-12-31 | 2020-01-06 | 2021-10-30 | hanwa qcells | q.peak duo-g5 315 | Solar Panels |  | 0.315 | 15 | 207 | 9 |  | Fixed | Roof
NJSTRE1545385169 | NJSRRE1544343595 | Transition Incentive Program | ATLANTIC CITY | 8401 | 19 | 3.78 | Residential | Yes | Behind the Meter | Behind the Meter |  | None | Tesla Energy Operations Inc | AC Electric | Eligible for TI Program | 2020-01-31 | 2020-02-05 | 2021-10-30 | Hanwha Q-Cells | Q.Peak DUO BLK-G5/SC315 | Solar Panels |  | 0.315 | 4 | 152 | 37 |  | Fixed | Roof
NJSTRE1545385170 | NJSRRE1544419686 | Transition Incentive Program | Pleasantville | 8232 | 19 | 20.65 | Residential | Yes | Behind the Meter | Net-metered residential rooftop and canopy |  | None | Castle Energy, LLC | AC Electric | Accepted |  | 2020-03-13 | 2021-10-30 | LG Electronics | LG350Q1C-A5 | Solar Panels |  | 0.35 | 15 | 295 | 35 |  | Fixed | Roof
NJSTRE1545385172 | NJSRRE1544150937 | Transition Incentive Program | GLEN RIDGE | 7028 | 9 | 9.8 | Residential | No | Behind the Meter | Behind the Meter |  | None | Infinity Solar Systems | PSE&G | Eligible for TI Program | 2020-01-09 | 2020-01-14 | 2021-10-30 | LG | LG350N1C-V5 | Solar Panels |  | 0.35 | 19 | 205 | 51 |  | Fixed | Roof
NJSTRE1545386704 | NJSRRE1544540522 | Transition Incentive Program | Roselle Boro | 7203 | 10 | 3.84 | Residential | Yes | Behind the Meter | Behind the Meter |  | None | Skyline Solar, LLC | PSE&G | Eligible for TI Program | 2020-02-26 | 2020-02-28 | 2021-10-30 | Hanwha Q-Cells | Q.PEAK DUO-G5 320 | Solar Panels |  | 0.32 | 12 | 209 | 39 |  | Fixed | Roof
NJSTRE1545386935 | NJSRRE1544344126 | Transition Incentive Program | Paterson City | 7513 | 6 | 5.27 | Residential | Yes | Behind the Meter | Behind the Meter |  | None | Sunrun Installation Services, Inc. | PSE&G | Eligible for TI Program | 2020-01-31 | 2020-02-05 | 2021-10-30 | REC Solar | REC310TP2M | Solar Panels |  | 0.31 | 6 | 279 | 18 |  | Fixed | Roof
NJSTRE1545386935 | NJSRRE1544344126 | Transition Incentive Program | Paterson City | 7513 | 6 | 5.27 | Residential | Yes | Behind the Meter | Behind the Meter |  | None | Sunrun Installation Services, Inc. | PSE&G | Eligible for TI Program | 2020-01-31 | 2020-02-05 | 2021-10-30 | REC Solar | REC310TP2M | Solar Panels |  | 0.31 | 9 | 189 | 19 |  | Fixed | Roof
NJSTRE1545386941 | NJSRRE1544309331 | Transition Incentive Program | Princeton | 8540 | 12 | 30.12 | Residential | No | Behind the Meter | Net-metered residential rooftop and canopy |  | None | Exact Solar | PSE&G | Accepted | 2020-01-27 | 2020-01-30 | 2021-10-30 | LG | LG360Q1K-V5 | Solar Panels |  | 0.36 | 8 | 90 | 45 |  | Fixed | Roof
NJSTRE1545386941 | NJSRRE1544309331 | Transition Incentive Program | Princeton | 8540 | 12 | 30.12 | Residential | No | Behind the Meter | Net-metered residential rooftop and canopy |  | None | Exact Solar | PSE&G | Accepted | 2020-01-27 | 2020-01-30 | 2021-10-30 | LG | LG360Q1K-V5 | Solar Panels |  | 0.36 | 20 | 270 | 45 |  | Fixed | Roof
NJSTRE1545386946 | NJSRRE1543505564 | Transition Incentive Program | North Arlington | 7031 | 7 | 4.1 | Residential | Yes | Behind the Meter | Net-metered residential rooftop and canopy |  | None | Suntuity Solar LLC | PSE&G | Accepted | 2019-12-10 | 2019-12-12 | 2021-10-30 | Yingli Green Energy | YL315D-30b | Solar Panels |  | 0.315 | 13 | 123 | 23 |  | Fixed | Roof
NJSTRE1545386947 | NJSRRE1544194846 | Transition Incentive Program | KEARNY | 7032 | 8 | 7 | Residential | Yes | Behind the Meter | Net-metered residential rooftop and canopy |  | None | Vivint Solar Developer, LLC | PSE&G | Accepted | 2020-01-18 | 2020-01-31 | 2021-10-30 | TRINA | TSM-280DD05.05 | Solar Panels |  | 0.28 | 6 | 304 | 8 |  | Fixed | Roof
NJSTRE1545386951 | NJSRRE1544543245 | Transition Incentive Program | Perth Amboy | 8861 | 11 | 10.7 | Residential | No | Behind the Meter | Behind the Meter |  | None | Sunrun Installation Services, Inc. | PSE&G | Eligible for TI Program | 2020-02-26 | 2020-03-02 | 2021-10-30 | LG Electronics | LG345N1C-V5 | Solar Panels |  | 0.345 | 2 | 22 | 23 |  | Fixed | Roof
NJSTRE1545386951 | NJSRRE1544543245 | Transition Incentive Program | Perth Amboy | 8861 | 11 | 10.7 | Residential | No | Behind the Meter | Behind the Meter |  | None | Sunrun Installation Services, Inc. | PSE&G | Eligible for TI Program | 2020-02-26 | 2020-03-02 | 2021-10-30 | LG Electronics | LG345N1C-V5 | Solar Panels |  | 0.345 | 6 | 202 | 27 |  | Fixed | Roof
NJSTRE1545386957 | NJSRRE1543890543 | Transition Incentive Program | Toms River | 8757 | 18 | 6.1 | Residential | Yes | Behind the Meter | Net-metered residential rooftop and canopy |  | None | Complete Solar | JCP&L | Accepted | 2020-01-09 | 2020-01-09 | 2021-10-30 | LONGI SOLAR- | LR6-60PB-305M | Solar Panels |  | 0.305 | 20 | 242.5 | 30 |  | Fixed | Roof
NJSTRE1545386958 | NJSRRE1544420073 | Transition Incentive Program | Sicklerville | 8081 | 14 | 16.1 | Residential | No | Behind the Meter | Behind the Meter |  | None | Public Service Solar | AC Electric | Eligible for TI Program | 2020-02-07 | 2020-02-12 | 2021-10-30 | LG | 350N1K-V5 | Solar Panels |  | 0.35 | 46 | 178 | 39 |  | Fixed | Roof
NJSTRE1545386963 | NJSRRE1543848850 | Transition Incentive Program | Rochelle Park | 7662 | 7 | 7.59 | Residential | Yes | Behind the Meter | Behind the Meter |  | None | Sunrun, Inc. | PSE&G | Eligible for TI Program | 2019-12-31 | 2020-01-16 | 2021-10-30 | LG Electronics | LG345N1C-V5 | Solar Panels |  | 0.345 | 8 | 217 | 37 |  | Fixed | Roof
NJSTRE1545386966 | NJSRRE1544467148 | Transition Incentive Program | Atlantic Highlands | 7716 | 17 | 15.19 | Residential | Yes | Behind the Meter | Behind the Meter |  | None | Sunrun Installation Services, Inc. | JCP&L | Eligible for TI Program | 2020-02-17 | 2020-02-20 | 2021-10-30 | REC Solar | REC310TP2M | Solar Panels |  | 0.31 | 11 | 66 | 27 |  | Fixed | Roof
NJSTRE1545386966 | NJSRRE1544467148 | Transition Incentive Program | Atlantic Highlands | 7716 | 17 | 15.19 | Residential | Yes | Behind the Meter | Behind the Meter |  | None | Sunrun Installation Services, Inc. | JCP&L | Eligible for TI Program | 2020-02-17 | 2020-02-20 | 2021-10-30 | REC Solar | REC310TP2M | Solar Panels |  | 0.31 | 11 | 335 | 27 |  | Fixed | Roof
NJSTRE1545386707 | NJSRRE1544524041 | Transition Incentive Program | EGG HARBOR TOWNSHIP | 8234 | 19 | 13.26 | Residential | No | Behind the Meter | Net-metered residential rooftop and canopy |  | None | Trinity Solar | AC Electric | Final As-Built Received |  | 2020-02-26 | 2021-10-30 | HANWHA | Q.PEAK DUO BLK-G6 340 | Solar Panels |  | 0.34 | 6 | 292 | 30 |  | Fixed | Roof
NJSTRE1545386709 | NJSRRE1544213693 | Transition Incentive Program | Pleasantville | 8232 | 19 | 10.5 | Residential | Yes | Behind the Meter | Behind the Meter |  | None | Pro Custom Solar dba Momentum Solar | AC Electric | Eligible for TI Program | 2020-01-22 | 2020-01-27 | 2021-10-30 | LG ELECTRONICS | LG 350N1C-V5 | Solar Panels |  | 0.35 | 8 | 25 | 41 |  | Fixed | Roof
NJSTRE1545386715 | NJSRRE1544547834 | Transition Incentive Program | Moorestown Twp | 8057 | 13 | 13.41 | Residential | Yes | Behind the Meter | Behind the Meter |  | None | SunnyMac LLC | PSE&G | Accepted | 2020-03-04 | 2020-03-05 | 2021-10-30 | SunPower | SPR-E20327 | Solar Panels |  | 0.327 | 37 | 95 | 30 |  | Fixed | Roof
NJSTRE1545386720 | NJSRRE1544436614 | Transition Incentive Program | Galloway | 8205 | 19 | 16.9 | Non Profit | Yes | Behind the Meter | Net-metered non-residential rooftop and canopy |  | None | CE Team Inc. | AC Electric | Final As-Built Received | 2020-02-12 | 2020-02-14 | 2021-10-30 | Hanwah | QCELL | Solar Panels |  | 0.325 | 35 | 222 | 24 |  | Fixed | Roof
NJSTRE1545386723 | NJSRRE1544550189 | Transition Incentive Program | Pine Brook | 7058 | 3 | 8.99 | Residential | No | Behind the Meter | Behind the Meter |  | None | Sunrun Installation Services, Inc. | JCP&L | Eligible for TI Program | 2020-02-28 | 2020-03-03 | 2021-10-30 | REC Solar | REC310TP2M | Solar Panels |  | 0.31 | 2 | 234 | 23 |  | Fixed | Roof
NJSTRE1545386726 | NJSRRE1544514344 | Transition Incentive Program | Montville | 7045 | 3 | 15.4 | Residential | No | Behind the Meter | Behind the Meter |  | None | Green Power Energy | New Construction | Eligible for TI Program | 2020-02-21 | 2020-02-25 | 2021-10-30 | LG Electronics | LG350N1C-V5 | Solar Panels |  | 0.35 | 44 | 141 | 10 |  | Fixed | Roof
NJSTRE1545386729 | NJSRRE1544430983 | Transition Incentive Program | Red Bank | 7701 | 17 | 4.73 | Residential | Yes | Behind the Meter | Net-metered residential rooftop and canopy |  | None | Vivint Solar Developer, LLC | JCP&L | Accepted | 2020-02-11 | 2020-02-13 | 2021-10-30 | HANWHA SOLAR | Q.PEAK BLK-G5 315 | Solar Panels |  | 0.315 | 7 | 353 | 35 |  | Fixed | Roof
NJSTRE1545386735 | NJSRRE1544441098 | Transition Incentive Program | Carteret | 7008 | 11 | 6.37 | Residential | Yes | Behind the Meter | Behind the Meter |  | None | Pro Custom Solar dba Momentum Solar | PSE&G | Eligible for TI Program | 2020-02-12 | 2020-02-17 | 2021-10-30 | HANWHA | Q.PEAK DUO BLK G6+ 335 | Solar Panels |  | 0.335 | 8 | 115 | 22 |  | Fixed | Roof
NJSTRE1545386739 | NJSRRE1543880430 | Transition Incentive Program | Willingboro | 8046 | 13 | 23.36 | Residential | Yes | Behind the Meter | Behind the Meter |  | None | Sunrun Installation Services, Inc. | PSE&G | Eligible for TI Program | 2020-01-02 | 2020-01-07 | 2021-10-30 | Hanwha Q-Cells | Q.PEAK DUO-G7 320 | Solar Panels |  | 0.32 | 23 | 109 | 27 |  | Fixed | Roof
NJSTRE1545386755 | NJSRRE1544202257 | Transition Incentive Program | Matawan | 7747 | 17 | 7.36 | Residential | Yes | Behind the Meter | Behind the Meter |  | None | Sunrun Installation Services, Inc. | JCP&L | Eligible for TI Program | 2020-01-21 | 2020-01-27 | 2021-10-30 | Hanwha Q-Cells | Q.PEAK DUO-G7 320 | Solar Panels |  | 0.32 | 9 | 246 | 45 |  | Fixed | Roof
NJSTRE1545386766 | NJSRRE1544348685 | Transition Incentive Program | Lake Hiawatha | 7034 | 3 | 16.74 | Residential | Yes | Behind the Meter | Behind the Meter |  | None | Sunrun Installation Services, Inc. | JCP&L | Eligible for TI Program | 2020-02-03 | 2020-02-06 | 2021-10-30 | REC Solar | REC310TP2M | Solar Panels |  | 0.31 | 24 | 275 | 30 |  | Fixed | Roof
NJSTRE1545386775 | NJSRRE1544202298 | Transition Incentive Program | Newfoundland | 7435 | 6 | 12.4 | Residential | No | Behind the Meter | Behind the Meter |  | None | Sunrun Installation Services, Inc. | Orange Rockland Electric | Eligible for TI Program | 2020-01-21 | 2020-01-27 | 2021-10-30 | REC Solar | REC310TP2M | Solar Panels |  | 0.31 | 40 | 200 | 17 |  | Fixed | Roof
NJSTRE1545386918 | NJSRRE1544130525 | Transition Incentive Program | SICKLERVILLE | 8081 | 14 | 5.04 | Residential | Yes | Behind the Meter | Net-metered residential rooftop and canopy |  | None | Vivint Solar Developer, LLC | AC Electric | Accepted | 2020-01-08 | 2020-01-10 | 2021-10-30 | HANWHA SOLAR | Q.PEAK BLK-G5 315 | Solar Panels |  | 0.315 | 3 | 24 | 27 |  | Fixed | Roof
NJSTRE1545386937 | NJSRRE1543924034 | Transition Incentive Program | Whitehouse Station | 8889 | 4 | 11.88 | Residential | No | Behind the Meter | Behind the Meter |  | None | ACDC Solar LLC | JCP&L | Eligible for TI Program | 2020-01-05 | 2020-01-08 | 2021-10-30 | Canadian Solar | CS1H-330MS | Solar Panels |  | 0.33 | 36 | 262 | 30 |  | Fixed | Roof
NJSTRE1545386940 | NJSRRE1544441121 | Transition Incentive Program | Carteret | 7008 | 11 | 4.69 | Residential | Yes | Behind the Meter | Behind the Meter |  | None | Pro Custom Solar dba Momentum Solar | PSE&G | Eligible for TI Program | 2020-02-12 | 2020-02-17 | 2021-10-30 | HANWHA | Q.PEAK DUO BLK G6+ 335 | Solar Panels |  | 0.335 | 4 | 39 | 212 |  | Fixed | Roof
NJSTRE1545386945 | NJSRRE1544309459 | Transition Incentive Program | Toms River | 8753 | 18 | 16.91 | Residential | Yes | Behind the Meter | Behind the Meter |  | None | Sunrun Installation Services, Inc. | JCP&L | Eligible for TI Program | 2020-01-27 | 2020-01-30 | 2021-10-30 | LG Electronics | LG345N1C-V5 | Solar Panels |  | 0.345 | 7 | 289 | 43 |  | Fixed | Roof
NJSTRE1545386947 | NJSRRE1544194846 | Transition Incentive Program | KEARNY | 7032 | 8 | 7 | Residential | Yes | Behind the Meter | Net-metered residential rooftop and canopy |  | None | Vivint Solar Developer, LLC | PSE&G | Accepted | 2020-01-18 | 2020-01-31 | 2021-10-30 | TRINA | TSM-280DD05.05 | Solar Panels |  | 0.28 | 6 | 124 | 8 |  | Fixed | Roof
NJSTRE1545386955 | NJSRRE1544456178 | Transition Incentive Program | Marlton | 8053 | 13 | 9.6 | Residential | Yes | Behind the Meter | Behind the Meter |  | None | Skyline Solar, LLC | PSE&G | Eligible for TI Program | 2020-02-14 | 2020-02-18 | 2021-10-30 | Hanwha Q-Cells | Q.PEAK DUO-G5 320 | Solar Panels |  | 0.32 | 30 | 263 | 32 |  | Fixed | Roof
NJSTRE1545386959 | NJSRRE1544501774 | Transition Incentive Program | South Brunswick Township | 8852 | 11 | 9.32 | Residential | No | Behind the Meter | Behind the Meter |  | None | Sunrun Installation Services, Inc. | PSE&G | Eligible for TI Program | 2020-02-19 | 2020-02-24 | 2021-10-30 | LG Electronics | LG345N1C-V5 | Solar Panels |  | 0.345 | 13 | 313 | 45 |  | Fixed | Roof
NJSTRE1545386964 | NJSRRE1544511404 | Transition Incentive Program | Manasquan | 8736 | 17 | 6.93 | Residential | Yes | Behind the Meter | Behind the Meter |  | None | Trinity Solar | JCP&L | Eligible for TI Program | 2020-02-20 | 2020-02-24 | 2021-10-30 | Hanwha | Q.PEAK DUO BLK-G5 315 | Solar Panels |  | 0.315 | 4 | 39 | 40 |  | Fixed | Roof
NJSTRE1545386966 | NJSRRE1544467148 | Transition Incentive Program | Atlantic Highlands | 7716 | 17 | 15.19 | Residential | Yes | Behind the Meter | Behind the Meter |  | None | Sunrun Installation Services, Inc. | JCP&L | Eligible for TI Program | 2020-02-17 | 2020-02-20 | 2021-10-30 | REC Solar | REC310TP2M | Solar Panels |  | 0.31 | 25 | 155 | 27 |  | Fixed | Roof
NJSTRE1545386968 | NJSRRE1543502121 | Transition Incentive Program | Belleville | 7109 | 9 | 6.08 | Residential | Yes | Behind the Meter | Behind the Meter |  | None | Pro Custom Solar dba Momentum Solar | PSE&G | Eligible for TI Program | 2019-12-09 | 2019-12-12 | 2021-10-30 | HANWHA | Q.PEAK DUO BLK-G5 315 | Solar Panels |  | 0.315 | 7 | 210 | 35 |  | Fixed | Roof
NJSTRE1545386973 | NJSRRE1544347134 | Transition Incentive Program | Ridgefield | 7657 | 7 | 8.4 | Residential | Yes | Behind the Meter | Behind the Meter |  | None | Pro Custom Solar dba Momentum Solar | PSE&G | Eligible for TI Program | 2020-02-03 | 2020-02-05 | 2021-10-30 | lg electronics | LG 350N1C-V5 | Solar Panels |  | 0.35 | 7 | 114 | 29 |  | Fixed | Roof
NJSTRE1545386980 | NJSRRE1544343818 | Transition Incentive Program | Mullica Hill | 8062 | 15 | 11.66 | Residential | Yes | Behind the Meter | Behind the Meter |  | None | Trinity Solar | AC Electric | Eligible for TI Program | 2020-01-31 | 2020-02-05 | 2021-10-30 | HANWHA | Q.PEAK DUO BLK-G5 315) | Solar Panels |  | 0.315 | 16 | 185 | 23 |  | Fixed | Roof
NJSTRE1545386982 | NJSRRE1543436695 | Transition Incentive Program | LINCROFT | 7738 | 17 | 13.23 | Residential | No | Behind the Meter | Behind the Meter |  | None | Tesla Energy Operations Inc | JCP&L | Eligible for TI Program | 2019-11-22 | 2019-11-26 | 2021-10-30 | Hanwha Q-Cells | Q.Peak DUO BLK-G5/SC315 | Solar Panels |  | 0.315 | 9 | 187 | 45 |  | Fixed | Roof
NJSTRE1545386984 | NJSRRE1543657050 | Transition Incentive Program | Howell | 7731 | 17 | 15.68 | Commercial | No | Behind the Meter | Net-metered non-residential rooftop and canopy |  | None | Powerlutions | JCP&L | Accepted |  | 2019-12-30 | 2021-10-30 | Axitec | AC-320MH/120S | Solar Panels |  | 0.32 | 49 | 95 | 19 |  | Fixed | Roof
NJSTRE1545386994 | NJSRRE1544317497 | Transition Incentive Program | GALLOWAY TWP | 8205 | 19 | 12.35 | Residential | No | Behind the Meter | Net-metered residential rooftop and canopy |  | None | Sun 101 LLC | AC Electric | Accepted | 2020-01-28 | 2020-01-31 | 2021-10-30 | CANADIAN | CS1-325H | Solar Panels |  | 0.325 | 21 | 282 | 27 |  | Fixed | Roof
NJSTRE1545387001 | NJSRRE1543425557 | Transition Incentive Program | Oradell | 7649 | 7 | 8.58 | Residential | No | Behind the Meter | Behind the Meter |  | None | Green Power Energy | PSE&G | Eligible for TI Program | 2019-11-20 | 2019-11-25 | 2021-10-30 | Panasonic | VBHN330SA17 | Solar Panels |  | 0.33 | 5 | 200 | 5 |  | Fixed | Roof
NJSTRE1545387004 | NJSRRE1544529760 | Transition Incentive Program | ANNANDALE | 8801 | 4 | 11.16 | Residential | No | Behind the Meter | Net-metered residential rooftop and canopy |  | None | Bright Planet Solar | JCP&L | Accepted |  | 2020-02-27 | 2021-10-30 | LONGI | LR-60HPB-310M | Solar Panels |  | 0.31 | 36 | 180 | 25 |  | Fixed | Roof
NJSTRE1545387007 | NJSRRE1544166289 | Transition Incentive Program | Port Republic | 8241 | 19 | 17.33 | Residential | Yes | Behind the Meter | Behind the Meter |  | None | Trinity Solar | AC Electric | Eligible for TI Program | 2020-01-15 | 2020-01-22 | 2021-10-30 | HANWHA | Q.PEAK DUO BLK-G5 315 | Solar Panels |  | 0.315 | 55 | 180 | 30 |  | Fixed | Roof
NJSTRE1545387014 | NJSRRE1543574929 | Transition Incentive Program | Villas | 8251 | 21 | 3.84 | Residential | Yes | Behind the Meter | Behind the Meter |  | None | Skyline Solar, LLC | AC Electric | Eligible for TI Program | 2019-12-20 | 2019-12-30 | 2021-10-30 | Silfab | SLA320M | Solar Panels |  | 0.32 | 12 | 208,28 | 30 |  | Fixed | Roof
NJSTRE1545387024 | NJSRRE1543541236 | Transition Incentive Program | Merchantville | 8109 | 14 | 9.6 | Residential | Yes | Behind the Meter | Net-metered residential rooftop and canopy |  | None | Vivint Solar Developer, LLC | PSE&G | Final As-Built Received | 2019-12-13 | 2019-12-17 | 2021-10-30 | Jinko Solar | JKM320M-60HBL | Solar Panels |  | 0.32 | 15 | 126 | 20 |  | Fixed | Roof
NJSTRE1545387030 | NJSRRE1544419446 | Transition Incentive Program | Bridgewater | 8807 | 5 | 11.2 | Residential | Yes | Behind the Meter | Behind the Meter |  | None | Pro Custom Solar dba Momentum Solar | JCP&L | Eligible for TI Program | 2020-02-07 | 2020-02-11 | 2021-10-30 | lg electronics | LG 350N1C-V5 | Solar Panels |  | 0.35 | 21 | 266 | 34 |  | Fixed | Roof
NJSTRE1545387034 | NJSRRE1543474506 | Transition Incentive Program | Vineland | 8360 | 20 | 7.52 | Residential | Yes | Behind the Meter | Net-metered residential rooftop and canopy |  | None | Castle Energy, LLC | Vineland Muni Electric | Accepted | 2019-12-03 | 2019-12-05 | 2021-10-30 | SunPower | SPR-E20-327-C-AC | Solar Panels |  | 0.327 | 12 | 3 | 9 |  | Fixed | Roof
NJSTRE1545387038 | NJSRRE1543442890 | Transition Incentive Program | Aberdeen | 7747 | 17 | 7.88 | Residential | Yes | Behind the Meter | Behind the Meter |  | None | Trinity Solar | JCP&L | Eligible for TI Program | 2019-11-25 | 2019-11-27 | 2021-10-30 | Hanwha | Q.PEAK DUO BLK-G5 315 | Solar Panels |  | 0.315 | 6 | 101 | 16 |  | Fixed | Roof
NJSTRE1545387040 | NJSRRE1544152935 | Transition Incentive Program | Bayonne | 7002 | 8 | 999.75 | Commercial | No | Behind the Meter | Net-metered non-residential rooftop and canopy |  | None | Solar Landscape | PSE&G | Accepted | 2020-01-10 | 2020-01-17 | 2021-10-30 | GCL | M6/72H-375 | Solar Panels |  | 0.375 | 2666 | 136 | 5 |  | Fixed | Roof
NJSTRE1545387043 | NJSRRE1544546641 | Transition Incentive Program | Palisades Park | 7650 | 7 | 14.88 | Residential | Yes | Behind the Meter | Behind the Meter |  | None | Sunrun Installation Services, Inc. | PSE&G | Eligible for TI Program | 2020-02-27 | 2020-03-03 | 2021-10-30 | REC Solar | REC310TP2M | Solar Panels |  | 0.31 | 6 | 215 | 22 |  | Fixed | Roof
NJSTRE1545387046 | NJSRRE1544098867 | Transition Incentive Program | McKee City | 8234 | 19 | 7.32 | Residential | No | Behind the Meter | Net-metered residential rooftop and canopy |  | None | Bright Planet Solar | AC Electric | Accepted |  | 2020-01-09 | 2021-10-30 | Trina Solar | TSM-DD05A.05(II) 305W | Solar Panels |  | 0.305 | 18 | 110 | 20 |  | Fixed | Roof
NJSTRE1545386778 | NJSRRE1544430994 | Transition Incentive Program | Plumstead twp | 8514 | 17 | 11.73 | Residential | Yes | Behind the Meter | Net-metered residential rooftop and canopy |  | None | Vision Solar LLC | JCP&L | Accepted | 2020-02-11 | 2020-02-13 | 2021-10-30 | lg solar | lg335n1k-v5 | Solar Panels |  | 0.335 | 35 | 221 | 19 |  | Fixed | Roof
NJSTRE1545386786 | NJSRRE1544201512 | Transition Incentive Program | Hawthorne | 7506 | 6 | 3.1 | Residential | Yes | Behind the Meter | Behind the Meter |  | None | Sunrun Installation Services, Inc. | PSE&G | Eligible for TI Program | 2020-01-21 | 2020-01-24 | 2021-10-30 | Hanwha Q-Cells | Q.PEAK DUO-G7 320 | Solar Panels |  | 0.31 | 4 | 351 | 9 |  | Fixed | Roof
NJSTRE1545386789 | NJSRRE1543442838 | Transition Incentive Program | Collingswood | 8108 | 14 | 4.93 | Residential | Yes | Behind the Meter | Behind the Meter |  | None | Sunrun Installation Services, Inc. | PSE&G | Eligible for TI Program | 2019-11-25 | 2019-11-27 | 2021-10-30 | REC Solar | REC290TP2 BLK | Solar Panels |  | 0.29 | 17 | 204 | 30 |  | Fixed | Roof
NJSTRE1545386797 | NJSRRE1544546713 | Transition Incentive Program | MARLTON | 8053 | 13 | 5.44 | Residential | Yes | Behind the Meter | Net-metered residential rooftop and canopy |  | None | Vivint Solar Developer, LLC | PSE&G | Accepted | 2020-02-28 | 2020-03-03 | 2021-10-30 | JINKO SOLAR | JKM320M-60HBL | Solar Panels |  | 0.32 | 9 | 237 | 24 |  | Fixed | Roof
NJSTRE1545386800 | NJSRRE1544199227 | Transition Incentive Program | North Plainfield Boro | 7060 | 10 | 5.12 | Residential | Yes | Behind the Meter | Behind the Meter |  | None | Skyline Solar, LLC | PSE&G | Eligible for TI Program | 2020-01-20 | 2020-01-23 | 2021-10-30 | Hanwha Q-Cells | Q.PEAK DUO-G5 320 | Solar Panels |  | 0.32 | 16 | 121 | 37 |  | Fixed | Roof
NJSTRE1545386802 | NJSRRE1544419834 | Transition Incentive Program | LUMBERTON | 8048 | 13 | 9.45 | Residential | Yes | Behind the Meter | Behind the Meter |  | None | Vivint Solar Developer, LLC | PSE&G | Eligible for TI Program | 2020-02-07 | 2020-02-12 | 2021-10-30 | HANWHA SOLAR | Q.PEAK BLK-G5 315 | Solar Panels |  | 0.315 | 20 | 68 | 19 |  | Fixed | Roof
NJSTRE1545386808 | NJSRRE1543473876 | Transition Incentive Program | PENNSAUKEN | 8110 | 14 | 5.67 | Residential | Yes | Behind the Meter | Net-metered residential rooftop and canopy |  | None | Vivint Solar Developer, LLC | PSE&G | Accepted | 2019-12-03 | 2019-12-05 | 2021-10-30 | Hanwha | Q.PEAK BLK-G5 315 | Solar Panels |  | 0.315 | 14 | 128 | 32 |  | Fixed | Roof
NJSTRE1545386810 | NJSRRE1544457630 | Transition Incentive Program | Piscataway | 8854 | 11 | 10.54 | Residential | No | Behind the Meter | Behind the Meter |  | None | Sunrun, Inc. | PSE&G | Eligible for TI Program | 2020-02-14 | 2020-02-19 | 2021-10-30 | REC Solar | REC310TP2M | Solar Panels |  | 0.31 | 12 | 132 | 23 |  | Fixed | Roof
NJSTRE1545386812 | NJSRRE1543555888 | Transition Incentive Program | Elizabeth | 7208 | 10 | 8.51 | Residential | Yes | Behind the Meter | Behind the Meter |  | None | Pro Custom Solar dba Momentum Solar | PSE&G | Eligible for TI Program | 2019-12-17 | 2019-12-20 | 2021-10-30 | HANWHA | Q.PEAK DUO BLK-G5 315 | Solar Panels |  | 0.315 | 5 | 206 | 25 |  | Fixed | Roof
NJSTRE1545386817 | NJSRRE1543667092 | Transition Incentive Program | MOUNT ROYAL | 8061 | 15 | 8.51 | Residential | No | Behind the Meter | Net-metered residential rooftop and canopy |  | None | Vivint Solar Developer, LLC | AC Electric | Accepted | 2019-12-23 | 2020-01-08 | 2021-10-30 | Hanwha Solar | Q.PEAK BLK-G5 315 | Solar Panels |  | 0.315 | 18 | 190 | 14 |  | Fixed | Roof
NJSTRE1545386822 | NJSRRE1544352872 | Transition Incentive Program | Matawan | 7747 | 17 | 5.58 | Residential | No | Behind the Meter | Behind the Meter |  | None | Sunrun Installation Services, Inc. | JCP&L | Eligible for TI Program | 2020-02-04 | 2020-02-07 | 2021-10-30 | LONGi Green Energy Technology Co Ltd | LR6-60HPB-310M | Solar Panels |  | 0.31 | 18 | 239 | 27 |  | Fixed | Roof
NJSTRE1545386824 | NJSRRE1544140928 | Transition Incentive Program | Edison twp | 8837 | 11 | 9.16 | Residential | No | Behind the Meter | Net-metered residential rooftop and canopy |  | None | SunnyMac LLC | PSE&G | Accepted |  | 2020-01-10 | 2021-10-30 | SunPower | SPR-E20327 | Solar Panels |  | 0.327 | 17 | 184 | 34 |  | Fixed | Roof
NJSTRE1545386827 | NJSRRE1543827286 | Transition Incentive Program | Keansburg | 7734 | 17 | 10.4 | Residential | Yes | Behind the Meter | Net-metered residential rooftop and canopy |  | None | Vivint Solar Developer, LLC | JCP&L | Accepted | 2020-01-02 | 2020-01-03 | 2021-10-30 | HANWHA SOLAR | Q.PEAK BLK-G5 315 | Solar Panels |  | 0.315 | 3 | 256 | 35 |  | Fixed | Roof
NJSTRE1545386917 | NJSRRE1543546846 | Transition Incentive Program | Hopatcong | 7843 | 1 | 8.12 | Residential | Yes | Behind the Meter | Behind the Meter |  | None | Sunrun Installation Services, Inc. | JCP&L | Eligible for TI Program | 2019-12-13 | 2019-12-18 | 2021-10-30 | REC Solar | REC290TP2 BLK | Solar Panels |  | 0.29 | 18 | 241 | 27 |  | Fixed | Roof
NJSTRE1545386921 | NJSRRE1543474790 | Transition Incentive Program | Union | 7083 | 10 | 15.12 | Residential | Yes | Behind the Meter | Behind the Meter |  | None | Pro Custom Solar dba Momentum Solar | PSE&G | Eligible for TI Program | 2019-12-03 | 2020-01-08 | 2021-10-30 | Hanwha | Q.Peak DUO BLK-G5 315 | Solar Panels |  | 0.315 | 34 | 162 | 23 |  | Fixed | Roof
NJSTRE1545386926 | NJSRRE1544143492 | Transition Incentive Program | vineland | 8361 | 20 | 6.62 | Residential | Yes | Behind the Meter | Net-metered residential rooftop and canopy |  | None | Vision Solar LLC | Vineland Muni Electric | Accepted | 2020-01-08 | 2020-01-13 | 2021-10-30 | hanwa qcells | qpeak duo-g5 315 | Solar Panels |  | 0.315 | 21 | 162 | 18 |  | Fixed | Roof
NJSTRE1545386932 | NJSRRE1544423137 | Transition Incentive Program | Cape May Court House | 8210 | 21 | 9.28 | Residential | No | Behind the Meter | Behind the Meter |  | None | EMT Renewables | AC Electric | Eligible for TI Program | 2020-02-10 | 2020-02-12 | 2021-10-30 | Trina | 320-BLK | Solar Panels |  | 0.32 | 17 | 180 | 20 |  | Fixed | Roof
NJSTRE1545386933 | NJSRRE1543565039 | Transition Incentive Program | Egg Harbor Township | 8234 | 19 | 13.64 | Residential | Yes | Behind the Meter | Behind the Meter |  | None | Sun Up Zero Down | AC Electric | Eligible for TI Program | 2019-12-18 | 2020-02-06 | 2021-10-30 | trina | TSM-310 DD05A.05 (II) | Solar Panels |  | 0.31 | 44 | 142 | 37 |  | Fixed | Roof
NJSTRE1545386944 | NJSRRE1544549849 | Transition Incentive Program | BRICK | 8724 | 18 | 7.25 | Residential | Yes | Behind the Meter | Net-metered residential rooftop and canopy |  | None | Suntuity Solar LLC | JCP&L | Accepted | 2020-02-28 | 2020-03-03 | 2021-10-30 | Hanwha Solar | Q-Cells 315 Mono | Solar Panels |  | 0.315 | 9 | 258 | 17 |  | Fixed | Roof
NJSTRE1545386948 | NJSRRE1544344165 | Transition Incentive Program | Manville | 8835 | 5 | 6.93 | Residential | Yes | Behind the Meter | Net-metered residential rooftop and canopy |  | None | Vivint Solar Developer, LLC | PSE&G | Accepted | 2020-02-01 | 2020-02-05 | 2021-10-30 | HANWHA SOLAR | Q.PEAK BLK-G5 315W | Solar Panels |  | 0.315 | 5 | 129 | 8 |  | Fixed | Roof
NJSTRE1545386964 | NJSRRE1544511404 | Transition Incentive Program | Manasquan | 8736 | 17 | 6.93 | Residential | Yes | Behind the Meter | Behind the Meter |  | None | Trinity Solar | JCP&L | Eligible for TI Program | 2020-02-20 | 2020-02-24 | 2021-10-30 | Hanwha | Q.PEAK DUO BLK-G5 315 | Solar Panels |  | 0.315 | 2 | 39 | 9 |  | Fixed | Roof
NJSTRE1545386974 | NJSRRE1543979336 | Transition Incentive Program | Hillsborough | 8844 | 5 | 306 | Commercial | No | Behind the Meter | Net-metered non-residential rooftop and canopy |  | None | Solar Landscape | PSE&G | Final As-Built Received | 2020-01-06 | 2020-01-09 | 2021-10-30 | GCL | M6/72H-375 | Solar Panels |  | 0.375 | 816 | 159.461 | 2.23 |  | Fixed | Roof
NJSTRE1545386978 | NJSRRE1544310773 | Transition Incentive Program | Trenton | 8690 | 12 | 10.4 | Residential | Yes | Behind the Meter | Net-metered residential rooftop and canopy |  | None | Suntuity Solar LLC | PSE&G | Accepted | 2020-01-28 | 2020-01-30 | 2021-10-30 | Hanwha Solar | Q-Cells 315 Mono | Solar Panels |  | 0.315 | 6 | 149 | 33 |  | Fixed | Roof
NJSTRE1545386979 | NJSRRE1544309081 | Transition Incentive Program | Lake Hopatcong | 7849 | 3 | 8.05 | Residential | Yes | Behind the Meter | Behind the Meter |  | None | Pro Custom Solar dba Momentum Solar | JCP&L | Eligible for TI Program | 2020-01-27 | 2020-01-29 | 2021-10-30 | LG ELECTRONICS | LG 350N1C-V5 | Solar Panels |  | 0.35 | 7 | 128 | 33 |  | Fixed | Roof
NJSTRE1545386983 | NJSRRE1544347595 | Transition Incentive Program | Woodbine | 8270 | 21 | 11.77 | Residential | Yes | Behind the Meter | Net-metered residential rooftop and canopy |  | None | Castle Energy, LLC | AC Electric | Accepted | 2020-02-03 | 2020-02-05 | 2021-10-30 | SunPower | SPR-E20-327-C-AC | Solar Panels |  | 0.327 | 4 | 255 | 30 |  | Fixed | Roof
NJSTRE1545386944 | NJSRRE1544549849 | Transition Incentive Program | BRICK | 8724 | 18 | 7.25 | Residential | Yes | Behind the Meter | Net-metered residential rooftop and canopy |  | None | Suntuity Solar LLC | JCP&L | Accepted | 2020-02-28 | 2020-03-03 | 2021-10-30 | Hanwha Solar | Q-Cells 315 Mono | Solar Panels |  | 0.315 | 14 | 168 | 26 |  | Fixed | Roof
NJSTRE1545386948 | NJSRRE1544344165 | Transition Incentive Program | Manville | 8835 | 5 | 6.93 | Residential | Yes | Behind the Meter | Net-metered residential rooftop and canopy |  | None | Vivint Solar Developer, LLC | PSE&G | Accepted | 2020-02-01 | 2020-02-05 | 2021-10-30 | HANWHA SOLAR | Q.PEAK BLK-G5 315W | Solar Panels |  | 0.315 | 2 | 309 | 8 |  | Fixed | Roof
NJSTRE1545386954 | NJSRRE1544519583 | Transition Incentive Program | Bloomfield | 7003 | 9 | 3.41 | Residential | No | Behind the Meter | Behind the Meter |  | None | Sunrun Installation Services, Inc. | PSE&G | Eligible for TI Program | 2020-02-21 | 2020-02-25 | 2021-10-30 | REC Solar | REC310TP2M | Solar Panels |  | 0.31 | 11 | 200 | 27 |  | Fixed | Roof
NJSTRE1545386969 | NJSRRE1543421972 | Transition Incentive Program | Piscataway | 8854 | 11 | 8.5 | Residential | No | Behind the Meter | Net-metered residential rooftop and canopy |  | None | Sunpower Capital LLC | PSE&G | Accepted | 2019-11-19 | 2019-11-22 | 2021-10-30 | SunPower | 327W | Solar Panels |  | 0.327 | 26 | 236 | 17 |  | Fixed | Roof
NJSTRE1545386973 | NJSRRE1544347134 | Transition Incentive Program | Ridgefield | 7657 | 7 | 8.4 | Residential | Yes | Behind the Meter | Behind the Meter |  | None | Pro Custom Solar dba Momentum Solar | PSE&G | Eligible for TI Program | 2020-02-03 | 2020-02-05 | 2021-10-30 | lg electronics | LG 350N1C-V5 | Solar Panels |  | 0.35 | 5 | 294 | 25 |  | Fixed | Roof
NJSTRE1545386979 | NJSRRE1544309081 | Transition Incentive Program | Lake Hopatcong | 7849 | 3 | 8.05 | Residential | Yes | Behind the Meter | Behind the Meter |  | None | Pro Custom Solar dba Momentum Solar | JCP&L | Eligible for TI Program | 2020-01-27 | 2020-01-29 | 2021-10-30 | LG ELECTRONICS | LG 350N1C-V5 | Solar Panels |  | 0.35 | 13 | 218 | 37 |  | Fixed | Roof
NJSTRE1545386983 | NJSRRE1544347595 | Transition Incentive Program | Woodbine | 8270 | 21 | 11.77 | Residential | Yes | Behind the Meter | Net-metered residential rooftop and canopy |  | None | Castle Energy, LLC | AC Electric | Accepted | 2020-02-03 | 2020-02-05 | 2021-10-30 | SunPower | SPR-E20-327-C-AC | Solar Panels |  | 0.327 | 15 | 165 | 30 |  | Fixed | Roof
NJSTRE1545386988 | NJSRRE1544334035 | Transition Incentive Program | Roselle | 7203 | 10 | 4.65 | Residential | Yes | Behind the Meter | Behind the Meter |  | None | Sunrun Installation Services, Inc. | PSE&G | Eligible for TI Program | 2020-01-30 | 2020-02-03 | 2021-10-30 | REC Solar | REC310TP2M | Solar Panels |  | 0.31 | 4 | 140 | 43 |  | Fixed | Roof
NJSTRE1545386992 | NJSRRE1544537958 | Transition Incentive Program | Garfield | 7026 | 7 | 13.11 | Residential | No | Behind the Meter | Behind the Meter |  | None | Sunrun Installation Services, Inc. | PSE&G | Eligible for TI Program | 2020-02-25 | 2020-02-28 | 2021-10-30 | LG Electronics | LG345N1C-V5 | Solar Panels |  | 0.345 | 3 | 251 | 43 |  | Fixed | Roof
NJSTRE1545386993 | NJSRRE1543446819 | Transition Incentive Program | Hewitt | 7421 | 6 | 11.39 | Residential | No | Behind the Meter | Behind the Meter |  | None | Pro Custom Solar dba Momentum Solar | Orange Rockland Electric | Eligible for TI Program | 2019-11-26 | 2019-12-02 | 2021-10-30 | LG Electronics | LG 345N1C-V5 | Solar Panels |  | 0.345 | 23 | 217 | 29 |  | Fixed | Roof
NJSTRE1545386997 | NJSRRE1544441465 | Transition Incentive Program | NEW BRUNSWICK | 8901 | 11 | 5.36 | Residential | Yes | Behind the Meter | Net-metered residential rooftop and canopy |  | None | Vivint Solar Developer, LLC | PSE&G | Accepted | 2020-02-20 | 2020-02-20 | 2021-10-30 | Hanwha Solar | Q.PEAK BLK-G5 315 | Solar Panels |  | 0.315 | 6 | 219 | 25 |  | Fixed | Roof
NJSTRE1545386997 | NJSRRE1544441465 | Transition Incentive Program | NEW BRUNSWICK | 8901 | 11 | 5.36 | Residential | Yes | Behind the Meter | Net-metered residential rooftop and canopy |  | None | Vivint Solar Developer, LLC | PSE&G | Accepted | 2020-02-20 | 2020-02-20 | 2021-10-30 | Hanwha Solar | Q.PEAK BLK-G5 315 | Solar Panels |  | 0.315 | 4 | 39 | 25 |  | Fixed | Roof
NJSTRE1545386918 | NJSRRE1544130525 | Transition Incentive Program | SICKLERVILLE | 8081 | 14 | 5.04 | Residential | Yes | Behind the Meter | Net-metered residential rooftop and canopy |  | None | Vivint Solar Developer, LLC | AC Electric | Accepted | 2020-01-08 | 2020-01-10 | 2021-10-30 | HANWHA SOLAR | Q.PEAK BLK-G5 315 | Solar Panels |  | 0.315 | 10 | 204 | 27 |  | Fixed | Roof
NJSTRE1545386927 | NJSRRE1543451911 | Transition Incentive Program | EGG HARBOR TWP | 8234 | 19 | 2.52 | Residential | Yes | Behind the Meter | Net-metered residential rooftop and canopy |  | None | Vivint Solar Developer, LLC | AC Electric | Accepted | 2019-11-29 | 2019-12-03 | 2021-10-30 | HANWHA SOLAR | Q.PEAK BLK-G5 315 | Solar Panels |  | 0.315 | 2 | 350 | 33 |  | Fixed | Roof
NJSTRE1545386936 | NJSRRE1544348689 | Transition Incentive Program | Bedminster | 7921 | 5 | 5.27 | Residential | No | Behind the Meter | Behind the Meter |  | None | Sunrun Installation Services, Inc. | JCP&L | Eligible for TI Program | 2020-02-03 | 2020-02-06 | 2021-10-30 | REC Solar | REC310TP2M | Solar Panels |  | 0.31 | 4 | 263 | 30 |  | Fixed | Roof
NJSTRE1545386941 | NJSRRE1544309331 | Transition Incentive Program | Princeton | 8540 | 12 | 30.12 | Residential | No | Behind the Meter | Net-metered residential rooftop and canopy |  | None | Exact Solar | PSE&G | Accepted | 2020-01-27 | 2020-01-30 | 2021-10-30 | LG | LG375Q1C-V5 | Solar Panels |  | 0.375 | 6 | 180 | 18 |  | Fixed | Roof
NJSTRE1545386947 | NJSRRE1544194846 | Transition Incentive Program | KEARNY | 7032 | 8 | 7 | Residential | Yes | Behind the Meter | Net-metered residential rooftop and canopy |  | None | Vivint Solar Developer, LLC | PSE&G | Accepted | 2020-01-18 | 2020-01-31 | 2021-10-30 | TRINA | TSM-280DD05.05 | Solar Panels |  | 0.28 | 2 | 34 | 18 |  | Fixed | Roof
NJSTRE1545386948 | NJSRRE1544344165 | Transition Incentive Program | Manville | 8835 | 5 | 6.93 | Residential | Yes | Behind the Meter | Net-metered residential rooftop and canopy |  | None | Vivint Solar Developer, LLC | PSE&G | Accepted | 2020-02-01 | 2020-02-05 | 2021-10-30 | HANWHA SOLAR | Q.PEAK BLK-G5 315W | Solar Panels |  | 0.315 | 15 | 219 | 7 |  | Fixed | Roof
NJSTRE1545386949 | NJSRRE1543821312 | Transition Incentive Program | EDISON | 8837 | 11 | 5.04 | Residential | Yes | Behind the Meter | Net-metered residential rooftop and canopy |  | None | Vivint Solar Developer, LLC | PSE&G | Accepted | 2019-12-26 | 2019-12-31 | 2021-10-30 | Hanwha Solar | Q.PEAK BLK-G5 315 | Solar Panels |  | 0.315 | 16 | 203 | 23 |  | Fixed | Roof
NJSTRE1545386959 | NJSRRE1544501774 | Transition Incentive Program | South Brunswick Township | 8852 | 11 | 9.32 | Residential | No | Behind the Meter | Behind the Meter |  | None | Sunrun Installation Services, Inc. | PSE&G | Eligible for TI Program | 2020-02-19 | 2020-02-24 | 2021-10-30 | LG Electronics | LG345N1C-V5 | Solar Panels |  | 0.345 | 2 | 223 | 45 |  | Fixed | Roof
NJSTRE1545386968 | NJSRRE1543502121 | Transition Incentive Program | Belleville | 7109 | 9 | 6.08 | Residential | Yes | Behind the Meter | Behind the Meter |  | None | Pro Custom Solar dba Momentum Solar | PSE&G | Eligible for TI Program | 2019-12-09 | 2019-12-12 | 2021-10-30 | HANWHA | Q.PEAK DUO BLK-G5 315 | Solar Panels |  | 0.315 | 9 | 120 | 21 |  | Fixed | Roof
NJSTRE1545386971 | NJSRRE1544469016 | Transition Incentive Program | Glassboro | 8028 | 15 | 9.45 | Residential | Yes | Behind the Meter | Behind the Meter |  | None | Trinity Solar | AC Electric | Eligible for TI Program | 2020-02-18 | 2020-02-20 | 2021-10-30 | Hanwha 315 | Q.PEAK DUO BLK-G5 315 | Solar Panels |  | 0.315 | 5 | 23 | 23 |  | Fixed | Roof
NJSTRE1545386978 | NJSRRE1544310773 | Transition Incentive Program | Trenton | 8690 | 12 | 10.4 | Residential | Yes | Behind the Meter | Net-metered residential rooftop and canopy |  | None | Suntuity Solar LLC | PSE&G | Accepted | 2020-01-28 | 2020-01-30 | 2021-10-30 | Hanwha Solar | Q-Cells 315 Mono | Solar Panels |  | 0.315 | 27 | 149 | 33 |  | Fixed | Roof
NJSTRE1545386979 | NJSRRE1544309081 | Transition Incentive Program | Lake Hopatcong | 7849 | 3 | 8.05 | Residential | Yes | Behind the Meter | Behind the Meter |  | None | Pro Custom Solar dba Momentum Solar | JCP&L | Eligible for TI Program | 2020-01-27 | 2020-01-29 | 2021-10-30 | LG ELECTRONICS | LG 350N1C-V5 | Solar Panels |  | 0.35 | 3 | 218 | 37 |  | Fixed | Roof
NJSTRE1545386963 | NJSRRE1543848850 | Transition Incentive Program | Rochelle Park | 7662 | 7 | 7.59 | Residential | Yes | Behind the Meter | Behind the Meter |  | None | Sunrun, Inc. | PSE&G | Eligible for TI Program | 2019-12-31 | 2020-01-16 | 2021-10-30 | LG Electronics | LG345N1C-V5 | Solar Panels |  | 0.345 | 14 | 37 | 37 |  | Fixed | Roof
NJSTRE1545386966 | NJSRRE1544467148 | Transition Incentive Program | Atlantic Highlands | 7716 | 17 | 15.19 | Residential | Yes | Behind the Meter | Behind the Meter |  | None | Sunrun Installation Services, Inc. | JCP&L | Eligible for TI Program | 2020-02-17 | 2020-02-20 | 2021-10-30 | REC Solar | REC310TP2M | Solar Panels |  | 0.31 | 2 | 246 | 27 |  | Fixed | Roof
NJSTRE1545386967 | NJSRRE1544219710 | Transition Incentive Program | Union Beach | 7735 | 17 | 6.93 | Residential | Yes | Behind the Meter | Net-metered residential rooftop and canopy |  | None | Suntuity Solar LLC | JCP&L | Accepted | 2020-01-24 | 2020-01-28 | 2021-10-30 | Hanwha Solar | Q-Cells 315 Mono | Solar Panels |  | 0.315 | 19 | 133 | 24 |  | Fixed | Roof
NJSTRE1545386971 | NJSRRE1544469016 | Transition Incentive Program | Glassboro | 8028 | 15 | 9.45 | Residential | Yes | Behind the Meter | Behind the Meter |  | None | Trinity Solar | AC Electric | Eligible for TI Program | 2020-02-18 | 2020-02-20 | 2021-10-30 | Hanwha 315 | Q.PEAK DUO BLK-G5 315 | Solar Panels |  | 0.315 | 6 | 203 | 23 |  | Fixed | Roof
NJSTRE1545386971 | NJSRRE1544469016 | Transition Incentive Program | Glassboro | 8028 | 15 | 9.45 | Residential | Yes | Behind the Meter | Behind the Meter |  | None | Trinity Solar | AC Electric | Eligible for TI Program | 2020-02-18 | 2020-02-20 | 2021-10-30 | Hanwha 315 | Q.PEAK DUO BLK-G5 315 | Solar Panels |  | 0.315 | 3 | 113 | 23 |  | Fixed | Roof
NJSTRE1545386980 | NJSRRE1544343818 | Transition Incentive Program | Mullica Hill | 8062 | 15 | 11.66 | Residential | Yes | Behind the Meter | Behind the Meter |  | None | Trinity Solar | AC Electric | Eligible for TI Program | 2020-01-31 | 2020-02-05 | 2021-10-30 | HANWHA | Q.PEAK DUO BLK-G5 315) | Solar Panels |  | 0.315 | 21 | 185 | 23 |  | Fixed | Roof
NJSTRE1545386981 | NJSRRE1544430906 | Transition Incentive Program | Palmyra Boro | 8065 | 13 | 6.87 | Residential | Yes | Behind the Meter | Net-metered residential rooftop and canopy |  | None | SunnyMac LLC | PSE&G | Accepted |  | 2020-02-13 | 2021-10-30 | SunPower, | SPR-E20327 | Solar Panels |  | 0.327 | 21 | 233 | 27 |  | Fixed | Roof
NJSTRE1545386982 | NJSRRE1543436695 | Transition Incentive Program | LINCROFT | 7738 | 17 | 13.23 | Residential | No | Behind the Meter | Behind the Meter |  | None | Tesla Energy Operations Inc | JCP&L | Eligible for TI Program | 2019-11-22 | 2019-11-26 | 2021-10-30 | Hanwha Q-Cells | Q.Peak DUO BLK-G5/SC315 | Solar Panels |  | 0.315 | 4 | 187 | 34 |  | Fixed | Roof
NJSTRE1545386986 | NJSRRE1544236199 | Transition Incentive Program | South Plainfield | 7080 | 11 | 6.2 | Residential | Yes | Behind the Meter | Behind the Meter |  | None | Sunrun Installation Services, Inc. | PSE&G | Eligible for TI Program | 2020-01-24 | 2020-01-29 | 2021-10-30 | REC Solar | REC310TP2M | Solar Panels |  | 0.31 | 6 | 300 | 45 |  | Fixed | Roof
NJSTRE1545386990 | NJSRRE1544220922 | Transition Incentive Program | SWEDESBORO | 8085 | 15 | 11.97 | Residential | Yes | Behind the Meter | Net-metered residential rooftop and canopy |  | None | Vivint Solar Developer, LLC | AC Electric | Accepted | 2020-01-24 | 2020-01-28 | 2021-10-30 | Hanwha Solar | Q.PEAK BLK-G5 315 | Solar Panels |  | 0.315 | 23 | 354 | 30 |  | Fixed | Roof
NJSTRE1545386995 | NJSRRE1544546677 | Transition Incentive Program | Haddon Township | 8107 | 14 | 6.2 | Residential | Yes | Behind the Meter | Behind the Meter |  | None | Sunrun Installation Services, Inc. | PSE&G | Eligible for TI Program | 2020-02-27 | 2020-03-03 | 2021-10-30 | REC Solar | REC310TP2M | Solar Panels |  | 0.31 | 2 | 65 | 14 |  | Fixed | Roof
NJSTRE1545386995 | NJSRRE1544546677 | Transition Incentive Program | Haddon Township | 8107 | 14 | 6.2 | Residential | Yes | Behind the Meter | Behind the Meter |  | None | Sunrun Installation Services, Inc. | PSE&G | Eligible for TI Program | 2020-02-27 | 2020-03-03 | 2021-10-30 | REC Solar | REC310TP2M | Solar Panels |  | 0.31 | 16 | 246 | 30 |  | Fixed | Roof
NJSTRE1545387006 | NJSRRE1543481633 | Transition Incentive Program | Paramus | 7652 | 7 | 18 | Residential | No | Behind the Meter | Net-metered residential rooftop and canopy |  | None | Solar Home NJ LLC | PSE&G | Final As-Built Received | 2019-12-05 | 2019-12-09 | 2021-10-30 | SOLARIA | POERXT | Solar Panels |  | 0.36 | 50 | 197 | 25 |  | Fixed | Roof
NJSTRE1545386983 | NJSRRE1544347595 | Transition Incentive Program | Woodbine | 8270 | 21 | 11.77 | Residential | Yes | Behind the Meter | Net-metered residential rooftop and canopy |  | None | Castle Energy, LLC | AC Electric | Accepted | 2020-02-03 | 2020-02-05 | 2021-10-30 | SunPower | SPR-E20-327-C-AC | Solar Panels |  | 0.327 | 9 | 75 | 30 |  | Fixed | Roof
NJSTRE1545386988 | NJSRRE1544334035 | Transition Incentive Program | Roselle | 7203 | 10 | 4.65 | Residential | Yes | Behind the Meter | Behind the Meter |  | None | Sunrun Installation Services, Inc. | PSE&G | Eligible for TI Program | 2020-01-30 | 2020-02-03 | 2021-10-30 | REC Solar | REC310TP2M | Solar Panels |  | 0.31 | 11 | 140 | 34 |  | Fixed | Roof
NJSTRE1545386992 | NJSRRE1544537958 | Transition Incentive Program | Garfield | 7026 | 7 | 13.11 | Residential | No | Behind the Meter | Behind the Meter |  | None | Sunrun Installation Services, Inc. | PSE&G | Eligible for TI Program | 2020-02-25 | 2020-02-28 | 2021-10-30 | LG Electronics | LG345N1C-V5 | Solar Panels |  | 0.345 | 14 | 251 | 43 |  | Fixed | Roof
NJSTRE1545386993 | NJSRRE1543446819 | Transition Incentive Program | Hewitt | 7421 | 6 | 11.39 | Residential | No | Behind the Meter | Behind the Meter |  | None | Pro Custom Solar dba Momentum Solar | Orange Rockland Electric | Eligible for TI Program | 2019-11-26 | 2019-12-02 | 2021-10-30 | LG Electronics | LG 345N1C-V5 | Solar Panels |  | 0.345 | 10 | 127 | 29 |  | Fixed | Roof
NJSTRE1545386997 | NJSRRE1544441465 | Transition Incentive Program | NEW BRUNSWICK | 8901 | 11 | 5.36 | Residential | Yes | Behind the Meter | Net-metered residential rooftop and canopy |  | None | Vivint Solar Developer, LLC | PSE&G | Accepted | 2020-02-20 | 2020-02-20 | 2021-10-30 | Hanwha Solar | Q.PEAK BLK-G5 315 | Solar Panels |  | 0.315 | 7 | 219 | 23 |  | Fixed | Roof
NJSTRE1545387010 | NJSRRE1544428879 | Transition Incentive Program | Mount Royal | 8061 | 15 | 11.34 | Residential | No | Behind the Meter | Net-metered residential rooftop and canopy |  | None | Tesla Energy Operations Inc | AC Electric | Final As-Built Received | 2020-02-10 | 2020-02-13 | 2021-10-30 | Hanwha Q CELLS | Q.PEAK DUO BLK-G5/SC315 | Solar Panels |  | 0.315 | 20 | 159 | 34 |  | Fixed | Roof
NJSTRE1545387010 | NJSRRE1544428879 | Transition Incentive Program | Mount Royal | 8061 | 15 | 11.34 | Residential | No | Behind the Meter | Net-metered residential rooftop and canopy |  | None | Tesla Energy Operations Inc | AC Electric | Final As-Built Received | 2020-02-10 | 2020-02-13 | 2021-10-30 | Hanwha Q CELLS | Q.PEAK DUO BLK-G5/SC315 | Solar Panels |  | 0.315 | 16 | 339 | 34 |  | Fixed | Roof
NJSTRE1545387016 | NJSRRE1543570871 | Transition Incentive Program | Wall Twp | 7753 | 17 | 15.75 | Residential | No | Behind the Meter | Net-metered residential rooftop and canopy |  | None | Ecological Systems by Water Wizard, LLC | JCP&L | Accepted |  | 2019-12-27 | 2021-10-30 | Trina | TSM 235-PAO5 | Solar Panels |  | 0.235 | 67 | 180 | 0.23 |  | Fixed | Roof
NJSTRE1545387022 | NJSRRE1543443436 | Transition Incentive Program | West Long Branch | 7764 | 17 | 3.78 | Residential | Yes | Behind the Meter | Net-metered residential rooftop and canopy |  | None | Vivint Solar Developer, LLC | JCP&L | Accepted | 2019-11-26 | 2019-11-27 | 2021-10-30 | Hanwha Solar | Q.PEAK BLK-G5 315 | Solar Panels |  | 0.315 | 12 | 234 | 33 |  | Fixed | Roof
NJSTRE1545387033 | NJSRRE1543478013 | Transition Incentive Program | Cardiff | 8232 | 19 | 9.77 | Residential | No | Behind the Meter | Behind the Meter |  | None | All Season Solar | AC Electric | Eligible for TI Program | 2019-12-04 | 2019-12-06 | 2021-10-30 | Certain Teed | CT315HC11-04 | Solar Panels |  | 0.315 | 3 | 168 | 23 |  | Fixed | Roof
NJSTRE1545387039 | NJSRRE1544545602 | Transition Incentive Program | Old Bridge | 8857 | 11 | 7.7 | Commercial | No | Behind the Meter | Behind the Meter |  | None | Spectrum Energy, Inc. | JCP&L | Eligible for TI Program | 2020-02-27 | 2020-03-05 | 2021-10-30 | Axitec | AC-385MH/144S | Solar Panels |  | 0.385 | 20 | 211 | 19 |  | Fixed | Roof
NJSTRE1545387045 | NJSRRE1543497664 | Transition Incentive Program | Linden | 7036 | 10 | 5.1 | Residential | Yes | Behind the Meter | Behind the Meter |  | None | Pro Custom Solar dba Momentum Solar | PSE&G | Eligible for TI Program | 2019-12-06 | 2019-12-10 | 2021-10-30 | LONGI | LR6-60PB-300M | Solar Panels |  | 0.3 | 14 | 128 | 33 |  | Fixed | Roof
NJSTRE1545386989 | NJSRRE1543502054 | Transition Incentive Program | Morganville | 7751 | 17 | 13.73 | Residential | Yes | Behind the Meter | Behind the Meter |  | None | Seabright Solar | JCP&L | Eligible for TI Program | 2019-12-13 | 2019-12-13 | 2021-10-30 | Sunpower | SPR-E20-327 | Solar Panels |  | 0.327 | 42 | 238 | 22 |  | Fixed | Roof
NJSTRE1545386999 | NJSRRE1544139970 | Transition Incentive Program | Toms River | 8753 | 18 | 7.25 | Residential | No | Behind the Meter | Net-metered residential rooftop and canopy |  | None | Suntuity Solar LLC | JCP&L | Accepted | 2020-01-08 | 2020-01-10 | 2021-10-30 | Hanwha Solar | Q-Cells 315 Mono | Solar Panels |  | 0.315 | 23 | 184 | 20 |  | Fixed | Roof
NJSTRE1545387008 | NJSRRE1544465850 | Transition Incentive Program | Long Valley | 7853 | 3 | 15.4 | Residential | Yes | Behind the Meter | Behind the Meter |  | None | Pro Custom Solar dba Momentum Solar | JCP&L | Eligible for TI Program | 2020-02-17 | 2020-02-19 | 2021-10-30 | LG ELECTRONICS | LG 350N1C-V5 | Solar Panels |  | 0.35 | 20 | 104 | 20 |  | Fixed | Roof
NJSTRE1545387011 | NJSRRE1544545605 | Transition Incentive Program | Somerset | 8873 | 5 | 9.16 | Residential | Yes | Behind the Meter | Net-metered residential ground mount |  | None | Vision Solar LLC | PSE&G | Accepted | 2020-02-27 | 2020-03-03 | 2021-10-30 | sunpower | e20-327-e-ac | Solar Panels |  | 0.327 | 28 | 217 | 30 |  | Fixed | Roof
NJSTRE1545387024 | NJSRRE1543541236 | Transition Incentive Program | Merchantville | 8109 | 14 | 9.6 | Residential | Yes | Behind the Meter | Net-metered residential rooftop and canopy |  | None | Vivint Solar Developer, LLC | PSE&G | Final As-Built Received | 2019-12-13 | 2019-12-17 | 2021-10-30 | Jinko Solar | JKM320M-60HBL | Solar Panels |  | 0.32 | 15 | 306 | 20 |  | Fixed | Roof
NJSTRE1545387031 | NJSRRE1543571093 | Transition Incentive Program | Englishtown | 7726 | 17 | 17.69 | Residential | Yes | Behind the Meter | Behind the Meter |  | None | Sunrun Installation Services, Inc. | JCP&L | Eligible for TI Program | 2019-12-19 | 2019-12-31 | 2021-10-30 | REC Solar | REC290TP2 BLK | Solar Panels |  | 0.29 | 12 | 174 | 23 |  | Fixed | Roof
NJSTRE1545387032 | NJSRRE1544512044 | Transition Incentive Program | Cape May | 8204 | 21 | 7.04 | Residential | Yes | Behind the Meter | Net-metered residential rooftop and canopy |  | None | Vision Solar LLC | AC Electric | Accepted | 2020-02-20 | 2020-02-24 | 2021-10-30 | lg solar | lg335n1k-v5 | Solar Panels |  | 0.335 | 21 | 230 | 20 |  | Fixed | Roof
NJSTRE1545387034 | NJSRRE1543474506 | Transition Incentive Program | Vineland | 8360 | 20 | 7.52 | Residential | Yes | Behind the Meter | Net-metered residential rooftop and canopy |  | None | Castle Energy, LLC | Vineland Muni Electric | Accepted | 2019-12-03 | 2019-12-05 | 2021-10-30 | SunPower | SPR-E20-327-C-AC | Solar Panels |  | 0.327 | 4 | 93 | 27 |  | Fixed | Roof
NJSTRE1545387035 | NJSRRE1544514229 | Transition Incentive Program | Lambertville | 8530 | 4 | 9.6 | Residential | Yes | Behind the Meter | Behind the Meter |  | None | Skyline Solar, LLC | JCP&L | Eligible for TI Program | 2020-02-21 | 2020-02-25 | 2021-10-30 | Hanwha Q-Cells | Q.PEAK DUO-G5 320 | Solar Panels |  | 0.32 | 30 | 253 | 27 |  | Fixed | Roof
NJSTRE1545387043 | NJSRRE1544546641 | Transition Incentive Program | Palisades Park | 7650 | 7 | 14.88 | Residential | Yes | Behind the Meter | Behind the Meter |  | None | Sunrun Installation Services, Inc. | PSE&G | Eligible for TI Program | 2020-02-27 | 2020-03-03 | 2021-10-30 | REC Solar | REC310TP2M | Solar Panels |  | 0.31 | 27 | 127 | 19 |  | Fixed | Roof
NJSTRE1545387043 | NJSRRE1544546641 | Transition Incentive Program | Palisades Park | 7650 | 7 | 14.88 | Residential | Yes | Behind the Meter | Behind the Meter |  | None | Sunrun Installation Services, Inc. | PSE&G | Eligible for TI Program | 2020-02-27 | 2020-03-03 | 2021-10-30 | REC Solar | REC310TP2M | Solar Panels |  | 0.31 | 4 | 36 | 23 |  | Fixed | Roof
NJSTRE1545387046 | NJSRRE1544098867 | Transition Incentive Program | McKee City | 8234 | 19 | 7.32 | Residential | No | Behind the Meter | Net-metered residential rooftop and canopy |  | None | Bright Planet Solar | AC Electric | Accepted |  | 2020-01-09 | 2021-10-30 | Trina Solar | TSM-DD05A.05(II) 305W | Solar Panels |  | 0.305 | 6 | 110 | 15 |  | Fixed | Roof
NJSTRE1545387002 | NJSRRE1544540682 | Transition Incentive Program | Marmora | 8223 | 21 | 2.68 | Residential | Yes | Behind the Meter | Net-metered residential rooftop and canopy |  | None | Vision Solar LLC | AC Electric | Accepted | 2020-02-26 | 2020-03-02 | 2021-10-30 | lg solar | lg335n1k-v5 | Solar Panels |  | 0.335 | 8 | 134 | 19 |  | Fixed | Roof
NJSTRE1545387009 | NJSRRE1544540648 | Transition Incentive Program | Trenton | 8609 | 12 | 2.56 | Residential | Yes | Behind the Meter | Net-metered residential rooftop and canopy |  | None | Vivint Solar Developer, LLC | PSE&G | Accepted | 2020-02-26 | 2020-02-28 | 2021-10-30 | JINKO SOLAR | JKM320M-60HBL | Solar Panels |  | 0.32 | 4 | 138 | 34 |  | Fixed | Roof
NJSTRE1545387009 | NJSRRE1544540648 | Transition Incentive Program | Trenton | 8609 | 12 | 2.56 | Residential | Yes | Behind the Meter | Net-metered residential rooftop and canopy |  | None | Vivint Solar Developer, LLC | PSE&G | Accepted | 2020-02-26 | 2020-02-28 | 2021-10-30 | JINKO SOLAR | JKM320M-60HBL | Solar Panels |  | 0.32 | 4 | 228 | 34 |  | Fixed | Roof
NJSTRE1545387017 | NJSRRE1544549851 | Transition Incentive Program | HOWELL | 7731 | 17 | 6.93 | Residential | Yes | Behind the Meter | Net-metered residential rooftop and canopy |  | None | Suntuity Solar LLC | JCP&L | Accepted | 2020-02-28 | 2020-03-03 | 2021-10-30 | Hanwha Solar | Q-Cells 315 Mono | Solar Panels |  | 0.315 | 10 | 150 | 19 |  | Fixed | Roof
NJSTRE1545387017 | NJSRRE1544549851 | Transition Incentive Program | HOWELL | 7731 | 17 | 6.93 | Residential | Yes | Behind the Meter | Net-metered residential rooftop and canopy |  | None | Suntuity Solar LLC | JCP&L | Accepted | 2020-02-28 | 2020-03-03 | 2021-10-30 | Hanwha Solar | Q-Cells 315 Mono | Solar Panels |  | 0.315 | 12 | 330 | 19 |  | Fixed | Roof
NJSTRE1545387023 | NJSRRE1544456169 | Transition Incentive Program | Erial | 8081 | 14 | 5.12 | Residential | Yes | Behind the Meter | Behind the Meter |  | None | Skyline Solar, LLC | AC Electric | Eligible for TI Program | 2020-02-14 | 2020-02-18 | 2021-10-30 | Hanwha Q-Cells | Q.PEAK DUO-G5 320 | Solar Panels |  | 0.32 | 16 | 73 | 20 |  | Fixed | Roof
NJSTRE1545387028 | NJSRRE1543552982 | Transition Incentive Program | Waterford Works | 8089 | 14 | 14.08 | Residential | Yes | Behind the Meter | Net-metered residential ground mount |  | None | Vision Solar LLC | AC Electric | Accepted | 2019-12-16 | 2019-12-19 | 2021-10-30 | sunpower | e20-327-e-ac | Solar Panels |  | 0.32 | 22 | 180 | 30 |  | Fixed | Roof
NJSTRE1545387034 | NJSRRE1543474506 | Transition Incentive Program | Vineland | 8360 | 20 | 7.52 | Residential | Yes | Behind the Meter | Net-metered residential rooftop and canopy |  | None | Castle Energy, LLC | Vineland Muni Electric | Accepted | 2019-12-03 | 2019-12-05 | 2021-10-30 | SunPower | SPR-E20-327-C-AC | Solar Panels |  | 0.327 | 7 | 183 | 23 |  | Fixed | Roof
NJSTRE1545387044 | NJSRRE1544333325 | Transition Incentive Program | MANALAPAN | 7726 | 17 | 3.47 | Residential | Yes | Behind the Meter | Net-metered residential rooftop and canopy |  | None | Vivint Solar Developer, LLC | JCP&L | Accepted | 2020-01-30 | 2020-02-03 | 2021-10-30 | HANWHA SOLAR | Q.PEAK BLK-G5 315 | Solar Panels |  | 0.315 | 11 | 168 | 13 |  | Fixed | Roof
NJSTRE1545387050 | NJSRRE1544546661 | Transition Incentive Program | East Orange | 7017 | 9 | 4.65 | Residential | Yes | Behind the Meter | Behind the Meter |  | None | Sunrun Installation Services, Inc. | PSE&G | Eligible for TI Program | 2020-02-27 | 2020-03-03 | 2021-10-30 | REC Solar | REC310TP2M | Solar Panels |  | 0.31 | 5 | 219 | 27 |  | Fixed | Roof
NJSTRE1545387050 | NJSRRE1544546661 | Transition Incentive Program | East Orange | 7017 | 9 | 4.65 | Residential | Yes | Behind the Meter | Behind the Meter |  | None | Sunrun Installation Services, Inc. | PSE&G | Eligible for TI Program | 2020-02-27 | 2020-03-03 | 2021-10-30 | REC Solar | REC310TP2M | Solar Panels |  | 0.31 | 7 | 40 | 27 |  | Fixed | Roof
NJSTRE1545387013 | NJSRRE1544150708 | Transition Incentive Program | Plainfield | 7063 | 10 | 5.12 | Residential | Yes | Behind the Meter | Behind the Meter |  | None | Skyline Solar, LLC | PSE&G | Eligible for TI Program | 2020-01-09 | 2020-01-14 | 2021-10-30 | Hanwha Q-Cells | Q.PEAK DUO-G5 320 | Solar Panels |  | 0.32 | 16 | 129309219 | 27 |  | Fixed | Roof
NJSTRE1545387020 | NJSRRE1544343725 | Transition Incentive Program | Elmwood Park | 7407 | 7 | 7.37 | Residential | Yes | Behind the Meter | Behind the Meter |  | None | Pro Custom Solar dba Momentum Solar | PSE&G | Eligible for TI Program | 2020-01-31 | 2020-02-05 | 2021-10-30 | Hanwha | Q.Peak DUO BLK-G6+ 335 | Solar Panels |  | 0.335 | 18 | 251 | 37 |  | Fixed | Roof
NJSTRE1545387031 | NJSRRE1543571093 | Transition Incentive Program | Englishtown | 7726 | 17 | 17.69 | Residential | Yes | Behind the Meter | Behind the Meter |  | None | Sunrun Installation Services, Inc. | JCP&L | Eligible for TI Program | 2019-12-19 | 2019-12-31 | 2021-10-30 | REC Solar | REC290TP2 BLK | Solar Panels |  | 0.29 | 10 | 84 | 23 |  | Fixed | Roof
NJSTRE1545387036 | NJSRRE1544523790 | Transition Incentive Program | VILLAS | 8251 | 21 | 12.16 | Residential | Yes | Behind the Meter | Net-metered residential rooftop and canopy |  | None | Vivint Solar Developer, LLC | AC Electric | Accepted | 2020-02-24 | 2020-02-26 | 2021-10-30 | Jinko Solar | JKM320M-60HBL | Solar Panels |  | 0.32 | 8 | 29 | 27 |  | Fixed | Roof
NJSTRE1545387036 | NJSRRE1544523790 | Transition Incentive Program | VILLAS | 8251 | 21 | 12.16 | Residential | Yes | Behind the Meter | Net-metered residential rooftop and canopy |  | None | Vivint Solar Developer, LLC | AC Electric | Accepted | 2020-02-24 | 2020-02-26 | 2021-10-30 | Jinko Solar | JKM320M-60HBL | Solar Panels |  | 0.32 | 8 | 209 | 13 |  | Fixed | Roof
NJSTRE1545387047 | NJSRRE1544524229 | Transition Incentive Program | Westville | 8093 | 15 | 6.62 | Residential | No | Behind the Meter | Net-metered residential rooftop and canopy |  | None | Trinity Solar | PSE&G | Final As-Built Received | 2020-02-24 | 2020-02-26 | 2021-10-30 | Hanwha | Q.PEAK DUO BLK-G5 315 | Solar Panels |  | 0.315 | 9 | 291 | 21 |  | Fixed | Roof
NJSTRE1545387057 | NJSRRE1543555950 | Transition Incentive Program | Indian Mills | 8088 | 13 | 12.47 | Residential | Yes | Behind the Meter | Behind the Meter |  | None | Sunrun Installation Services, Inc. | AC Electric | Eligible for TI Program | 2019-12-17 | 2019-12-27 | 2021-10-30 | REC Solar | REC290TP2 BLK | Solar Panels |  | 0.29 | 3 | 164 | 45 |  | Fixed | Roof
NJSTRE1545387058 | NJSRRE1544309453 | Transition Incentive Program | Vernon | 7462 | 1 | 18.9 | Residential | Yes | Behind the Meter | Net-metered residential ground mount |  | None | Pro Custom Solar dba Momentum Solar | JCP&L | Accepted |  | 2020-01-30 | 2021-10-30 | LG ELECTRONICS | LG 350N1C-V5 | Solar Panels |  | 0.35 | 54 | 180 | 23 |  | Fixed | Roof
NJSTRE1545387063 | NJSRRE1543473924 | Transition Incentive Program | Parlin | 8859 | 11 | 5.51 | Residential | Yes | Behind the Meter | Behind the Meter |  | None | Sunrun Installation Services, Inc. | JCP&L | Eligible for TI Program | 2019-12-03 | 2019-12-05 | 2021-10-30 | REC Solar | REC290TP2 BLK | Solar Panels |  | 0.29 | 19 | 99 | 27 |  | Fixed | Roof
NJSTRE1545387075 | NJSRRE1544211696 | Transition Incentive Program | Freehold | 7728 | 17 | 37.51 | Non Profit | No | Behind the Meter | Behind the Meter |  | None | Eznergy | JCP&L | Eligible for TI Program | 2020-01-22 | 2020-01-27 | 2021-10-30 | Trina | TSM310 | Solar Panels |  | 0.31 | 44 | 138 | 42 |  | Fixed | Roof
NJSTRE1545387075 | NJSRRE1544211696 | Transition Incentive Program | Freehold | 7728 | 17 | 37.51 | Non Profit | No | Behind the Meter | Behind the Meter |  | None | Eznergy | JCP&L | Eligible for TI Program | 2020-01-22 | 2020-01-27 | 2021-10-30 | Trina | TSM310 | Solar Panels |  | 0.31 | 25 | 318 | 30 |  | Fixed | Roof
NJSTRE1545387079 | NJSRRE1543474387 | Transition Incentive Program | Roselle | 7203 | 10 | 10.4 | Residential | Yes | Behind the Meter | Net-metered residential rooftop and canopy |  | None | SunPower Corporation, Systems | PSE&G | Accepted |  | 2019-12-05 | 2021-10-30 | SUNPOWER | SPR-A400-G-AC | Solar Panels |  | 0.4 | 3 | 333 | 40 |  | Fixed | Roof
NJSTRE1545387084 | NJSRRE1544546681 | Transition Incentive Program | TOMS RIVER | 8757 | 18 | 10.88 | Residential | Yes | Behind the Meter | Net-metered residential rooftop and canopy |  | None | Vivint Solar Developer, LLC | JCP&L | Accepted | 2020-02-28 | 2020-03-03 | 2021-10-30 | JINKO SOLAR | JKM320M-60HBL | Solar Panels |  | 0.32 | 2 | 76 | 44 |  | Fixed | Roof
NJSTRE1545386971 | NJSRRE1544469016 | Transition Incentive Program | Glassboro | 8028 | 15 | 9.45 | Residential | Yes | Behind the Meter | Behind the Meter |  | None | Trinity Solar | AC Electric | Eligible for TI Program | 2020-02-18 | 2020-02-20 | 2021-10-30 | Hanwha 315 | Q.PEAK DUO BLK-G5 315 | Solar Panels |  | 0.315 | 4 | 293 | 23 |  | Fixed | Roof
NJSTRE1545386986 | NJSRRE1544236199 | Transition Incentive Program | South Plainfield | 7080 | 11 | 6.2 | Residential | Yes | Behind the Meter | Behind the Meter |  | None | Sunrun Installation Services, Inc. | PSE&G | Eligible for TI Program | 2020-01-24 | 2020-01-29 | 2021-10-30 | REC Solar | REC310TP2M | Solar Panels |  | 0.31 | 4 | 120 | 45 |  | Fixed | Roof
NJSTRE1545386986 | NJSRRE1544236199 | Transition Incentive Program | South Plainfield | 7080 | 11 | 6.2 | Residential | Yes | Behind the Meter | Behind the Meter |  | None | Sunrun Installation Services, Inc. | PSE&G | Eligible for TI Program | 2020-01-24 | 2020-01-29 | 2021-10-30 | REC Solar | REC310TP2M | Solar Panels |  | 0.31 | 10 | 210 | 45 |  | Fixed | Roof
NJSTRE1545386990 | NJSRRE1544220922 | Transition Incentive Program | SWEDESBORO | 8085 | 15 | 11.97 | Residential | Yes | Behind the Meter | Net-metered residential rooftop and canopy |  | None | Vivint Solar Developer, LLC | AC Electric | Accepted | 2020-01-24 | 2020-01-28 | 2021-10-30 | Hanwha Solar | Q.PEAK BLK-G5 315 | Solar Panels |  | 0.315 | 3 | 264 | 44 |  | Fixed | Roof
NJSTRE1545386991 | NJSRRE1544522692 | Transition Incentive Program | Newark | 7112 | 9 | 2.84 | Residential | Yes | Behind the Meter | Net-metered residential rooftop and canopy |  | None | Vision Solar LLC | PSE&G | Accepted | 2020-02-22 | 2020-02-25 | 2021-10-30 | hanwa qcells | qpeak duo g5 315 | Solar Panels |  | 0.315 | 9 | 221 | 32 |  | Fixed | Roof
NJSTRE1545386995 | NJSRRE1544546677 | Transition Incentive Program | Haddon Township | 8107 | 14 | 6.2 | Residential | Yes | Behind the Meter | Behind the Meter |  | None | Sunrun Installation Services, Inc. | PSE&G | Eligible for TI Program | 2020-02-27 | 2020-03-03 | 2021-10-30 | REC Solar | REC310TP2M | Solar Panels |  | 0.31 | 2 | 246 | 14 |  | Fixed | Roof
NJSTRE1545387012 | NJSRRE1543478176 | Transition Incentive Program | Union | 7083 | 10 | 6.3 | Residential | Yes | Behind the Meter | Behind the Meter |  | None | Pro Custom Solar dba Momentum Solar | PSE&G | Eligible for TI Program | 2019-12-04 | 2019-12-06 | 2021-10-30 | Hanwha | Q.Peak DUO BLK-G5 315 | Solar Panels |  | 0.315 | 20 | 188 | 26 |  | Fixed | Roof
NJSTRE1545387019 | NJSRRE1543571130 | Transition Incentive Program | Paterson | 7503 | 6 | 3.78 | Residential | No | Behind the Meter | Behind the Meter |  | None | Trinity Solar | PSE&G | Eligible for TI Program | 2019-12-19 | 2019-12-26 | 2021-10-30 | Hanwha | Q.PEAK DUO BLK-G5 315 | Solar Panels |  | 0.315 | 12 | 167 | 37 |  | Fixed | Roof
NJSTRE1545387020 | NJSRRE1544343725 | Transition Incentive Program | Elmwood Park | 7407 | 7 | 7.37 | Residential | Yes | Behind the Meter | Behind the Meter |  | None | Pro Custom Solar dba Momentum Solar | PSE&G | Eligible for TI Program | 2020-01-31 | 2020-02-05 | 2021-10-30 | Hanwha | Q.Peak DUO BLK-G6+ 335 | Solar Panels |  | 0.335 | 4 | 251 | 7 |  | Fixed | Roof
NJSTRE1545387026 | NJSRRE1544168250 | Transition Incentive Program | West Windsor | 8850 | 11 | 12.8 | Residential | No | Behind the Meter | Net-metered residential rooftop and canopy |  | None | Ampericon | PSE&G | Accepted | 2020-01-15 | 2020-01-20 | 2021-10-30 | Silfab | SLA-M-320 | Solar Panels |  | 0.32 | 40 | 243 | 25 |  | Fixed | Roof
NJSTRE1545387031 | NJSRRE1543571093 | Transition Incentive Program | Englishtown | 7726 | 17 | 17.69 | Residential | Yes | Behind the Meter | Behind the Meter |  | None | Sunrun Installation Services, Inc. | JCP&L | Eligible for TI Program | 2019-12-19 | 2019-12-31 | 2021-10-30 | REC Solar | REC290TP2 BLK | Solar Panels |  | 0.29 | 14 | 264 | 23 |  | Fixed | Roof
NJSTRE1545387031 | NJSRRE1543571093 | Transition Incentive Program | Englishtown | 7726 | 17 | 17.69 | Residential | Yes | Behind the Meter | Behind the Meter |  | None | Sunrun Installation Services, Inc. | JCP&L | Eligible for TI Program | 2019-12-19 | 2019-12-31 | 2021-10-30 | REC Solar | REC290TP2 BLK | Solar Panels |  | 0.29 | 25 | 354 | 23 |  | Fixed | Roof
NJSTRE1545386975 | NJSRRE1543533321 | Transition Incentive Program | Pomona | 8205 | 19 | 6.3 | Residential | Yes | Behind the Meter | Net-metered residential rooftop and canopy |  | None | Vivint Solar Developer, LLC | AC Electric | Accepted | 2019-12-12 | 2019-12-17 | 2021-10-30 | HANWHA SOLAR | Q.PEAK BLK-G5 315 | Solar Panels |  | 0.315 | 20 | 101 | 19 |  | Fixed | Roof
NJSTRE1545386976 | NJSRRE1543464070 | Transition Incentive Program | Paterson | 7522 | 6 | 20.8 | Commercial | No | Behind the Meter | Net-metered non-residential rooftop and canopy |  | None | Advanced Solar & Energy Solutions, LLC | PSE&G | Final As-Built Received | 2019-12-02 | 2019-12-09 | 2021-10-30 | Trina Solar | TSM325w | Solar Panels |  | 0.325 | 32 | 220 | 19 |  | Fixed | Roof
NJSTRE1545386982 | NJSRRE1543436695 | Transition Incentive Program | LINCROFT | 7738 | 17 | 13.23 | Residential | No | Behind the Meter | Behind the Meter |  | None | Tesla Energy Operations Inc | JCP&L | Eligible for TI Program | 2019-11-22 | 2019-11-26 | 2021-10-30 | Hanwha Q-Cells | Q.Peak DUO BLK-G5/SC315 | Solar Panels |  | 0.315 | 29 | 97 | 20 |  | Fixed | Roof
NJSTRE1545386985 | NJSRRE1544316800 | Transition Incentive Program | Brick | 8724 | 18 | 10.15 | Residential | Yes | Behind the Meter | Behind the Meter |  | None | Pro Custom Solar dba Momentum Solar | JCP&L | Eligible for TI Program | 2020-01-28 | 2020-01-30 | 2021-10-30 | lg electronics | LG 350N1C-V5 | Solar Panels |  | 0.35 | 25 | 157 | 27 |  | Fixed | Roof
NJSTRE1545386992 | NJSRRE1544537958 | Transition Incentive Program | Garfield | 7026 | 7 | 13.11 | Residential | No | Behind the Meter | Behind the Meter |  | None | Sunrun Installation Services, Inc. | PSE&G | Eligible for TI Program | 2020-02-25 | 2020-02-28 | 2021-10-30 | LG Electronics | LG345N1C-V5 | Solar Panels |  | 0.345 | 21 | 71 | 43 |  | Fixed | Roof
NJSTRE1545386994 | NJSRRE1544317497 | Transition Incentive Program | GALLOWAY TWP | 8205 | 19 | 12.35 | Residential | No | Behind the Meter | Net-metered residential rooftop and canopy |  | None | Sun 101 LLC | AC Electric | Accepted | 2020-01-28 | 2020-01-31 | 2021-10-30 | CANADIAN | CS1H-325MS | Solar Panels |  | 0.325 | 17 | 102 | 27 |  | Fixed | Roof
NJSTRE1545387001 | NJSRRE1543425557 | Transition Incentive Program | Oradell | 7649 | 7 | 8.58 | Residential | No | Behind the Meter | Behind the Meter |  | None | Green Power Energy | PSE&G | Eligible for TI Program | 2019-11-20 | 2019-11-25 | 2021-10-30 | Panasonic | VBHN330SA17 | Solar Panels |  | 0.33 | 21 | 200 | 30 |  | Fixed | Roof
NJSTRE1545387027 | NJSRRE1543446998 | Transition Incentive Program | Phillipsburg | 8865 | 2 | 15.95 | Residential | Yes | Behind the Meter | Behind the Meter |  | None | Sunrun Installation Services, Inc. | JCP&L | Eligible for TI Program | 2019-11-26 | 2019-12-02 | 2021-10-30 | REC Solar | REC290TP2 BLK | Solar Panels |  | 0.29 | 26 | 190 | 18 |  | Fixed | Roof
NJSTRE1545387030 | NJSRRE1544419446 | Transition Incentive Program | Bridgewater | 8807 | 5 | 11.2 | Residential | Yes | Behind the Meter | Behind the Meter |  | None | Pro Custom Solar dba Momentum Solar | JCP&L | Eligible for TI Program | 2020-02-07 | 2020-02-11 | 2021-10-30 | lg electronics | LG 350N1C-V5 | Solar Panels |  | 0.35 | 11 | 86 | 34 |  | Fixed | Roof
NJSTRE1545387038 | NJSRRE1543442890 | Transition Incentive Program | Aberdeen | 7747 | 17 | 7.88 | Residential | Yes | Behind the Meter | Behind the Meter |  | None | Trinity Solar | JCP&L | Eligible for TI Program | 2019-11-25 | 2019-11-27 | 2021-10-30 | Hanwha | Q.PEAK DUO BLK-G5 315 | Solar Panels |  | 0.315 | 15 | 281 | 13 |  | Fixed | Roof
NJSTRE1545387038 | NJSRRE1543442890 | Transition Incentive Program | Aberdeen | 7747 | 17 | 7.88 | Residential | Yes | Behind the Meter | Behind the Meter |  | None | Trinity Solar | JCP&L | Eligible for TI Program | 2019-11-25 | 2019-11-27 | 2021-10-30 | Hanwha | Q.PEAK DUO BLK-G5 315 | Solar Panels |  | 0.315 | 4 | 101 | 14 |  | Fixed | Roof
NJSTRE1545387051 | NJSRRE1544165363 | Transition Incentive Program | Clifton | 7011 | 6 | 11.38 | Residential | No | Behind the Meter | Net-metered residential rooftop and canopy |  | None | Accord Power Inc | PSE&G | Accepted | 2020-01-16 | 2020-01-20 | 2021-10-30 | Hanwah | Q.Cell 325 | Solar Panels |  | 0.325 | 26 | 8 | 23 |  | Fixed | Roof
NJSTRE1545387059 | NJSRRE1544431460 | Transition Incentive Program | Linden | 7036 | 10 | 10.4 | Residential | Yes | Behind the Meter | Behind the Meter |  | None | Orbit Energy & Power, LLC | PSE&G | Eligible for TI Program | 2020-02-11 | 2020-02-14 | 2021-10-30 | HANWHA | Q.PEAK DUO BLK - G5 315W | Solar Panels |  | 0.315 | 29 | 129 | 43 |  | Fixed | Roof
NJSTRE1545387036 | NJSRRE1544523790 | Transition Incentive Program | VILLAS | 8251 | 21 | 12.16 | Residential | Yes | Behind the Meter | Net-metered residential rooftop and canopy |  | None | Vivint Solar Developer, LLC | AC Electric | Accepted | 2020-02-24 | 2020-02-26 | 2021-10-30 | Jinko Solar | JKM320M-60HBL | Solar Panels |  | 0.32 | 22 | 209 | 27 |  | Fixed | Roof
NJSTRE1545387041 | NJSRRE1544354920 | Transition Incentive Program | Mullica Hill | 8062 | 15 | 7.56 | Residential | Yes | Behind the Meter | Net-metered residential rooftop and canopy |  | None | Vivint Solar Developer, LLC | AC Electric | Accepted | 2020-02-05 | 2020-02-07 | 2021-10-30 | Hanwha Solar | Q.PEAK BLK-G5 315 | Solar Panels |  | 0.315 | 22 | 157 | 42 |  | Fixed | Roof
NJSTRE1545387047 | NJSRRE1544524229 | Transition Incentive Program | Westville | 8093 | 15 | 6.62 | Residential | No | Behind the Meter | Net-metered residential rooftop and canopy |  | None | Trinity Solar | PSE&G | Final As-Built Received | 2020-02-24 | 2020-02-26 | 2021-10-30 | Hanwha | Q.PEAK DUO BLK-G5 315 | Solar Panels |  | 0.315 | 12 | 111 | 21 |  | Fixed | Roof
NJSTRE1545387052 | NJSRRE1544343754 | Transition Incentive Program | Brick | 8723 | 18 | 7.04 | Residential | Yes | Behind the Meter | Behind the Meter |  | None | Skyline Solar, LLC | JCP&L | Eligible for TI Program | 2020-01-31 | 2020-02-05 | 2021-10-30 | Hanwha Q-Cells | Q.PEAK DUO-G5 320 | Solar Panels |  | 0.32 | 22 | 176356 | 20 |  | Fixed | Roof
NJSTRE1545387057 | NJSRRE1543555950 | Transition Incentive Program | Indian Mills | 8088 | 13 | 12.47 | Residential | Yes | Behind the Meter | Behind the Meter |  | None | Sunrun Installation Services, Inc. | AC Electric | Eligible for TI Program | 2019-12-17 | 2019-12-27 | 2021-10-30 | REC Solar | REC290TP2 BLK | Solar Panels |  | 0.29 | 9 | 254 | 27 |  | Fixed | Roof
NJSTRE1545387069 | NJSRRE1543825293 | Transition Incentive Program | PLAINFIELD | 7060 | 10 | 5.67 | Residential | Yes | Behind the Meter | Net-metered residential rooftop and canopy |  | None | Vivint Solar Developer, LLC | PSE&G | Accepted |  | 2020-01-03 | 2021-10-30 | Hanwha Solar | Q.PEAK BLK-G5 315 | Solar Panels |  | 0.315 | 13 | 162 | 29 |  | Fixed | Roof
NJSTRE1545387075 | NJSRRE1544211696 | Transition Incentive Program | Freehold | 7728 | 17 | 37.51 | Non Profit | No | Behind the Meter | Behind the Meter |  | None | Eznergy | JCP&L | Eligible for TI Program | 2020-01-22 | 2020-01-27 | 2021-10-30 | Trina | TSM310 | Solar Panels |  | 0.31 | 52 | 228 | 30 |  | Fixed | Roof
NJSTRE1545387078 | NJSRRE1544142824 | Transition Incentive Program | Point Pleasant Beach | 8742 | 18 | 7.25 | Residential | Yes | Behind the Meter | Net-metered residential rooftop and canopy |  | None | Trinity Solar | JCP&L | Accepted |  | 2020-01-10 | 2021-10-30 | Hanwha 315 | Q.PEAK DUO BLK-G5 315 | Solar Panels |  | 0.315 | 5 | 201 | 27 |  | Fixed | Roof
NJSTRE1545387079 | NJSRRE1543474387 | Transition Incentive Program | Roselle | 7203 | 10 | 10.4 | Residential | Yes | Behind the Meter | Net-metered residential rooftop and canopy |  | None | SunPower Corporation, Systems | PSE&G | Accepted |  | 2019-12-05 | 2021-10-30 | SUNPOWER | SPR-A400-G-AC | Solar Panels |  | 0.4 | 23 | 153 | 40 |  | Fixed | Roof
NJSTRE1545387084 | NJSRRE1544546681 | Transition Incentive Program | TOMS RIVER | 8757 | 18 | 10.88 | Residential | Yes | Behind the Meter | Net-metered residential rooftop and canopy |  | None | Vivint Solar Developer, LLC | JCP&L | Accepted | 2020-02-28 | 2020-03-03 | 2021-10-30 | JINKO SOLAR | JKM320M-60HBL | Solar Panels |  | 0.32 | 2 | 256 | 44 |  | Fixed | Roof
NJSTRE1545387084 | NJSRRE1544546681 | Transition Incentive Program | TOMS RIVER | 8757 | 18 | 10.88 | Residential | Yes | Behind the Meter | Net-metered residential rooftop and canopy |  | None | Vivint Solar Developer, LLC | JCP&L | Accepted | 2020-02-28 | 2020-03-03 | 2021-10-30 | JINKO SOLAR | JKM320M-60HBL | Solar Panels |  | 0.32 | 16 | 346 | 30 |  | Fixed | Roof
NJSTRE1545387088 | NJSRRE1543974496 | Transition Incentive Program | Princeton | 8540 | 12 | 15.37 | Residential | No | Behind the Meter | Net-metered residential rooftop and canopy |  | None | Green Power Energy | PSE&G | Final As-Built Received |  | 2020-01-08 | 2021-10-30 | LG Electronics | LG335N1K-V5 | Solar Panels |  | 0.335 | 3 | 58 | 30 |  | Fixed | Roof
NJSTRE1545387088 | NJSRRE1543974496 | Transition Incentive Program | Princeton | 8540 | 12 | 15.37 | Residential | No | Behind the Meter | Net-metered residential rooftop and canopy |  | None | Green Power Energy | PSE&G | Final As-Built Received |  | 2020-01-08 | 2021-10-30 | LG Electronics | LG335N1K-V5 | Solar Panels |  | 0.335 | 4 | 58 | 30 |  | Fixed | Roof
NJSTRE1545387045 | NJSRRE1543497664 | Transition Incentive Program | Linden | 7036 | 10 | 5.1 | Residential | Yes | Behind the Meter | Behind the Meter |  | None | Pro Custom Solar dba Momentum Solar | PSE&G | Eligible for TI Program | 2019-12-06 | 2019-12-10 | 2021-10-30 | LONGI | LR6-60PB-300M | Solar Panels |  | 0.3 | 3 | 308 | 34 |  | Fixed | Roof
NJSTRE1545387050 | NJSRRE1544546661 | Transition Incentive Program | East Orange | 7017 | 9 | 4.65 | Residential | Yes | Behind the Meter | Behind the Meter |  | None | Sunrun Installation Services, Inc. | PSE&G | Eligible for TI Program | 2020-02-27 | 2020-03-03 | 2021-10-30 | REC Solar | REC310TP2M | Solar Panels |  | 0.31 | 3 | 131 | 34 |  | Fixed | Roof
NJSTRE1545387055 | NJSRRE1544353180 | Transition Incentive Program | Millburn | 7041 | 9 | 334.57 | Commercial | Yes | Behind the Meter | Net-metered non-residential rooftop and canopy |  | None | Apollo Solar Partners | JCP&L | Accepted | 2020-02-04 | 2020-02-07 | 2021-10-30 | Hanwha | Q cell peak duo | Solar Panels |  | 0.385 | 869 | 178 | 5 |  | Fixed | Roof
NJSTRE1545387061 | NJSRRE1543880426 | Transition Incentive Program | Elizabeth | 7208 | 10 | 8.4 | Residential | Yes | Behind the Meter | Behind the Meter |  | None | Pro Custom Solar dba Momentum Solar | PSE&G | Eligible for TI Program | 2020-01-02 | 2020-01-08 | 2021-10-30 | LG ELECTRONICS | LG 350N1C-V5 | Solar Panels |  | 0.35 | 5 | 125 | 35 |  | Fixed | Roof
NJSTRE1545387061 | NJSRRE1543880426 | Transition Incentive Program | Elizabeth | 7208 | 10 | 8.4 | Residential | Yes | Behind the Meter | Behind the Meter |  | None | Pro Custom Solar dba Momentum Solar | PSE&G | Eligible for TI Program | 2020-01-02 | 2020-01-08 | 2021-10-30 | LG ELECTRONICS | LG 350N1C-V5 | Solar Panels |  | 0.35 | 4 | 305 | 35 |  | Fixed | Roof
NJSTRE1545387072 | NJSRRE1543502311 | Transition Incentive Program | Williamstown | 8094 | 15 | 6.93 | Residential | No | Behind the Meter | Net-metered residential rooftop and canopy |  | None | Vivint Solar Developer, LLC | AC Electric | Accepted | 2019-12-09 | 2019-12-12 | 2021-10-30 | HANWHA SOLAR | Q.PEAK BLK-G5 315 | Solar Panels |  | 0.315 | 22 | 119 | 28 |  | Fixed | Roof
NJSTRE1545387083 | NJSRRE1544113897 | Transition Incentive Program | Rockaway | 7866 | 3 | 7.36 | Residential | Yes | Behind the Meter | Behind the Meter |  | None | Sunrun Installation Services, Inc. | JCP&L | Eligible for TI Program | 2020-01-07 | 2020-01-09 | 2021-10-30 | Hanwha Q-Cells | Q.PEAK DUO-G7 320 | Solar Panels |  | 0.32 | 13 | 71 | 23 |  | Fixed | Roof
NJSTRE1545387087 | NJSRRE1544519940 | Transition Incentive Program | TOMS RIVER | 8757 | 18 | 4.41 | Residential | Yes | Behind the Meter | Net-metered residential rooftop and canopy |  | None | Vivint Solar Developer, LLC | JCP&L | Accepted | 2020-02-22 | 2020-02-25 | 2021-10-30 | HANWHA SOLAR | Q.PEAK BLK-G5 315W | Solar Panels |  | 0.315 | 14 | 150 | 18 |  | Fixed | Roof
NJSTRE1545387091 | NJSRRE1544450741 | Transition Incentive Program | Scotch Plains | 7076 | 10 | 9.1 | Residential | No | Behind the Meter | Net-metered residential rooftop and canopy |  | None | Green Power Energy | PSE&G | Final As-Built Received |  | 2020-02-18 | 2021-10-30 | LG Electronics | LG350N1C-V5 | Solar Panels |  | 0.35 | 10 | 30 | 35 |  | Fixed | Roof
NJSTRE1545387096 | NJSRRE1544332248 | Transition Incentive Program | Bergenfield | 7621 | 7 | 9.38 | Residential | No | Behind the Meter | Net-metered residential rooftop and canopy |  | None | Morgan Associates and Consulting LLC | PSE&G | Accepted |  | 2020-02-03 | 2021-10-30 | LG | LG 335 | Solar Panels |  | 0.335 | 28 | 154 | 14 |  | Fixed | Roof
NJSTRE1545387097 | NJSRRE1544546898 | Transition Incentive Program | East Hanover | 7936 | 3 | 16.74 | Residential | Yes | Behind the Meter | Behind the Meter |  | None | Sunrun Installation Services, Inc. | JCP&L | Eligible for TI Program | 2020-02-27 | 2020-03-03 | 2021-10-30 | REC Solar | REC310TP2M | Solar Panels |  | 0.31 | 26 | 236 | 23 |  | Fixed | Roof
NJSTRE1545387102 | NJSRRE1544211619 | Transition Incentive Program | PENNSAUKEN | 8109 | 14 | 12.29 | Residential | Yes | Behind the Meter | Net-metered residential rooftop and canopy |  | None | Vivint Solar Developer, LLC | PSE&G | Accepted | 2020-01-22 | 2020-01-27 | 2021-10-30 | Hanwha Solar | Q.PEAKBLK-G5315 | Solar Panels |  | 0.315 | 24 | 30 | 11 |  | Fixed | Roof
NJSTRE1545387056 | NJSRRE1543481898 | Transition Incentive Program | Newark | 7103 | 9 | 6.94 | Residential | No | Behind the Meter | Behind the Meter |  | None | Sundial Solar Innovations | PSE&G | Eligible for TI Program | 2019-12-05 | 2019-12-09 | 2021-10-30 | LG | LG365q1c-a5 | Solar Panels |  | 0.365 | 19 | 200 | 35 |  | Fixed | Roof
NJSTRE1545387060 | NJSRRE1543443590 | Transition Incentive Program | CAMDEN | 8105 | 14 | 8.19 | Residential | Yes | Behind the Meter | Net-metered residential rooftop and canopy |  | None | Vivint Solar Developer, LLC | PSE&G | Accepted | 2019-11-27 | 2019-11-27 | 2021-10-30 | Hanwha Solar | Q.PEAK BLK-G5 315 | Solar Panels |  | 0.315 | 15 | 332 | 47 |  | Fixed | Roof
NJSTRE1545387076 | NJSRRE1543852923 | Transition Incentive Program | Asbury | 8802 | 4 | 26.13 | Residential | No | Behind the Meter | Behind the Meter |  | None | Green Power Energy | JCP&L | Eligible for TI Program | 2020-01-02 | 2020-01-06 | 2021-10-30 | LG Electronics | LG335N1K-V5 | Solar Panels |  | 0.335 | 10 | 270 | 18 |  | Fixed | Roof
NJSTRE1545387078 | NJSRRE1544142824 | Transition Incentive Program | Point Pleasant Beach | 8742 | 18 | 7.25 | Residential | Yes | Behind the Meter | Net-metered residential rooftop and canopy |  | None | Trinity Solar | JCP&L | Accepted |  | 2020-01-10 | 2021-10-30 | Hanwha 315 | Q.PEAK DUO BLK-G5 315 | Solar Panels |  | 0.315 | 12 | 291 | 18 |  | Fixed | Roof
NJSTRE1545387080 | NJSRRE1543553598 | Transition Incentive Program | Beverly | 8010 | 13 | 10.37 | Residential | Yes | Behind the Meter | Net-metered residential rooftop and canopy |  | None | Complete Solar | PSE&G | Accepted | 2020-01-09 | 2020-01-09 | 2021-10-30 | LONGI SOLAR | LR6-60PB-305M | Solar Panels |  | 0.305 | 34 | 242.5 | 30 |  | Fixed | Roof
NJSTRE1545387084 | NJSRRE1544546681 | Transition Incentive Program | TOMS RIVER | 8757 | 18 | 10.88 | Residential | Yes | Behind the Meter | Net-metered residential rooftop and canopy |  | None | Vivint Solar Developer, LLC | JCP&L | Accepted | 2020-02-28 | 2020-03-03 | 2021-10-30 | JINKO SOLAR | JKM320M-60HBL | Solar Panels |  | 0.32 | 6 | 166 | 30 |  | Fixed | Roof
NJSTRE1545387088 | NJSRRE1543974496 | Transition Incentive Program | Princeton | 8540 | 12 | 15.37 | Residential | No | Behind the Meter | Net-metered residential rooftop and canopy |  | None | Green Power Energy | PSE&G | Final As-Built Received |  | 2020-01-08 | 2021-10-30 | LG Electronics | LG335N1K-V5 | Solar Panels |  | 0.335 | 3 | 148 | 45 |  | Fixed | Roof
NJSTRE1545387092 | NJSRRE1544543287 | Transition Incentive Program | Bound Brook | 8805 | 5 | 3.8 | Residential | Yes | Behind the Meter | Net-metered residential rooftop and canopy |  | None | Sunrun Installation Services, Inc. | PSE&G | Final As-Built Received |  | 2020-03-02 | 2021-10-30 | LG Electronics | LG345N1C-V5 | Solar Panels |  | 0.345 | 5 | 86 | 25 |  | Fixed | Roof
NJSTRE1545387095 | NJSRRE1544164831 | Transition Incentive Program | Cherry Hill | 8003 | 14 | 12.71 | Residential | Yes | Behind the Meter | Net-metered residential rooftop and canopy |  | None | Sunrun Installation Services, Inc. | PSE&G | Final As-Built Received |  | 2020-01-17 | 2021-10-30 | REC Solar | REC310TP2M | Solar Panels |  | 0.31 | 22 | 321 | 22 |  | Fixed | Roof
NJSTRE1545387103 | NJSRRE1543478019 | Transition Incentive Program | SOMERSET | 8873 | 5 | 6.93 | Residential | No | Behind the Meter | Net-metered residential rooftop and canopy |  | None | Vivint Solar Developer, LLC | PSE&G | Accepted | 2019-12-04 | 2019-12-06 | 2021-10-30 | Hanwha Solar | Q.PEAK BLK-G5 315 | Solar Panels |  | 0.315 | 9 | 219 | 22 |  | Fixed | Roof
NJSTRE1545387110 | NJSRRE1543498253 | Transition Incentive Program | Morganville | 7751 | 17 | 7.56 | Residential | Yes | Behind the Meter | Behind the Meter |  | None | Tesla Energy Operations Inc | JCP&L | Eligible for TI Program | 2019-12-06 | 2019-12-10 | 2021-10-30 | Hanwha Q-Cells | Q.Peak DUO BLK-G5/SC315 | Solar Panels |  | 0.315 | 3 | 124 | 45 |  | Fixed | Roof
NJSTRE1545387114 | NJSRRE1543437175 | Transition Incentive Program | Collings Lakes | 8094 | 15 | 8.68 | Residential | Yes | Behind the Meter | Behind the Meter |  | None | All Season Solar | AC Electric | Eligible for TI Program | 2019-11-22 | 2019-11-26 | 2021-10-30 | Trina | TSM DD05H.05II 310W AUG 2019 | Solar Panels |  | 0.31 | 20 | 175 | 24 |  | Fixed | Roof
NJSTRE1545387054 | NJSRRE1544171771 | Transition Incentive Program | Southampton | 8088 | 13 | 16.02 | Residential | Yes | Behind the Meter | Net-metered residential ground mount |  | None | Vision Solar LLC | JCP&L | Accepted | 2020-01-15 | 2020-01-20 | 2021-10-30 | sunpower | e20-327-e-ac | Solar Panels |  | 0.327 | 49 | 180 | 30 |  | Fixed | Roof
NJSTRE1545387065 | NJSRRE1544466533 | Transition Incentive Program | Orange | 7050 | 9 | 9.05 | Residential | Yes | Behind the Meter | Behind the Meter |  | None | Pro Custom Solar dba Momentum Solar | PSE&G | Eligible for TI Program | 2020-02-17 | 2020-02-20 | 2021-10-30 | HANWHA | Q.PEAK DUO BLK G6+ 335 | Solar Panels |  | 0.335 | 16 | 126 | 36 |  | Fixed | Roof
NJSTRE1545387076 | NJSRRE1543852923 | Transition Incentive Program | Asbury | 8802 | 4 | 26.13 | Residential | No | Behind the Meter | Behind the Meter |  | None | Green Power Energy | JCP&L | Eligible for TI Program | 2020-01-02 | 2020-01-06 | 2021-10-30 | LG Electronics | LG335N1K-V5 | Solar Panels |  | 0.335 | 34 | 182 | 37 |  | Fixed | Roof
NJSTRE1545387078 | NJSRRE1544142824 | Transition Incentive Program | Point Pleasant Beach | 8742 | 18 | 7.25 | Residential | Yes | Behind the Meter | Net-metered residential rooftop and canopy |  | None | Trinity Solar | JCP&L | Accepted |  | 2020-01-10 | 2021-10-30 | Hanwha 315 | Q.PEAK DUO BLK-G5 315 | Solar Panels |  | 0.315 | 6 | 201 | 18 |  | Fixed | Roof
NJSTRE1545387086 | NJSRRE1544524262 | Transition Incentive Program | Sussex | 7461 | 1 | 8.06 | Residential | Yes | Behind the Meter | Behind the Meter |  | None | Sunrun, Inc. | JCP&L | Eligible for TI Program | 2020-02-24 | 2020-02-26 | 2021-10-30 | REC Solar | REC310TP2M | Solar Panels |  | 0.31 | 26 | 112 | 23 |  | Fixed | Roof
NJSTRE1545387088 | NJSRRE1543974496 | Transition Incentive Program | Princeton | 8540 | 12 | 15.37 | Residential | No | Behind the Meter | Net-metered residential rooftop and canopy |  | None | Green Power Energy | PSE&G | Final As-Built Received |  | 2020-01-08 | 2021-10-30 | LG Electronics | LG335N1K-V5 | Solar Panels |  | 0.335 | 4 | 238 | 30 |  | Fixed | Roof
NJSTRE1545387088 | NJSRRE1543974496 | Transition Incentive Program | Princeton | 8540 | 12 | 15.37 | Residential | No | Behind the Meter | Net-metered residential rooftop and canopy |  | None | Green Power Energy | PSE&G | Final As-Built Received |  | 2020-01-08 | 2021-10-30 | LG Electronics | LG335N1K-V5 | Solar Panels |  | 0.335 | 7 | 58 | 30 |  | Fixed | Roof
NJSTRE1545387095 | NJSRRE1544164831 | Transition Incentive Program | Cherry Hill | 8003 | 14 | 12.71 | Residential | Yes | Behind the Meter | Net-metered residential rooftop and canopy |  | None | Sunrun Installation Services, Inc. | PSE&G | Final As-Built Received |  | 2020-01-17 | 2021-10-30 | REC Solar | REC310TP2M | Solar Panels |  | 0.31 | 15 | 141 | 18 |  | Fixed | Roof
NJSTRE1545387098 | NJSRRE1543930860 | Transition Incentive Program | Browns Mills | 8015 | 13 | 15.44 | Residential | Yes | Behind the Meter | Behind the Meter |  | None | Trinity Solar | JCP&L | Eligible for TI Program | 2020-01-06 | 2020-01-08 | 2021-10-30 | Hanwha | Q.PEAK DUO BLK-G5 315 | Solar Panels |  | 0.315 | 36 | 171 | 18 |  | Fixed | Roof
NJSTRE1545387105 | NJSRRE1543651745 | Transition Incentive Program | Landing | 7850 | 3 | 9.28 | Residential | Yes | Behind the Meter | Behind the Meter |  | None | Sunrun Installation Services, Inc. | JCP&L | Eligible for TI Program | 2019-12-23 | 2019-12-27 | 2021-10-30 | REC Solar | REC290TP2 BLK | Solar Panels |  | 0.29 | 10 | 106 | 27 |  | Fixed | Roof
NJSTRE1545387114 | NJSRRE1543437175 | Transition Incentive Program | Collings Lakes | 8094 | 15 | 8.68 | Residential | Yes | Behind the Meter | Behind the Meter |  | None | All Season Solar | AC Electric | Eligible for TI Program | 2019-11-22 | 2019-11-26 | 2021-10-30 | Trina | TSM DD05H.05II 310W AUG 2019 | Solar Panels |  | 0.31 | 4 | 265 | 13 |  | Fixed | Roof
NJSTRE1545387114 | NJSRRE1543437175 | Transition Incentive Program | Collings Lakes | 8094 | 15 | 8.68 | Residential | Yes | Behind the Meter | Behind the Meter |  | None | All Season Solar | AC Electric | Eligible for TI Program | 2019-11-22 | 2019-11-26 | 2021-10-30 | Trina | TSM DD05H.05II 310W AUG 2019 | Solar Panels |  | 0.31 | 2 | 265 | 22 |  | Fixed | Roof
NJSTRE1545387116 | NJSRRE1544468811 | Transition Incentive Program | Morganville | 7751 | 17 | 25.83 | Residential | No | Behind the Meter | Net-metered residential rooftop and canopy |  | None | Suntuity Solar LLC | JCP&L | Accepted | 2020-02-18 | 2020-03-09 | 2021-10-30 | Hanwha Solar | Q-Cells 315 Mono | Solar Panels |  | 0.315 | 22 | 197 | 36 |  | Fixed | Roof
NJSTRE1545387085 | NJSRRE1543651565 | Transition Incentive Program | Oakland | 7436 | 7 | 11.97 | Residential | No | Behind the Meter | Net-metered residential rooftop and canopy |  | None | Suntuity Solar LLC | Orange Rockland Electric | Accepted | 2019-12-23 | 2019-12-27 | 2021-10-30 | Yingli Green Energy | YL315D-30b | Solar Panels |  | 0.315 | 26 | 217 | 25 |  | Fixed | Roof
NJSTRE1545387088 | NJSRRE1543974496 | Transition Incentive Program | Princeton | 8540 | 12 | 15.37 | Residential | No | Behind the Meter | Net-metered residential rooftop and canopy |  | None | Green Power Energy | PSE&G | Final As-Built Received |  | 2020-01-08 | 2021-10-30 | LG Electronics | LG335N1K-V5 | Solar Panels |  | 0.335 | 6 | 238 | 30 |  | Fixed | Roof
NJSTRE1545387088 | NJSRRE1543974496 | Transition Incentive Program | Princeton | 8540 | 12 | 15.37 | Residential | No | Behind the Meter | Net-metered residential rooftop and canopy |  | None | Green Power Energy | PSE&G | Final As-Built Received |  | 2020-01-08 | 2021-10-30 | Panasonic | VBHN325KA03 | Solar Panels |  | 0.325 | 4 | 60 | 27 |  | Fixed | Roof
NJSTRE1545387093 | NJSRRE1544514228 | Transition Incentive Program | Sicklerville | 8081 | 14 | 7.04 | Residential | Yes | Behind the Meter | Behind the Meter |  | None | Skyline Solar, LLC | AC Electric | Eligible for TI Program | 2020-02-21 | 2020-02-25 | 2021-10-30 | Hanwha Q-Cells | Q.PEAK DUO-G5 320 | Solar Panels |  | 0.32 | 22 | 132222 | 34 |  | Fixed | Roof
NJSTRE1545387094 | NJSRRE1544550195 | Transition Incentive Program | Robbinsville Township | 8691 | 12 | 36.8 | Residential | No | Behind the Meter | Behind the Meter |  | None | Green Power Energy | JCP&L | Eligible for TI Program | 2020-02-28 | 2020-03-04 | 2021-10-30 | Hanwha | Q-Cells Q.PEAK DUO L-G7.2 400 | Solar Panels |  | 0.4 | 92 | 180 | 30 |  | Fixed | Ground
NJSTRE1545387099 | NJSRRE1544317228 | Transition Incentive Program | Sparta | 7871 | 1 | 9.92 | Residential | Yes | Behind the Meter | Behind the Meter |  | None | Sunrun Installation Services, Inc. | JCP&L | Eligible for TI Program | 2020-01-28 | 2020-01-31 | 2021-10-30 | REC Solar | REC310TP2M | Solar Panels |  | 0.31 | 21 | 320 | 9 |  | Fixed | Roof
NJSTRE1545387104 | NJSRRE1544201250 | Transition Incentive Program | Scotch Plains | 7076 | 10 | 6.3 | Residential | Yes | Behind the Meter | Behind the Meter |  | None | Trinity Solar | PSE&G | Eligible for TI Program | 2020-01-21 | 2020-01-24 | 2021-10-30 | Hanwha | Q.PEAK DUO BLK-G5 315 | Solar Panels |  | 0.315 | 20 | 141 | 40 |  | Fixed | Roof
NJSTRE1545387109 | NJSRRE1544535322 | Transition Incentive Program | Hasbrouck Heights | 7604 | 7 | 5.36 | Residential | Yes | Behind the Meter | Behind the Meter |  | None | Pro Custom Solar dba Momentum Solar | PSE&G | Eligible for TI Program | 2020-02-25 | 2020-02-27 | 2021-10-30 | Hanwha | Q.Peak DUO BLK-G6+ 335 | Solar Panels |  | 0.335 | 16 | 127 | 6 |  | Fixed | Roof
NJSTRE1545387113 | NJSRRE1544192843 | Transition Incentive Program | Hillsborough TWP | 8844 | 5 | 12.09 | Residential | No | Behind the Meter | Behind the Meter |  | None | 1st Light Energy Inc | PSE&G | Eligible for TI Program | 2020-01-17 | 2020-01-22 | 2021-10-30 | Longi | LR6-60HPB-310M | Solar Panels |  | 0.31 | 28 | 133 | 19 |  | Fixed | Roof
NJSTRE1545387116 | NJSRRE1544468811 | Transition Incentive Program | Morganville | 7751 | 17 | 25.83 | Residential | No | Behind the Meter | Net-metered residential rooftop and canopy |  | None | Suntuity Solar LLC | JCP&L | Accepted | 2020-02-18 | 2020-03-09 | 2021-10-30 | Hanwha Solar | Q-Cells 315 Mono | Solar Panels |  | 0.315 | 8 | 197 | 34 |  | Fixed | Roof
NJSTRE1545387122 | NJSRRE1543426185 | Transition Incentive Program | Montclair | 7042 | 9 | 12.08 | Residential | No | Behind the Meter | Net-metered residential rooftop and canopy |  | None | SunPower Corporation, Systems | PSE&G | Accepted |  | 2019-11-25 | 2021-10-30 | SUNPOWER | SPR-X21-345-D-AC | Solar Panels |  | 0.345 | 2 | 34 | 35 |  | Fixed | Roof
NJSTRE1545387122 | NJSRRE1543426185 | Transition Incentive Program | Montclair | 7042 | 9 | 12.08 | Residential | No | Behind the Meter | Net-metered residential rooftop and canopy |  | None | SunPower Corporation, Systems | PSE&G | Accepted |  | 2019-11-25 | 2021-10-30 | SUNPOWER | SPR-X21-345-D-AC | Solar Panels |  | 0.345 | 4 | 124 | 40 |  | Fixed | Roof
NJSTRE1545387061 | NJSRRE1543880426 | Transition Incentive Program | Elizabeth | 7208 | 10 | 8.4 | Residential | Yes | Behind the Meter | Behind the Meter |  | None | Pro Custom Solar dba Momentum Solar | PSE&G | Eligible for TI Program | 2020-01-02 | 2020-01-08 | 2021-10-30 | LG ELECTRONICS | LG 350N1C-V5 | Solar Panels |  | 0.35 | 6 | 35 | 25 |  | Fixed | Roof
NJSTRE1545387074 | NJSRRE1544501595 | Transition Incentive Program | PATERSON CITY | 7502 | 6 | 3.78 | Residential | Yes | Behind the Meter | Net-metered residential rooftop and canopy |  | None | Vision Solar LLC | PSE&G | Accepted | 2020-02-19 | 2020-02-24 | 2021-10-30 | HANWHA QCELLS | QPEAK DUO G5 | Solar Panels |  | 0.315 | 3 | 140 | 45 |  | Fixed | Roof
NJSTRE1545387082 | NJSRRE1544419978 | Transition Incentive Program | Pennington | 8534 | 12 | 7 | Residential | Yes | Behind the Meter | Behind the Meter |  | None | Pro Custom Solar dba Momentum Solar | PSE&G | Eligible for TI Program | 2020-02-07 | 2020-02-12 | 2021-10-30 | LG ELECTRONICS | LG 350N1C-V5 | Solar Panels |  | 0.35 | 20 | 168 | 22 |  | Fixed | Roof
NJSTRE1545387083 | NJSRRE1544113897 | Transition Incentive Program | Rockaway | 7866 | 3 | 7.36 | Residential | Yes | Behind the Meter | Behind the Meter |  | None | Sunrun Installation Services, Inc. | JCP&L | Eligible for TI Program | 2020-01-07 | 2020-01-09 | 2021-10-30 | Hanwha Q-Cells | Q.PEAK DUO-G7 320 | Solar Panels |  | 0.32 | 10 | 251 | 23 |  | Fixed | Roof
NJSTRE1545387084 | NJSRRE1544546681 | Transition Incentive Program | TOMS RIVER | 8757 | 18 | 10.88 | Residential | Yes | Behind the Meter | Net-metered residential rooftop and canopy |  | None | Vivint Solar Developer, LLC | JCP&L | Accepted | 2020-02-28 | 2020-03-03 | 2021-10-30 | JINKO SOLAR | JKM320M-60HBL | Solar Panels |  | 0.32 | 8 | 166 | 30 |  | Fixed | Roof
NJSTRE1545387092 | NJSRRE1544543287 | Transition Incentive Program | Bound Brook | 8805 | 5 | 3.8 | Residential | Yes | Behind the Meter | Net-metered residential rooftop and canopy |  | None | Sunrun Installation Services, Inc. | PSE&G | Final As-Built Received |  | 2020-03-02 | 2021-10-30 | LG Electronics | LG345N1C-V5 | Solar Panels |  | 0.345 | 6 | 266 | 25 |  | Fixed | Roof
NJSTRE1545387100 | NJSRRE1543853077 | Transition Incentive Program | ATLANTIC HIGHLANDS | 7716 | 17 | 6.3 | Residential | Yes | Behind the Meter | Net-metered residential rooftop and canopy |  | None | Vivint Solar Developer, LLC | JCP&L | Accepted | 2020-01-02 | 2020-01-06 | 2021-10-30 | Hanwha Solar | Q.PEAK BLK-G5 315 | Solar Panels |  | 0.315 | 6 | 288 | 43 |  | Fixed | Roof
NJSTRE1545387101 | NJSRRE1543533402 | Transition Incentive Program | Toms River | 8753 | 18 | 8.78 | Residential | No | Behind the Meter | Behind the Meter |  | None | Green House Energy | JCP&L | Eligible for TI Program | 2019-12-12 | 2019-12-17 | 2021-10-30 | Panasonic | VBHN325KA03 | Solar Panels |  | 0.325 | 11 | 5 | 10 |  | Fixed | Roof
NJSTRE1545387103 | NJSRRE1543478019 | Transition Incentive Program | SOMERSET | 8873 | 5 | 6.93 | Residential | No | Behind the Meter | Net-metered residential rooftop and canopy |  | None | Vivint Solar Developer, LLC | PSE&G | Accepted | 2019-12-04 | 2019-12-06 | 2021-10-30 | Hanwha solar | Q.PEAK BLK-G5 315 | Solar Panels |  | 0.315 | 3 | 219 | 22 |  | Fixed | Roof
NJSTRE1545387103 | NJSRRE1543478019 | Transition Incentive Program | SOMERSET | 8873 | 5 | 6.93 | Residential | No | Behind the Meter | Net-metered residential rooftop and canopy |  | None | Vivint Solar Developer, LLC | PSE&G | Accepted | 2019-12-04 | 2019-12-06 | 2021-10-30 | Hanwha Solar | Q.PEAK BLK-G5 315 | Solar Panels |  | 0.315 | 3 | 39 | 43 |  | Fixed | Roof
NJSTRE1545387110 | NJSRRE1543498253 | Transition Incentive Program | Morganville | 7751 | 17 | 7.56 | Residential | Yes | Behind the Meter | Behind the Meter |  | None | Tesla Energy Operations Inc | JCP&L | Eligible for TI Program | 2019-12-06 | 2019-12-10 | 2021-10-30 | Hanwha Q-Cells | Q.Peak DUO BLK-G5/SC315 | Solar Panels |  | 0.315 | 18 | 214 | 30 |  | Fixed | Roof
NJSTRE1545387117 | NJSRRE1543586561 | Transition Incentive Program | Egg Harbor City | 8215 | 19 | 18 | Residential | Yes | Behind the Meter | Behind the Meter |  | None | Complete Solar | AC Electric | Eligible for TI Program | 2020-01-09 | 2020-01-09 | 2021-10-30 | LONGI SOLAR- | LR6-60HPB-305M | Solar Panels |  | 0.305 | 59 | 242.5 | 30 |  | Fixed | Roof
NJSTRE1545387060 | NJSRRE1543443590 | Transition Incentive Program | CAMDEN | 8105 | 14 | 8.19 | Residential | Yes | Behind the Meter | Net-metered residential rooftop and canopy |  | None | Vivint Solar Developer, LLC | PSE&G | Accepted | 2019-11-27 | 2019-11-27 | 2021-10-30 | Hanwha Solar | Q.PEAK BLK-G5 315 | Solar Panels |  | 0.315 | 8 | 152 | 47 |  | Fixed | Roof
NJSTRE1545387060 | NJSRRE1543443590 | Transition Incentive Program | CAMDEN | 8105 | 14 | 8.19 | Residential | Yes | Behind the Meter | Net-metered residential rooftop and canopy |  | None | Vivint Solar Developer, LLC | PSE&G | Accepted | 2019-11-27 | 2019-11-27 | 2021-10-30 | Hanwha Solar | Q.PEAK BLK-G5 315 | Solar Panels |  | 0.315 | 3 | 152 | 19 |  | Fixed | Roof
NJSTRE1545387066 | NJSRRE1543505914 | Transition Incentive Program | Perth Amboy | 8861 | 11 | 5.27 | Residential | Yes | Behind the Meter | Net-metered residential rooftop and canopy |  | None | Palmetto Solar LLC | PSE&G | Accepted | 2019-12-10 | 2019-12-12 | 2021-10-30 | Hanwha | All Black Module 310W | Solar Panels |  | 0.31 | 17 | 180 | 25 |  | Fixed | Roof
NJSTRE1545387067 | NJSRRE1543426274 | Transition Incentive Program | Marlboro Township | 7751 | 17 | 7.94 | Residential | No | Behind the Meter | Behind the Meter |  | None | Pro Custom Solar dba Momentum Solar | JCP&L | Eligible for TI Program | 2019-11-20 | 2019-11-25 | 2021-10-30 | LG Electronics | LG 345N1C-V5 | Solar Panels |  | 0.345 | 23 | 151 | 19 |  | Fixed | Roof
NJSTRE1545387071 | NJSRRE1544442575 | Transition Incentive Program | Lumberton | 8048 | 13 | 2.52 | Residential | Yes | Behind the Meter | Net-metered residential rooftop and canopy |  | None | Trinity Solar | PSE&G | Accepted | 2020-02-13 | 2020-02-17 | 2021-10-30 | HANWHA | Q.PEAK DUO BLK-G5 315 | Solar Panels |  | 0.315 | 8 | 279 | 27 |  | Fixed | Roof
NJSTRE1545387076 | NJSRRE1543852923 | Transition Incentive Program | Asbury | 8802 | 4 | 26.13 | Residential | No | Behind the Meter | Behind the Meter |  | None | Green Power Energy | JCP&L | Eligible for TI Program | 2020-01-02 | 2020-01-06 | 2021-10-30 | LG Electronics | LG335N1K-V5 | Solar Panels |  | 0.335 | 9 | 89 | 27 |  | Fixed | Roof
NJSTRE1545387076 | NJSRRE1543852923 | Transition Incentive Program | Asbury | 8802 | 4 | 26.13 | Residential | No | Behind the Meter | Behind the Meter |  | None | Green Power Energy | JCP&L | Eligible for TI Program | 2020-01-02 | 2020-01-06 | 2021-10-30 | LG Electronics | LG335N1K-V5 | Solar Panels |  | 0.335 | 25 | 269 | 27 |  | Fixed | Roof
NJSTRE1545387088 | NJSRRE1543974496 | Transition Incentive Program | Princeton | 8540 | 12 | 15.37 | Residential | No | Behind the Meter | Net-metered residential rooftop and canopy |  | None | Green Power Energy | PSE&G | Final As-Built Received |  | 2020-01-08 | 2021-10-30 | LG Electronics | LG335N1K-V5 | Solar Panels |  | 0.335 | 10 | 148 | 37 |  | Fixed | Roof
NJSTRE1545387091 | NJSRRE1544450741 | Transition Incentive Program | Scotch Plains | 7076 | 10 | 9.1 | Residential | No | Behind the Meter | Net-metered residential rooftop and canopy |  | None | Green Power Energy | PSE&G | Final As-Built Received |  | 2020-02-18 | 2021-10-30 | LG Electronics | LG350N1C-V5 | Solar Panels |  | 0.35 | 11 | 120 | 25 |  | Fixed | Roof
NJSTRE1545387097 | NJSRRE1544546898 | Transition Incentive Program | East Hanover | 7936 | 3 | 16.74 | Residential | Yes | Behind the Meter | Behind the Meter |  | None | Sunrun Installation Services, Inc. | JCP&L | Eligible for TI Program | 2020-02-27 | 2020-03-03 | 2021-10-30 | REC Solar | REC310TP2M | Solar Panels |  | 0.31 | 28 | 57 | 23 |  | Fixed | Roof
NJSTRE1545387101 | NJSRRE1543533402 | Transition Incentive Program | Toms River | 8753 | 18 | 8.78 | Residential | No | Behind the Meter | Behind the Meter |  | None | Green House Energy | JCP&L | Eligible for TI Program | 2019-12-12 | 2019-12-17 | 2021-10-30 | Panasonic | VBHN325KA03 | Solar Panels |  | 0.325 | 16 | 96 | 27 |  | Fixed | Roof
NJSTRE1545387111 | NJSRRE1544546598 | Transition Incentive Program | Toms River | 8755 | 18 | 13.64 | Residential | No | Behind the Meter | Net-metered residential rooftop and canopy |  | None | Powerlutions | JCP&L | Accepted |  | 2020-03-02 | 2021-10-30 | Trina | TSM-310 DD05A | Solar Panels |  | 0.31 | 6 | 203 | 26 |  | Fixed | Roof
NJSTRE1545387111 | NJSRRE1544546598 | Transition Incentive Program | Toms River | 8755 | 18 | 13.64 | Residential | No | Behind the Meter | Net-metered residential rooftop and canopy |  | None | Powerlutions | JCP&L | Accepted |  | 2020-03-02 | 2021-10-30 | Trina | TSM-310 DD05A | Solar Panels |  | 0.31 | 9 | 203 | 26 |  | Fixed | Roof
NJSTRE1545387091 | NJSRRE1544450741 | Transition Incentive Program | Scotch Plains | 7076 | 10 | 9.1 | Residential | No | Behind the Meter | Net-metered residential rooftop and canopy |  | None | Green Power Energy | PSE&G | Final As-Built Received |  | 2020-02-18 | 2021-10-30 | LG Electronics | LG350N1C-V5 | Solar Panels |  | 0.35 | 4 | 30 | 35 |  | Fixed | Roof
NJSTRE1545387099 | NJSRRE1544317228 | Transition Incentive Program | Sparta | 7871 | 1 | 9.92 | Residential | Yes | Behind the Meter | Behind the Meter |  | None | Sunrun Installation Services, Inc. | JCP&L | Eligible for TI Program | 2020-01-28 | 2020-01-31 | 2021-10-30 | REC Solar | REC310TP2M | Solar Panels |  | 0.31 | 11 | 140 | 27 |  | Fixed | Roof
NJSTRE1545387105 | NJSRRE1543651745 | Transition Incentive Program | Landing | 7850 | 3 | 9.28 | Residential | Yes | Behind the Meter | Behind the Meter |  | None | Sunrun Installation Services, Inc. | JCP&L | Eligible for TI Program | 2019-12-23 | 2019-12-27 | 2021-10-30 | REC Solar | REC290TP2 BLK | Solar Panels |  | 0.29 | 5 | 14 | 27 |  | Fixed | Roof
NJSTRE1545387113 | NJSRRE1544192843 | Transition Incentive Program | Hillsborough TWP | 8844 | 5 | 12.09 | Residential | No | Behind the Meter | Behind the Meter |  | None | 1st Light Energy Inc | PSE&G | Eligible for TI Program | 2020-01-17 | 2020-01-22 | 2021-10-30 | Longi | LR6-60HPB-310M | Solar Panels |  | 0.31 | 11 | 133 | 19 |  | Fixed | Roof
NJSTRE1545387116 | NJSRRE1544468811 | Transition Incentive Program | Morganville | 7751 | 17 | 25.83 | Residential | No | Behind the Meter | Net-metered residential rooftop and canopy |  | None | Suntuity Solar LLC | JCP&L | Accepted | 2020-02-18 | 2020-03-09 | 2021-10-30 | Hanwha Solar | Q-Cells 315 Mono | Solar Panels |  | 0.315 | 8 | 105 | 37 |  | Fixed | Roof
NJSTRE1545387122 | NJSRRE1543426185 | Transition Incentive Program | Montclair | 7042 | 9 | 12.08 | Residential | No | Behind the Meter | Net-metered residential rooftop and canopy |  | None | SunPower Corporation, Systems | PSE&G | Accepted |  | 2019-11-25 | 2021-10-30 | SUNPOWER | SPR-X21-345-D-AC | Solar Panels |  | 0.345 | 6 | 124 | 35 |  | Fixed | Roof
NJSTRE1545387122 | NJSRRE1543426185 | Transition Incentive Program | Montclair | 7042 | 9 | 12.08 | Residential | No | Behind the Meter | Net-metered residential rooftop and canopy |  | None | SunPower Corporation, Systems | PSE&G | Accepted |  | 2019-11-25 | 2021-10-30 | SUNPOWER | SPR-X21-345-D-AC | Solar Panels |  | 0.345 | 10 | 214 | 35 |  | Fixed | Roof
NJSTRE1545387131 | NJSRRE1544153675 | Transition Incentive Program | Brick | 8724 | 18 | 5.99 | Residential | Yes | Behind the Meter | Net-metered residential rooftop and canopy |  | None | Vision Solar LLC | JCP&L | Accepted | 2020-01-09 | 2020-01-14 | 2021-10-30 | hanwa qcells | qpeak duo-g5 315 | Solar Panels |  | 0.315 | 9 | 255 | 37 |  | Fixed | Roof
NJSTRE1545387137 | NJSRRE1544320762 | Transition Incentive Program | Nutley | 7110 | 9 | 5.99 | Residential | Yes | Behind the Meter | Net-metered residential rooftop and canopy |  | None | Suntuity Solar LLC | PSE&G | Accepted | 2020-01-29 | 2020-02-03 | 2021-10-30 | Hanwha Solar | Q-Cells 315 Mono | Solar Panels |  | 0.315 | 10 | 331 | 23 |  | Fixed | Roof
NJSTRE1545387137 | NJSRRE1544320762 | Transition Incentive Program | Nutley | 7110 | 9 | 5.99 | Residential | Yes | Behind the Meter | Net-metered residential rooftop and canopy |  | None | Suntuity Solar LLC | PSE&G | Accepted | 2020-01-29 | 2020-02-03 | 2021-10-30 | Hanwha Solar | Q-Cells 315 Mono | Solar Panels |  | 0.315 | 5 | 241 | 25 |  | Fixed | Roof
NJSTRE1545387142 | NJSRRE1543502077 | Transition Incentive Program | Union | 7083 | 10 | 10.35 | Residential | Yes | Behind the Meter | Behind the Meter |  | None | Pro Custom Solar dba Momentum Solar | PSE&G | Eligible for TI Program | 2019-12-09 | 2019-12-11 | 2021-10-30 | LG ELECTRONICS | LG 345N1C-V5 | Solar Panels |  | 0.345 | 3 | 208 | 30 |  | Fixed | Roof
NJSTRE1545387146 | NJSRRE1543513048 | Transition Incentive Program | Orange | 7050 | 9 | 8.28 | Residential | Yes | Behind the Meter | Behind the Meter |  | None | Pro Custom Solar dba Momentum Solar | PSE&G | Eligible for TI Program | 2019-12-11 | 2019-12-18 | 2021-10-30 | LG ELECTRONICS | LG 345N1C-V5 | Solar Panels |  | 0.345 | 2 | 300 | 20 |  | Fixed | Roof
NJSTRE1545387102 | NJSRRE1544211619 | Transition Incentive Program | PENNSAUKEN | 8109 | 14 | 12.29 | Residential | Yes | Behind the Meter | Net-metered residential rooftop and canopy |  | None | Vivint Solar Developer, LLC | PSE&G | Accepted | 2020-01-22 | 2020-01-27 | 2021-10-30 | HanwhaSolar | Q.PEAKBLK-G5315 | Solar Panels |  | 0.315 | 15 | 210 | 13 |  | Fixed | Roof
NJSTRE1545387107 | NJSRRE1544308916 | Transition Incentive Program | South River | 8882 | 11 | 7.52 | Residential | Yes | Behind the Meter | Net-metered residential rooftop and canopy |  | None | SunPower Corporation, Systems | South River | Accepted |  | 2020-01-29 | 2021-10-30 | SUNPOWER | SPR-E20-327-E-AC | Solar Panels |  | 0.327 | 23 | 173 | 20 |  | Fixed | Roof
NJSTRE1545387111 | NJSRRE1544546598 | Transition Incentive Program | Toms River | 8755 | 18 | 13.64 | Residential | No | Behind the Meter | Net-metered residential rooftop and canopy |  | None | Powerlutions | JCP&L | Accepted |  | 2020-03-02 | 2021-10-30 | Trina | TSM-310 DD05A | Solar Panels |  | 0.31 | 19 | 203 | 26 |  | Fixed | Roof
NJSTRE1545387111 | NJSRRE1544546598 | Transition Incentive Program | Toms River | 8755 | 18 | 13.64 | Residential | No | Behind the Meter | Net-metered residential rooftop and canopy |  | None | Powerlutions | JCP&L | Accepted |  | 2020-03-02 | 2021-10-30 | Trina | TSM-310 DD05A | Solar Panels |  | 0.31 | 10 | 203 | 26 |  | Fixed | Roof
NJSTRE1545387120 | NJSRRE1544347553 | Transition Incentive Program | East Orange | 7017 | 9 | 3.5 | Residential | Yes | Behind the Meter | Behind the Meter |  | None | Pro Custom Solar dba Momentum Solar | PSE&G | Eligible for TI Program | 2020-02-03 | 2020-02-06 | 2021-10-30 | lg electronics | LG 350N1C-V5 | Solar Panels |  | 0.35 | 10 | 291 | 28 |  | Fixed | Roof
NJSTRE1545387124 | NJSRRE1544543677 | Transition Incentive Program | PLAINFIELD | 7063 | 10 | 3.15 | Residential | No | Behind the Meter | Net-metered residential rooftop and canopy |  | None | Vivint Solar Developer, LLC | PSE&G | Accepted | 2020-02-27 | 2020-03-02 | 2021-10-30 | LG | LG315N1K-V5 | Solar Panels |  | 0.315 | 7 | 221 | 33 |  | Fixed | Roof
NJSTRE1545387128 | NJSRRE1544472659 | Transition Incentive Program | west milford | 7480 | 6 | 8.82 | Residential | Yes | Behind the Meter | Net-metered residential rooftop and canopy |  | None | Vision Solar LLC | Orange Rockland Electric | Accepted | 2020-02-19 | 2020-02-21 | 2021-10-30 | JINKO SOLAR | JKM315M-60HL | Solar Panels |  | 0.315 | 13 | 258 | 14 |  | Fixed | Roof
NJSTRE1545387134 | NJSRRE1544501750 | Transition Incentive Program | Woodbridge Township | 7095 | 11 | 6.82 | Residential | No | Behind the Meter | Behind the Meter |  | None | Sunrun Installation Services, Inc. | PSE&G | Eligible for TI Program | 2020-02-19 | 2020-02-27 | 2021-10-30 | REC Solar | REC310TP2M | Solar Panels |  | 0.31 | 19 | 87 | 43 |  | Fixed | Roof
NJSTRE1545387139 | NJSRRE1544310890 | Transition Incentive Program | Clifton | 7013 | 6 | 8.05 | Residential | Yes | Behind the Meter | Behind the Meter |  | None | Pro Custom Solar dba Momentum Solar | PSE&G | Eligible for TI Program | 2020-01-28 | 2020-01-30 | 2021-10-30 | lg electronics | LG 350N1C-V5 | Solar Panels |  | 0.35 | 15 | 223 | 20 |  | Fixed | Roof
NJSTRE1545387144 | NJSRRE1544342523 | Transition Incentive Program | Marlboro | 7746 | 17 | 10.72 | Residential | No | Behind the Meter | Net-metered residential rooftop and canopy |  | None | SunnyMac LLC | JCP&L | Accepted |  | 2020-02-05 | 2021-10-30 | SunPower | X21335 | Solar Panels |  | 0.335 | 17 | 264 | 23 |  | Fixed | Roof
NJSTRE1545387144 | NJSRRE1544342523 | Transition Incentive Program | Marlboro | 7746 | 17 | 10.72 | Residential | No | Behind the Meter | Net-metered residential rooftop and canopy |  | None | SunnyMac LLC | JCP&L | Accepted |  | 2020-02-05 | 2021-10-30 | SunPower | X21335 | Solar Panels |  | 0.335 | 6 | 84 | 23 |  | Fixed | Roof
NJSTRE1545387150 | NJSRRE1543497442 | Transition Incentive Program | East Orange | 7017 | 9 | 9.14 | Residential | Yes | Behind the Meter | Behind the Meter |  | None | Trinity Solar | PSE&G | Eligible for TI Program | 2019-12-06 | 2019-12-10 | 2021-10-30 | Hanwha 315 | Q.PEAK DUO BLK-G5 315 | Solar Panels |  | 0.315 | 20 | 125 | 40 |  | Fixed | Roof
NJSTRE1545387150 | NJSRRE1543497442 | Transition Incentive Program | East Orange | 7017 | 9 | 9.14 | Residential | Yes | Behind the Meter | Behind the Meter |  | None | Trinity Solar | PSE&G | Eligible for TI Program | 2019-12-06 | 2019-12-10 | 2021-10-30 | Hanwha 315 | Q.PEAK DUO BLK-G5 315 | Solar Panels |  | 0.315 | 9 | 305 | 40 |  | Fixed | Roof
NJSTRE1545387118 | NJSRRE1544154194 | Transition Incentive Program | Princeton Junction | 8550 | 12 | 7 | Residential | Yes | Behind the Meter | Behind the Meter |  | None | Pro Custom Solar dba Momentum Solar | PSE&G | Eligible for TI Program | 2020-01-09 | 2020-01-14 | 2021-10-30 | LG ELECTRONICS | LG 350N1C-V5 | Solar Panels |  | 0.35 | 8 | 108 | 20 |  | Fixed | Roof
NJSTRE1545387121 | NJSRRE1544441325 | Transition Incentive Program | NEWARK | 7104 | 9 | 3.41 | Residential | No | Behind the Meter | Behind the Meter |  | None | Infinity Solar Systems | PSE&G | Eligible for TI Program | 2020-02-12 | 2020-02-17 | 2021-10-30 | LONGI | LR6-60HPB-310M | Solar Panels |  | 0.31 | 5 | 200 | 40 |  | Fixed | Roof
NJSTRE1545387121 | NJSRRE1544441325 | Transition Incentive Program | NEWARK | 7104 | 9 | 3.41 | Residential | No | Behind the Meter | Behind the Meter |  | None | Infinity Solar Systems | PSE&G | Eligible for TI Program | 2020-02-12 | 2020-02-17 | 2021-10-30 | LONGI | LR6-60HPB-310M | Solar Panels |  | 0.31 | 3 | 110 | 40 |  | Fixed | Roof
NJSTRE1545387127 | NJSRRE1544148030 | Transition Incentive Program | North Bergen | 7047 | 8 | 10.7 | Residential | Yes | Behind the Meter | Net-metered residential rooftop and canopy |  | None | Pro Custom Solar dba Momentum Solar | PSE&G | Accepted |  | 2020-01-13 | 2021-10-30 | LG ELECTRONICS | LG 345N1C-V5 | Solar Panels |  | 0.345 | 9 | 280 | 30 |  | Fixed | Roof
NJSTRE1545387127 | NJSRRE1544148030 | Transition Incentive Program | North Bergen | 7047 | 8 | 10.7 | Residential | Yes | Behind the Meter | Net-metered residential rooftop and canopy |  | None | Pro Custom Solar dba Momentum Solar | PSE&G | Accepted |  | 2020-01-13 | 2021-10-30 | LG ELECTRONICS | LG 345N1C-V5 | Solar Panels |  | 0.345 | 12 | 100 | 43 |  | Fixed | Roof
NJSTRE1545387129 | NJSRRE1544192845 | Transition Incentive Program | Edison | 8817 | 11 | 86.97 | Commercial | No | Behind the Meter | Net-metered non-residential rooftop and canopy |  | None | US Clean Energy Construction Inc. | PSE&G | Accepted |  | 2020-01-24 | 2021-10-30 | Q cells | Qcell390 | Solar Panels |  | 0.39 | 223 | 64.5 | 10 |  | Fixed | Roof
NJSTRE1545387138 | NJSRRE1543575346 | Transition Incentive Program | Egg Harbor Township | 8234 | 19 | 5.99 | Residential | Yes | Behind the Meter | Behind the Meter |  | None | Trinity Solar | AC Electric | Eligible for TI Program | 2019-12-20 | 2019-12-26 | 2021-10-30 | Hanwha | Q.PEAK DUO BLK-G5 315 | Solar Panels |  | 0.315 | 7 | 87 | 30 |  | Fixed | Roof
NJSTRE1545387140 | NJSRRE1543501943 | Transition Incentive Program | Galloway | 8205 | 19 | 5.58 | Residential | Yes | Behind the Meter | Net-metered residential rooftop and canopy |  | None | Bright Planet Solar | AC Electric | Accepted |  | 2019-12-11 | 2021-10-30 | LONGI | LR6-60PB-310M | Solar Panels |  | 0.31 | 18 | 179 | 27 |  | Fixed | Roof
NJSTRE1545387141 | NJSRRE1543501529 | Transition Incentive Program | STIRLING | 7980 | 3 | 5.04 | Residential | Yes | Behind the Meter | Net-metered residential rooftop and canopy |  | None | Vivint Solar Developer, LLC | JCP&L | Accepted | 2019-12-09 | 2019-12-11 | 2021-10-30 | HANWHA SOLAR | Q.PEAK BLK-G5 315 | Solar Panels |  | 0.315 | 13 | 353 | 12 |  | Fixed | Roof
NJSTRE1545387142 | NJSRRE1543502077 | Transition Incentive Program | Union | 7083 | 10 | 10.35 | Residential | Yes | Behind the Meter | Behind the Meter |  | None | Pro Custom Solar dba Momentum Solar | PSE&G | Eligible for TI Program | 2019-12-09 | 2019-12-11 | 2021-10-30 | LG ELECTRONICS | LG 345N1C-V5 | Solar Panels |  | 0.345 | 11 | 208 | 40 |  | Fixed | Roof
NJSTRE1545387149 | NJSRRE1543421700 | Transition Incentive Program | Atlantic Highlands | 7716 | 17 | 10.71 | Residential | Yes | Behind the Meter | Net-metered residential rooftop and canopy |  | None | Vivint Solar Developer, LLC | JCP&L | Accepted | 2019-11-20 | 2019-11-22 | 2021-10-30 | HANWHA SOLAR | Q.PEAK BLK-G5 315 | Solar Panels |  | 0.315 | 20 | 72 | 19 |  | Fixed | Roof
NJSTRE1545387151 | NJSRRE1543513144 | Transition Incentive Program | Bound Brook | 8805 | 5 | 11.66 | Residential | Yes | Behind the Meter | Net-metered residential rooftop and canopy |  | None | Vivint Solar Developer, LLC | PSE&G | Accepted | 2019-12-11 | 2019-12-16 | 2021-10-30 | HANWHA SOLAR | Q.PEAK BLK-G5 315 | Solar Panels |  | 0.315 | 12 | 243 | 16 |  | Fixed | Roof
NJSTRE1545387159 | NJSRRE1544215795 | Transition Incentive Program | Collings Lakes | 8094 | 15 | 8.83 | Residential | Yes | Behind the Meter | Net-metered residential rooftop and canopy |  | None | SunPower Corporation, Systems | AC Electric | Accepted |  | 2020-01-28 | 2021-10-30 | SUNPOWER | SPR-E20-327-E-AC | Solar Panels |  | 0.327 | 27 | 195 | 25 |  | Fixed | Roof
NJSTRE1545387119 | NJSRRE1544441358 | Transition Incentive Program | Highland Park | 8904 | 11 | 4.03 | Residential | Yes | Behind the Meter | Behind the Meter |  | None | Sunrun Installation Services, Inc. | PSE&G | Eligible for TI Program | 2020-02-12 | 2020-02-17 | 2021-10-30 | REC Solar | REC310TP2M | Solar Panels |  | 0.31 | 13 | 253 | 43 |  | Fixed | Roof
NJSTRE1545387123 | NJSRRE1543827229 | Transition Incentive Program | Cliffwood | 7721 | 17 | 6.62 | Residential | Yes | Behind the Meter | Net-metered residential rooftop and canopy |  | None | Vivint Solar Developer, LLC | JCP&L | Accepted | 2020-01-02 | 2020-01-03 | 2021-10-30 | HANWHA SOLAR | Q.PEAK BLK-G5 315 | Solar Panels |  | 0.315 | 21 | 61 | 17 |  | Fixed | Roof
NJSTRE1545387128 | NJSRRE1544472659 | Transition Incentive Program | west milford | 7480 | 6 | 8.82 | Residential | Yes | Behind the Meter | Net-metered residential rooftop and canopy |  | None | Vision Solar LLC | Orange Rockland Electric | Accepted | 2020-02-19 | 2020-02-21 | 2021-10-30 | JINKO SOLAR | JKM315M-60HL | Solar Panels |  | 0.315 | 15 | 258 | 14 |  | Fixed | Roof
NJSTRE1545387133 | NJSRRE1544343692 | Transition Incentive Program | Carteret | 7008 | 11 | 3.85 | Residential | Yes | Behind the Meter | Net-metered residential rooftop and canopy |  | None | Pro Custom Solar dba Momentum Solar | PSE&G | Final As-Built Received |  | 2020-02-05 | 2021-10-30 | lg electronics | LG 350N1C-V5 | Solar Panels |  | 0.35 | 11 | 195 | 14 |  | Fixed | Roof
NJSTRE1545387134 | NJSRRE1544501750 | Transition Incentive Program | Woodbridge Township | 7095 | 11 | 6.82 | Residential | No | Behind the Meter | Behind the Meter |  | None | Sunrun Installation Services, Inc. | PSE&G | Eligible for TI Program | 2020-02-19 | 2020-02-27 | 2021-10-30 | REC Solar | REC310TP2M | Solar Panels |  | 0.31 | 3 | 178 | 40 |  | Fixed | Roof
NJSTRE1545387139 | NJSRRE1544310890 | Transition Incentive Program | Clifton | 7013 | 6 | 8.05 | Residential | Yes | Behind the Meter | Behind the Meter |  | None | Pro Custom Solar dba Momentum Solar | PSE&G | Eligible for TI Program | 2020-01-28 | 2020-01-30 | 2021-10-30 | lg electronics | LG 350N1C-V5 | Solar Panels |  | 0.35 | 8 | 43 | 20 |  | Fixed | Roof
NJSTRE1545387145 | NJSRRE1544456237 | Transition Incentive Program | Delanco TWP | 8075 | 13 | 4.1 | Residential | Yes | Behind the Meter | Behind the Meter |  | None | 1st Light Energy Inc | PSE&G | Eligible for TI Program | 2020-02-14 | 2020-02-26 | 2021-10-30 | Longi | LR6-60HPB-315M | Solar Panels |  | 0.315 | 13 | 230 | 30 |  | Fixed | Roof
NJSTRE1545387160 | NJSRRE1544352981 | Transition Incentive Program | SOMERDALE | 8083 | 14 | 14.49 | Residential | Yes | Behind the Meter | Net-metered residential rooftop and canopy |  | None | Vivint Solar Developer, LLC | PSE&G | Accepted | 2020-02-05 | 2020-02-07 | 2021-10-30 | Hanwha Solar | Q.PEAK BLK-G5 315 | Solar Panels |  | 0.315 | 12 | 264 | 20 |  | Fixed | Roof
NJSTRE1545387167 | NJSRRE1543574872 | Transition Incentive Program | Clifton City | 7012 | 6 | 7.04 | Residential | Yes | Behind the Meter | Behind the Meter |  | None | Skyline Solar, LLC | PSE&G | Eligible for TI Program | 2019-12-20 | 2019-12-30 | 2021-10-30 | Hanwha Q-Cells | Q.PEAK DUO-G5 320 | Solar Panels |  | 0.32 | 22 | 223,43 | 32 |  | Fixed | Roof
NJSTRE1545387173 | NJSRRE1544524650 | Transition Incentive Program | Teaneck | 7666 | 7 | 6.2 | Residential | Yes | Behind the Meter | Behind the Meter |  | None | Sunrun Installation Services, Inc. | PSE&G | Eligible for TI Program | 2020-02-24 | 2020-02-27 | 2021-10-30 | REC Solar | REC310TP2M | Solar Panels |  | 0.31 | 12 | 111 | 45 |  | Fixed | Roof
NJSTRE1545387173 | NJSRRE1544524650 | Transition Incentive Program | Teaneck | 7666 | 7 | 6.2 | Residential | Yes | Behind the Meter | Behind the Meter |  | None | Sunrun Installation Services, Inc. | PSE&G | Eligible for TI Program | 2020-02-24 | 2020-02-27 | 2021-10-30 | REC Solar | REC310TP2M | Solar Panels |  | 0.31 | 3 | 110 | 23 |  | Fixed | Roof
NJSTRE1545387189 | NJSRRE1544144288 | Transition Incentive Program | Edison | 8817 | 11 | 5.12 | Residential | Yes | Behind the Meter | Behind the Meter |  | None | Sunrun Installation Services, Inc. | PSE&G | Eligible for TI Program | 2020-01-08 | 2020-01-13 | 2021-10-30 | Hanwha Q-Cells | Q.PEAK DUO-G7 320 | Solar Panels |  | 0.32 | 6 | 111 | 14 |  | Fixed | Roof
NJSTRE1545387121 | NJSRRE1544441325 | Transition Incentive Program | NEWARK | 7104 | 9 | 3.41 | Residential | No | Behind the Meter | Behind the Meter |  | None | Infinity Solar Systems | PSE&G | Eligible for TI Program | 2020-02-12 | 2020-02-17 | 2021-10-30 | LONGI | LR6-60HPB-310M | Solar Panels |  | 0.31 | 3 | 200 | 40 |  | Fixed | Roof
NJSTRE1545387122 | NJSRRE1543426185 | Transition Incentive Program | Montclair | 7042 | 9 | 12.08 | Residential | No | Behind the Meter | Net-metered residential rooftop and canopy |  | None | SunPower Corporation, Systems | PSE&G | Accepted |  | 2019-11-25 | 2021-10-30 | SUNPOWER | SPR-X21-345-D-AC | Solar Panels |  | 0.345 | 3 | 304 | 40 |  | Fixed | Roof
NJSTRE1545387127 | NJSRRE1544148030 | Transition Incentive Program | North Bergen | 7047 | 8 | 10.7 | Residential | Yes | Behind the Meter | Net-metered residential rooftop and canopy |  | None | Pro Custom Solar dba Momentum Solar | PSE&G | Accepted |  | 2020-01-13 | 2021-10-30 | LG ELECTRONICS | LG 345N1C-V5 | Solar Panels |  | 0.345 | 10 | 101 | 30 |  | Fixed | Roof
NJSTRE1545387135 | NJSRRE1543574879 | Transition Incentive Program | Ventnor City | 8406 | 19 | 5.12 | Residential | Yes | Behind the Meter | Behind the Meter |  | None | Skyline Solar, LLC | AC Electric | Eligible for TI Program | 2019-12-20 | 2019-12-26 | 2021-10-30 | Hanwha Q-Cells | Q.PEAK DUO-G5 320 | Solar Panels |  | 0.32 | 16 | 148 | 10 |  | Fixed | Roof
NJSTRE1545387141 | NJSRRE1543501529 | Transition Incentive Program | STIRLING | 7980 | 3 | 5.04 | Residential | Yes | Behind the Meter | Net-metered residential rooftop and canopy |  | None | Vivint Solar Developer, LLC | JCP&L | Accepted | 2019-12-09 | 2019-12-11 | 2021-10-30 | HANWHA SOLAR | Q.PEAK BLK-G5 315 | Solar Panels |  | 0.315 | 3 | 173 | 29 |  | Fixed | Roof
NJSTRE1545387143 | NJSRRE1543656608 | Transition Incentive Program | Howell | 7731 | 17 | 15.68 | Commercial | No | Behind the Meter | Net-metered non-residential rooftop and canopy |  | None | Powerlutions | JCP&L | Accepted |  | 2019-12-27 | 2021-10-30 | Axitec | AC-320MH/120S | Solar Panels |  | 0.32 | 33 | 275 | 33 |  | Fixed | Roof
NJSTRE1545387146 | NJSRRE1543513048 | Transition Incentive Program | Orange | 7050 | 9 | 8.28 | Residential | Yes | Behind the Meter | Behind the Meter |  | None | Pro Custom Solar dba Momentum Solar | PSE&G | Eligible for TI Program | 2019-12-11 | 2019-12-18 | 2021-10-30 | LG ELECTRONICS | LG 345N1C-V5 | Solar Panels |  | 0.345 | 10 | 210 | 32 |  | Fixed | Roof
NJSTRE1545387149 | NJSRRE1543421700 | Transition Incentive Program | Atlantic Highlands | 7716 | 17 | 10.71 | Residential | Yes | Behind the Meter | Net-metered residential rooftop and canopy |  | None | Vivint Solar Developer, LLC | JCP&L | Accepted | 2019-11-20 | 2019-11-22 | 2021-10-30 | HANWHA SOLAR | Q.PEAK BLK-G5 315 | Solar Panels |  | 0.315 | 14 | 252 | 19 |  | Fixed | Roof
NJSTRE1545387151 | NJSRRE1543513144 | Transition Incentive Program | Bound Brook | 8805 | 5 | 11.66 | Residential | Yes | Behind the Meter | Net-metered residential rooftop and canopy |  | None | Vivint Solar Developer, LLC | PSE&G | Accepted | 2019-12-11 | 2019-12-16 | 2021-10-30 | HANWHA SOLAR | Q.PEAK BLK-G5 315 | Solar Panels |  | 0.315 | 25 | 63 | 22 |  | Fixed | Roof
NJSTRE1545387165 | NJSRRE1544219712 | Transition Incentive Program | Somerset | 8873 | 5 | 10.08 | Residential | Yes | Behind the Meter | Net-metered residential rooftop and canopy |  | None | Suntuity Solar LLC | PSE&G | Accepted | 2020-01-24 | 2020-01-28 | 2021-10-30 | Hanwha Solar | Q-Cells 315 Mono | Solar Panels |  | 0.315 | 8 | 218 | 19 |  | Fixed | Roof
NJSTRE1545387175 | NJSRRE1543572478 | Transition Incentive Program | Jackson | 8527 | 18 | 4.96 | Residential | Yes | Behind the Meter | Net-metered residential rooftop and canopy |  | None | All Season Solar | JCP&L | Accepted |  | 2019-12-26 | 2021-10-30 | Trina | TSM DD05H.05II 310W AUG 2019 | Solar Panels |  | 0.31 | 4 | 155 | 30 |  | Fixed | Roof
NJSTRE1545387178 | NJSRRE1543495776 | Transition Incentive Program | Vineland | 8360 | 20 | 8.19 | Residential | Yes | Behind the Meter | Behind the Meter |  | None | Trinity Solar | Vineland Muni Electric | Eligible for TI Program | 2019-12-06 | 2019-12-10 | 2021-10-30 | Hanwha 315 | Q.PEAK DUO BLK-G5 315 | Solar Panels |  | 0.315 | 26 | 184 | 23 |  | Fixed | Roof
NJSTRE1545387131 | NJSRRE1544153675 | Transition Incentive Program | Brick | 8724 | 18 | 5.99 | Residential | Yes | Behind the Meter | Net-metered residential rooftop and canopy |  | None | Vision Solar LLC | JCP&L | Accepted | 2020-01-09 | 2020-01-14 | 2021-10-30 | hanwa qcells | qpeak duo-g5 315 | Solar Panels |  | 0.315 | 10 | 255 | 10 |  | Fixed | Roof
NJSTRE1545387136 | NJSRRE1543565252 | Transition Incentive Program | Orange | 7050 | 9 | 5.99 | Residential | Yes | Behind the Meter | Behind the Meter |  | None | Trinity Solar | PSE&G | Eligible for TI Program | 2019-12-18 | 2019-12-23 | 2021-10-30 | HANWHA | Q.PEAK DUO BLK-G5 315 | Solar Panels |  | 0.315 | 8 | 290 | 3 |  | Fixed | Roof
NJSTRE1545387137 | NJSRRE1544320762 | Transition Incentive Program | Nutley | 7110 | 9 | 5.99 | Residential | Yes | Behind the Meter | Net-metered residential rooftop and canopy |  | None | Suntuity Solar LLC | PSE&G | Accepted | 2020-01-29 | 2020-02-03 | 2021-10-30 | Hanwha Solar | Q-Cells 315 Mono | Solar Panels |  | 0.315 | 4 | 61 | 28 |  | Fixed | Roof
NJSTRE1545387142 | NJSRRE1543502077 | Transition Incentive Program | Union | 7083 | 10 | 10.35 | Residential | Yes | Behind the Meter | Behind the Meter |  | None | Pro Custom Solar dba Momentum Solar | PSE&G | Eligible for TI Program | 2019-12-09 | 2019-12-11 | 2021-10-30 | LG ELECTRONICS | LG 345N1C-V5 | Solar Panels |  | 0.345 | 16 | 28 | 40 |  | Fixed | Roof
NJSTRE1545387147 | NJSRRE1543464481 | Transition Incentive Program | Hewitt | 7421 | 6 | 25.68 | Non Profit | No | Behind the Meter | Behind the Meter |  | None | Self install | Orange Rockland Electric | Eligible for TI Program | 2019-12-02 | 2019-12-23 | 2021-10-30 | Canadian Solar | CS1U-395MS | Solar Panels |  | 0.395 | 65 | 283 | 22 |  | Fixed | Roof
NJSTRE1545387158 | NJSRRE1544519685 | Transition Incentive Program | Mount Laurel Township | 8054 | 13 | 9.66 | Residential | No | Behind the Meter | Net-metered residential rooftop and canopy |  | None | Sunrun Installation Services, Inc. | PSE&G | Final As-Built Received |  | 2020-02-25 | 2021-10-30 | LG Electronics | LG345N1C-V5 | Solar Panels |  | 0.345 | 10 | 206 | 42 |  | Fixed | Roof
NJSTRE1545387162 | NJSRRE1543909129 | Transition Incentive Program | Wall Township | 7719 | 17 | 9.3 | Residential | No | Behind the Meter | Behind the Meter |  | None | Power Home Remodeling Group | JCP&L | Eligible for TI Program | 2020-01-03 | 2020-01-09 | 2021-10-30 | Hyundai | HiS-S300RG | Solar Panels |  | 0.3 | 9 | 107 | 32 |  | Fixed | Roof
NJSTRE1545387163 | NJSRRE1544519947 | Transition Incentive Program | Linden | 7036 | 10 | 6.08 | Residential | Yes | Behind the Meter | Net-metered residential rooftop and canopy |  | None | Vivint Solar Developer, LLC | PSE&G | Accepted | 2020-02-22 | 2020-02-25 | 2021-10-30 | JINKO SOLAR | JKM320M-60HBL | Solar Panels |  | 0.32 | 19 | 129 | 26 |  | Fixed | Roof
NJSTRE1545387164 | NJSRRE1543422171 | Transition Incentive Program | Stewartsville | 8886 | 2 | 6.93 | Residential | Yes | Behind the Meter | Behind the Meter |  | None | Pro Custom Solar dba Momentum Solar | JCP&L | Eligible for TI Program | 2019-11-19 | 2019-11-22 | 2021-10-30 | Hanwha | Q.Peak DUO BLK-G5 315 | Solar Panels |  | 0.315 | 4 | 47 | 32 |  | Fixed | Roof
NJSTRE1545387170 | NJSRRE1544217991 | Transition Incentive Program | Irvington Town | 7111 | 9 | 7.19 | Residential | Yes | Behind the Meter | Behind the Meter |  | None | Seabright Solar | PSE&G | Eligible for TI Program | 2020-01-28 | 2020-01-28 | 2021-10-30 | Sunpower | SPR-E20-327 | Solar Panels |  | 0.327 | 11 | 300 | 14 |  | Fixed | Roof
NJSTRE1545387183 | NJSRRE1543514594 | Transition Incentive Program | NEWARK | 7103 | 9 | 8.51 | Residential | Yes | Behind the Meter | Behind the Meter |  | None | Pro Custom Solar dba Momentum Solar | PSE&G | Eligible for TI Program | 2019-12-11 | 2019-12-16 | 2021-10-30 | HANWHA | Q.PEAK DUO BLK-G5 315 | Solar Panels |  | 0.315 | 4 | 26 | 27 |  | Fixed | Roof
NJSTRE1545387187 | NJSRRE1544347091 | Transition Incentive Program | Freehold | 7728 | 17 | 19.85 | Residential | Yes | Behind the Meter | Behind the Meter |  | None | Trinity Solar | JCP&L | Eligible for TI Program | 2020-02-03 | 2020-02-05 | 2021-10-30 | Hanwha | Q.PEAK DUO BLK-G5 315 | Solar Panels |  | 0.315 | 29 | 275 | 18 |  | Fixed | Roof
NJSTRE1545387187 | NJSRRE1544347091 | Transition Incentive Program | Freehold | 7728 | 17 | 19.85 | Residential | Yes | Behind the Meter | Behind the Meter |  | None | Trinity Solar | JCP&L | Eligible for TI Program | 2020-02-03 | 2020-02-05 | 2021-10-30 | Hanwha | Q.PEAK DUO BLK-G5 315 | Solar Panels |  | 0.315 | 8 | 95 | 18 |  | Fixed | Roof
NJSTRE1545387116 | NJSRRE1544468811 | Transition Incentive Program | Morganville | 7751 | 17 | 25.83 | Residential | No | Behind the Meter | Net-metered residential rooftop and canopy |  | None | Suntuity Solar LLC | JCP&L | Accepted | 2020-02-18 | 2020-03-09 | 2021-10-30 | Hanwha Solar | Q-Cells 315 Mono | Solar Panels |  | 0.315 | 34 | 105 | 37 |  | Fixed | Roof
NJSTRE1545387122 | NJSRRE1543426185 | Transition Incentive Program | Montclair | 7042 | 9 | 12.08 | Residential | No | Behind the Meter | Net-metered residential rooftop and canopy |  | None | SunPower Corporation, Systems | PSE&G | Accepted |  | 2019-11-25 | 2021-10-30 | SUNPOWER | SPR-X21-345-D-AC | Solar Panels |  | 0.345 | 2 | 304 | 19 |  | Fixed | Roof
NJSTRE1545387124 | NJSRRE1544543677 | Transition Incentive Program | PLAINFIELD | 7063 | 10 | 3.15 | Residential | No | Behind the Meter | Net-metered residential rooftop and canopy |  | None | Vivint Solar Developer, LLC | PSE&G | Accepted | 2020-02-27 | 2020-03-02 | 2021-10-30 | LG | LG315N1K-V5 | Solar Panels |  | 0.315 | 3 | 41 | 33 |  | Fixed | Roof
NJSTRE1545387125 | NJSRRE1543585944 | Transition Incentive Program | PARAMUS | 7652 | 7 | 2.07 | Residential | No | Behind the Meter | Behind the Meter |  | None | Infinity Solar Systems | PSE&G | Eligible for TI Program | 2019-12-20 | 2019-12-26 | 2021-10-30 | SUNPOWER | SPR-X21-345-C-AC | Solar Panels |  | 0.345 | 6 | 202 | 22 |  | Fixed | Roof
NJSTRE1545387132 | NJSRRE1543482567 | Transition Incentive Program | Summit | 7901 | 10 | 9.77 | Residential | Yes | Behind the Meter | Behind the Meter |  | None | Pro Custom Solar dba Momentum Solar | JCP&L | Eligible for TI Program | 2019-12-05 | 2019-12-10 | 2021-10-30 | Hanwha | Q.Peak DUO BLK-G5 315 | Solar Panels |  | 0.315 | 11 | 113 | 39 |  | Fixed | Roof
NJSTRE1545387132 | NJSRRE1543482567 | Transition Incentive Program | Summit | 7901 | 10 | 9.77 | Residential | Yes | Behind the Meter | Behind the Meter |  | None | Pro Custom Solar dba Momentum Solar | JCP&L | Eligible for TI Program | 2019-12-05 | 2019-12-10 | 2021-10-30 | Hanwha | Q.Peak DUO BLK-G5 315 | Solar Panels |  | 0.315 | 17 | 293 | 39 |  | Fixed | Roof
NJSTRE1545387143 | NJSRRE1543656608 | Transition Incentive Program | Howell | 7731 | 17 | 15.68 | Commercial | No | Behind the Meter | Net-metered non-residential rooftop and canopy |  | None | Powerlutions | JCP&L | Accepted |  | 2019-12-27 | 2021-10-30 | Axitec | AC-320MH/120S | Solar Panels |  | 0.32 | 16 | 95 | 19 |  | Fixed | Roof
NJSTRE1545387146 | NJSRRE1543513048 | Transition Incentive Program | Orange | 7050 | 9 | 8.28 | Residential | Yes | Behind the Meter | Behind the Meter |  | None | Pro Custom Solar dba Momentum Solar | PSE&G | Eligible for TI Program | 2019-12-11 | 2019-12-18 | 2021-10-30 | LG ELECTRONICS | LG 345N1C-V5 | Solar Panels |  | 0.345 | 4 | 120 | 32 |  | Fixed | Roof
NJSTRE1545387146 | NJSRRE1543513048 | Transition Incentive Program | Orange | 7050 | 9 | 8.28 | Residential | Yes | Behind the Meter | Behind the Meter |  | None | Pro Custom Solar dba Momentum Solar | PSE&G | Eligible for TI Program | 2019-12-11 | 2019-12-18 | 2021-10-30 | LG ELECTRONICS | LG 345N1C-V5 | Solar Panels |  | 0.345 | 2 | 120 | 20 |  | Fixed | Roof
NJSTRE1545387154 | NJSRRE1544519526 | Transition Incentive Program | Paterson | 7514 | 6 | 7.94 | Residential | Yes | Behind the Meter | Behind the Meter |  | None | Sunrun Installation Services, Inc. | PSE&G | Eligible for TI Program | 2020-02-21 | 2020-02-25 | 2021-10-30 | LG Electronics | LG345N1C-V5 | Solar Panels |  | 0.345 | 7 | 188 | 34 |  | Fixed | Roof
NJSTRE1545387154 | NJSRRE1544519526 | Transition Incentive Program | Paterson | 7514 | 6 | 7.94 | Residential | Yes | Behind the Meter | Behind the Meter |  | None | Sunrun Installation Services, Inc. | PSE&G | Eligible for TI Program | 2020-02-21 | 2020-02-25 | 2021-10-30 | LG Electronics | LG345N1C-V5 | Solar Panels |  | 0.345 | 4 | 98 | 34 |  | Fixed | Roof
NJSTRE1545387156 | NJSRRE1544152680 | Transition Incentive Program | Cherry Hill | 8002 | 14 | 179.4 | Government Facility | No | Behind the Meter | Net-metered non-residential rooftop and canopy |  | None | Miller Bros | PSE&G | Accepted |  | 2020-01-14 | 2021-10-30 | Sunpower | SPR-X21-460-COM | Solar Panels |  | 0.46 | 390 | 186 | 10 |  | Fixed | Parking Lot | Carport
NJSTRE1545387165 | NJSRRE1544219712 | Transition Incentive Program | Somerset | 8873 | 5 | 10.08 | Residential | Yes | Behind the Meter | Net-metered residential rooftop and canopy |  | None | Suntuity Solar LLC | PSE&G | Accepted | 2020-01-24 | 2020-01-28 | 2021-10-30 | Hanwha Solar | Q-Cells 315 Mono | Solar Panels |  | 0.315 | 24 | 218 | 19 |  | Fixed | Roof
NJSTRE1545387160 | NJSRRE1544352981 | Transition Incentive Program | SOMERDALE | 8083 | 14 | 14.49 | Residential | Yes | Behind the Meter | Net-metered residential rooftop and canopy |  | None | Vivint Solar Developer, LLC | PSE&G | Accepted | 2020-02-05 | 2020-02-07 | 2021-10-30 | Hanwha Solar | Q.PEAK BLK-G5 315 | Solar Panels |  | 0.315 | 10 | 84 | 20 |  | Fixed | Roof
NJSTRE1545387160 | NJSRRE1544352981 | Transition Incentive Program | SOMERDALE | 8083 | 14 | 14.49 | Residential | Yes | Behind the Meter | Net-metered residential rooftop and canopy |  | None | Vivint Solar Developer, LLC | PSE&G | Accepted | 2020-02-05 | 2020-02-07 | 2021-10-30 | Hanwha Solar | Q.PEAK BLK-G5 315 | Solar Panels |  | 0.315 | 12 | 84 | 20 |  | Fixed | Roof
NJSTRE1545387166 | NJSRRE1543441623 | Transition Incentive Program | Pitman | 8071 | 15 | 48.28 | Commercial | No | Behind the Meter | Net-metered non-residential rooftop and canopy |  | None | Pennoni Associates, Inc. | AC Electric | Accepted | 2019-11-26 | 2019-12-02 | 2021-10-30 | Axitec, Trina | AXIpremium385HC, TSM-DD05A.05(11) | Solar Panels |  | 0.355 | 136 | 241,71,251,161 | 3 |  | Fixed | Roof
NJSTRE1545387173 | NJSRRE1544524650 | Transition Incentive Program | Teaneck | 7666 | 7 | 6.2 | Residential | Yes | Behind the Meter | Behind the Meter |  | None | Sunrun Installation Services, Inc. | PSE&G | Eligible for TI Program | 2020-02-24 | 2020-02-27 | 2021-10-30 | REC Solar | REC310TP2M | Solar Panels |  | 0.31 | 5 | 290 | 23 |  | Fixed | Roof
NJSTRE1545387174 | NJSRRE1544201376 | Transition Incentive Program | Sayreville | 8859 | 11 | 3.6 | Residential | Yes | Behind the Meter | Net-metered residential rooftop and canopy |  | None | SunPower Corporation, Systems | JCP&L | Accepted |  | 2020-01-24 | 2021-10-30 | SUNPOWER | SPR-E20-327-E-AC | Solar Panels |  | 0.327 | 11 | 20 | 140 |  | Fixed | Roof
NJSTRE1545387180 | NJSRRE1544545701 | Transition Incentive Program | Ledgewood | 7852 | 3 | 11.22 | Residential | No | Behind the Meter | Behind the Meter |  | None | Pro Custom Solar dba Momentum Solar | JCP&L | Eligible for TI Program | 2020-02-27 | 2020-03-02 | 2021-10-30 | Hanwha | Q.Peak DUO BLK-G6+ 340 | Solar Panels |  | 0.34 | 28 | 113 | 34 |  | Fixed | Roof
NJSTRE1545387180 | NJSRRE1544545701 | Transition Incentive Program | Ledgewood | 7852 | 3 | 11.22 | Residential | No | Behind the Meter | Behind the Meter |  | None | Pro Custom Solar dba Momentum Solar | JCP&L | Eligible for TI Program | 2020-02-27 | 2020-03-02 | 2021-10-30 | Hanwha | Q.Peak DUO BLK-G6+ 340 | Solar Panels |  | 0.34 | 5 | 113 | 44 |  | Fixed | Roof
NJSTRE1545387194 | NJSRRE1544413185 | Transition Incentive Program | Villas | 8251 | 21 | 10.4 | Residential | Yes | Behind the Meter | Net-metered residential rooftop and canopy |  | None | Vision Solar LLC | AC Electric | Accepted | 2020-02-06 | 2020-02-10 | 2021-10-30 | hanwa qcells | qpeak duo g5 315 | Solar Panels |  | 0.315 | 18 | 174 | 27 |  | Fixed | Roof
NJSTRE1545387194 | NJSRRE1544413185 | Transition Incentive Program | Villas | 8251 | 21 | 10.4 | Residential | Yes | Behind the Meter | Net-metered residential rooftop and canopy |  | None | Vision Solar LLC | AC Electric | Accepted | 2020-02-06 | 2020-02-10 | 2021-10-30 | hanwa qcells | qpeak duo g5 315 | Solar Panels |  | 0.315 | 15 | 354 | 27 |  | Fixed | Roof
NJSTRE1545387201 | NJSRRE1544537442 | Transition Incentive Program | Cherry Hill | 8002 | 14 | 15.19 | Residential | Yes | Behind the Meter | Behind the Meter |  | None | Sunrun Installation Services, Inc. | PSE&G | Eligible for TI Program | 2020-03-06 | 2020-03-06 | 2021-10-30 | REC Solar | REC310TP2M | Solar Panels |  | 0.31 | 21 | 119 | 30 |  | Fixed | Roof
NJSTRE1545387201 | NJSRRE1544537442 | Transition Incentive Program | Cherry Hill | 8002 | 14 | 15.19 | Residential | Yes | Behind the Meter | Behind the Meter |  | None | Sunrun Installation Services, Inc. | PSE&G | Eligible for TI Program | 2020-03-06 | 2020-03-06 | 2021-10-30 | REC Solar | REC310TP2M | Solar Panels |  | 0.31 | 9 | 120 | 23 |  | Fixed | Roof
NJSTRE1545387207 | NJSRRE1543422123 | Transition Incentive Program | Newark City | 7112 | 9 | 3.41 | Residential | No | Behind the Meter | Net-metered residential rooftop and canopy |  | None | Palmetto Solar LLC | PSE&G | Accepted | 2019-11-19 | 2019-11-22 | 2021-10-30 | Hanwha | All Black Module 310W | Solar Panels |  | 0.31 | 11 | 180 | 25 |  | Fixed | Roof
NJSTRE1545387181 | NJSRRE1543912219 | Transition Incentive Program | Somerville | 8876 | 5 | 65.45 | Commercial | No | Behind the Meter | Behind the Meter |  | None | Green Power | PSE&G | Eligible for TI Program | 2020-01-03 | 2020-01-07 | 2021-10-30 | Trina | TSM-385DE14H(II) | Solar Panels |  | 0.385 | 57 | 196 | 27 |  | Fixed | Roof
NJSTRE1545387182 | NJSRRE1543533447 | Transition Incentive Program | GALLOWAY | 8205 | 19 | 5.67 | Residential | Yes | Behind the Meter | Net-metered residential rooftop and canopy |  | None | Vivint Solar Developer, LLC | AC Electric | Accepted | 2019-12-12 | 2019-12-17 | 2021-10-30 | HANWHA SOLAR | Q.PEAK BLK-G5 315 | Solar Panels |  | 0.315 | 9 | 102 | 19 |  | Fixed | Roof
NJSTRE1545387186 | NJSRRE1544519568 | Transition Incentive Program | Kearny | 7032 | 8 | 4.34 | Residential | No | Behind the Meter | Behind the Meter |  | None | Sunrun Installation Services, Inc. | PSE&G | Eligible for TI Program | 2020-02-21 | 2020-02-25 | 2021-10-30 | REC Solar | REC310TP2M | Solar Panels |  | 0.31 | 5 | 25 | 30 |  | Fixed | Roof
NJSTRE1545387189 | NJSRRE1544144288 | Transition Incentive Program | Edison | 8817 | 11 | 5.12 | Residential | Yes | Behind the Meter | Behind the Meter |  | None | Sunrun Installation Services, Inc. | PSE&G | Eligible for TI Program | 2020-01-08 | 2020-01-13 | 2021-10-30 | Hanwha Q-Cells | Q.PEAK DUO-G7 320 | Solar Panels |  | 0.32 | 3 | 111 | 37 |  | Fixed | Roof
NJSTRE1545387191 | NJSRRE1543436398 | Transition Incentive Program | MONTCLAIR | 7042 | 9 | 4.1 | Residential | Yes | Behind the Meter | Net-metered residential rooftop and canopy |  | None | Vivint Solar Developer, LLC | PSE&G | Accepted | 2019-11-25 | 2019-11-26 | 2021-10-30 | HANWHA SOLAR | Q.PEAK BLK-G5 315 | Solar Panels |  | 0.315 | 3 | 20 | 27 |  | Fixed | Roof
NJSTRE1545387200 | NJSRRE1544456565 | Transition Incentive Program | Sicklerville | 8081 | 14 | 7.36 | Residential | Yes | Behind the Meter | Net-metered residential rooftop and canopy |  | None | Vivint Solar Developer, LLC | AC Electric | Accepted | 2020-02-17 | 2020-02-18 | 2021-10-30 | Jinko Solar | JKM320M-60HBL | Solar Panels |  | 0.32 | 9 | 103 | 38 |  | Fixed | Roof
NJSTRE1545387206 | NJSRRE1543552456 | Transition Incentive Program | Cranbury | 8831 | 11 | 11.22 | Residential | No | Behind the Meter | Behind the Meter |  | None | Sunrun Installation Services, Inc. | JCP&L | Eligible for TI Program | 2019-12-16 | 2019-12-19 | 2021-10-30 | LG Electronics | LG330N1C-A5 | Solar Panels |  | 0.33 | 12 | 89 | 34 |  | Fixed | Roof
NJSTRE1545387215 | NJSRRE1544442533 | Transition Incentive Program | Barrington | 8007 | 14 | 11.03 | Residential | Yes | Behind the Meter | Net-metered residential rooftop and canopy |  | None | Suntuity Solar LLC | PSE&G | Accepted | 2020-02-13 | 2020-02-18 | 2021-10-30 | Hanwha Solar | Q-Cells 315 Mono | Solar Panels |  | 0.315 | 10 | 263 | 23 |  | Fixed | Roof
NJSTRE1545387220 | NJSRRE1544334241 | Transition Incentive Program | MARLTON | 8053 | 13 | 5.04 | Residential | Yes | Behind the Meter | Net-metered residential rooftop and canopy |  | None | Vivint Solar Developer, LLC | AC Electric | Accepted | 2020-01-30 | 2020-02-04 | 2021-10-30 | HANWHA SOLAR | Q.PEAK BLK-G5 315W | Solar Panels |  | 0.315 | 12 | 317 | 22 |  | Fixed | Roof
NJSTRE1545387225 | NJSRRE1543442835 | Transition Incentive Program | Barnegat | 8005 | 18 | 12.6 | Residential | Yes | Behind the Meter | Net-metered residential rooftop and canopy |  | None | Vivint Solar Developer, LLC | AC Electric | Accepted | 2019-11-26 | 2019-11-27 | 2021-10-30 | Hanwha Solar | Q.PEAK BLK-G5 315 | Solar Panels |  | 0.315 | 4 | 153 | 21 |  | Fixed | Roof
NJSTRE1545387234 | NJSRRE1544373669 | Transition Incentive Program | Pleasantville | 8232 | 19 | 7.68 | Residential | No | Behind the Meter | Net-metered residential rooftop and canopy |  | None | Castle Energy, LLC | AC Electric | Accepted | 2020-02-05 | 2020-02-07 | 2021-10-30 | Hanwha Q-Cells | Q.Peak DUO-G5 320 | Solar Panels |  | 0.32 | 24 | 115 | 20 |  | Fixed | Roof
NJSTRE1545387241 | NJSRRE1543502036 | Transition Incentive Program | IRVINGTON | 7111 | 9 | 9.45 | Residential | Yes | Behind the Meter | Behind the Meter |  | None | Vivint Solar Developer, LLC | PSE&G | Eligible for TI Program | 2019-12-09 | 2019-12-11 | 2021-10-30 | Hanwha | Q.PEAK BLK-G5 315 | Solar Panels |  | 0.315 | 4 | 192 | 35 |  | Fixed | Roof
NJSTRE1545387189 | NJSRRE1544144288 | Transition Incentive Program | Edison | 8817 | 11 | 5.12 | Residential | Yes | Behind the Meter | Behind the Meter |  | None | Sunrun Installation Services, Inc. | PSE&G | Eligible for TI Program | 2020-01-08 | 2020-01-13 | 2021-10-30 | Hanwha Q-Cells | Q.PEAK DUO-G7 320 | Solar Panels |  | 0.32 | 7 | 111 | 18 |  | Fixed | Roof
NJSTRE1545387195 | NJSRRE1544166032 | Transition Incentive Program | JACKSON | 8527 | 18 | 12 | Residential | No | Behind the Meter | Behind the Meter |  | None | Kamtech Solar Solutions | JCP&L | Eligible for TI Program | 2020-01-14 | 2020-01-20 | 2021-10-30 | Sunpower Corp | SPWR-E20-327-AC-E | Solar Panels |  | 0.3 | 40 | 197 | 45 |  | Fixed | Roof
NJSTRE1545387201 | NJSRRE1544537442 | Transition Incentive Program | Cherry Hill | 8002 | 14 | 15.19 | Residential | Yes | Behind the Meter | Behind the Meter |  | None | Sunrun Installation Services, Inc. | PSE&G | Eligible for TI Program | 2020-03-06 | 2020-03-06 | 2021-10-30 | REC Solar | REC310TP2M | Solar Panels |  | 0.31 | 11 | 299 | 30 |  | Fixed | Roof
NJSTRE1545387201 | NJSRRE1544537442 | Transition Incentive Program | Cherry Hill | 8002 | 14 | 15.19 | Residential | Yes | Behind the Meter | Behind the Meter |  | None | Sunrun Installation Services, Inc. | PSE&G | Eligible for TI Program | 2020-03-06 | 2020-03-06 | 2021-10-30 | REC Solar | REC310TP2M | Solar Panels |  | 0.31 | 4 | 300 | 23 |  | Fixed | Roof
NJSTRE1545387206 | NJSRRE1543552456 | Transition Incentive Program | Cranbury | 8831 | 11 | 11.22 | Residential | No | Behind the Meter | Behind the Meter |  | None | Sunrun Installation Services, Inc. | JCP&L | Eligible for TI Program | 2019-12-16 | 2019-12-19 | 2021-10-30 | LG Electronics | LG330N1C-A5 | Solar Panels |  | 0.33 | 18 | 269 | 34 |  | Fixed | Roof
NJSTRE1545387206 | NJSRRE1543552456 | Transition Incentive Program | Cranbury | 8831 | 11 | 11.22 | Residential | No | Behind the Meter | Behind the Meter |  | None | Sunrun Installation Services, Inc. | JCP&L | Eligible for TI Program | 2019-12-16 | 2019-12-19 | 2021-10-30 | LG Electronics | LG330N1C-A5 | Solar Panels |  | 0.33 | 4 | 179 | 40 |  | Fixed | Roof
NJSTRE1545387213 | NJSRRE1544309446 | Transition Incentive Program | Tenafly | 7670 | 7 | 6.2 | Residential | No | Behind the Meter | Behind the Meter |  | None | Sunrun Installation Services, Inc. | PSE&G | Eligible for TI Program | 2020-01-27 | 2020-01-30 | 2021-10-30 | REC Solar | REC310TP2M | Solar Panels |  | 0.31 | 20 | 196 | 26 |  | Fixed | Roof
NJSTRE1545387218 | NJSRRE1544326539 | Transition Incentive Program | Dover | 7801 | 3 | 13.64 | Residential | Yes | Behind the Meter | Behind the Meter |  | None | Sunrun Installation Services, Inc. | JCP&L | Eligible for TI Program | 2020-01-29 | 2020-02-03 | 2021-10-30 | REC Solar | REC310TP2M | Solar Panels |  | 0.31 | 18 | 82 | 23 |  | Fixed | Roof
NJSTRE1545387219 | NJSRRE1544446726 | Transition Incentive Program | Sicklerville | 8081 | 14 | 9.38 | Residential | Yes | Behind the Meter | Net-metered residential rooftop and canopy |  | None | Vision Solar LLC | AC Electric | Accepted | 2020-02-13 | 2020-02-18 | 2021-10-30 | lg solar | lg335n1k-v5 | Solar Panels |  | 0.335 | 28 | 132 | 24 |  | Fixed | Roof
NJSTRE1545387223 | NJSRRE1544441406 | Transition Incentive Program | Union | 7083 | 10 | 6.82 | Residential | Yes | Behind the Meter | Behind the Meter |  | None | Sunrun Installation Services, Inc. | PSE&G | Eligible for TI Program | 2020-02-12 | 2020-02-17 | 2021-10-30 | REC Solar | REC310TP2M | Solar Panels |  | 0.31 | 22 | 186 | 23 |  | Fixed | Roof
NJSTRE1545387230 | NJSRRE1544322847 | Transition Incentive Program | NORTH BRUNSWICK | 8902 | 11 | 10.71 | Residential | Yes | Behind the Meter | Net-metered residential rooftop and canopy |  | None | Vivint Solar Developer, LLC | PSE&G | Accepted | 2020-01-29 | 2020-01-31 | 2021-10-30 | HANWHA SOLAR | Q.PEAK BLK-G5 315 | Solar Panels |  | 0.315 | 17 | 222 | 23 |  | Fixed | Roof
NJSTRE1545387235 | NJSRRE1544419886 | Transition Incentive Program | Belleplain | 8270 | 21 | 7.04 | Residential | Yes | Behind the Meter | Behind the Meter |  | None | Skyline Solar, LLC | AC Electric | Eligible for TI Program | 2020-02-07 | 2020-02-12 | 2021-10-30 | Hanwha Q-Cells | Q.PEAK DUO-G5 320 | Solar Panels |  | 0.32 | 22 | 138318 | 17 |  | Fixed | Roof
NJSTRE1545387241 | NJSRRE1543502036 | Transition Incentive Program | IRVINGTON | 7111 | 9 | 9.45 | Residential | Yes | Behind the Meter | Behind the Meter |  | None | Vivint Solar Developer, LLC | PSE&G | Eligible for TI Program | 2019-12-09 | 2019-12-11 | 2021-10-30 | Hanwha | Q.PEAK BLK-G5 315 | Solar Panels |  | 0.315 | 6 | 12 | 35 |  | Fixed | Roof
NJSTRE1545387192 | NJSRRE1544172107 | Transition Incentive Program | Wayne | 7470 | 6 | 6.2 | Residential | Yes | Behind the Meter | Behind the Meter |  | None | Sunrun Installation Services, Inc. | PSE&G | Eligible for TI Program | 2020-01-15 | 2020-01-20 | 2021-10-30 | REC Solar | REC310TP2M | Solar Panels |  | 0.31 | 4 | 310 | 27 |  | Fixed | Roof
NJSTRE1545387199 | NJSRRE1544162537 | Transition Incentive Program | Ewing | 8618 | 12 | 3.47 | Residential | Yes | Behind the Meter | Behind the Meter |  | None | Pro Custom Solar dba Momentum Solar | PSE&G | Eligible for TI Program | 2020-01-13 | 2020-01-16 | 2021-10-30 | HANWHA | Q.Peak DUO BLK-G5 315 | Solar Panels |  | 0.315 | 7 | 185 | 10 |  | Fixed | Roof
NJSTRE1545387203 | NJSRRE1544354956 | Transition Incentive Program | Gibbsboro | 8026 | 14 | 7.25 | Residential | Yes | Behind the Meter | Net-metered residential rooftop and canopy |  | None | Vivint Solar Developer, LLC | AC Electric | Accepted | 2020-02-05 | 2020-02-07 | 2021-10-30 | Hanwha Solar | Q.PEAK BLK-G5 315 | Solar Panels |  | 0.315 | 23 | 229 | 15 |  | Fixed | Roof
NJSTRE1545387204 | NJSRRE1544352303 | Transition Incentive Program | Millville | 8332 | 20 | 12.92 | Residential | Yes | Behind the Meter | Net-metered residential rooftop and canopy |  | None | Suntuity Solar LLC | AC Electric | Accepted | 2020-02-04 | 2020-02-06 | 2021-10-30 | Hanwha Solar | Q-Cells 315 Mono | Solar Panels |  | 0.315 | 22 | 80 | 21 |  | Fixed | Roof
NJSTRE1545387209 | NJSRRE1543439389 | Transition Incentive Program | Swedesboro | 8085 | 15 | 10.4 | Residential | No | Behind the Meter | Behind the Meter |  | None | Sunny Corp | AC Electric | Eligible for TI Program | 2019-11-24 | 2019-11-27 | 2021-10-30 | Panasonic | VBHN325KA03 | Solar Panels |  | 0.325 | 3 | 232 | 34 |  | Fixed | Roof
NJSTRE1545387210 | NJSRRE1544185857 | Transition Incentive Program | Chesilhurst | 8089 | 14 | 10.85 | Residential | Yes | Behind the Meter | Behind the Meter |  | None | Pro Custom Solar dba Momentum Solar | AC Electric | Eligible for TI Program | 2020-01-16 | 2020-01-22 | 2021-10-30 | LG ELECTRONICS | LG 350N1C-V5 | Solar Panels |  | 0.35 | 9 | 109 | 23 |  | Fixed | Roof
NJSTRE1545387215 | NJSRRE1544442533 | Transition Incentive Program | Barrington | 8007 | 14 | 11.03 | Residential | Yes | Behind the Meter | Net-metered residential rooftop and canopy |  | None | Suntuity Solar LLC | PSE&G | Accepted | 2020-02-13 | 2020-02-18 | 2021-10-30 | Hanwha Solar | Q-Cells 315 Mono | Solar Panels |  | 0.315 | 9 | 83 | 23 |  | Fixed | Roof
NJSTRE1545387216 | NJSRRE1544468832 | Transition Incentive Program | Logan Twp | 8085 | 15 | 6.93 | Residential | No | Behind the Meter | Behind the Meter |  | None | Sun Up Zero Down | AC Electric | Eligible for TI Program | 2020-02-18 | 2020-02-20 | 2021-10-30 | certainteed | CT315HC11-04 | Solar Panels |  | 0.315 | 22 | 147 | 26 |  | Fixed | Roof
NJSTRE1545387222 | NJSRRE1543461155 | Transition Incentive Program | Point Pleasant | 8742 | 18 | 12.6 | Residential | No | Behind the Meter | Net-metered residential rooftop and canopy |  | None | Suntuity Solar LLC | JCP&L | Accepted | 2019-11-30 | 2019-12-04 | 2021-10-30 | Yingli Green Energy | YL315D-30b | Solar Panels |  | 0.315 | 20 | 176 | 20 |  | Fixed | Roof
NJSTRE1545387226 | NJSRRE1543465461 | Transition Incentive Program | EWING | 8618 | 12 | 4.73 | Residential | Yes | Behind the Meter | Net-metered residential rooftop and canopy |  | None | Vivint Solar Developer, LLC | PSE&G | Accepted | 2019-12-02 | 2019-12-05 | 2021-10-30 | HANWHA SOLAR | Q.PEAK BLK-G5 315 | Solar Panels |  | 0.315 | 15 | 128 | 22 |  | Fixed | Roof
NJSTRE1545387245 | NJSRRE1544456167 | Transition Incentive Program | burlington | 8016 | 13 | 8.71 | Residential | Yes | Behind the Meter | Net-metered residential rooftop and canopy |  | None | Vision Solar LLC | PSE&G | Accepted | 2020-02-14 | 2020-02-18 | 2021-10-30 | lg solar | lg335n1k-v5 | Solar Panels |  | 0.335 | 7 | 336 | 23 |  | Fixed | Roof
NJSTRE1545387251 | NJSRRE1544201372 | Transition Incentive Program | MANASQUAN | 8736 | 17 | 8.51 | Residential | Yes | Behind the Meter | Net-metered residential rooftop and canopy |  | None | Vivint Solar Developer, LLC | JCP&L | Accepted | 2020-01-21 | 2020-01-24 | 2021-10-30 | HANWHA SOLAR | Q.PEAK BLK-G5 315 | Solar Panels |  | 0.315 | 17 | 127 | 31 |  | Fixed | Roof
NJSTRE1545387162 | NJSRRE1543909129 | Transition Incentive Program | Wall Township | 7719 | 17 | 9.3 | Residential | No | Behind the Meter | Behind the Meter |  | None | Power Home Remodeling Group | JCP&L | Eligible for TI Program | 2020-01-03 | 2020-01-09 | 2021-10-30 | Hyundai | HiS-S300RG | Solar Panels |  | 0.3 | 22 | 107 | 32 |  | Fixed | Roof
NJSTRE1545387171 | NJSRRE1544546626 | Transition Incentive Program | Wayne | 7470 | 6 | 6.2 | Residential | Yes | Behind the Meter | Behind the Meter |  | None | Sunrun Installation Services, Inc. | PSE&G | Eligible for TI Program | 2020-02-27 | 2020-03-02 | 2021-10-30 | REC Solar | REC310TP2M | Solar Panels |  | 0.31 | 20 | 195 | 18 |  | Fixed | Roof
NJSTRE1545387172 | NJSRRE1544199122 | Transition Incentive Program | Bridgeton | 8302 | 20 | 7.04 | Residential | Yes | Behind the Meter | Behind the Meter |  | None | Skyline Solar, LLC | AC Electric | Eligible for TI Program | 2020-01-20 | 2020-01-23 | 2021-10-30 | Hanwha Q-Cells | Q.PEAK DUO-G5 320 | Solar Panels |  | 0.32 | 22 | 170 | 20 |  | Fixed | Roof
NJSTRE1545387175 | NJSRRE1543572478 | Transition Incentive Program | Jackson | 8527 | 18 | 4.96 | Residential | Yes | Behind the Meter | Net-metered residential rooftop and canopy |  | None | All Season Solar | JCP&L | Accepted |  | 2019-12-26 | 2021-10-30 | Trina | TSM DD05H.05II 310W AUG 2019 | Solar Panels |  | 0.31 | 12 | 155 | 30 |  | Fixed | Roof
NJSTRE1545387186 | NJSRRE1544519568 | Transition Incentive Program | Kearny | 7032 | 8 | 4.34 | Residential | No | Behind the Meter | Behind the Meter |  | None | Sunrun Installation Services, Inc. | PSE&G | Eligible for TI Program | 2020-02-21 | 2020-02-25 | 2021-10-30 | REC Solar | REC310TP2M | Solar Panels |  | 0.31 | 2 | 115 | 30 |  | Fixed | Roof
NJSTRE1545387196 | NJSRRE1544136535 | Transition Incentive Program | South Plainfield | 7080 | 11 | 5.22 | Residential | Yes | Behind the Meter | Net-metered residential rooftop and canopy |  | None | Complete Solar | PSE&G | Final As-Built Received | 2020-01-09 | 2020-01-10 | 2021-10-30 | HANWHA Q CELLS | Q.PEAK-G4. 1 305 | Solar Panels |  | 0.29 | 18 | 242.5 | 30 |  | Fixed | Roof
NJSTRE1545387205 |  | Transition Incentive Program | Haddon twp | 8059 | 14 | 9.86 | Residential | Yes | Behind the Meter | Net-metered residential rooftop and canopy |  | PSEG | Vision Solar | PSE&G | Accepted | 2020-08-01 | 2020-08-07 | 2021-10-30 | HANWHA Q-CELLS | Q.PEAK DUO-G6 340 | Solar Panels |  | 0.34 | 14 | 275 | 28 |  | Fixed | Roof
NJSTRE1545387208 | NJSRRE1544441250 | Transition Incentive Program | East Orange | 7018 | 9 | 4.03 | Residential | Yes | Behind the Meter | Behind the Meter |  | None | Sunrun Installation Services, Inc. | PSE&G | Eligible for TI Program | 2020-02-12 | 2020-02-17 | 2021-10-30 | REC Solar | REC310TP2M | Solar Panels |  | 0.31 | 13 | 200 | 34 |  | Fixed | Roof
NJSTRE1545387209 | NJSRRE1543439389 | Transition Incentive Program | Swedesboro | 8085 | 15 | 10.4 | Residential | No | Behind the Meter | Behind the Meter |  | None | Sunny Corp | AC Electric | Eligible for TI Program | 2019-11-24 | 2019-11-27 | 2021-10-30 | PANASONIC | VBHN325KA03 | Solar Panels |  | 0.325 | 29 | 231 | 34 |  | Fixed | Roof
NJSTRE1545387220 | NJSRRE1544334241 | Transition Incentive Program | MARLTON | 8053 | 13 | 5.04 | Residential | Yes | Behind the Meter | Net-metered residential rooftop and canopy |  | None | Vivint Solar Developer, LLC | AC Electric | Accepted | 2020-01-30 | 2020-02-04 | 2021-10-30 | HANWHA SOLAR | Q.PEAK BLK-G5 315W | Solar Panels |  | 0.315 | 4 | 137 | 22 |  | Fixed | Roof
NJSTRE1545387228 | NJSRRE1544344000 | Transition Incentive Program | Galloway | 8205 | 19 | 82.08 | Commercial | No | Behind the Meter | Behind the Meter |  | None | Spectacular Solar | AC Electric | Eligible for TI Program | 2020-02-04 | 2020-02-05 | 2021-10-30 | AXITEC | AXIpremium | Solar Panels |  | 0.36 | 228 | 73 | 18 |  | Fixed | Roof
NJSTRE1545387230 | NJSRRE1544322847 | Transition Incentive Program | NORTH BRUNSWICK | 8902 | 11 | 10.71 | Residential | Yes | Behind the Meter | Net-metered residential rooftop and canopy |  | None | Vivint Solar Developer, LLC | PSE&G | Accepted | 2020-01-29 | 2020-01-31 | 2021-10-30 | HANWHA SOLAR | Q.PEAK BLK-G5 315 | Solar Panels |  | 0.315 | 14 | 132 | 24 |  | Fixed | Roof
NJSTRE1545387241 | NJSRRE1543502036 | Transition Incentive Program | IRVINGTON | 7111 | 9 | 9.45 | Residential | Yes | Behind the Meter | Behind the Meter |  | None | Vivint Solar Developer, LLC | PSE&G | Eligible for TI Program | 2019-12-09 | 2019-12-11 | 2021-10-30 | Hanwha | Q.PEAK BLK-G5 315 | Solar Panels |  | 0.315 | 2 | 102 | 11 |  | Fixed | Roof
NJSTRE1545387181 | NJSRRE1543912219 | Transition Incentive Program | Somerville | 8876 | 5 | 65.45 | Commercial | No | Behind the Meter | Behind the Meter |  | None | Green Power | PSE&G | Eligible for TI Program | 2020-01-03 | 2020-01-07 | 2021-10-30 | Trina | TSM-385DE14H(II) | Solar Panels |  | 0.385 | 48 | 104 | 27 |  | Fixed | Roof
NJSTRE1545387182 | NJSRRE1543533447 | Transition Incentive Program | GALLOWAY | 8205 | 19 | 5.67 | Residential | Yes | Behind the Meter | Net-metered residential rooftop and canopy |  | None | Vivint Solar Developer, LLC | AC Electric | Accepted | 2019-12-12 | 2019-12-17 | 2021-10-30 | HANWHA SOLAR | Q.PEAK BLK-G5 315 | Solar Panels |  | 0.315 | 9 | 282 | 19 |  | Fixed | Roof
NJSTRE1545387191 | NJSRRE1543436398 | Transition Incentive Program | MONTCLAIR | 7042 | 9 | 4.1 | Residential | Yes | Behind the Meter | Net-metered residential rooftop and canopy |  | None | Vivint Solar Developer, LLC | PSE&G | Accepted | 2019-11-25 | 2019-11-26 | 2021-10-30 | HANWHA SOLAR | Q.PEAK BLK-G5 315 | Solar Panels |  | 0.315 | 10 | 20 | 27 |  | Fixed | Roof
NJSTRE1545387200 | NJSRRE1544456565 | Transition Incentive Program | Sicklerville | 8081 | 14 | 7.36 | Residential | Yes | Behind the Meter | Net-metered residential rooftop and canopy |  | None | Vivint Solar Developer, LLC | AC Electric | Accepted | 2020-02-17 | 2020-02-18 | 2021-10-30 | Jinko Solar | JKM320M-60HBL | Solar Panels |  | 0.32 | 14 | 13 | 31 |  | Fixed | Roof
NJSTRE1545387201 | NJSRRE1544537442 | Transition Incentive Program | Cherry Hill | 8002 | 14 | 15.19 | Residential | Yes | Behind the Meter | Behind the Meter |  | None | Sunrun Installation Services, Inc. | PSE&G | Eligible for TI Program | 2020-03-06 | 2020-03-06 | 2021-10-30 | REC Solar | REC310TP2M | Solar Panels |  | 0.31 | 4 | 300 | 9 |  | Fixed | Roof
NJSTRE1545387202 | NJSRRE1544524105 | Transition Incentive Program | Chatham | 7928 | 3 | 11.06 | Residential | No | Behind the Meter | Behind the Meter |  | None | Green Power Energy | JCP&L | Eligible for TI Program | 2020-02-24 | 2020-02-26 | 2021-10-30 | LG Electronics | LG335N1K-V5 | Solar Panels |  | 0.335 | 33 | 180 | 30 |  | Fixed | Ground
NJSTRE1545387215 | NJSRRE1544442533 | Transition Incentive Program | Barrington | 8007 | 14 | 11.03 | Residential | Yes | Behind the Meter | Net-metered residential rooftop and canopy |  | None | Suntuity Solar LLC | PSE&G | Accepted | 2020-02-13 | 2020-02-18 | 2021-10-30 | Hanwha Solar | Q-Cells 315 Mono | Solar Panels |  | 0.315 | 16 | 173 | 31 |  | Fixed | Roof
NJSTRE1545387222 | NJSRRE1543461155 | Transition Incentive Program | Point Pleasant | 8742 | 18 | 12.6 | Residential | No | Behind the Meter | Net-metered residential rooftop and canopy |  | None | Suntuity Solar LLC | JCP&L | Accepted | 2019-11-30 | 2019-12-04 | 2021-10-30 | Yingli Green Energy | YL315D-30b | Solar Panels |  | 0.315 | 9 | 266 | 22 |  | Fixed | Roof
NJSTRE1545387225 | NJSRRE1543442835 | Transition Incentive Program | Barnegat | 8005 | 18 | 12.6 | Residential | Yes | Behind the Meter | Net-metered residential rooftop and canopy |  | None | Vivint Solar Developer, LLC | AC Electric | Accepted | 2019-11-26 | 2019-11-27 | 2021-10-30 | Hanwha Solar | Q.PEAK BLK-G5 315 | Solar Panels |  | 0.315 | 24 | 243 | 22 |  | Fixed | Roof
NJSTRE1545387225 | NJSRRE1543442835 | Transition Incentive Program | Barnegat | 8005 | 18 | 12.6 | Residential | Yes | Behind the Meter | Net-metered residential rooftop and canopy |  | None | Vivint Solar Developer, LLC | AC Electric | Accepted | 2019-11-26 | 2019-11-27 | 2021-10-30 | Hanwha Solar | Q.PEAK BLK-G5 315 | Solar Panels |  | 0.315 | 12 | 63 | 22 |  | Fixed | Roof
NJSTRE1545387237 | NJSRRE1544436721 | Transition Incentive Program | newark | 7106 | 9 | 8.38 | Residential | Yes | Behind the Meter | Net-metered residential rooftop and canopy |  | None | Vision Solar LLC | PSE&G | Accepted | 2020-02-12 | 2020-02-17 | 2021-10-30 | lg solar | lg335n1k-v5 | Solar Panels |  | 0.335 | 25 | 197 | 28 |  | Fixed | Roof
NJSTRE1545387238 | NJSRRE1543460041 | Transition Incentive Program | stanhope | 7874 | 1 | 7.85 | Residential | Yes | Behind the Meter | Net-metered residential rooftop and canopy |  | None | Vision Solar LLC | JCP&L | Accepted | 2019-11-29 | 2019-12-03 | 2021-10-30 | sunpower | e20-327-e-ac | Solar Panels |  | 0.327 | 24 | 152 | 18 |  | Fixed | Roof
NJSTRE1545387212 | NJSRRE1544354794 | Transition Incentive Program | Toms River | 8753 | 18 | 7.25 | Residential | Yes | Behind the Meter | Behind the Meter |  | None | Trinity Solar | JCP&L | Eligible for TI Program | 2020-02-05 | 2020-02-11 | 2021-10-30 | YINGLI | YL315D-30B | Solar Panels |  | 0.315 | 10 | 158 | 34 |  | Fixed | Roof
NJSTRE1545387212 | NJSRRE1544354794 | Transition Incentive Program | Toms River | 8753 | 18 | 7.25 | Residential | Yes | Behind the Meter | Behind the Meter |  | None | Trinity Solar | JCP&L | Eligible for TI Program | 2020-02-05 | 2020-02-11 | 2021-10-30 | YINGLI | YL315D-30B | Solar Panels |  | 0.315 | 13 | 248 | 34 |  | Fixed | Roof
NJSTRE1545387214 | NJSRRE1543436928 | Transition Incentive Program | RUMSON | 7760 | 17 | 22.2 | Residential | No | Behind the Meter | Behind the Meter |  | None | SEA BRIGHT SOLAR, LLC | JCP&L | Eligible for TI Program | 2019-11-22 | 2019-11-26 | 2021-10-30 | SUNPOWER | SPR-X22-370-AC | Solar Panels |  | 0.37 | 60 | 166 | 37 |  | Fixed | Ground | YARD
NJSTRE1545387218 | NJSRRE1544326539 | Transition Incentive Program | Dover | 7801 | 3 | 13.64 | Residential | Yes | Behind the Meter | Behind the Meter |  | None | Sunrun Installation Services, Inc. | JCP&L | Eligible for TI Program | 2020-01-29 | 2020-02-03 | 2021-10-30 | REC Solar | REC310TP2M | Solar Panels |  | 0.31 | 26 | 262 | 23 |  | Fixed | Roof
NJSTRE1545387224 | NJSRRE1543505620 | Transition Incentive Program | Kirkwood | 8043 | 14 | 10.71 | Residential | Yes | Behind the Meter | Behind the Meter |  | None | Trinity Solar | AC Electric | Eligible for TI Program | 2019-12-10 | 2019-12-12 | 2021-10-30 | HANWHA | Q.PEAK DUO BLK-G5 315 | Solar Panels |  | 0.315 | 8 | 131 | 23 |  | Fixed | Roof
NJSTRE1545387224 | NJSRRE1543505620 | Transition Incentive Program | Kirkwood | 8043 | 14 | 10.71 | Residential | Yes | Behind the Meter | Behind the Meter |  | None | Trinity Solar | AC Electric | Eligible for TI Program | 2019-12-10 | 2019-12-12 | 2021-10-30 | HANWHA | Q.PEAK DUO BLK-G5 315 | Solar Panels |  | 0.315 | 26 | 131 | 23 |  | Fixed | Roof
NJSTRE1545387230 | NJSRRE1544322847 | Transition Incentive Program | NORTH BRUNSWICK | 8902 | 11 | 10.71 | Residential | Yes | Behind the Meter | Net-metered residential rooftop and canopy |  | None | Vivint Solar Developer, LLC | PSE&G | Accepted | 2020-01-29 | 2020-01-31 | 2021-10-30 | HANWHA SOLAR | Q.PEAK BLK-G5 315 | Solar Panels |  | 0.315 | 3 | 222 | 24 |  | Fixed | Roof
NJSTRE1545387231 | NJSRRE1544213767 | Transition Incentive Program | New Brunswick | 8901 | 11 | 7.35 | Residential | Yes | Behind the Meter | Behind the Meter |  | None | Pro Custom Solar dba Momentum Solar | PSE&G | Eligible for TI Program | 2020-01-22 | 2020-02-03 | 2021-10-30 | LG ELECTRONICS | LG 350N1C-V5 | Solar Panels |  | 0.35 | 21 | 309 | 38 |  | Fixed | Roof
NJSTRE1545387236 | NJSRRE1543570835 | Transition Incentive Program | Voorhees | 8043 | 14 | 4.41 | Residential | No | Behind the Meter | Behind the Meter |  | None | Trinity Solar | PSE&G | Eligible for TI Program | 2019-12-19 | 2019-12-23 | 2021-10-30 | HANWHA | Q.PEAK DUO BLK-G5 315 | Solar Panels |  | 0.315 | 14 | 177 | 22 |  | Fixed | Roof
NJSTRE1545387242 | NJSRRE1544414549 | Transition Incentive Program | BAYONNE | 7002 | 8 | 4.03 | Residential | No | Behind the Meter | Behind the Meter |  | None | Infinity Solar Systems | PSE&G | Eligible for TI Program | 2020-02-06 | 2020-02-10 | 2021-10-30 | LONGI | LR6-60HPB-310M | Solar Panels |  | 0.31 | 13 | 87 | 18 |  | Fixed | Roof
NJSTRE1545387254 | NJSRRE1544431695 | Transition Incentive Program | Egg Harbor Township | 8234 | 19 | 16.08 | Residential | No | Behind the Meter | Behind the Meter |  | None | Green Power Energy | AC Electric | Eligible for TI Program | 2020-02-11 | 2020-02-14 | 2021-10-30 | Hanwha | Q-Cells Q.PEAK DUO BLK-G6 335 | Solar Panels |  | 0.335 | 22 | 266 | 27 |  | Fixed | Roof
NJSTRE1545387265 | NJSRRE1544317055 | Transition Incentive Program | Hillsborough township | 8844 | 5 | 9.3 | Residential | No | Behind the Meter | Behind the Meter |  | None | Sunrun Installation Services, Inc. | JCP&L | Eligible for TI Program | 2020-01-28 | 2020-01-31 | 2021-10-30 | REC Solar | REC310TP2M | Solar Panels |  | 0.31 | 30 | 167 | 23 |  | Fixed | Roof
NJSTRE1545387266 | NJSRRE1544157848 | Transition Incentive Program | Kearny Town | 7032 | 8 | 7.25 | Residential | Yes | Behind the Meter | Net-metered residential rooftop and canopy |  | None | Vision Solar LLC | PSE&G | Accepted | 2020-01-10 | 2020-01-15 | 2021-10-30 | hanwa qcells | qpeak duo-g5 315 | Solar Panels |  | 0.315 | 13 | 103 | 35 |  | Fixed | Roof
NJSTRE1545387152 | NJSRRE1544419760 | Transition Incentive Program | Clifton | 7013 | 6 | 6.93 | Residential | Yes | Behind the Meter | Behind the Meter |  | None | Trinity Solar | PSE&G | Eligible for TI Program | 2020-02-07 | 2020-02-11 | 2021-10-30 | HANWHA | Q.PEAK DUO BLK-G5 315 | Solar Panels |  | 0.315 | 6 | 19 | 16 |  | Fixed | Roof
NJSTRE1545387158 | NJSRRE1544519685 | Transition Incentive Program | Mount Laurel Township | 8054 | 13 | 9.66 | Residential | No | Behind the Meter | Net-metered residential rooftop and canopy |  | None | Sunrun Installation Services, Inc. | PSE&G | Final As-Built Received |  | 2020-02-25 | 2021-10-30 | LG Electronics | LG345N1C-V5 | Solar Panels |  | 0.345 | 18 | 116 | 37 |  | Fixed | Roof
NJSTRE1545387164 | NJSRRE1543422171 | Transition Incentive Program | Stewartsville | 8886 | 2 | 6.93 | Residential | Yes | Behind the Meter | Behind the Meter |  | None | Pro Custom Solar dba Momentum Solar | JCP&L | Eligible for TI Program | 2019-11-19 | 2019-11-22 | 2021-10-30 | Hanwha | Q.Peak DUO BLK-G5 315 | Solar Panels |  | 0.315 | 18 | 227 | 32 |  | Fixed | Roof
NJSTRE1545387170 | NJSRRE1544217991 | Transition Incentive Program | Irvington Town | 7111 | 9 | 7.19 | Residential | Yes | Behind the Meter | Behind the Meter |  | None | Seabright Solar | PSE&G | Eligible for TI Program | 2020-01-28 | 2020-01-28 | 2021-10-30 | Sunpower | SPR-E20-327 | Solar Panels |  | 0.327 | 11 | 120 | 14 |  | Fixed | Roof
NJSTRE1545387177 | NJSRRE1544529893 | Transition Incentive Program | Raritan Boro | 8869 | 5 | 4.34 | Residential | No | Behind the Meter | Behind the Meter |  | None | 1st Light Energy Inc | PSE&G | Eligible for TI Program | 2020-02-25 | 2020-02-27 | 2021-10-30 | Longi | LR6-60HPB-310M | Solar Panels |  | 0.31 | 14 | 172 | 27 |  | Fixed | Roof
NJSTRE1545387183 | NJSRRE1543514594 | Transition Incentive Program | NEWARK | 7103 | 9 | 8.51 | Residential | Yes | Behind the Meter | Behind the Meter |  | None | Pro Custom Solar dba Momentum Solar | PSE&G | Eligible for TI Program | 2019-12-11 | 2019-12-16 | 2021-10-30 | HANWHA | Q.PEAK DUO BLK-G5 315 | Solar Panels |  | 0.315 | 23 | 206 | 25 |  | Fixed | Roof
NJSTRE1545387186 | NJSRRE1544519568 | Transition Incentive Program | Kearny | 7032 | 8 | 4.34 | Residential | No | Behind the Meter | Behind the Meter |  | None | Sunrun Installation Services, Inc. | PSE&G | Eligible for TI Program | 2020-02-21 | 2020-02-25 | 2021-10-30 | REC Solar | REC310TP2M | Solar Panels |  | 0.31 | 2 | 296 | 32 |  | Fixed | Roof
NJSTRE1545387187 | NJSRRE1544347091 | Transition Incentive Program | Freehold | 7728 | 17 | 19.85 | Residential | Yes | Behind the Meter | Behind the Meter |  | None | Trinity Solar | JCP&L | Eligible for TI Program | 2020-02-03 | 2020-02-05 | 2021-10-30 | Hanwha | Q.PEAK DUO BLK-G5 315 | Solar Panels |  | 0.315 | 26 | 95 | 18 |  | Fixed | Roof
NJSTRE1545387192 | NJSRRE1544172107 | Transition Incentive Program | Wayne | 7470 | 6 | 6.2 | Residential | Yes | Behind the Meter | Behind the Meter |  | None | Sunrun Installation Services, Inc. | PSE&G | Eligible for TI Program | 2020-01-15 | 2020-01-20 | 2021-10-30 | REC Solar | REC310TP2M | Solar Panels |  | 0.31 | 16 | 130 | 24 |  | Fixed | Roof
NJSTRE1545387198 | NJSRRE1544343746 | Transition Incentive Program | Annandale | 8801 | 4 | 9.6 | Residential | Yes | Behind the Meter | Behind the Meter |  | None | Skyline Solar, LLC | JCP&L | Eligible for TI Program | 2020-01-31 | 2020-02-05 | 2021-10-30 | Hanwha Q-Cells | Q.PEAK DUO-G5 320 | Solar Panels |  | 0.32 | 30 | 178,88 | 27 |  | Fixed | Roof
NJSTRE1545387199 | NJSRRE1544162537 | Transition Incentive Program | Ewing | 8618 | 12 | 3.47 | Residential | Yes | Behind the Meter | Behind the Meter |  | None | Pro Custom Solar dba Momentum Solar | PSE&G | Eligible for TI Program | 2020-01-13 | 2020-01-16 | 2021-10-30 | HANWHA | Q.Peak DUO BLK-G5 315 | Solar Panels |  | 0.315 | 4 | 95 | 25 |  | Fixed | Roof
NJSTRE1545387204 | NJSRRE1544352303 | Transition Incentive Program | Millville | 8332 | 20 | 12.92 | Residential | Yes | Behind the Meter | Net-metered residential rooftop and canopy |  | None | Suntuity Solar LLC | AC Electric | Accepted | 2020-02-04 | 2020-02-06 | 2021-10-30 | Hanwha Solar | Q-Cells 315 Mono | Solar Panels |  | 0.315 | 19 | 260 | 21 |  | Fixed | Roof
NJSTRE1545387210 | NJSRRE1544185857 | Transition Incentive Program | Chesilhurst | 8089 | 14 | 10.85 | Residential | Yes | Behind the Meter | Behind the Meter |  | None | Pro Custom Solar dba Momentum Solar | AC Electric | Eligible for TI Program | 2020-01-16 | 2020-01-22 | 2021-10-30 | LG ELECTRONICS | LG 350N1C-V5 | Solar Panels |  | 0.35 | 22 | 199 | 23 |  | Fixed | Roof
NJSTRE1545387243 | NJSRRE1544543653 | Transition Incentive Program | Morris Plains | 7950 | 3 | 6.82 | Residential | Yes | Behind the Meter | Behind the Meter |  | None | Sunrun Installation Services, Inc. | JCP&L | Eligible for TI Program | 2020-02-26 | 2020-03-02 | 2021-10-30 | REC Solar | REC310TP2M | Solar Panels |  | 0.31 | 4 | 238 | 27 |  | Fixed | Roof
NJSTRE1545387245 | NJSRRE1544456167 | Transition Incentive Program | burlington | 8016 | 13 | 8.71 | Residential | Yes | Behind the Meter | Net-metered residential rooftop and canopy |  | None | Vision Solar LLC | PSE&G | Accepted | 2020-02-14 | 2020-02-18 | 2021-10-30 | lg solar | lg335n1k-v5 | Solar Panels |  | 0.335 | 19 | 157 | 23 |  | Fixed | Roof
NJSTRE1545387252 | NJSRRE1543853070 | Transition Incentive Program | Hasbrouck Heights | 7604 | 7 | 5.17 | Residential | Yes | Behind the Meter | Net-metered residential rooftop and canopy |  | None | Vivint Solar Developer, LLC | PSE&G | Accepted | 2020-01-03 | 2020-01-06 | 2021-10-30 | Canadian Solar | CS6P-235PX | Solar Panels |  | 0.235 | 22 | 204 | 20 |  | Fixed | Roof
NJSTRE1545387260 | NJSRRE1544354880 | Transition Incentive Program | Toms River | 8753 | 18 | 3.84 | Residential | Yes | Behind the Meter | Behind the Meter |  | None | Skyline Solar, LLC | JCP&L | Eligible for TI Program | 2020-02-05 | 2020-02-07 | 2021-10-30 | Hanwha Q-Cells | Q.PEAK DUO-G5 320 | Solar Panels |  | 0.32 | 12 | 193 | 22 |  | Fixed | Roof
NJSTRE1545387263 | NJSRRE1543965677 | Transition Incentive Program | BEACHWOOD | 8722 | 18 | 2.52 | Residential | Yes | Behind the Meter | Net-metered residential rooftop and canopy |  | None | Vivint Solar Developer, LLC | JCP&L | Accepted | 2020-01-06 | 2020-01-08 | 2021-10-30 | HANWHA SOLAR | Q.PEAK BLK-G5 315 | Solar Panels |  | 0.315 | 8 | 306 | 21 |  | Fixed | Roof
NJSTRE1545387270 | NJSRRE1544519853 | Transition Incentive Program | Riverside | 8075 | 13 | 4.8 | Residential | Yes | Behind the Meter | Net-metered residential rooftop and canopy |  | None | Vivint Solar Developer, LLC | PSE&G | Accepted | 2020-02-22 | 2020-02-25 | 2021-10-30 | Jinko Solar | JKM320M-60HBL | Solar Panels |  | 0.32 | 11 | 148 | 18 |  | Fixed | Roof
NJSTRE1545387277 | NJSRRE1543651776 | Transition Incentive Program | Union | 7083 | 10 | 8.4 | Residential | Yes | Behind the Meter | Behind the Meter |  | None | Pro Custom Solar dba Momentum Solar | PSE&G | Eligible for TI Program | 2019-12-23 | 2019-12-27 | 2021-10-30 | LG Electronics | LG 350N1C-V5 | Solar Panels |  | 0.35 | 4 | 45 | 29 |  | Fixed | Roof
NJSTRE1545387279 | NJSRRE1543672334 | Transition Incentive Program | Howell | 7731 | 17 | 15.68 | Commercial | No | Behind the Meter | Net-metered non-residential rooftop and canopy |  | None | Powerlutions | JCP&L | Accepted |  | 2019-12-30 | 2021-10-30 | Axitec | AC-320MH/120S | Solar Panels |  | 0.32 | 49 | 95 | 19 |  | Fixed | Roof
NJSTRE1545387284 | NJSRRE1543652281 | Transition Incentive Program | Teaneck | 7666 | 7 | 5.18 | Residential | Yes | Behind the Meter | Behind the Meter |  | None | Pro Custom Solar dba Momentum Solar | PSE&G | Eligible for TI Program | 2019-12-23 | 2019-12-27 | 2021-10-30 | LG Electronics | LG 345N1C-V5 | Solar Panels |  | 0.345 | 12 | 292 | 44 |  | Fixed | Roof
NJSTRE1545387286 | NJSRRE1543498274 | Transition Incentive Program | ROBBINSVILLE | 8691 | 12 | 11.34 | Residential | No | Behind the Meter | Net-metered residential rooftop and canopy |  | None | Tesla Energy Operations Inc | JCP&L | Final As-Built Received | 2019-12-06 | 2019-12-10 | 2021-10-30 | Hanwha Q CELLS | Q.PEAK DUO BLK-G5/SC315 | Solar Panels |  | 0.315 | 26 | 258 | 35 |  | Fixed | Roof
NJSTRE1545387292 | NJSRRE1543441622 | Transition Incentive Program | WHIPPANY | 7981 | 3 | 6.4 | Residential | No | Behind the Meter | Net-metered residential rooftop and canopy |  | JCPL | united solar | JCP&L | Accepted | 2019-11-25 | 2019-11-27 | 2021-10-30 | axitec | ac-320p | Solar Panels |  | 0.32 | 20 | 217 | 25 |  | Fixed | Roof
NJSTRE1545387301 | NJSRRE1544545694 | Transition Incentive Program | Cherry Hill | 8002 | 14 | 28.88 | School Other | No | Behind the Meter | Net-metered non-residential rooftop and canopy |  | None | Spectacular Solar | PSE&G | Final As-Built Received | 2020-02-27 | 2020-03-03 | 2021-10-30 | Axitec | AC-385MH/144S | Solar Panels |  | 0.385 | 75 | 270 | 5 |  | Fixed | Roof
NJSTRE1545387304 | NJSRRE1544144815 | Transition Incentive Program | Woolwich Township | 8085 | 15 | 7.88 | Residential | Yes | Behind the Meter | Behind the Meter |  | None | Trinity Solar | AC Electric | Eligible for TI Program | 2020-01-08 | 2020-01-13 | 2021-10-30 | Hanwha | Q.PEAK DUO BLK-G5 315 | Solar Panels |  | 0.315 | 5 | 201 | 41 |  | Fixed | Roof
NJSTRE1545387261 | NJSRRE1544421988 | Transition Incentive Program | Englewood Cliffs | 7632 | 7 | 77.97 | Non Profit | No | Behind the Meter | Behind the Meter |  | None | TGI Solutions | PSE&G | Eligible for TI Program | 2020-02-09 | 2020-02-14 | 2021-10-30 | Trina | TSM-DE14ii | Solar Panels |  | 0.345 | 226 | 150 | 20 |  | Fixed | Roof
NJSTRE1545387268 | NJSRRE1543848705 | Transition Incentive Program | Little Egg Harbor Township | 8087 | 18 | 2.56 | Residential | Yes | Behind the Meter | Behind the Meter |  | None | Sunrun Installation Services, Inc. | AC Electric | Eligible for TI Program | 2019-12-31 | 2020-01-15 | 2021-10-30 | Hanwha Q-Cells | Q.PEAK DUO-G7 320 | Solar Panels |  | 0.32 | 8 | 26 | 18 |  | Fixed | Roof
NJSTRE1545387278 | NJSRRE1543496780 | Transition Incentive Program | Roselle Boro | 7203 | 10 | 2.8 | Residential | No | Behind the Meter | Net-metered residential rooftop and canopy |  | None | SunnyMac LLC | PSE&G | Accepted |  | 2019-12-10 | 2021-10-30 | SunPower | SPR-X21-350 | Solar Panels |  | 0.35 | 5 | 260 | 38 |  | Fixed | Roof
NJSTRE1545387284 | NJSRRE1543652281 | Transition Incentive Program | Teaneck | 7666 | 7 | 5.18 | Residential | Yes | Behind the Meter | Behind the Meter |  | None | Pro Custom Solar dba Momentum Solar | PSE&G | Eligible for TI Program | 2019-12-23 | 2019-12-27 | 2021-10-30 | LG Electronics | LG 345N1C-V5 | Solar Panels |  | 0.345 | 3 | 112 | 17 |  | Fixed | Roof
NJSTRE1545387285 | NJSRRE1544356650 | Transition Incentive Program | VOORHEES | 8043 | 14 | 4.1 | Residential | Yes | Behind the Meter | Net-metered residential rooftop and canopy |  | None | Vivint Solar Developer, LLC | PSE&G | Accepted | 2020-02-05 | 2020-02-07 | 2021-10-30 | Hanwha Solar | Q.PEAK BLK-G5 315 | Solar Panels |  | 0.315 | 3 | 357 | 19 |  | Fixed | Roof
NJSTRE1545387296 | NJSRRE1543422150 | Transition Incentive Program | Elizabeth City | 7202 | 10 | 15.95 | Residential | Yes | Behind the Meter | Behind the Meter |  | None | Sunrun Installation Services, Inc. | PSE&G | Eligible for TI Program | 2019-11-19 | 2019-11-22 | 2021-10-30 | REC Solar | REC290TP2 BLK | Solar Panels |  | 0.29 | 28 | 327 | 40 |  | Fixed | Roof
NJSTRE1545387314 | NJSRRE1544130366 | Transition Incentive Program | wanaque | 7465 | 6 | 4.1 | Residential | No | Behind the Meter | Net-metered residential rooftop and canopy |  | None | Vision Solar LLC | JCP&L | Accepted | 2020-01-07 | 2020-01-10 | 2021-10-30 | hanwa qcells | qpeak duo-g5 315 | Solar Panels |  | 0.315 | 13 | 255 | 37 |  | Fixed | Roof
NJSTRE1545387315 | NJSRRE1544512232 | Transition Incentive Program | New Egypt | 8533 | 18 | 5.87 | Residential | Yes | Behind the Meter | Behind the Meter |  | None | Sunrun Installation Services, Inc. | JCP&L | Eligible for TI Program | 2020-02-20 | 2020-02-24 | 2021-10-30 | LG Electronics | LG345N1C-V5 | Solar Panels |  | 0.345 | 4 | 242 | 27 |  | Fixed | Roof
NJSTRE1545387321 | NJSRRE1544540620 | Transition Incentive Program | Sicklerville | 8081 | 14 | 9.18 | Residential | Yes | Behind the Meter | Behind the Meter |  | None | Trinity Solar | AC Electric | Eligible for TI Program | 2020-02-26 | 2020-03-02 | 2021-10-30 | Hanwha | Q.PEAK DUO BLK-G6 340 | Solar Panels |  | 0.34 | 15 | 222 | 18 |  | Fixed | Roof
NJSTRE1545387325 | NJSRRE1544311123 | Transition Incentive Program | CHERRY HILL | 8002 | 14 | 9.14 | Residential | Yes | Behind the Meter | Net-metered residential rooftop and canopy |  | None | Vivint Solar Developer, LLC | PSE&G | Accepted | 2020-01-28 | 2020-01-30 | 2021-10-30 | Hanwha Solar | Q.PEAK BLK-G5 315 | Solar Panels |  | 0.315 | 3 | 317 | 34 |  | Fixed | Roof
NJSTRE1545387325 | NJSRRE1544311123 | Transition Incentive Program | CHERRY HILL | 8002 | 14 | 9.14 | Residential | Yes | Behind the Meter | Net-metered residential rooftop and canopy |  | None | Vivint Solar Developer, LLC | PSE&G | Accepted | 2020-01-28 | 2020-01-30 | 2021-10-30 | Hanwha Solar | Q.PEAK BLK-G5 315 | Solar Panels |  | 0.315 | 7 | 137 | 14 |  | Fixed | Roof
NJSTRE1545387325 | NJSRRE1544311123 | Transition Incentive Program | CHERRY HILL | 8002 | 14 | 9.14 | Residential | Yes | Behind the Meter | Net-metered residential rooftop and canopy |  | None | Vivint Solar Developer, LLC | PSE&G | Accepted | 2020-01-28 | 2020-01-30 | 2021-10-30 | Hanwha Solar | Q.PEAK BLK-G5 315 | Solar Panels |  | 0.315 | 7 | 47 | 18 |  | Fixed | Roof
NJSTRE1545387330 | NJSRRE1544524218 | Transition Incentive Program | Elizabeth | 7201 | 10 | 7.82 | Residential | No | Behind the Meter | Behind the Meter |  | None | Pro Custom Solar dba Momentum Solar | PSE&G | Eligible for TI Program | 2020-02-24 | 2020-02-26 | 2021-10-30 | Hanwha | Q.Peak DOU BLK-G6+ 340 | Solar Panels |  | 0.34 | 6 | 299 | 1 |  | Fixed | Roof
NJSTRE1545387246 | NJSRRE1544450784 | Transition Incentive Program | Linden City | 7036 | 10 | 15 | Residential | No | Behind the Meter | Net-metered residential rooftop and canopy |  | None | Bright Planet Solar | PSE&G | Accepted |  | 2020-02-18 | 2021-10-30 | HANWHA Q-CELLS | Q.PEAK-G4.1 300W | Solar Panels |  | 0.3 | 22 | 145 | 30 |  | Fixed | Roof
NJSTRE1545387248 | NJSRRE1544354697 | Transition Incentive Program | Franklin Twp | 8823 | 5 | 10.08 | Residential | No | Behind the Meter | Net-metered residential rooftop and canopy |  | None | Bright Planet Solar | PSE&G | Accepted |  | 2020-02-07 | 2021-10-30 | CANADIAN SOLAR | CS6X-315P | Solar Panels |  | 0.315 | 32 | 180 | 25 |  | Fixed | Roof
NJSTRE1545387249 | NJSRRE1543488874 | Transition Incentive Program | Morganville | 7751 | 17 | 11.39 | Residential | No | Behind the Meter | Net-metered residential rooftop and canopy |  | None | Morgan Associates and Consulting LLC | JCP&L | Accepted |  | 2019-12-18 | 2021-10-30 | LG | 335 | Solar Panels |  | 0.335 | 34 | 178 | 14 |  | Fixed | Roof
NJSTRE1545387270 | NJSRRE1544519853 | Transition Incentive Program | Riverside | 8075 | 13 | 4.8 | Residential | Yes | Behind the Meter | Net-metered residential rooftop and canopy |  | None | Vivint Solar Developer, LLC | PSE&G | Accepted | 2020-02-22 | 2020-02-25 | 2021-10-30 | Jinko Solar | JKM320M-60HBL | Solar Panels |  | 0.32 | 4 | 238 | 18 |  | Fixed | Roof
NJSTRE1545387281 | NJSRRE1544175268 | Transition Incentive Program | Trenton | 8620 | 12 | 14.7 | Residential | Yes | Behind the Meter | Behind the Meter |  | None | Pro Custom Solar dba Momentum Solar | PSE&G | Eligible for TI Program | 2020-01-16 | 2020-01-21 | 2021-10-30 | LG ELECTRONICS | LG 350N1C-V5 | Solar Panels |  | 0.35 | 18 | 253 | 17 |  | Fixed | Roof
NJSTRE1545387283 | NJSRRE1544419719 | Transition Incentive Program | Manahawkin | 8050 | 18 | 4.48 | Residential | Yes | Behind the Meter | Net-metered residential rooftop and canopy |  | None | Vivint Solar Developer, LLC | AC Electric | Accepted | 2020-02-07 | 2020-02-11 | 2021-10-30 | JINKO SOLAR | JKM320M-60HBL | Solar Panels |  | 0.32 | 10 | 100 | 26 |  | Fixed | Roof
NJSTRE1545387291 | NJSRRE1543436814 | Transition Incentive Program | Paterson City | 7524 | 6 | 8.41 | Residential | Yes | Behind the Meter | Behind the Meter |  | None | Sunrun Installation Services, Inc. | PSE&G | Eligible for TI Program | 2019-11-22 | 2019-11-26 | 2021-10-30 | REC Solar | REC290TP2 BLK | Solar Panels |  | 0.29 | 20 | 193 | 43 |  | Fixed | Roof
NJSTRE1545387294 | NJSRRE1544161889 | Transition Incentive Program | Clifton | 7012 | 6 | 4.2 | Residential | Yes | Behind the Meter | Behind the Meter |  | None | Pro Custom Solar dba Momentum Solar | PSE&G | Eligible for TI Program | 2020-01-13 | 2020-01-16 | 2021-10-30 | LG ELECTRONICS | LG 350N1C-V5 | Solar Panels |  | 0.35 | 4 | 126 | 29 |  | Fixed | Roof
NJSTRE1545387304 | NJSRRE1544144815 | Transition Incentive Program | Woolwich Township | 8085 | 15 | 7.88 | Residential | Yes | Behind the Meter | Behind the Meter |  | None | Trinity Solar | AC Electric | Eligible for TI Program | 2020-01-08 | 2020-01-13 | 2021-10-30 | Hanwha | Q.PEAK DUO BLK-G5 315 | Solar Panels |  | 0.315 | 20 | 111 | 37 |  | Fixed | Roof
NJSTRE1545387306 | NJSRRE1544334865 | Transition Incentive Program | Clifton | 7012 | 6 | 5.67 | Residential | Yes | Behind the Meter | Net-metered residential rooftop and canopy |  | None | Vivint Solar Developer, LLC | PSE&G | Accepted | 2020-01-30 | 2020-02-04 | 2021-10-30 | Hanwha Solar | Q.PEAK BLK-G5 315 | Solar Panels |  | 0.315 | 6 | 43 | 39 |  | Fixed | Roof
NJSTRE1545387307 | NJSRRE1544431005 | Transition Incentive Program | Paulsboro | 8066 | 15 | 9.15 | Residential | No | Behind the Meter | Net-metered residential rooftop and canopy |  | None | Bright Planet Solar | AC Electric | Accepted |  | 2020-02-13 | 2021-10-30 | LONGI | LR6-60PB-305M | Solar Panels |  | 0.305 | 30 | 209 | 27 |  | Fixed | Roof
NJSTRE1545387315 | NJSRRE1544512232 | Transition Incentive Program | New Egypt | 8533 | 18 | 5.87 | Residential | Yes | Behind the Meter | Behind the Meter |  | None | Sunrun Installation Services, Inc. | JCP&L | Eligible for TI Program | 2020-02-20 | 2020-02-24 | 2021-10-30 | LG Electronics | LG345N1C-V5 | Solar Panels |  | 0.345 | 3 | 152 | 23 |  | Fixed | Roof
NJSTRE1545387318 | NJSRRE1544213800 | Transition Incentive Program | Manchester | 8759 | 18 | 7.35 | Residential | Yes | Behind the Meter | Behind the Meter |  | None | Pro Custom Solar dba Momentum Solar | JCP&L | Eligible for TI Program | 2020-01-22 | 2020-01-28 | 2021-10-30 | LG ELECTRONICS | LG 350N1C-V5 | Solar Panels |  | 0.35 | 8 | 38 | 27 |  | Fixed | Roof
NJSTRE1545387241 | NJSRRE1543502036 | Transition Incentive Program | IRVINGTON | 7111 | 9 | 9.45 | Residential | Yes | Behind the Meter | Behind the Meter |  | None | Vivint Solar Developer, LLC | PSE&G | Eligible for TI Program | 2019-12-09 | 2019-12-11 | 2021-10-30 | Hanwha | Q.PEAK BLK-G5 315 | Solar Panels |  | 0.315 | 12 | 12 | 2 |  | Fixed | Roof
NJSTRE1545387247 | NJSRRE1544545575 | Transition Incentive Program | cherry hill | 8034 | 14 | 2.35 | Residential | Yes | Behind the Meter | Net-metered residential rooftop and canopy |  | None | Vision Solar LLC | PSE&G | Accepted | 2020-02-27 | 2020-03-02 | 2021-10-30 | lg solar | lg335n1k-v5 | Solar Panels |  | 0.335 | 3 | 94 | 25 |  | Fixed | Roof
NJSTRE1545387247 | NJSRRE1544545575 | Transition Incentive Program | cherry hill | 8034 | 14 | 2.35 | Residential | Yes | Behind the Meter | Net-metered residential rooftop and canopy |  | None | Vision Solar LLC | PSE&G | Accepted | 2020-02-27 | 2020-03-02 | 2021-10-30 | lg solar | lg335n1k-v5 | Solar Panels |  | 0.335 | 4 | 184 | 25 |  | Fixed | Roof
NJSTRE1545387254 | NJSRRE1544431695 | Transition Incentive Program | Egg Harbor Township | 8234 | 19 | 16.08 | Residential | No | Behind the Meter | Behind the Meter |  | None | Green Power Energy | AC Electric | Eligible for TI Program | 2020-02-11 | 2020-02-14 | 2021-10-30 | Hanwha | Q-Cells Q.PEAK DUO BLK-G6 335 | Solar Panels |  | 0.335 | 10 | 84 | 27 |  | Fixed | Roof
NJSTRE1545387254 | NJSRRE1544431695 | Transition Incentive Program | Egg Harbor Township | 8234 | 19 | 16.08 | Residential | No | Behind the Meter | Behind the Meter |  | None | Green Power Energy | AC Electric | Eligible for TI Program | 2020-02-11 | 2020-02-14 | 2021-10-30 | Hanwha | Q-Cells Q.PEAK DUO BLK-G6 335 | Solar Panels |  | 0.335 | 16 | 269 | 27 |  | Fixed | Roof
NJSTRE1545387258 | NJSRRE1544310779 | Transition Incentive Program | Keasbey | 8832 | 11 | 5.67 | Residential | No | Behind the Meter | Net-metered residential rooftop and canopy |  | None | Suntuity Solar LLC | PSE&G | Accepted | 2020-01-28 | 2020-01-30 | 2021-10-30 | Hanwha Solar | Q-Cells 315 Mono | Solar Panels |  | 0.315 | 18 | 195 | 19 |  | Fixed | Roof
NJSTRE1545387266 | NJSRRE1544157848 | Transition Incentive Program | Kearny Town | 7032 | 8 | 7.25 | Residential | Yes | Behind the Meter | Net-metered residential rooftop and canopy |  | None | Vision Solar LLC | PSE&G | Accepted | 2020-01-10 | 2020-01-15 | 2021-10-30 | hanwa qcells | qpeak duo-g5 315 | Solar Panels |  | 0.315 | 10 | 283 | 35 |  | Fixed | Roof
NJSTRE1545387271 | NJSRRE1544511588 | Transition Incentive Program | trenton | 8610 | 12 | 11.73 | Residential | Yes | Behind the Meter | Net-metered residential rooftop and canopy |  | None | Vision Solar LLC | PSE&G | Accepted | 2020-02-20 | 2020-02-24 | 2021-10-30 | lg solar | lg335n1k-v5 | Solar Panels |  | 0.335 | 3 | 300 | 40 |  | Fixed | Roof
NJSTRE1545387288 | NJSRRE1543828765 | Transition Incentive Program | WILLINGBORO | 8046 | 13 | 4.41 | Residential | Yes | Behind the Meter | Net-metered residential rooftop and canopy |  | None | Vivint Solar Developer, LLC | PSE&G | Accepted | 2019-12-31 | 2020-01-06 | 2021-10-30 | Hanwha Solar | Q.PEAK BLK-G5 315 | Solar Panels |  | 0.315 | 14 | 237 | 24 |  | Fixed | Roof
NJSTRE1545387289 | NJSRRE1544220025 | Transition Incentive Program | Sewell | 8080 | 15 | 16.17 | Commercial | No | Behind the Meter | Behind the Meter |  | None | Spectacular Solar | AC Electric | Eligible for TI Program | 2020-01-24 | 2020-01-28 | 2021-10-30 | Axitec | AXIpremiumHC | Solar Panels |  | 0.385 | 42 | 180 | 1 |  | Fixed | Roof
NJSTRE1545387294 | NJSRRE1544161889 | Transition Incentive Program | Clifton | 7012 | 6 | 4.2 | Residential | Yes | Behind the Meter | Behind the Meter |  | None | Pro Custom Solar dba Momentum Solar | PSE&G | Eligible for TI Program | 2020-01-13 | 2020-01-16 | 2021-10-30 | LG ELECTRONICS | LG 350N1C-V5 | Solar Panels |  | 0.35 | 4 | 306 | 18 |  | Fixed | Roof
NJSTRE1545387299 | NJSRRE1544456587 | Transition Incentive Program | Villas | 8251 | 21 | 9.32 | Residential | Yes | Behind the Meter | Behind the Meter |  | None | Sunrun Installation Services, Inc. | AC Electric | Eligible for TI Program | 2020-02-14 | 2020-02-19 | 2021-10-30 | LG Electronics | LG345N1C-V5 | Solar Panels |  | 0.345 | 10 | 214 | 23 |  | Fixed | Roof
NJSTRE1545387299 | NJSRRE1544456587 | Transition Incentive Program | Villas | 8251 | 21 | 9.32 | Residential | Yes | Behind the Meter | Behind the Meter |  | None | Sunrun Installation Services, Inc. | AC Electric | Eligible for TI Program | 2020-02-14 | 2020-02-19 | 2021-10-30 | LG Electronics | LG345N1C-V5 | Solar Panels |  | 0.345 | 9 | 34 | 23 |  | Fixed | Roof
NJSTRE1545387271 | NJSRRE1544511588 | Transition Incentive Program | trenton | 8610 | 12 | 11.73 | Residential | Yes | Behind the Meter | Net-metered residential rooftop and canopy |  | None | Vision Solar LLC | PSE&G | Accepted | 2020-02-20 | 2020-02-24 | 2021-10-30 | lg solar | lg335n1k-v5 | Solar Panels |  | 0.335 | 10 | 300 | 40 |  | Fixed | Roof
NJSTRE1545387271 | NJSRRE1544511588 | Transition Incentive Program | trenton | 8610 | 12 | 11.73 | Residential | Yes | Behind the Meter | Net-metered residential rooftop and canopy |  | None | Vision Solar LLC | PSE&G | Accepted | 2020-02-20 | 2020-02-24 | 2021-10-30 | lg solar | lg335n1k-v5 | Solar Panels |  | 0.335 | 6 | 120 | 23 |  | Fixed | Roof
NJSTRE1545387281 | NJSRRE1544175268 | Transition Incentive Program | Trenton | 8620 | 12 | 14.7 | Residential | Yes | Behind the Meter | Behind the Meter |  | None | Pro Custom Solar dba Momentum Solar | PSE&G | Eligible for TI Program | 2020-01-16 | 2020-01-21 | 2021-10-30 | LG ELECTRONICS | LG 350N1C-V5 | Solar Panels |  | 0.35 | 24 | 253 | 24 |  | Fixed | Roof
NJSTRE1545387282 | NJSRRE1543876171 | Transition Incentive Program | LINDEN | 7036 | 10 | 3.15 | Residential | No | Behind the Meter | Net-metered residential rooftop and canopy |  | None | Vivint Solar Developer, LLC | PSE&G | Accepted | 2020-01-02 | 2020-01-08 | 2021-10-30 | Hanwha Solar | Q.PEAK BLK-G5 315 | Solar Panels |  | 0.315 | 10 | 306 | 37 |  | Fixed | Roof
NJSTRE1545387294 | NJSRRE1544161889 | Transition Incentive Program | Clifton | 7012 | 6 | 4.2 | Residential | Yes | Behind the Meter | Behind the Meter |  | None | Pro Custom Solar dba Momentum Solar | PSE&G | Eligible for TI Program | 2020-01-13 | 2020-01-16 | 2021-10-30 | LG ELECTRONICS | LG 350N1C-V5 | Solar Panels |  | 0.35 | 4 | 126 | 41 |  | Fixed | Roof
NJSTRE1545387299 | NJSRRE1544456587 | Transition Incentive Program | Villas | 8251 | 21 | 9.32 | Residential | Yes | Behind the Meter | Behind the Meter |  | None | Sunrun Installation Services, Inc. | AC Electric | Eligible for TI Program | 2020-02-14 | 2020-02-19 | 2021-10-30 | LG Electronics | LG345N1C-V5 | Solar Panels |  | 0.345 | 5 | 35 | 30 |  | Fixed | Roof
NJSTRE1545387305 | NJSRRE1544414642 | Transition Incentive Program | BURLINGTON | 8016 | 13 | 7.36 | Residential | Yes | Behind the Meter | Net-metered residential rooftop and canopy |  | None | Vivint Solar Developer, LLC | PSE&G | Accepted | 2020-02-06 | 2020-02-11 | 2021-10-30 | Jinko Solar | JKM320M-60HBL | Solar Panels |  | 0.32 | 12 | 261 | 15 |  | Fixed | Roof
NJSTRE1545387305 | NJSRRE1544414642 | Transition Incentive Program | BURLINGTON | 8016 | 13 | 7.36 | Residential | Yes | Behind the Meter | Net-metered residential rooftop and canopy |  | None | Vivint Solar Developer, LLC | PSE&G | Accepted | 2020-02-06 | 2020-02-11 | 2021-10-30 | Jinko Solar | JKM320M-60HBL | Solar Panels |  | 0.32 | 8 | 81 | 15 |  | Fixed | Roof
NJSTRE1545387312 | NJSRRE1544535142 | Transition Incentive Program | Springfield Twp | 8505 | 13 | 16.56 | Farm | No | Behind the Meter | Net-metered non-residential rooftop and canopy |  | None | Paradise Energy Solutions, LLC | PSE&G | Accepted | 2020-02-25 | 2020-02-27 | 2021-10-30 | Axitec | AC-385MH/144S | Solar Panels |  | 0.385 | 43 | 177 | 25 |  | Fixed | Roof | AG Building Roof
NJSTRE1545387318 | NJSRRE1544213800 | Transition Incentive Program | Manchester | 8759 | 18 | 7.35 | Residential | Yes | Behind the Meter | Behind the Meter |  | None | Pro Custom Solar dba Momentum Solar | JCP&L | Eligible for TI Program | 2020-01-22 | 2020-01-28 | 2021-10-30 | LG ELECTRONICS | LG 350N1C-V5 | Solar Panels |  | 0.35 | 13 | 218 | 27 |  | Fixed | Roof
NJSTRE1545387322 | NJSRRE1544165108 | Transition Incentive Program | Rockaway | 7866 | 3 | 14.88 | Residential | Yes | Behind the Meter | Behind the Meter |  | None | Sunrun Installation Services, Inc. | JCP&L | Eligible for TI Program | 2020-01-14 | 2020-01-17 | 2021-10-30 | REC Solar | REC310TP2M | Solar Panels |  | 0.31 | 24 | 254 | 18 |  | Fixed | Roof
NJSTRE1545387323 | NJSRRE1544465612 | Transition Incentive Program | Vineland | 8361 | 20 | 6.62 | Residential | Yes | Behind the Meter | Net-metered residential rooftop and canopy |  | None | Suntuity Solar LLC | Vineland Muni Electric | Accepted | 2020-02-17 | 2020-02-19 | 2021-10-30 | Hanwha Solar | Q-Cells 315 Mono | Solar Panels |  | 0.315 | 13 | 273 | 20 |  | Fixed | Roof
NJSTRE1545387306 | NJSRRE1544334865 | Transition Incentive Program | Clifton | 7012 | 6 | 5.67 | Residential | Yes | Behind the Meter | Net-metered residential rooftop and canopy |  | None | Vivint Solar Developer, LLC | PSE&G | Accepted | 2020-01-30 | 2020-02-04 | 2021-10-30 | Hanwha Solar | Q.PEAK BLK-G5 315 | Solar Panels |  | 0.315 | 12 | 223 | 9 |  | Fixed | Roof
NJSTRE1545387310 | NJSRRE1543880407 | Transition Incentive Program | Union | 7083 | 10 | 5.76 | Residential | Yes | Behind the Meter | Behind the Meter |  | None | Sunrun Installation Services, Inc. | PSE&G | Eligible for TI Program | 2020-01-02 | 2020-01-07 | 2021-10-30 | Hanwha Q-Cells | Q.PEAK DUO-G7 320 | Solar Panels |  | 0.32 | 6 | 217 | 27 |  | Fixed | Roof
NJSTRE1545387313 | NJSRRE1543540509 | Transition Incentive Program | Bridgewater | 8807 | 5 | 7.56 | Residential | Yes | Behind the Meter | Behind the Meter |  | None | Pro Custom Solar dba Momentum Solar | PSE&G | Eligible for TI Program | 2019-12-13 | 2020-01-08 | 2021-10-30 | HANWHA | Q.PEAK DUO BLK-G5 315 | Solar Panels |  | 0.315 | 12 | 174 | 23 |  | Fixed | Roof
NJSTRE1545387315 | NJSRRE1544512232 | Transition Incentive Program | New Egypt | 8533 | 18 | 5.87 | Residential | Yes | Behind the Meter | Behind the Meter |  | None | Sunrun Installation Services, Inc. | JCP&L | Eligible for TI Program | 2020-02-20 | 2020-02-24 | 2021-10-30 | LG Electronics | LG345N1C-V5 | Solar Panels |  | 0.345 | 10 | 62 | 27 |  | Fixed | Roof
NJSTRE1545387319 | NJSRRE1543670910 | Transition Incentive Program | Howell | 7731 | 17 | 15.68 | Commercial | No | Behind the Meter | Net-metered non-residential rooftop and canopy |  | None | Powerlutions | JCP&L | Accepted |  | 2019-12-30 | 2021-10-30 | Axitec | AC-320MH/120S | Solar Panels |  | 0.32 | 49 | 95 | 19 |  | Fixed | Roof
NJSTRE1545387326 | NJSRRE1544456610 | Transition Incentive Program | Forked River | 8731 | 18 | 14.26 | Residential | Yes | Behind the Meter | Behind the Meter |  | None | Sunrun Installation Services, Inc. | JCP&L | Eligible for TI Program | 2020-02-14 | 2020-02-19 | 2021-10-30 | REC Solar | REC310TP2M | Solar Panels |  | 0.31 | 15 | 240 | 27 |  | Fixed | Roof
NJSTRE1545387328 | NJSRRE1543443551 | Transition Incentive Program | Edison | 8820 | 11 | 7.56 | Residential | Yes | Behind the Meter | Behind the Meter |  | None | Pro Custom Solar dba Momentum Solar | PSE&G | Eligible for TI Program | 2019-11-25 | 2019-12-02 | 2021-10-30 | Hanwha | Q.Peak DUO BLK-G5 315 | Solar Panels |  | 0.315 | 8 | 85 | 16 |  | Fixed | Roof
NJSTRE1545387334 | NJSRRE1543501618 | Transition Incentive Program | MANAHAWKIN | 8050 | 18 | 5.99 | Residential | Yes | Behind the Meter | Net-metered residential rooftop and canopy |  | None | Vivint Solar Developer, LLC | AC Electric | Accepted | 2019-12-09 | 2019-12-11 | 2021-10-30 | HANWHA SOLAR | Q.PEAK BLK-G5 315 | Solar Panels |  | 0.315 | 19 | 126 | 25 |  | Fixed | Roof
NJSTRE1545387336 | NJSRRE1544543756 | Transition Incentive Program | Belleville | 7109 | 9 | 13.65 | Residential | Yes | Behind the Meter | Behind the Meter |  | None | Pro Custom Solar dba Momentum Solar | PSE&G | Eligible for TI Program | 2020-02-26 | 2020-03-02 | 2021-10-30 | lg electronics | LG 350N1C-V5 | Solar Panels |  | 0.35 | 6 | 203 | 11 |  | Fixed | Roof
NJSTRE1545387349 | NJSRRE1543823415 | Transition Incentive Program | Stewartsville | 8886 | 2 | 20.93 | Residential | Yes | Behind the Meter | Net-metered residential rooftop and canopy |  | None | SunPower Corporation, Systems | JCP&L | Accepted |  | 2020-01-02 | 2021-10-30 | SUNPOWER | SPR-E20-327-E-AC | Solar Panels |  | 0.327 | 3 | 236 | 40 |  | Fixed | Roof
NJSTRE1545387351 | NJSRRE1543547880 | Transition Incentive Program | Parlin | 8859 | 11 | 10.01 | Residential | Yes | Behind the Meter | Behind the Meter |  | None | Pro Custom Solar dba Momentum Solar | JCP&L | Eligible for TI Program | 2019-12-13 | 2019-12-18 | 2021-10-30 | LG ELECTRONICS | LG 345N1C-V5 | Solar Panels |  | 0.345 | 8 | 187 | 16 |  | Fixed | Roof
NJSTRE1545387361 | NJSRRE1543651810 | Transition Incentive Program | Sicklerville | 8081 | 14 | 24.05 | Residential | No | Behind the Meter | Behind the Meter |  | None | Sunny Corp | AC Electric | Eligible for TI Program | 2019-12-23 | 2019-12-27 | 2021-10-30 | PANASONIC | VBHN325KA03 | Solar Panels |  | 0.325 | 22 | 28 | 32 |  | Fixed | Roof
NJSTRE1545387371 | NJSRRE1544472595 | Transition Incentive Program | South Brunswick Township | 8852 | 11 | 8.71 | Residential | No | Behind the Meter | Net-metered residential rooftop and canopy |  | None | SunnyMac LLC | PSE&G | Accepted |  | 2020-02-21 | 2021-10-30 | SunPower | SPR-X21-335 | Solar Panels |  | 0.335 | 2 | 244 | 34 |  | Fixed | Roof
NJSTRE1545387222 | NJSRRE1543461155 | Transition Incentive Program | Point Pleasant | 8742 | 18 | 12.6 | Residential | No | Behind the Meter | Net-metered residential rooftop and canopy |  | None | Suntuity Solar LLC | JCP&L | Accepted | 2019-11-30 | 2019-12-04 | 2021-10-30 | Yingli Green Energy | YL315D-30b | Solar Panels |  | 0.315 | 4 | 176 | 22 |  | Fixed | Roof
NJSTRE1545387227 | NJSRRE1543472006 | Transition Incentive Program | Woodbridge Township | 8830 | 11 | 3.78 | Residential | Yes | Behind the Meter | Net-metered residential rooftop and canopy |  | None | Suntuity Solar LLC | PSE&G | Accepted | 2019-12-03 | 2019-12-05 | 2021-10-30 | Yingli Green Energy | YL315D-30b | Solar Panels |  | 0.315 | 12 | 179 | 14 |  | Fixed | Roof
NJSTRE1545387239 | NJSRRE1543460403 | Transition Incentive Program | Berkeley Heights | 7922 | 10 | 136.88 | Commercial | No | Behind the Meter | Behind the Meter |  | None | SunCycle Energy | JCP&L | Eligible for TI Program | 2019-12-03 | 2019-12-04 | 2021-10-30 | Trina | TSM375-DD14AII | Solar Panels |  | 0.375 | 365 | 174 | 0.1 |  | Fixed | Roof
NJSTRE1545387240 | NJSRRE1543433909 | Transition Incentive Program | Pennsauken Twp | 8110 | 14 | 4.8 | Residential | No | Behind the Meter | Net-metered residential rooftop and canopy |  | None | Castle Energy, LLC | PSE&G | Accepted | 2019-11-27 | 2019-12-02 | 2021-10-30 | Hanwha Q-Cells | Q.Peak DUO-G5 320 | Solar Panels |  | 0.32 | 15 | 231 | 20 |  | Fixed | Roof
NJSTRE1545387251 | NJSRRE1544201372 | Transition Incentive Program | MANASQUAN | 8736 | 17 | 8.51 | Residential | Yes | Behind the Meter | Net-metered residential rooftop and canopy |  | None | Vivint Solar Developer, LLC | JCP&L | Accepted | 2020-01-21 | 2020-01-24 | 2021-10-30 | HANWHA SOLAR | Q.PEAK BLK-G5 315 | Solar Panels |  | 0.315 | 6 | 307 | 31 |  | Fixed | Roof
NJSTRE1545387262 | NJSRRE1544164836 | Transition Incentive Program | Union | 7083 | 10 | 6.21 | Residential | Yes | Behind the Meter | Behind the Meter |  | None | Pro Custom Solar dba Momentum Solar | PSE&G | Eligible for TI Program | 2020-01-14 | 2020-01-17 | 2021-10-30 | LG ELECTRONICS | LG 345N1C-V5 | Solar Panels |  | 0.345 | 18 | 121 | 27 |  | Fixed | Roof
NJSTRE1545387269 | NJSRRE1544466583 | Transition Incentive Program | Galloway | 8205 | 19 | 8.28 | Residential | Yes | Behind the Meter | Behind the Meter |  | None | Samba Energy | AC Electric | Eligible for TI Program | 2020-02-17 | 2020-02-20 | 2021-10-30 | SunPower | SPR-X22-360-C-AC | Solar Panels |  | 0.36 | 23 | 187 | 44 |  | Fixed | Roof
NJSTRE1545387278 | NJSRRE1543496780 | Transition Incentive Program | Roselle Boro | 7203 | 10 | 2.8 | Residential | No | Behind the Meter | Net-metered residential rooftop and canopy |  | None | SunnyMac LLC | PSE&G | Accepted |  | 2019-12-10 | 2021-10-30 | SunPower | SPR-X21-350 | Solar Panels |  | 0.35 | 3 | 170 | 38 |  | Fixed | Roof
NJSTRE1545387285 | NJSRRE1544356650 | Transition Incentive Program | VOORHEES | 8043 | 14 | 4.1 | Residential | Yes | Behind the Meter | Net-metered residential rooftop and canopy |  | None | Vivint Solar Developer, LLC | PSE&G | Accepted | 2020-02-05 | 2020-02-07 | 2021-10-30 | Hanwha Solar | Q.PEAK BLK-G5 315 | Solar Panels |  | 0.315 | 6 | 177 | 19 |  | Fixed | Roof
NJSTRE1545387296 | NJSRRE1543422150 | Transition Incentive Program | Elizabeth City | 7202 | 10 | 15.95 | Residential | Yes | Behind the Meter | Behind the Meter |  | None | Sunrun Installation Services, Inc. | PSE&G | Eligible for TI Program | 2019-11-19 | 2019-11-22 | 2021-10-30 | REC Solar | REC290TP2 BLK | Solar Panels |  | 0.29 | 27 | 147 | 40 |  | Fixed | Roof
NJSTRE1545387302 | NJSRRE1543557363 | Transition Incentive Program | Middletown | 7748 | 17 | 7.88 | Residential | Yes | Behind the Meter | Net-metered residential rooftop and canopy |  | None | Vivint Solar Developer, LLC | JCP&L | Accepted | 2019-12-20 | 2019-12-20 | 2021-10-30 | Hanwha Solar | Q.PEAK BLK-G5 315 | Solar Panels |  | 0.315 | 25 | 163 | 24 |  | Fixed | Roof
NJSTRE1545387308 | NJSRRE1543586594 | Transition Incentive Program | clementon | 8021 | 14 | 72.38 | Commercial | Yes | Behind the Meter | Behind the Meter |  | None | Hytek Energy | AC Electric | Eligible for TI Program | 2019-12-30 | 2019-12-30 | 2021-10-30 | axitec | axitec premium | Solar Panels |  | 0.385 | 188 | 190 | 10 |  | Fixed | Roof
NJSTRE1545387241 | NJSRRE1543502036 | Transition Incentive Program | IRVINGTON | 7111 | 9 | 9.45 | Residential | Yes | Behind the Meter | Behind the Meter |  | None | Vivint Solar Developer, LLC | PSE&G | Eligible for TI Program | 2019-12-09 | 2019-12-11 | 2021-10-30 | Hanwha | Q.PEAK BLK-G5 315 | Solar Panels |  | 0.315 | 3 | 192 | 11 |  | Fixed | Roof
NJSTRE1545387243 | NJSRRE1544543653 | Transition Incentive Program | Morris Plains | 7950 | 3 | 6.82 | Residential | Yes | Behind the Meter | Behind the Meter |  | None | Sunrun Installation Services, Inc. | JCP&L | Eligible for TI Program | 2020-02-26 | 2020-03-02 | 2021-10-30 | REC Solar | REC310TP2M | Solar Panels |  | 0.31 | 13 | 146 | 27 |  | Fixed | Roof
NJSTRE1545387243 | NJSRRE1544543653 | Transition Incentive Program | Morris Plains | 7950 | 3 | 6.82 | Residential | Yes | Behind the Meter | Behind the Meter |  | None | Sunrun Installation Services, Inc. | JCP&L | Eligible for TI Program | 2020-02-26 | 2020-03-02 | 2021-10-30 | REC Solar | REC310TP2M | Solar Panels |  | 0.31 | 5 | 56 | 27 |  | Fixed | Roof
NJSTRE1545387277 | NJSRRE1543651776 | Transition Incentive Program | Union | 7083 | 10 | 8.4 | Residential | Yes | Behind the Meter | Behind the Meter |  | None | Pro Custom Solar dba Momentum Solar | PSE&G | Eligible for TI Program | 2019-12-23 | 2019-12-27 | 2021-10-30 | LG Electronics | LG 350N1C-V5 | Solar Panels |  | 0.35 | 16 | 225 | 30 |  | Fixed | Roof
NJSTRE1545387277 | NJSRRE1543651776 | Transition Incentive Program | Union | 7083 | 10 | 8.4 | Residential | Yes | Behind the Meter | Behind the Meter |  | None | Pro Custom Solar dba Momentum Solar | PSE&G | Eligible for TI Program | 2019-12-23 | 2019-12-27 | 2021-10-30 | LG Electronics | LG 350N1C-V5 | Solar Panels |  | 0.35 | 4 | 315 | 11 |  | Fixed | Roof
NJSTRE1545387285 | NJSRRE1544356650 | Transition Incentive Program | VOORHEES | 8043 | 14 | 4.1 | Residential | Yes | Behind the Meter | Net-metered residential rooftop and canopy |  | None | Vivint Solar Developer, LLC | PSE&G | Accepted | 2020-02-05 | 2020-02-07 | 2021-10-30 | Hanwha Solar | Q.PEAK BLK-G5 315 | Solar Panels |  | 0.315 | 4 | 357 | 19 |  | Fixed | Roof
NJSTRE1545387297 | NJSRRE1544165407 | Transition Incentive Program | Hawthorne | 7506 | 6 | 4.16 | Residential | Yes | Behind the Meter | Behind the Meter |  | None | Sunrun Installation Services, Inc. | PSE&G | Eligible for TI Program | 2020-01-14 | 2020-01-20 | 2021-10-30 | Hanwha Q-Cells | Q.PEAK DUO-G7 320 | Solar Panels |  | 0.32 | 13 | 82 | 9 |  | Fixed | Roof
NJSTRE1545387298 | NJSRRE1544215753 | Transition Incentive Program | SWEDESBORO | 8085 | 15 | 5.99 | Residential | Yes | Behind the Meter | Net-metered residential rooftop and canopy |  | None | Vivint Solar Developer, LLC | AC Electric | Accepted | 2020-01-23 | 2020-01-28 | 2021-10-30 | Hanwha Solar | Q.PEAK BLK-G5 315 | Solar Panels |  | 0.315 | 19 | 110 | 34 |  | Fixed | Roof
NJSTRE1545387299 | NJSRRE1544456587 | Transition Incentive Program | Villas | 8251 | 21 | 9.32 | Residential | Yes | Behind the Meter | Behind the Meter |  | None | Sunrun Installation Services, Inc. | AC Electric | Eligible for TI Program | 2020-02-14 | 2020-02-19 | 2021-10-30 | LG Electronics | LG345N1C-V5 | Solar Panels |  | 0.345 | 3 | 214 | 30 |  | Fixed | Roof
NJSTRE1545387300 | NJSRRE1544442776 | Transition Incentive Program | PENNINGTON | 8534 | 12 | 5.36 | Residential | No | Behind the Meter | Net-metered residential rooftop and canopy |  | None | Vivint Solar Developer, LLC | PSE&G | Accepted | 2020-02-17 | 2020-02-18 | 2021-10-30 | HANWHA SOLAR | Q.PEAK BLK-G5 315 | Solar Panels |  | 0.315 | 17 | 172 | 24 |  | Fixed | Roof
NJSTRE1545387309 | NJSRRE1544112545 | Transition Incentive Program | CLIFTON | 7014 | 6 | 9.61 | Residential | No | Behind the Meter | Net-metered residential rooftop and canopy |  | None | United solar | PSE&G | Accepted | 2020-01-07 | 2020-01-09 | 2021-10-30 | AXITEC | AC-310M/156-605 | Solar Panels |  | 0.31 | 31 | 225 | 0.45 |  | Fixed | Roof
NJSTRE1545387310 | NJSRRE1543880407 | Transition Incentive Program | Union | 7083 | 10 | 5.76 | Residential | Yes | Behind the Meter | Behind the Meter |  | None | Sunrun Installation Services, Inc. | PSE&G | Eligible for TI Program | 2020-01-02 | 2020-01-07 | 2021-10-30 | Hanwha Q-Cells | Q.PEAK DUO-G7 320 | Solar Panels |  | 0.32 | 6 | 36 | 27 |  | Fixed | Roof
NJSTRE1545387326 | NJSRRE1544456610 | Transition Incentive Program | Forked River | 8731 | 18 | 14.26 | Residential | Yes | Behind the Meter | Behind the Meter |  | None | Sunrun Installation Services, Inc. | JCP&L | Eligible for TI Program | 2020-02-14 | 2020-02-19 | 2021-10-30 | REC Solar | REC310TP2M | Solar Panels |  | 0.31 | 24 | 60 | 27 |  | Fixed | Roof
NJSTRE1545387328 | NJSRRE1543443551 | Transition Incentive Program | Edison | 8820 | 11 | 7.56 | Residential | Yes | Behind the Meter | Behind the Meter |  | None | Pro Custom Solar dba Momentum Solar | PSE&G | Eligible for TI Program | 2019-11-25 | 2019-12-02 | 2021-10-30 | Hanwha | Q.Peak DUO BLK-G5 315 | Solar Panels |  | 0.315 | 8 | 265 | 16 |  | Fixed | Roof
NJSTRE1545387336 | NJSRRE1544543756 | Transition Incentive Program | Belleville | 7109 | 9 | 13.65 | Residential | Yes | Behind the Meter | Behind the Meter |  | None | Pro Custom Solar dba Momentum Solar | PSE&G | Eligible for TI Program | 2020-02-26 | 2020-03-02 | 2021-10-30 | lg electronics | LG 350N1C-V5 | Solar Panels |  | 0.35 | 27 | 113 | 13 |  | Fixed | Roof
NJSTRE1545387338 | NJSRRE1543858942 | Transition Incentive Program | Hillsborough | 8844 | 5 | 12.6 | Residential | Yes | Behind the Meter | Net-metered residential rooftop and canopy |  | None | Vivint Solar Developer, LLC | PSE&G | Accepted | 2020-01-02 | 2020-01-06 | 2021-10-30 | HANWHA SOLAR | Q.PEAK BLK-G5 315 | Solar Panels |  | 0.315 | 4 | 37 | 19 |  | Fixed | Roof
NJSTRE1545387338 | NJSRRE1543858942 | Transition Incentive Program | Hillsborough | 8844 | 5 | 12.6 | Residential | Yes | Behind the Meter | Net-metered residential rooftop and canopy |  | None | Vivint Solar Developer, LLC | PSE&G | Accepted | 2020-01-02 | 2020-01-06 | 2021-10-30 | HANWHA SOLAR | Q.PEAK BLK-G5 315 | Solar Panels |  | 0.315 | 6 | 289 | 37 |  | Fixed | Roof
NJSTRE1545387345 | NJSRRE1544308168 | Transition Incentive Program | Ocean Grove | 7756 | 17 | 16.7 | Residential | Yes | Behind the Meter | Net-metered residential rooftop and canopy |  | None | Vivint Solar Developer, LLC | JCP&L | Accepted | 2020-01-27 | 2020-01-29 | 2021-10-30 | HANWHA SOLAR | Q.PEAK BLK-G5 315 | Solar Panels |  | 0.315 | 26 | 287 | 8 |  | Fixed | Roof
NJSTRE1545387348 | NJSRRE1543547906 | Transition Incentive Program | Paterson | 7503 | 6 | 5.36 | Residential | Yes | Behind the Meter | Net-metered residential rooftop and canopy |  | None | Vivint Solar Developer, LLC | PSE&G | Accepted | 2019-12-13 | 2019-12-18 | 2021-10-30 | Hanwha | Q.PEAK BLK-G5 315 | Solar Panels |  | 0.315 | 7 | 346 | 23 |  | Fixed | Roof
NJSTRE1545387352 | NJSRRE1544524247 | Transition Incentive Program | laurel springs | 8021 | 14 | 6.37 | Residential | No | Behind the Meter | Net-metered residential rooftop and canopy |  | None | Vision Solar LLC | AC Electric | Accepted | 2020-02-24 | 2020-03-03 | 2021-10-30 | hanwa qcells | qpeak duo g5 315 | Solar Panels |  | 0.335 | 19 | 207 | 12 |  | Fixed | Roof
NJSTRE1545387353 | NJSRRE1544431504 | Transition Incentive Program | Woodbridge Township | 7095 | 11 | 3.1 | Residential | Yes | Behind the Meter | Behind the Meter |  | None | Sunrun Installation Services, Inc. | PSE&G | Eligible for TI Program | 2020-02-11 | 2020-02-14 | 2021-10-30 | REC Solar | REC310TP2M | Solar Panels |  | 0.31 | 10 | 188 | 18 |  | Fixed | Roof
NJSTRE1545387355 | NJSRRE1543827327 | Transition Incentive Program | South Plainfield | 7080 | 11 | 7.29 | Residential | Yes | Behind the Meter | Net-metered residential rooftop and canopy |  | None | Vivint Solar Developer, LLC | PSE&G | Accepted | 2020-01-03 | 2020-01-03 | 2021-10-30 | Canadian Solar | CS6P-235PX | Solar Panels |  | 0.235 | 8 | 270 | 15 |  | Fixed | Roof
NJSTRE1545387356 | NJSRRE1543434999 | Transition Incentive Program | TEANECK | 7666 | 7 | 5.04 | Residential | Yes | Behind the Meter | Net-metered residential rooftop and canopy |  | None | Vivint Solar Developer, LLC | PSE&G | Accepted | 2019-11-26 | 2019-11-26 | 2021-10-30 | Hanwha | Q.PEAK BLK-G5 315 | Solar Panels |  | 0.315 | 9 | 112 | 33 |  | Fixed | Roof
NJSTRE1545387365 | NJSRRE1544199335 | Transition Incentive Program | Pleasantville | 8232 | 19 | 10.56 | Residential | Yes | Behind the Meter | Net-metered residential rooftop and canopy |  | None | Castle Energy, LLC | AC Electric | Final As-Built Received | 2020-01-20 | 2020-01-23 | 2021-10-30 | Hanwha Q-Cells | Q.Peak DUO BLK G5 320 | Solar Panels |  | 0.32 | 25 | 119 | 22 |  | Fixed | Roof
NJSTRE1545387335 | NJSRRE1543532517 | Transition Incentive Program | Franklin Park | 8823 | 5 | 13.23 | Residential | No | Behind the Meter | Net-metered residential rooftop and canopy |  | None | Vivint Solar Developer, LLC | PSE&G | Accepted | 2019-12-12 | 2019-12-16 | 2021-10-30 | HANWHA SOLAR | Q.PEAK BLK-G5 315 | Solar Panels |  | 0.315 | 7 | 210 | 23 |  | Fixed | Roof
NJSTRE1545387335 | NJSRRE1543532517 | Transition Incentive Program | Franklin Park | 8823 | 5 | 13.23 | Residential | No | Behind the Meter | Net-metered residential rooftop and canopy |  | None | Vivint Solar Developer, LLC | PSE&G | Accepted | 2019-12-12 | 2019-12-16 | 2021-10-30 | HANWHA SOLAR | Q.PEAK BLK-G5 315 | Solar Panels |  | 0.315 | 12 | 120 | 39 |  | Fixed | Roof
NJSTRE1545387338 | NJSRRE1543858942 | Transition Incentive Program | Hillsborough | 8844 | 5 | 12.6 | Residential | Yes | Behind the Meter | Net-metered residential rooftop and canopy |  | None | Vivint Solar Developer, LLC | PSE&G | Accepted | 2020-01-02 | 2020-01-06 | 2021-10-30 | HANWHA SOLAR | Q.PEAK BLK-G5 315 | Solar Panels |  | 0.315 | 13 | 289 | 36 |  | Fixed | Roof
NJSTRE1545387348 | NJSRRE1543547906 | Transition Incentive Program | Paterson | 7503 | 6 | 5.36 | Residential | Yes | Behind the Meter | Net-metered residential rooftop and canopy |  | None | Vivint Solar Developer, LLC | PSE&G | Accepted | 2019-12-13 | 2019-12-18 | 2021-10-30 | Hanwha | Q.PEAK BLK-G5 315 | Solar Panels |  | 0.315 | 3 | 166 | 36 |  | Fixed | Roof
NJSTRE1545387349 | NJSRRE1543823415 | Transition Incentive Program | Stewartsville | 8886 | 2 | 20.93 | Residential | Yes | Behind the Meter | Net-metered residential rooftop and canopy |  | None | SunPower Corporation, Systems | JCP&L | Accepted |  | 2020-01-02 | 2021-10-30 | SUNPOWER | SPR-E20-327-E-AC | Solar Panels |  | 0.327 | 11 | 236 | 40 |  | Fixed | Roof
NJSTRE1545387351 | NJSRRE1543547880 | Transition Incentive Program | Parlin | 8859 | 11 | 10.01 | Residential | Yes | Behind the Meter | Behind the Meter |  | None | Pro Custom Solar dba Momentum Solar | JCP&L | Eligible for TI Program | 2019-12-13 | 2019-12-18 | 2021-10-30 | LG ELECTRONICS | LG 345N1C-V5 | Solar Panels |  | 0.345 | 3 | 97 | 16 |  | Fixed | Roof
NJSTRE1545387356 | NJSRRE1543434999 | Transition Incentive Program | TEANECK | 7666 | 7 | 5.04 | Residential | Yes | Behind the Meter | Net-metered residential rooftop and canopy |  | None | Vivint Solar Developer, LLC | PSE&G | Accepted | 2019-11-26 | 2019-11-26 | 2021-10-30 | Hanwha | Q.PEAK BLK-G5 315 | Solar Panels |  | 0.315 | 3 | 22 | 32 |  | Fixed | Roof
NJSTRE1545387361 | NJSRRE1543651810 | Transition Incentive Program | Sicklerville | 8081 | 14 | 24.05 | Residential | No | Behind the Meter | Behind the Meter |  | None | Sunny Corp | AC Electric | Eligible for TI Program | 2019-12-23 | 2019-12-27 | 2021-10-30 | PANASONIC | VBHN325KA03 | Solar Panels |  | 0.325 | 4 | 298 | 44 |  | Fixed | Roof
NJSTRE1545387361 | NJSRRE1543651810 | Transition Incentive Program | Sicklerville | 8081 | 14 | 24.05 | Residential | No | Behind the Meter | Behind the Meter |  | None | Sunny Corp | AC Electric | Eligible for TI Program | 2019-12-23 | 2019-12-27 | 2021-10-30 | PANASONIC | VBHN325KA03 | Solar Panels |  | 0.325 | 4 | 118 | 34 |  | Fixed | Roof
NJSTRE1545387372 | NJSRRE1544352457 | Transition Incentive Program | Forked River | 8731 | 18 | 19.22 | Residential | No | Behind the Meter | Behind the Meter |  | None | Trinity Solar | JCP&L | Eligible for TI Program | 2020-02-04 | 2020-02-07 | 2021-10-30 | Hanwha | Q.PEAK DUO BLK-G5 315 | Solar Panels |  | 0.315 | 30 | 85 | 20 |  | Fixed | Roof
NJSTRE1545387372 | NJSRRE1544352457 | Transition Incentive Program | Forked River | 8731 | 18 | 19.22 | Residential | No | Behind the Meter | Behind the Meter |  | None | Trinity Solar | JCP&L | Eligible for TI Program | 2020-02-04 | 2020-02-07 | 2021-10-30 | Hanwha | Q.PEAK DUO BLK-G5 315 | Solar Panels |  | 0.315 | 4 | 175 | 17 |  | Fixed | Roof
NJSTRE1545387388 | NJSRRE1543456383 | Transition Incentive Program | Ventnor City | 8406 | 19 | 5.04 | Residential | Yes | Behind the Meter | Net-metered residential rooftop and canopy |  | None | Suntuity Solar LLC | AC Electric | Accepted | 2019-11-28 | 2019-12-03 | 2021-10-30 | Yingli Green Energy | YL315D-30b | Solar Panels |  | 0.315 | 2 | 268 | 33 |  | Fixed | Roof
NJSTRE1545387388 | NJSRRE1543456383 | Transition Incentive Program | Ventnor City | 8406 | 19 | 5.04 | Residential | Yes | Behind the Meter | Net-metered residential rooftop and canopy |  | None | Suntuity Solar LLC | AC Electric | Accepted | 2019-11-28 | 2019-12-03 | 2021-10-30 | Yingli Green Energy | YL315D-30b | Solar Panels |  | 0.315 | 2 | 148 | 33 |  | Fixed | Roof
NJSTRE1545387305 | NJSRRE1544414642 | Transition Incentive Program | BURLINGTON | 8016 | 13 | 7.36 | Residential | Yes | Behind the Meter | Net-metered residential rooftop and canopy |  | None | Vivint Solar Developer, LLC | PSE&G | Accepted | 2020-02-06 | 2020-02-11 | 2021-10-30 | Jinko Solar | JKM320M-60HBL | Solar Panels |  | 0.32 | 3 | 81 | 17 |  | Fixed | Roof
NJSTRE1545387311 | NJSRRE1544316865 | Transition Incentive Program | Willingboro | 8046 | 13 | 4.49 | Residential | Yes | Behind the Meter | Behind the Meter |  | None | Pro Custom Solar dba Momentum Solar | PSE&G | Eligible for TI Program | 2020-01-28 | 2020-01-30 | 2021-10-30 | lg electronics | LG 345N1C-V5 | Solar Panels |  | 0.345 | 13 | 173 | 14 |  | Fixed | Roof
NJSTRE1545387317 | NJSRRE1543464360 | Transition Incentive Program | Dover | 7801 | 3 | 11.6 | Residential | Yes | Behind the Meter | Behind the Meter |  | None | Sunrun Installation Services, Inc. | JCP&L | Eligible for TI Program | 2019-12-02 | 2019-12-04 | 2021-10-30 | REC Solar | REC290TP2 BLK | Solar Panels |  | 0.29 | 24 | 151 | 40 |  | Fixed | Roof
NJSTRE1545387317 | NJSRRE1543464360 | Transition Incentive Program | Dover | 7801 | 3 | 11.6 | Residential | Yes | Behind the Meter | Behind the Meter |  | None | Sunrun Installation Services, Inc. | JCP&L | Eligible for TI Program | 2019-12-02 | 2019-12-04 | 2021-10-30 | REC Solar | REC290TP2 BLK | Solar Panels |  | 0.29 | 16 | 151 | 19 |  | Fixed | Roof
NJSTRE1545387323 | NJSRRE1544465612 | Transition Incentive Program | Vineland | 8361 | 20 | 6.62 | Residential | Yes | Behind the Meter | Net-metered residential rooftop and canopy |  | None | Suntuity Solar LLC | Vineland Muni Electric | Accepted | 2020-02-17 | 2020-02-19 | 2021-10-30 | Hanwha Solar | Q-Cells 315 Mono | Solar Panels |  | 0.315 | 8 | 93 | 20 |  | Fixed | Roof
NJSTRE1545387326 | NJSRRE1544456610 | Transition Incentive Program | Forked River | 8731 | 18 | 14.26 | Residential | Yes | Behind the Meter | Behind the Meter |  | None | Sunrun Installation Services, Inc. | JCP&L | Eligible for TI Program | 2020-02-14 | 2020-02-19 | 2021-10-30 | REC Solar | REC310TP2M | Solar Panels |  | 0.31 | 7 | 331 | 27 |  | Fixed | Roof
NJSTRE1545387328 | NJSRRE1543443551 | Transition Incentive Program | Edison | 8820 | 11 | 7.56 | Residential | Yes | Behind the Meter | Behind the Meter |  | None | Pro Custom Solar dba Momentum Solar | PSE&G | Eligible for TI Program | 2019-11-25 | 2019-12-02 | 2021-10-30 | Hanwha | Q.Peak DUO BLK-G5 315 | Solar Panels |  | 0.315 | 8 | 175 | 12 |  | Fixed | Roof
NJSTRE1545387332 | NJSRRE1543464182 | Transition Incentive Program | Millville | 8332 | 20 | 2.64 | Residential | Yes | Behind the Meter | Behind the Meter |  | None | Sunrun Installation Services, Inc. | AC Electric | Eligible for TI Program | 2019-12-02 | 2019-12-04 | 2021-10-30 | LG Electronics | LG330N1C-A5 | Solar Panels |  | 0.33 | 2 | 87 | 45 |  | Fixed | Roof
NJSTRE1545387332 | NJSRRE1543464182 | Transition Incentive Program | Millville | 8332 | 20 | 2.64 | Residential | Yes | Behind the Meter | Behind the Meter |  | None | Sunrun Installation Services, Inc. | AC Electric | Eligible for TI Program | 2019-12-02 | 2019-12-04 | 2021-10-30 | LG Electronics | LG330N1C-A5 | Solar Panels |  | 0.33 | 2 | 266 | 45 |  | Fixed | Roof
NJSTRE1545387337 | NJSRRE1543529184 | Transition Incentive Program | TOMS RIVER | 8757 | 18 | 11.03 | Residential | Yes | Behind the Meter | Net-metered residential rooftop and canopy |  | None | Vivint Solar Developer, LLC | JCP&L | Accepted | 2019-12-12 | 2019-12-16 | 2021-10-30 | HANWHA SOLAR | Q.PEAK BLK-G5 315 | Solar Panels |  | 0.315 | 17 | 197 | 23 |  | Fixed | Roof
NJSTRE1545387341 | NJSRRE1543853736 | Transition Incentive Program | Springfield | 7081 | 10 | 14.49 | Residential | Yes | Behind the Meter | Net-metered residential rooftop and canopy |  | None | Vivint Solar Developer, LLC | JCP&L | Accepted | 2020-01-02 | 2020-01-06 | 2021-10-30 | HANWHA SOLAR | Q.PEAK BLK-G5 315 | Solar Panels |  | 0.315 | 46 | 172 | 32 |  | Fixed | Roof
NJSTRE1545387342 | NJSRRE1544511903 | Transition Incentive Program | EAST BRUNSWICK TWP | 8816 | 11 | 11.34 | Residential | No | Behind the Meter | Behind the Meter |  | None | Tesla Energy Operations Inc. | PSE&G | Eligible for TI Program | 2020-02-20 | 2020-02-24 | 2021-10-30 | Hanwha Q CELLS | Q.PEAK DUO BLK-G5/SC315 | Solar Panels |  | 0.315 | 10 | 264 | 23 |  | Fixed | Roof
NJSTRE1545387327 | NJSRRE1543918661 | Transition Incentive Program | Lake | 8322 | 15 | 5.89 | Residential | Yes | Behind the Meter | Net-metered residential ground mount |  | None | Vision Solar LLC | AC Electric | As-Built Incomplete | 2020-01-03 | 2020-01-08 | 2021-10-30 | sunpower | e20-320-e-ac | Solar Panels |  | 0.327 | 18 | 180 | 30 |  | Fixed | Roof
NJSTRE1545387332 | NJSRRE1543464182 | Transition Incentive Program | Millville | 8332 | 20 | 2.64 | Residential | Yes | Behind the Meter | Behind the Meter |  | None | Sunrun Installation Services, Inc. | AC Electric | Eligible for TI Program | 2019-12-02 | 2019-12-04 | 2021-10-30 | LG Electronics | LG330N1C-A5 | Solar Panels |  | 0.33 | 4 | 176 | 45 |  | Fixed | Roof
NJSTRE1545387337 | NJSRRE1543529184 | Transition Incentive Program | TOMS RIVER | 8757 | 18 | 11.03 | Residential | Yes | Behind the Meter | Net-metered residential rooftop and canopy |  | None | Vivint Solar Developer, LLC | JCP&L | Accepted | 2019-12-12 | 2019-12-16 | 2021-10-30 | HANWHA SOLAR | Q.PEAK BLK-G5 315 | Solar Panels |  | 0.315 | 18 | 17 | 23 |  | Fixed | Roof
NJSTRE1545387342 | NJSRRE1544511903 | Transition Incentive Program | EAST BRUNSWICK TWP | 8816 | 11 | 11.34 | Residential | No | Behind the Meter | Behind the Meter |  | None | Tesla Energy Operations Inc. | PSE&G | Eligible for TI Program | 2020-02-20 | 2020-02-24 | 2021-10-30 | Hanwha Q CELLS | Q.PEAK DUO BLK-G5/SC315 | Solar Panels |  | 0.315 | 11 | 174 | 18 |  | Fixed | Roof
NJSTRE1545387342 | NJSRRE1544511903 | Transition Incentive Program | EAST BRUNSWICK TWP | 8816 | 11 | 11.34 | Residential | No | Behind the Meter | Behind the Meter |  | None | Tesla Energy Operations Inc. | PSE&G | Eligible for TI Program | 2020-02-20 | 2020-02-24 | 2021-10-30 | Hanwha Q CELLS | Q.PEAK DUO BLK-G5/SC315 | Solar Panels |  | 0.315 | 3 | 84 | 18 |  | Fixed | Roof
NJSTRE1545387346 | NJSRRE1543443608 | Transition Incentive Program | PENNSAUKEN | 8110 | 14 | 9.14 | Residential | Yes | Behind the Meter | Net-metered residential rooftop and canopy |  | None | Vivint Solar Developer, LLC | PSE&G | Accepted | 2019-11-26 | 2019-11-27 | 2021-10-30 | Hanwha Solar | Q.PEAK BLK-G5 315 | Solar Panels |  | 0.315 | 18 | 42 | 40 |  | Fixed | Roof
NJSTRE1545387347 | NJSRRE1544374094 | Transition Incentive Program | Keansburg | 7734 | 17 | 9.92 | Residential | Yes | Behind the Meter | Net-metered residential rooftop and canopy |  | None | All Season Solar | JCP&L | Accepted | 2020-02-05 | 2020-02-10 | 2021-10-30 | Trina | TSM-DD06M05II 320W NOV 19 | Solar Panels |  | 0.32 | 15 | 128 | 45 |  | Fixed | Roof
NJSTRE1545387349 | NJSRRE1543823415 | Transition Incentive Program | Stewartsville | 8886 | 2 | 20.93 | Residential | Yes | Behind the Meter | Net-metered residential rooftop and canopy |  | None | SunPower Corporation, Systems | JCP&L | Accepted |  | 2020-01-02 | 2021-10-30 | SUNPOWER | SPR-E20-327-E-AC | Solar Panels |  | 0.327 | 9 | 56 | 40 |  | Fixed | Roof
NJSTRE1545387355 | NJSRRE1543827327 | Transition Incentive Program | South Plainfield | 7080 | 11 | 7.29 | Residential | Yes | Behind the Meter | Net-metered residential rooftop and canopy |  | None | Vivint Solar Developer, LLC | PSE&G | Accepted | 2020-01-03 | 2020-01-03 | 2021-10-30 | Canadian Solar | CS6P-235PX | Solar Panels |  | 0.235 | 14 | 180 | 15 |  | Fixed | Roof
NJSTRE1545387361 | NJSRRE1543651810 | Transition Incentive Program | Sicklerville | 8081 | 14 | 24.05 | Residential | No | Behind the Meter | Behind the Meter |  | None | Sunny Corp | AC Electric | Eligible for TI Program | 2019-12-23 | 2019-12-27 | 2021-10-30 | Panasonic | VBHN325KA03 | Solar Panels |  | 0.325 | 10 | 118 | 44 |  | Fixed | Roof
NJSTRE1545387363 | NJSRRE1543477656 | Transition Incentive Program | NEPTUNE | 7753 | 17 | 9.77 | Residential | Yes | Behind the Meter | Net-metered residential rooftop and canopy |  | None | Vivint Solar Developer, LLC | JCP&L | Accepted | 2019-12-04 | 2019-12-06 | 2021-10-30 | Hanwha | Q.PEAK BLK-G5 315 | Solar Panels |  | 0.315 | 15 | 29 | 21 |  | Fixed | Roof
NJSTRE1545387374 | NJSRRE1544201303 | Transition Incentive Program | Keyport | 7735 | 17 | 6.3 | Residential | Yes | Behind the Meter | Net-metered residential rooftop and canopy |  | None | Vivint Solar Developer, LLC | JCP&L | Accepted | 2020-01-21 | 2020-01-27 | 2021-10-30 | HANWHA SOLAR | Q.PEAK BLK-G5 315 | Solar Panels |  | 0.315 | 10 | 346 | 31 |  | Fixed | Roof
NJSTRE1545387377 | NJSRRE1544175405 | Transition Incentive Program | Long Branch | 7740 | 17 | 11.97 | Residential | Yes | Behind the Meter | Net-metered residential rooftop and canopy |  | None | Trinity Solar | JCP&L | Final As-Built Received | 2020-01-16 | 2020-01-21 | 2021-10-30 | Hanwha | Q.PEAK DUO BLK-G5 315 | Solar Panels |  | 0.315 | 20 | 38 | 17 |  | Fixed | Roof
NJSTRE1545387382 | NJSRRE1544331654 | Transition Incentive Program | Bloomfield | 7003 | 9 | 4.03 | Residential | No | Behind the Meter | Behind the Meter |  | None | Sunrun Installation Services, Inc. | PSE&G | Eligible for TI Program | 2020-01-29 | 2020-02-03 | 2021-10-30 | REC Solar | REC310TP2M | Solar Panels |  | 0.31 | 13 | 221 | 23 |  | Fixed | Roof
NJSTRE1545387385 | NJSRRE1543425798 | Transition Incentive Program | Somerville | 8876 | 5 | 5.87 | Residential | Yes | Behind the Meter | Behind the Meter |  | None | Pro Custom Solar dba Momentum Solar | PSE&G | Eligible for TI Program | 2019-11-20 | 2019-11-25 | 2021-10-30 | LG Electronics | LG 345N1C-V5 | Solar Panels |  | 0.345 | 10 | 190 | 38 |  | Fixed | Roof
NJSTRE1545387387 | NJSRRE1544334785 | Transition Incentive Program | Perth Amboy | 8861 | 11 | 6.4 | Residential | Yes | Behind the Meter | Net-metered residential rooftop and canopy |  | None | All Season Solar | PSE&G | Accepted | 2020-01-30 | 2020-02-04 | 2021-10-30 | Trina | TSMDD06M05II | Solar Panels |  | 0.32 | 20 | 215 | 44 |  | Fixed | Roof
NJSTRE1545387390 | NJSRRE1543436670 | Transition Incentive Program | SOMERSET | 8873 | 5 | 14.18 | Residential | Yes | Behind the Meter | Net-metered residential rooftop and canopy |  | None | Vivint Solar Developer, LLC | PSE&G | Final As-Built Received | 2019-11-25 | 2019-11-26 | 2021-10-30 | HANWHA SOLAR | Q.PEAK BLK-G5 315 | Solar Panels |  | 0.315 | 5 | 220 | 38 |  | Fixed | Roof
NJSTRE1545387393 | NJSRRE1543821191 | Transition Incentive Program | Lakewood | 8701 | 18 | 13.64 | Residential | No | Behind the Meter | Net-metered residential rooftop and canopy |  | None | Powerlutions | JCP&L | Accepted |  | 2019-12-31 | 2021-10-30 | Trina | TSM-310 DD05A | Solar Panels |  | 0.31 | 24 | 117 | 40 |  | Fixed | Roof
NJSTRE1545387397 | NJSRRE1543436635 | Transition Incentive Program | Hazlet | 7730 | 17 | 9 | Residential | No | Behind the Meter | Behind the Meter |  | None | Power Home Remodeling Group | JCP&L | Eligible for TI Program | 2019-11-22 | 2019-11-26 | 2021-10-30 | Hyundai | HiS-S300RG | Solar Panels |  | 0.3 | 18 | 190 | 20 |  | Fixed | Roof
NJSTRE1545387417 | NJSRRE1544171746 | Transition Incentive Program | Clifton | 7013 | 6 | 3.78 | Residential | Yes | Behind the Meter | Net-metered residential rooftop and canopy |  | None | Trinity Solar | PSE&G | Final As-Built Received | 2020-01-15 | 2020-01-20 | 2021-10-30 | HANWHA | Q.PEAK DUO BLK-G5 315 | Solar Panels |  | 0.315 | 12 | 200 | 39 |  | Fixed | Roof
NJSTRE1545387423 | NJSRRE1544213836 | Transition Incentive Program | WOODBURY | 8096 | 15 | 4.41 | Residential | Yes | Behind the Meter | Net-metered residential rooftop and canopy |  | None | Vivint Solar Developer, LLC | PSE&G | Accepted | 2020-01-23 | 2020-01-27 | 2021-10-30 | Hanwha Solar | Q.PEAK BLK-G5 315 | Solar Panels |  | 0.315 | 6 | 15 | 17 |  | Fixed | Roof
NJSTRE1545387431 | NJSRRE1544523931 | Transition Incentive Program | Marlboro | 7746 | 17 | 9.38 | Residential | No | Behind the Meter | Behind the Meter |  | None | Green Power Energy | JCP&L | Eligible for TI Program | 2020-02-24 | 2020-02-26 | 2021-10-30 | Hanwha | Q.PEAK DUO BLK-G6 335 | Solar Panels |  | 0.335 | 7 | 74 | 30 |  | Fixed | Roof
NJSTRE1545387433 | NJSRRE1543434194 | Transition Incentive Program | Milford | 8848 | 4 | 13.63 | Residential | No | Behind the Meter | Behind the Meter |  | None | Sunrun Installation Services, Inc. | JCP&L | Eligible for TI Program | 2019-11-21 | 2019-11-26 | 2021-10-30 | REC Solar | REC290TP2 BLK | Solar Panels |  | 0.29 | 25 | 140 | 30 |  | Fixed | Roof
NJSTRE1545387437 | NJSRRE1544547515 | Transition Incentive Program | Princeton Junction | 8550 | 12 | 9.1 | Residential | No | Behind the Meter | Behind the Meter |  | None | Pro Custome DBA Momentum Solar | PSE&G | Eligible for TI Program | 2020-02-27 | 2020-03-03 | 2021-10-30 | lg electronics | LG 350N1C-V5 | Solar Panels |  | 0.35 | 3 | 101 | 28 |  | Fixed | Roof
NJSTRE1545387366 | NJSRRE1543450884 | Transition Incentive Program | Hightstown | 8520 | 12 | 8.82 | Residential | No | Behind the Meter | Net-metered residential rooftop and canopy |  | None | Trinity Solar | JCP&L | Final As-Built Received |  | 2019-12-03 | 2021-10-30 | HANWHA | Q.PEAK DUO BLK-G5 315 | Solar Panels |  | 0.315 | 28 | 180 | 29 |  | Fixed | Ground
NJSTRE1545387376 | NJSRRE1544465788 | Transition Incentive Program | TOMS RIVER | 8753 | 18 | 2.56 | Residential | Yes | Behind the Meter | Net-metered residential rooftop and canopy |  | None | Vivint Solar Developer, LLC | JCP&L | Accepted |  | 2020-02-19 | 2021-10-30 | Jinko Solar | JKM320M-60HBL | Solar Panels |  | 0.32 | 6 | 4 | 23 |  | Fixed | Roof
NJSTRE1545387377 | NJSRRE1544175405 | Transition Incentive Program | Long Branch | 7740 | 17 | 11.97 | Residential | Yes | Behind the Meter | Net-metered residential rooftop and canopy |  | None | Trinity Solar | JCP&L | Final As-Built Received | 2020-01-16 | 2020-01-21 | 2021-10-30 | Hanwha | Q.PEAK DUO BLK-G5 315 | Solar Panels |  | 0.315 | 8 | 308 | 16 |  | Fixed | Roof
NJSTRE1545387385 | NJSRRE1543425798 | Transition Incentive Program | Somerville | 8876 | 5 | 5.87 | Residential | Yes | Behind the Meter | Behind the Meter |  | None | Pro Custom Solar dba Momentum Solar | PSE&G | Eligible for TI Program | 2019-11-20 | 2019-11-25 | 2021-10-30 | LG Electronics | LG 345N1C-V5 | Solar Panels |  | 0.345 | 7 | 10 | 24 |  | Fixed | Roof
NJSTRE1545387386 | NJSRRE1544441316 | Transition Incentive Program | Morganville | 7751 | 17 | 8.85 | Residential | Yes | Behind the Meter | Net-metered residential rooftop and canopy |  | None | Bright Planet Solar | JCP&L | Accepted |  | 2020-02-17 | 2021-10-30 | TRINA SOLAR | TSM-DD05A.05(II) 295W | Solar Panels |  | 0.295 | 7 | 191 | 22 |  | Fixed | Roof
NJSTRE1545387393 | NJSRRE1543821191 | Transition Incentive Program | Lakewood | 8701 | 18 | 13.64 | Residential | No | Behind the Meter | Net-metered residential rooftop and canopy |  | None | Powerlutions | JCP&L | Accepted |  | 2019-12-31 | 2021-10-30 | Trina | TSM-310 DD05A | Solar Panels |  | 0.31 | 6 | 117 | 40 |  | Fixed | Roof
NJSTRE1545387394 | NJSRRE1544442710 | Transition Incentive Program | Sewell | 8080 | 15 | 11.06 | Residential | Yes | Behind the Meter | Net-metered residential rooftop and canopy |  | None | Vision Solar LLC | AC Electric | Accepted | 2020-02-13 | 2020-02-18 | 2021-10-30 | lg solar | lg335n1k-v5 | Solar Panels |  | 0.335 | 7 | 284 | 7 |  | Fixed | Roof
NJSTRE1545387395 | NJSRRE1544000875 | Transition Incentive Program | Washington | 7882 | 2 | 6.4 | Residential | Yes | Behind the Meter | Behind the Meter |  | None | Sunrun Installation Services, Inc. | JCP&L | Eligible for TI Program | 2020-01-06 | 2020-01-09 | 2021-10-30 | Hanwha Q-Cells | Q.PEAK DUO-G7 320 | Solar Panels |  | 0.32 | 20 | 155 | 18 |  | Fixed | Roof
NJSTRE1545387401 | NJSRRE1543443412 | Transition Incentive Program | HACKETTSTOWN | 7840 | 2 | 4.1 | Residential | Yes | Behind the Meter | Net-metered residential rooftop and canopy |  | None | Vivint Solar Developer, LLC | JCP&L | Accepted | 2019-11-26 | 2019-11-27 | 2021-10-30 | HANWHA SOLAR | Q.PEAK BLK-G5 315 | Solar Panels |  | 0.315 | 13 | 121 | 34 |  | Fixed | Roof
NJSTRE1545387404 | NJSRRE1543827042 | Transition Incentive Program | Carteret | 7008 | 11 | 7.04 | Residential | Yes | Behind the Meter | Behind the Meter |  | None | Skyline Solar, LLC | PSE&G | Eligible for TI Program | 2019-12-30 | 2020-01-03 | 2021-10-30 | Hanwha Q-Cells | Q.PEAK DUO-G5 320 | Solar Panels |  | 0.32 | 22 | 106286 | 20 |  | Fixed | Roof
NJSTRE1545387405 | NJSRRE1543447235 | Transition Incentive Program | JERSEY CITY | 7305 | 8 | 2.35 | Residential | No | Behind the Meter | Behind the Meter |  | None | Infinity Solar Systems | PSE&G | Eligible for TI Program | 2019-11-26 | 2019-12-03 | 2021-10-30 | LG | LG335N1K-V5 | Solar Panels |  | 0.335 | 7 | 196 | 35 |  | Fixed | Roof
NJSTRE1545387418 | NJSRRE1543436808 | Transition Incentive Program | BEVERLY | 8010 | 13 | 9.14 | Residential | Yes | Behind the Meter | Net-metered residential rooftop and canopy |  | None | Vivint Solar Developer, LLC | PSE&G | Accepted | 2019-11-25 | 2019-11-26 | 2021-10-30 | HANWHA SOLAR | Q.PEAK BLK-G5 315 | Solar Panels |  | 0.315 | 11 | 116 | 15 |  | Fixed | Roof
NJSTRE1545387391 | NJSRRE1544191639 | Transition Incentive Program | Perth Amboy | 8861 | 11 | 8.75 | Residential | Yes | Behind the Meter | Net-metered residential rooftop and canopy |  | None | Pro Custom Solar dba Momentum Solar | PSE&G | Accepted | 2020-01-17 | 2020-01-22 | 2021-10-30 | LG ELECTRONICS | LG 350N1C-V5 | Solar Panels |  | 0.35 | 16 | 128 | 39 |  | Fixed | Roof
NJSTRE1545387406 | NJSRRE1544436560 | Transition Incentive Program | Elizabth | 7206 | 10 | 70.07 | Residential | No | Behind the Meter | Net-metered residential rooftop and canopy |  | None | UNITED SOLAR | PSE&G | Accepted | 2020-02-12 | 2020-02-14 | 2021-10-30 | AXITEC | AC-385MH | Solar Panels |  | 0.385 | 182 | 270 | 0 |  | Fixed | Roof
NJSTRE1545387407 | NJSRRE1543421571 | Transition Incentive Program | Teaneck | 7666 | 7 | 5.04 | Residential | Yes | Behind the Meter | Behind the Meter |  | None | Trinity Solar | PSE&G | Eligible for TI Program | 2019-11-19 | 2019-11-21 | 2021-10-30 | Hanwha | Q.PEAK DUO BLK-G5 315 | Solar Panels |  | 0.315 | 6 | 109 | 40 |  | Fixed | Roof
NJSTRE1545387413 | NJSRRE1544215678 | Transition Incentive Program | ELMWOOD PARK | 7407 | 7 | 12.29 | Residential | No | Behind the Meter | Net-metered residential rooftop and canopy |  | None | Vivint Solar Developer, LLC | PSE&G | Accepted | 2020-01-23 | 2020-01-28 | 2021-10-30 | Hanwha Solar | Q.PEAK BLK-G5 315 | Solar Panels |  | 0.315 | 14 | 70 | 16 |  | Fixed | Roof
NJSTRE1545387413 | NJSRRE1544215678 | Transition Incentive Program | ELMWOOD PARK | 7407 | 7 | 12.29 | Residential | No | Behind the Meter | Net-metered residential rooftop and canopy |  | None | Vivint Solar Developer, LLC | PSE&G | Accepted | 2020-01-23 | 2020-01-28 | 2021-10-30 | Hanwha Solar | Q.PEAK BLK-G5 315 | Solar Panels |  | 0.315 | 17 | 251 | 16 |  | Fixed | Roof
NJSTRE1545387419 | NJSRRE1544501460 | Transition Incentive Program | Marlton | 8053 | 13 | 18.09 | Residential | Yes | Behind the Meter | Net-metered residential rooftop and canopy |  | None | Vision Solar LLC | AC Electric | Final As-Built Received | 2020-02-19 | 2020-02-24 | 2021-10-30 | lg solar | lg335n1k-v5 | Solar Panels |  | 0.335 | 14 | 301 | 28 |  | Fixed | Roof
NJSTRE1545387430 | NJSRRE1543451873 | Transition Incentive Program | Paterson City | 7502 | 6 | 7.25 | Residential | Yes | Behind the Meter | Behind the Meter |  | None | Sunrun Installation Services, Inc. | PSE&G | Eligible for TI Program | 2019-11-27 | 2019-12-03 | 2021-10-30 | REC Solar | REC290TP2 BLK | Solar Panels |  | 0.29 | 9 | 319 | 5 |  | Fixed | Roof
NJSTRE1545387440 | NJSRRE1543498256 | Transition Incentive Program | Teaneck | 7666 | 7 | 8.7 | Residential | Yes | Behind the Meter | Behind the Meter |  | None | Sunrun Installation Services, Inc. | PSE&G | Eligible for TI Program | 2019-12-06 | 2019-12-10 | 2021-10-30 | REC Solar | REC290TP2 BLK | Solar Panels |  | 0.29 | 13 | 296 | 30 |  | Fixed | Roof
NJSTRE1545387446 | NJSRRE1544184458 | Transition Incentive Program | FRANKLI | 8873 | 5 | 28.06 | Residential | No | Behind the Meter | Behind the Meter |  | None | Infinity Solar Systems | PSE&G | Eligible for TI Program | 2020-01-16 | 2020-01-21 | 2021-10-30 | TRINA | TSM-305DD05A.05(II) | Solar Panels |  | 0.305 | 19 | 310 | 20 |  | Fixed | Roof
NJSTRE1545387447 | NJSRRE1543481111 | Transition Incentive Program | Millville | 8332 | 20 | 3.84 | Residential | Yes | Behind the Meter | Behind the Meter |  | None | Skyline Solar, LLC | AC Electric | Eligible for TI Program | 2019-12-05 | 2019-12-09 | 2021-10-30 | Hanwha Q-Cells | Q.PEAK DUO-G5 320 | Solar Panels |  | 0.32 | 12 | 193 | 22 |  | Fixed | Roof
NJSTRE1545387452 | NJSRRE1544199808 | Transition Incentive Program | Beverly | 8010 | 13 | 12.25 | Residential | Yes | Behind the Meter | Behind the Meter |  | None | Pro Custom Solar dba Momentum Solar | PSE&G | Eligible for TI Program | 2020-01-20 | 2020-01-23 | 2021-10-30 | LG ELECTRONICS | LG 350N1C-V5 | Solar Panels |  | 0.35 | 6 | 70 | 20 |  | Fixed | Roof
NJSTRE1545387458 | NJSRRE1543556390 | Transition Incentive Program | Toms River | 8757 | 18 | 3.15 | Residential | Yes | Behind the Meter | Net-metered residential rooftop and canopy |  | None | Vivint Solar Developer, LLC | JCP&L | Accepted | 2019-12-17 | 2019-12-20 | 2021-10-30 | Hanwha Solar | Q.PEAK BLK-G5 315 | Solar Panels |  | 0.315 | 10 | 17 | 34 |  | Fixed | Roof
NJSTRE1545387459 | NJSRRE1544157424 | Transition Incentive Program | New Milford | 7646 | 7 | 3.15 | Residential | Yes | Behind the Meter | Net-metered residential rooftop and canopy |  | None | Vivint Solar Developer, LLC | PSE&G | Accepted | 2020-01-10 | 2020-01-15 | 2021-10-30 | Hanwha Solar | Q.PEAK BLK-G5 315 | Solar Panels |  | 0.315 | 10 | 358 | 33 |  | Fixed | Roof
NJSTRE1545387321 | NJSRRE1544540620 | Transition Incentive Program | Sicklerville | 8081 | 14 | 9.18 | Residential | Yes | Behind the Meter | Behind the Meter |  | None | Trinity Solar | AC Electric | Eligible for TI Program | 2020-02-26 | 2020-03-02 | 2021-10-30 | Hanwha | Q.PEAK DUO BLK-G6 340 | Solar Panels |  | 0.34 | 12 | 42 | 18 |  | Fixed | Roof
NJSTRE1545387325 | NJSRRE1544311123 | Transition Incentive Program | CHERRY HILL | 8002 | 14 | 9.14 | Residential | Yes | Behind the Meter | Net-metered residential rooftop and canopy |  | None | Vivint Solar Developer, LLC | PSE&G | Accepted | 2020-01-28 | 2020-01-30 | 2021-10-30 | Hanwha Solar | Q.PEAK BLK-G5 315 | Solar Panels |  | 0.315 | 9 | 227 | 20 |  | Fixed | Roof
NJSTRE1545387325 | NJSRRE1544311123 | Transition Incentive Program | CHERRY HILL | 8002 | 14 | 9.14 | Residential | Yes | Behind the Meter | Net-metered residential rooftop and canopy |  | None | Vivint Solar Developer, LLC | PSE&G | Accepted | 2020-01-28 | 2020-01-30 | 2021-10-30 | Hanwha Solar | Q.PEAK BLK-G5 315 | Solar Panels |  | 0.315 | 3 | 317 | 35 |  | Fixed | Roof
NJSTRE1545387330 | NJSRRE1544524218 | Transition Incentive Program | Elizabeth | 7201 | 10 | 7.82 | Residential | No | Behind the Meter | Behind the Meter |  | None | Pro Custom Solar dba Momentum Solar | PSE&G | Eligible for TI Program | 2020-02-24 | 2020-02-26 | 2021-10-30 | Hanwha | Q.Peak DOU BLK-G6+ 340 | Solar Panels |  | 0.34 | 17 | 119 | 39 |  | Fixed | Roof
NJSTRE1545387335 | NJSRRE1543532517 | Transition Incentive Program | Franklin Park | 8823 | 5 | 13.23 | Residential | No | Behind the Meter | Net-metered residential rooftop and canopy |  | None | Vivint Solar Developer, LLC | PSE&G | Accepted | 2019-12-12 | 2019-12-16 | 2021-10-30 | HANWHA SOLAR | Q.PEAK BLK-G5 315 | Solar Panels |  | 0.315 | 12 | 30 | 27 |  | Fixed | Roof
NJSTRE1545387338 | NJSRRE1543858942 | Transition Incentive Program | Hillsborough | 8844 | 5 | 12.6 | Residential | Yes | Behind the Meter | Net-metered residential rooftop and canopy |  | None | Vivint Solar Developer, LLC | PSE&G | Accepted | 2020-01-02 | 2020-01-06 | 2021-10-30 | Hanwha Solar | SOLAR Q.PEAK BLK-G5 315 | Solar Panels |  | 0.315 | 6 | 289 | 37 |  | Fixed | Roof
NJSTRE1545387338 | NJSRRE1543858942 | Transition Incentive Program | Hillsborough | 8844 | 5 | 12.6 | Residential | Yes | Behind the Meter | Net-metered residential rooftop and canopy |  | None | Vivint Solar Developer, LLC | PSE&G | Accepted | 2020-01-02 | 2020-01-06 | 2021-10-30 | HANWHA SOLAR | Q.PEAK BLK-G5 315 | Solar Panels |  | 0.315 | 5 | 199 | 37 |  | Fixed | Roof
NJSTRE1545387339 | NJSRRE1544524617 | Transition Incentive Program | Boonton | 7005 | 3 | 3.41 | Residential | Yes | Behind the Meter | Behind the Meter |  | None | Sunrun Installation Services, Inc. | JCP&L | Eligible for TI Program | 2020-02-24 | 2020-02-27 | 2021-10-30 | REC Solar | REC310TP2M | Solar Panels |  | 0.31 | 11 | 18 | 34 |  | Fixed | Roof
NJSTRE1545387343 | NJSRRE1543826884 | Transition Incentive Program | South Bound Brook | 8880 | 5 | 3.78 | Residential | No | Behind the Meter | Behind the Meter |  | None | Pro Custom Solar dba Momentum Solar | PSE&G | Eligible for TI Program | 2019-12-30 | 2020-01-03 | 2021-10-30 | HANWHA | Q.PEAK DUO BLK-G5 315 | Solar Panels |  | 0.315 | 5 | 147 | 3 |  | Fixed | Roof
NJSTRE1545387348 | NJSRRE1543547906 | Transition Incentive Program | Paterson | 7503 | 6 | 5.36 | Residential | Yes | Behind the Meter | Net-metered residential rooftop and canopy |  | None | Vivint Solar Developer, LLC | PSE&G | Accepted | 2019-12-13 | 2019-12-18 | 2021-10-30 | Hanwha | Q.PEAK BLK-G5 315 | Solar Panels |  | 0.315 | 3 | 166 | 26 |  | Fixed | Roof
NJSTRE1545387348 | NJSRRE1543547906 | Transition Incentive Program | Paterson | 7503 | 6 | 5.36 | Residential | Yes | Behind the Meter | Net-metered residential rooftop and canopy |  | None | Vivint Solar Developer, LLC | PSE&G | Accepted | 2019-12-13 | 2019-12-18 | 2021-10-30 | Hanwha | Q.PEAK BLK-G5 315 | Solar Panels |  | 0.315 | 4 | 346 | 36 |  | Fixed | Roof
NJSTRE1545387351 | NJSRRE1543547880 | Transition Incentive Program | Parlin | 8859 | 11 | 10.01 | Residential | Yes | Behind the Meter | Behind the Meter |  | None | Pro Custom Solar dba Momentum Solar | JCP&L | Eligible for TI Program | 2019-12-13 | 2019-12-18 | 2021-10-30 | LG ELECTRONICS | LG 345N1C-V5 | Solar Panels |  | 0.345 | 6 | 277 | 16 |  | Fixed | Roof
NJSTRE1545387365 | NJSRRE1544199335 | Transition Incentive Program | Pleasantville | 8232 | 19 | 10.56 | Residential | Yes | Behind the Meter | Net-metered residential rooftop and canopy |  | None | Castle Energy, LLC | AC Electric | Final As-Built Received | 2020-01-20 | 2020-01-23 | 2021-10-30 | Hanwha Q-Cells | Q.Peak DUO BLK G5 320 | Solar Panels |  | 0.32 | 8 | 299 | 22 |  | Fixed | Roof
NJSTRE1545387375 | NJSRRE1543913481 | Transition Incentive Program | Pleasantville | 8232 | 19 | 6.08 | Residential | No | Behind the Meter | Net-metered residential rooftop and canopy |  | None | Castle Energy, LLC | AC Electric | Accepted | 2020-01-03 | 2020-01-07 | 2021-10-30 | Hanwha Q-Cells | Q.Peak-DUO 320 | Solar Panels |  | 0.32 | 19 | 206 | 36 |  | Fixed | Roof
NJSTRE1545387379 | NJSRRE1543672193 | Transition Incentive Program | FIELDSBORO | 8505 | 13 | 8.82 | Residential | No | Behind the Meter | Net-metered residential rooftop and canopy |  | None | Vivint Solar Developer, LLC | PSE&G | Accepted | 2019-12-26 | 2019-12-30 | 2021-10-30 | Hanwha Solar | Q.PEAK BLK-G5 315 | Solar Panels |  | 0.315 | 12 | 137 | 14 |  | Fixed | Roof
NJSTRE1545387386 | NJSRRE1544441316 | Transition Incentive Program | Morganville | 7751 | 17 | 8.85 | Residential | Yes | Behind the Meter | Net-metered residential rooftop and canopy |  | None | Bright Planet Solar | JCP&L | Accepted |  | 2020-02-17 | 2021-10-30 | TRINA SOLAR | TSM-DD05A.05(II) 295W | Solar Panels |  | 0.295 | 12 | 22 | 191 |  | Fixed | Roof
NJSTRE1545387394 | NJSRRE1544442710 | Transition Incentive Program | Sewell | 8080 | 15 | 11.06 | Residential | Yes | Behind the Meter | Net-metered residential rooftop and canopy |  | None | Vision Solar LLC | AC Electric | Accepted | 2020-02-13 | 2020-02-18 | 2021-10-30 | lg solar | lg335n1k-v5 | Solar Panels |  | 0.335 | 6 | 194 | 37 |  | Fixed | Roof
NJSTRE1545387394 | NJSRRE1544442710 | Transition Incentive Program | Sewell | 8080 | 15 | 11.06 | Residential | Yes | Behind the Meter | Net-metered residential rooftop and canopy |  | None | Vision Solar LLC | AC Electric | Accepted | 2020-02-13 | 2020-02-18 | 2021-10-30 | lg solar | lg335n1k-v5 | Solar Panels |  | 0.335 | 5 | 14 | 37 |  | Fixed | Roof
NJSTRE1545387398 | NJSRRE1543473927 | Transition Incentive Program | Hasbrouck Heights | 7604 | 7 | 5.4 | Residential | No | Behind the Meter | Net-metered residential rooftop and canopy |  | None | Apex Solar Power | PSE&G | Accepted |  | 2019-12-05 | 2021-10-30 | SOLARIA | 360R-PD | Solar Panels |  | 0.36 | 6 | 125 | 34 |  | Fixed | Roof
NJSTRE1545387398 | NJSRRE1543473927 | Transition Incentive Program | Hasbrouck Heights | 7604 | 7 | 5.4 | Residential | No | Behind the Meter | Net-metered residential rooftop and canopy |  | None | Apex Solar Power | PSE&G | Accepted |  | 2019-12-05 | 2021-10-30 | SOLARIA | 360R-PD | Solar Panels |  | 0.36 | 3 | 215 | 34 |  | Fixed | Roof
NJSTRE1545387403 | NJSRRE1544436538 | Transition Incentive Program | Franklin Twp | 8873 | 5 | 11.9 | Commercial | No | Behind the Meter | Behind the Meter |  | None | Maier Solar Engineering dba Solar Me | PSE&G | Eligible for TI Program | 2020-02-12 | 2020-02-14 | 2021-10-30 | Hyundai | HiS-350TI | Solar Panels |  | 0.35 | 27 | 234 | 17 |  | Fixed | Roof
NJSTRE1545387403 | NJSRRE1544436538 | Transition Incentive Program | Franklin Twp | 8873 | 5 | 11.9 | Commercial | No | Behind the Meter | Behind the Meter |  | None | Maier Solar Engineering dba Solar Me | PSE&G | Eligible for TI Program | 2020-02-12 | 2020-02-14 | 2021-10-30 | Hyundai | HiS-350TI | Solar Panels |  | 0.35 | 7 | 234 | 25 |  | Fixed | Roof
NJSTRE1545387411 | NJSRRE1543963268 | Transition Incentive Program | Woodbine | 8270 | 21 | 6.4 | Residential | Yes | Behind the Meter | Behind the Meter |  | ACE | Sun Up Zero Down | AC Electric | Eligible for TI Program | 2020-01-06 | 2020-01-09 | 2021-10-30 | trina | TSM-320 DD05H.05 (II) | Solar Panels |  | 0.32 | 20 | 108 | 40 |  | Fixed | Roof
NJSTRE1545387422 | NJSRRE1544549988 | Transition Incentive Program | Washington Twp | 8012 | 14 | 5.89 | Residential | Yes | Behind the Meter | Net-metered residential rooftop and canopy |  | None | Castle Energy, LLC | AC Electric | Accepted | 2020-02-28 | 2020-03-03 | 2021-10-30 | SunPower | SPR-E20-327-C-AC | Solar Panels |  | 0.327 | 18 | 216 | 30 |  | Fixed | Roof
NJSTRE1545387428 | NJSRRE1543661234 | Transition Incentive Program | Newton | 7860 | 1 | 25.11 | Residential | No | Behind the Meter | Behind the Meter |  | None | 1st Light Energy Inc | JCP&L | Eligible for TI Program | 2019-12-23 | 2019-12-30 | 2021-10-30 | Longi | LR6-60HPB-310M | Solar Panels |  | 0.31 | 39 | 181 | 45 |  | Fixed | Roof
NJSTRE1545387439 | NJSRRE1544172222 | Transition Incentive Program | Jersey City | 7302 | 8 | 5.49 | Residential | Yes | Behind the Meter | Behind the Meter |  | None | Complete Solar | PSE&G | Eligible for TI Program | 2020-02-07 | 2020-02-10 | 2021-10-30 | LONGI SOLAR | LONGI SOLAR- LR6-60PB-305M | Solar Panels |  | 0.305 | 18 | 242.5 | 30 |  | Fixed | Roof
NJSTRE1545387441 | NJSRRE1544514452 | Transition Incentive Program | FORKED RIVER | 8731 | 18 | 14.4 | Residential | Yes | Behind the Meter | Net-metered residential rooftop and canopy |  | None | Vivint Solar Developer, LLC | JCP&L | Accepted | 2020-02-24 | 2020-02-25 | 2021-10-30 | JINKO SOLAR | JKM320M-60HBL | Solar Panels |  | 0.32 | 22 | 294 | 22 |  | Fixed | Roof
NJSTRE1545387457 | NJSRRE1544468848 | Transition Incentive Program | Dayton | 8810 | 11 | 9.38 | Residential | No | Behind the Meter | Net-metered residential rooftop and canopy |  | PSEG | Maier Solar Engineering dba Solar Me | PSE&G | Accepted | 2020-02-18 | 2020-02-20 | 2021-10-30 | LG | LG335N1K-V5 | Solar Panels |  | 0.335 | 12 | 244 | 32 |  | Fixed | Roof
NJSTRE1545387463 | NJSRRE1543570713 | Transition Incentive Program | Flemington | 8822 | 4 | 17.66 | Residential | No | Behind the Meter | Behind the Meter |  | None | Seabright Solar | JCP&L | Eligible for TI Program | 2019-12-27 | 2019-12-27 | 2021-10-30 | Sunpower | SPR-E20-327 | Solar Panels |  | 0.327 | 54 | 180 | 30 |  | Fixed | Ground
NJSTRE1545387465 | NJSRRE1543827066 | Transition Incentive Program | Kinnelon | 7405 | 3 | 23.4 | Residential | No | Behind the Meter | Behind the Meter |  | None | Green Power Energy | Butler | Eligible for TI Program | 2019-12-30 | 2020-01-03 | 2021-10-30 | S-Energy | SN360M-10 | Solar Panels |  | 0.36 | 4 | 167 | 27 |  | Fixed | Roof
NJSTRE1545387469 | NJSRRE1544419861 | Transition Incentive Program | Barnegat | 8005 | 18 | 12.16 | Residential | Yes | Behind the Meter | Net-metered residential rooftop and canopy |  | None | Vivint Solar Developer, LLC | JCP&L | Accepted | 2020-02-07 | 2020-02-12 | 2021-10-30 | JINKO SOLAR | JKM320M-60HBL | Solar Panels |  | 0.32 | 11 | 196 | 19 |  | Fixed | Roof
NJSTRE1545387473 | NJSRRE1543478502 | Transition Incentive Program | ENGLEWOOD | 7631 | 7 | 7.88 | Residential | Yes | Behind the Meter | Net-metered residential rooftop and canopy |  | None | Vivint Solar Developer, LLC | PSE&G | Accepted | 2019-12-05 | 2019-12-09 | 2021-10-30 | HANWHA SOLAR | Q.PEAK BLK-G5 315 | Solar Panels |  | 0.315 | 5 | 265 | 28 |  | Fixed | Roof
NJSTRE1545387476 | NJSRRE1543477381 | Transition Incentive Program | Succasunna | 7876 | 3 | 11.39 | Residential | Yes | Behind the Meter | Behind the Meter |  | None | Pro Custom Solar dba Momentum Solar | JCP&L | Eligible for TI Program | 2019-12-04 | 2019-12-06 | 2021-10-30 | LG Electronics | LG 345N1C-V5 | Solar Panels |  | 0.345 | 16 | 340 | 19 |  | Fixed | Roof
NJSTRE1545387478 | NJSRRE1543974475 | Transition Incentive Program | JACKSON | 8527 | 18 | 13.86 | Residential | Yes | Behind the Meter | Net-metered residential rooftop and canopy |  | None | Vivint Solar Developer, LLC | JCP&L | Accepted | 2020-01-06 | 2020-01-08 | 2021-10-30 | HANWHA SOLAR | Q.PEAK BLK-G5 315 | Solar Panels |  | 0.315 | 16 | 30 | 31 |  | Fixed | Roof
NJSTRE1545387487 | NJSRRE1543422217 | Transition Incentive Program | CHERRY HILL | 8002 | 14 | 14.81 | Residential | Yes | Behind the Meter | Net-metered residential rooftop and canopy |  | None | Vivint Solar Developer, LLC | PSE&G | Accepted | 2019-11-20 | 2019-11-22 | 2021-10-30 | Hanwha | Q.PEAK BLK-G5 315 | Solar Panels |  | 0.315 | 23 | 129 | 26 |  | Fixed | Roof
NJSTRE1545387496 | NJSRRE1543502387 | Transition Incentive Program | PATERSON CITY | 7524 | 6 | 3.78 | Residential | Yes | Behind the Meter | Behind the Meter |  | None | Tesla Energy Operations Inc | PSE&G | Eligible for TI Program | 2019-12-10 | 2019-12-12 | 2021-10-30 | Hanwha Q-Cells | Q.Peak DUO BLK-G5/SC315 | Solar Panels |  | 0.315 | 12 | 193 | 45 |  | Fixed | Roof
NJSTRE1545387500 | NJSRRE1544524193 | Transition Incentive Program | Bridgewater | 8807 | 5 | 9.52 | Residential | No | Behind the Meter | Behind the Meter |  | None | Pro Custom Solar dba Momentum Solar | JCP&L | Eligible for TI Program | 2020-02-24 | 2020-02-26 | 2021-10-30 | Hanwha | Q.Peak DOU BLK-G6+ 340 | Solar Panels |  | 0.34 | 28 | 266 | 34 |  | Fixed | Roof
NJSTRE1545387504 | NJSRRE1543826662 | Transition Incentive Program | Plainfield | 7062 | 10 | 7.56 | Residential | Yes | Behind the Meter | Behind the Meter |  | None | Pro Custom Solar dba Momentum Solar | PSE&G | Eligible for TI Program | 2019-12-30 | 2020-01-03 | 2021-10-30 | HANWHA | Q.Peak DUO BLK-G5 315 | Solar Panels |  | 0.315 | 6 | 37 | 28 |  | Fixed | Roof
NJSTRE1545387429 | NJSRRE1544465813 | Transition Incentive Program | SOMERSET | 8873 | 5 | 11.52 | Residential | Yes | Behind the Meter | Net-metered residential rooftop and canopy |  | None | Vivint Solar Developer, LLC | PSE&G | Accepted | 2020-02-17 | 2020-02-19 | 2021-10-30 | Jinko Solar | JKM320M-60HBL | Solar Panels |  | 0.32 | 24 | 323 | 39 |  | Fixed | Roof
NJSTRE1545387437 | NJSRRE1544547515 | Transition Incentive Program | Princeton Junction | 8550 | 12 | 9.1 | Residential | No | Behind the Meter | Behind the Meter |  | None | Pro Custome DBA Momentum Solar | PSE&G | Eligible for TI Program | 2020-02-27 | 2020-03-03 | 2021-10-30 | lg electronics | LG 350N1C-V5 | Solar Panels |  | 0.35 | 16 | 191 | 30 |  | Fixed | Roof
NJSTRE1545387448 | NJSRRE1543451910 | Transition Incentive Program | Parlin | 8859 | 11 | 3.19 | Residential | Yes | Behind the Meter | Behind the Meter |  | None | Sunrun Installation Services, Inc. | JCP&L | Eligible for TI Program | 2019-11-27 | 2019-12-03 | 2021-10-30 | REC Solar | REC290TP2 BLK | Solar Panels |  | 0.29 | 11 | 125 | 18 |  | Fixed | Roof
NJSTRE1545387449 | NJSRRE1544436690 | Transition Incentive Program | LONG BRANCH | 7740 | 17 | 6.4 | Residential | Yes | Behind the Meter | Net-metered residential rooftop and canopy |  | None | Vivint Solar Developer, LLC | JCP&L | Accepted | 2020-02-12 | 2020-02-17 | 2021-10-30 | JINKO SOLAR | JKM320M-60HBL | Solar Panels |  | 0.32 | 5 | 352 | 27 |  | Fixed | Roof
NJSTRE1545387452 | NJSRRE1544199808 | Transition Incentive Program | Beverly | 8010 | 13 | 12.25 | Residential | Yes | Behind the Meter | Behind the Meter |  | None | Pro Custom Solar dba Momentum Solar | PSE&G | Eligible for TI Program | 2020-01-20 | 2020-01-23 | 2021-10-30 | LG ELECTRONICS | LG 350N1C-V5 | Solar Panels |  | 0.35 | 12 | 160 | 21 |  | Fixed | Roof
NJSTRE1545387460 | NJSRRE1544348655 | Transition Incentive Program | Bradley Beach | 7720 | 17 | 9.3 | Residential | Yes | Behind the Meter | Behind the Meter |  | None | Sunrun Installation Services, Inc. | JCP&L | Eligible for TI Program | 2020-02-03 | 2020-02-06 | 2021-10-30 | REC Solar | REC310TP2M | Solar Panels |  | 0.31 | 7 | 20 | 9 |  | Fixed | Roof
NJSTRE1545387460 | NJSRRE1544348655 | Transition Incentive Program | Bradley Beach | 7720 | 17 | 9.3 | Residential | Yes | Behind the Meter | Behind the Meter |  | None | Sunrun Installation Services, Inc. | JCP&L | Eligible for TI Program | 2020-02-03 | 2020-02-06 | 2021-10-30 | REC Solar | REC310TP2M | Solar Panels |  | 0.31 | 9 | 202 | 9 |  | Fixed | Roof
NJSTRE1545387462 | NJSRRE1543421479 | Transition Incentive Program | CINNAMINSON | 8077 | 13 | 11.97 | Residential | Yes | Behind the Meter | Net-metered residential rooftop and canopy |  | None | Vivint Solar Developer, LLC | PSE&G | Accepted | 2019-11-19 | 2019-11-21 | 2021-10-30 | HANWHA SOLAR | Q.PEAK BLK-G5 315 | Solar Panels |  | 0.315 | 3 | 338 | 19 |  | Fixed | Roof
NJSTRE1545387462 | NJSRRE1543421479 | Transition Incentive Program | CINNAMINSON | 8077 | 13 | 11.97 | Residential | Yes | Behind the Meter | Net-metered residential rooftop and canopy |  | None | Vivint Solar Developer, LLC | PSE&G | Accepted | 2019-11-19 | 2019-11-21 | 2021-10-30 | HANWHA SOLAR | Q.PEAK BLK-G5 315 | Solar Panels |  | 0.315 | 17 | 158 | 18 |  | Fixed | Roof
NJSTRE1545387469 | NJSRRE1544419861 | Transition Incentive Program | Barnegat | 8005 | 18 | 12.16 | Residential | Yes | Behind the Meter | Net-metered residential rooftop and canopy |  | None | Vivint Solar Developer, LLC | JCP&L | Accepted | 2020-02-07 | 2020-02-12 | 2021-10-30 | JINKO SOLAR | JKM320M-60HBL | Solar Panels |  | 0.32 | 12 | 16 | 19 |  | Fixed | Roof
NJSTRE1545387471 | NJSRRE1543656993 | Transition Incentive Program | Piscataway | 8854 | 11 | 17.69 | Residential | Yes | Behind the Meter | Behind the Meter |  | None | Sunrun Installation Services, Inc. | PSE&G | Eligible for TI Program | 2019-12-23 | 2019-12-27 | 2021-10-30 | REC Solar | REC290TP2 BLK | Solar Panels |  | 0.29 | 14 | 87 | 30 |  | Fixed | Roof
NJSTRE1545387472 | NJSRRE1544348726 | Transition Incentive Program | CLIFTON CITY | 7011 | 6 | 8.68 | Residential | Yes | Behind the Meter | Behind the Meter |  | None | Sunrun Installation Services, Inc. | PSE&G | Eligible for TI Program | 2020-02-03 | 2020-02-06 | 2021-10-30 | REC Solar | REC310TP2M | Solar Panels |  | 0.31 | 6 | Fixed | 30 |  | Fixed | Roof
NJSTRE1545387310 | NJSRRE1543880407 | Transition Incentive Program | Union | 7083 | 10 | 5.76 | Residential | Yes | Behind the Meter | Behind the Meter |  | None | Sunrun Installation Services, Inc. | PSE&G | Eligible for TI Program | 2020-01-02 | 2020-01-07 | 2021-10-30 | Hanwha Q-Cells | Q.PEAK DUO-G7 320 | Solar Panels |  | 0.32 | 6 | 216 | 34 |  | Fixed | Roof
NJSTRE1545387313 | NJSRRE1543540509 | Transition Incentive Program | Bridgewater | 8807 | 5 | 7.56 | Residential | Yes | Behind the Meter | Behind the Meter |  | None | Pro Custom Solar dba Momentum Solar | PSE&G | Eligible for TI Program | 2019-12-13 | 2020-01-08 | 2021-10-30 | HANWHA | Q.PEAK DUO BLK-G5 315 | Solar Panels |  | 0.315 | 12 | 173 | 16 |  | Fixed | Roof
NJSTRE1545387331 | NJSRRE1544512244 | Transition Incentive Program | BELLEVILLE | 7109 | 9 | 12.29 | Residential | No | Behind the Meter | Net-metered residential rooftop and canopy |  | None | Vivint Solar Developer, LLC | PSE&G | Accepted | 2020-02-21 | 2020-03-11 | 2021-10-30 | Hanwha Solar | Q.PEAK BLK-G5 315 | Solar Panels |  | 0.315 | 7 | 291 | 23 |  | Fixed | Roof
NJSTRE1545387335 | NJSRRE1543532517 | Transition Incentive Program | Franklin Park | 8823 | 5 | 13.23 | Residential | No | Behind the Meter | Net-metered residential rooftop and canopy |  | None | Vivint Solar Developer, LLC | PSE&G | Accepted | 2019-12-12 | 2019-12-16 | 2021-10-30 | HANWHA SOLAR | Q.PEAK BLK-G5 315 | Solar Panels |  | 0.315 | 11 | 210 | 27 |  | Fixed | Roof
NJSTRE1545387340 | NJSRRE1543497451 | Transition Incentive Program | Medford | 8055 | 13 | 11.66 | Residential | Yes | Behind the Meter | Behind the Meter |  | None | Pro Custom Solar dba Momentum Solar | PSE&G | Eligible for TI Program | 2019-12-06 | 2019-12-10 | 2021-10-30 | HANWHA | Q.PEAK DUO BLK-G5 315 | Solar Panels |  | 0.315 | 21 | 272 | 39 |  | Fixed | Roof
NJSTRE1545387342 | NJSRRE1544511903 | Transition Incentive Program | EAST BRUNSWICK TWP | 8816 | 11 | 11.34 | Residential | No | Behind the Meter | Behind the Meter |  | None | Tesla Energy Operations Inc. | PSE&G | Eligible for TI Program | 2020-02-20 | 2020-02-24 | 2021-10-30 | Hanwha Q CELLS | Q.PEAK DUO BLK-G5/SC315 | Solar Panels |  | 0.315 | 12 | 84 | 23 |  | Fixed | Roof
NJSTRE1545387349 | NJSRRE1543823415 | Transition Incentive Program | Stewartsville | 8886 | 2 | 20.93 | Residential | Yes | Behind the Meter | Net-metered residential rooftop and canopy |  | None | SunPower Corporation, Systems | JCP&L | Accepted |  | 2020-01-02 | 2021-10-30 | SUNPOWER | SPR-E20-327-E-AC | Solar Panels |  | 0.327 | 7 | 146 | 40 |  | Fixed | Roof
NJSTRE1545387349 | NJSRRE1543823415 | Transition Incentive Program | Stewartsville | 8886 | 2 | 20.93 | Residential | Yes | Behind the Meter | Net-metered residential rooftop and canopy |  | None | SunPower Corporation, Systems | JCP&L | Accepted |  | 2020-01-02 | 2021-10-30 | SUNPOWER | SPR-E20-327-E-AC | Solar Panels |  | 0.327 | 6 | 56 | 40 |  | Fixed | Roof
NJSTRE1545387361 | NJSRRE1543651810 | Transition Incentive Program | Sicklerville | 8081 | 14 | 24.05 | Residential | No | Behind the Meter | Behind the Meter |  | None | Sunny Corp | AC Electric | Eligible for TI Program | 2019-12-23 | 2019-12-27 | 2021-10-30 | Panasonic | VBHN325KA03 | Solar Panels |  | 0.325 | 8 | 298 | 44 |  | Fixed | Roof
NJSTRE1545387371 | NJSRRE1544472595 | Transition Incentive Program | South Brunswick Township | 8852 | 11 | 8.71 | Residential | No | Behind the Meter | Net-metered residential rooftop and canopy |  | None | SunnyMac LLC | PSE&G | Accepted |  | 2020-02-21 | 2021-10-30 | SunPower | SPR-X21-335 | Solar Panels |  | 0.335 | 3 | 244 | 28 |  | Fixed | Roof
NJSTRE1545387371 | NJSRRE1544472595 | Transition Incentive Program | South Brunswick Township | 8852 | 11 | 8.71 | Residential | No | Behind the Meter | Net-metered residential rooftop and canopy |  | None | SunnyMac LLC | PSE&G | Accepted |  | 2020-02-21 | 2021-10-30 | SunPower | SPR-X21-335 | Solar Panels |  | 0.335 | 9 | 244 | 34 |  | Fixed | Roof
NJSTRE1545387379 | NJSRRE1543672193 | Transition Incentive Program | FIELDSBORO | 8505 | 13 | 8.82 | Residential | No | Behind the Meter | Net-metered residential rooftop and canopy |  | None | Vivint Solar Developer, LLC | PSE&G | Accepted | 2019-12-26 | 2019-12-30 | 2021-10-30 | Hanwha Solar | Q.PEAK BLK-G5 315 | Solar Panels |  | 0.315 | 16 | 317 | 14 |  | Fixed | Roof
NJSTRE1545387465 | NJSRRE1543827066 | Transition Incentive Program | Kinnelon | 7405 | 3 | 23.4 | Residential | No | Behind the Meter | Behind the Meter |  | None | Green Power Energy | Butler | Eligible for TI Program | 2019-12-30 | 2020-01-03 | 2021-10-30 | S-Energy | SN360M-10 | Solar Panels |  | 0.36 | 24 | 165 | 27 |  | Fixed | Roof
NJSTRE1545387468 | NJSRRE1544172057 | Transition Incentive Program | LODI | 7644 | 7 | 6.93 | Residential | Yes | Behind the Meter | Net-metered residential rooftop and canopy |  | None | Vivint Solar Developer, LLC | PSE&G | Accepted | 2020-01-15 | 2020-01-20 | 2021-10-30 | HANWHA SOLAR | Q.PEAK BLK-G5 315 | Solar Panels |  | 0.315 | 14 | 162 | 16 |  | Fixed | Roof
NJSTRE1545387472 | NJSRRE1544348726 | Transition Incentive Program | CLIFTON CITY | 7011 | 6 | 8.68 | Residential | Yes | Behind the Meter | Behind the Meter |  | None | Sunrun Installation Services, Inc. | PSE&G | Eligible for TI Program | 2020-02-03 | 2020-02-06 | 2021-10-30 | REC Solar | REC310TP2M | Solar Panels |  | 0.31 | 11 | 345 | 9 |  | Fixed | Roof
NJSTRE1545387473 | NJSRRE1543478502 | Transition Incentive Program | ENGLEWOOD | 7631 | 7 | 7.88 | Residential | Yes | Behind the Meter | Net-metered residential rooftop and canopy |  | None | Vivint Solar Developer, LLC | PSE&G | Accepted | 2019-12-05 | 2019-12-09 | 2021-10-30 | HANWHA SOLAR | Q.PEAK BLK-G5 315 | Solar Panels |  | 0.315 | 11 | 175 | 27 |  | Fixed | Roof
NJSTRE1545387477 | NJSRRE1544421195 | Transition Incentive Program | Manahawkin | 8050 | 18 | 6.93 | Residential | Yes | Behind the Meter | Net-metered residential rooftop and canopy |  | None | Vivint Solar Developer, LLC | AC Electric | Accepted | 2020-02-10 | 2020-02-12 | 2021-10-30 | Hanwha Solar | Q.PEAK BLK-G5 315 | Solar Panels |  | 0.315 | 2 | 155 | 27 |  | Fixed | Roof
NJSTRE1545387489 | NJSRRE1543565026 | Transition Incentive Program | Englewood | 7631 | 7 | 6.3 | Residential | Yes | Behind the Meter | Net-metered residential rooftop and canopy |  | None | Vivint Solar Developer, LLC | PSE&G | Accepted | 2019-12-18 | 2019-12-23 | 2021-10-30 | HANWHA SOLAR | Q.PEAK BLK-G5 315 | Solar Panels |  | 0.315 | 20 | 263 | 39 |  | Fixed | Roof
NJSTRE1545387494 | NJSRRE1543852904 | Transition Incentive Program | HAZLET | 7730 | 17 | 10.71 | Residential | Yes | Behind the Meter | Net-metered residential rooftop and canopy |  | None | Vivint Solar Developer, LLC | JCP&L | Accepted | 2020-01-02 | 2020-01-06 | 2021-10-30 | Hanwha Solar | Q.PEAK BLK-G5 315 | Solar Panels |  | 0.315 | 3 | 21 | 10 |  | Fixed | Roof
NJSTRE1545387499 | NJSRRE1543513058 | Transition Incentive Program | Landing | 7850 | 3 | 9.57 | Residential | Yes | Behind the Meter | Behind the Meter |  | None | Sunrun Installation Services, Inc. | JCP&L | Eligible for TI Program | 2019-12-11 | 2019-12-16 | 2021-10-30 | REC Solar | REC290TP2 BLK | Solar Panels |  | 0.29 | 7 | 15 | 23 |  | Fixed | Roof
NJSTRE1545387499 | NJSRRE1543513058 | Transition Incentive Program | Landing | 7850 | 3 | 9.57 | Residential | Yes | Behind the Meter | Behind the Meter |  | None | Sunrun Installation Services, Inc. | JCP&L | Eligible for TI Program | 2019-12-11 | 2019-12-16 | 2021-10-30 | REC Solar | REC290TP2 BLK | Solar Panels |  | 0.29 | 5 | 106 | 18 |  | Fixed | Roof
NJSTRE1545387504 | NJSRRE1543826662 | Transition Incentive Program | Plainfield | 7062 | 10 | 7.56 | Residential | Yes | Behind the Meter | Behind the Meter |  | None | Pro Custom Solar dba Momentum Solar | PSE&G | Eligible for TI Program | 2019-12-30 | 2020-01-03 | 2021-10-30 | HANWHA | Q.Peak DUO BLK-G5 315 | Solar Panels |  | 0.315 | 9 | 217 | 28 |  | Fixed | Roof
NJSTRE1545387504 | NJSRRE1543826662 | Transition Incentive Program | Plainfield | 7062 | 10 | 7.56 | Residential | Yes | Behind the Meter | Behind the Meter |  | None | Pro Custom Solar dba Momentum Solar | PSE&G | Eligible for TI Program | 2019-12-30 | 2020-01-03 | 2021-10-30 | HANWHA | Q.Peak DUO BLK-G5 315 | Solar Panels |  | 0.315 | 3 | 127 | 20 |  | Fixed | Roof
NJSTRE1545387507 | NJSRRE1544219886 | Transition Incentive Program | Fair Haven | 7704 | 17 | 8.19 | Residential | No | Behind the Meter | Net-metered residential rooftop and canopy |  | None | Vision Solar LLC | JCP&L | Accepted | 2020-01-24 | 2020-01-28 | 2021-10-30 | hanwa qcells | qpeak duo-g5 315 | Solar Panels |  | 0.315 | 2 | 231 | 23 |  | Fixed | Roof
NJSTRE1545387346 | NJSRRE1543443608 | Transition Incentive Program | PENNSAUKEN | 8110 | 14 | 9.14 | Residential | Yes | Behind the Meter | Net-metered residential rooftop and canopy |  | None | Vivint Solar Developer, LLC | PSE&G | Accepted | 2019-11-26 | 2019-11-27 | 2021-10-30 | Hanwha Solar | Q.PEAK BLK-G5 315 | Solar Panels |  | 0.315 | 11 | 222 | 40 |  | Fixed | Roof
NJSTRE1545387349 | NJSRRE1543823415 | Transition Incentive Program | Stewartsville | 8886 | 2 | 20.93 | Residential | Yes | Behind the Meter | Net-metered residential rooftop and canopy |  | None | SunPower Corporation, Systems | JCP&L | Accepted |  | 2020-01-02 | 2021-10-30 | SUNPOWER | SPR-E20-327-E-AC | Solar Panels |  | 0.327 | 13 | 326 | 40 |  | Fixed | Roof
NJSTRE1545387354 | NJSRRE1544501273 | Transition Incentive Program | Piscataway | 8854 | 11 | 10.05 | Residential | No | Behind the Meter | Net-metered residential rooftop and canopy |  | None | Morgan Associates and Consulting LLC | PSE&G | Accepted |  | 2020-02-24 | 2021-10-30 | LG | LG 335 | Solar Panels |  | 0.335 | 30 | 202 | 14 |  | Fixed | Roof
NJSTRE1545387355 | NJSRRE1543827327 | Transition Incentive Program | South Plainfield | 7080 | 11 | 7.29 | Residential | Yes | Behind the Meter | Net-metered residential rooftop and canopy |  | None | Vivint Solar Developer, LLC | PSE&G | Accepted | 2020-01-03 | 2020-01-03 | 2021-10-30 | Canadian Solar | CS6P-235PX | Solar Panels |  | 0.235 | 9 | 0 | 15 |  | Fixed | Roof
NJSTRE1545387359 | NJSRRE1543474180 | Transition Incentive Program | Washington Township | 8012 | 14 | 6.51 | Residential | Yes | Behind the Meter | Behind the Meter |  | None | Orbit Energy & Power, LLC | AC Electric | Eligible for TI Program | 2019-12-03 | 2019-12-05 | 2021-10-30 | TRINA SOLAR | TSM-DD05A.08 (II) 310W | Solar Panels |  | 0.31 | 21 | 192 | 20 |  | Fixed | Roof
NJSTRE1545387360 | NJSRRE1544469929 | Transition Incentive Program | Irvington | 7111 | 9 | 3.15 | Residential | No | Behind the Meter | Behind the Meter |  | None | Pro Custom Solar dba Momentum Solar | PSE&G | Eligible for TI Program | 2020-02-18 | 2020-02-21 | 2021-10-30 | lg electronics | LG 350N1C-V5 | Solar Panels |  | 0.35 | 9 | 192 | 37 |  | Fixed | Roof
NJSTRE1545387364 | NJSRRE1544431439 | Transition Incentive Program | JERSEY CITY | 7305 | 8 | 5.89 | Residential | No | Behind the Meter | Behind the Meter |  | None | Sunrun Installation Services, Inc. | PSE&G | Eligible for TI Program | 2020-02-11 | 2020-03-06 | 2021-10-30 | REC Solar | REC310TP2M | Solar Panels |  | 0.31 | 19 | 221 | 10 |  | Fixed | Roof
NJSTRE1545387370 | NJSRRE1544428482 | Transition Incentive Program | Seaside Heights | 8751 | 18 | 2.56 | Residential | Yes | Behind the Meter | Net-metered residential rooftop and canopy |  | JCPL | New Jersey Clean Energy Solutions | JCP&L | Final As-Built Received | 2020-02-10 | 2020-02-12 | 2021-10-30 | Trina | TSM-DD05h.05 BLK310w | Solar Panels |  | 0.32 | 6 | 98 | 10 |  | Fixed | Roof
NJSTRE1545387371 | NJSRRE1544472595 | Transition Incentive Program | South Brunswick Township | 8852 | 11 | 8.71 | Residential | No | Behind the Meter | Net-metered residential rooftop and canopy |  | None | SunnyMac LLC | PSE&G | Accepted |  | 2020-02-21 | 2021-10-30 | SunPower | SPR-X21-335 | Solar Panels |  | 0.335 | 10 | 154 | 34 |  | Fixed | Roof
NJSTRE1545387374 | NJSRRE1544201303 | Transition Incentive Program | Keyport | 7735 | 17 | 6.3 | Residential | Yes | Behind the Meter | Net-metered residential rooftop and canopy |  | None | Vivint Solar Developer, LLC | JCP&L | Accepted | 2020-01-21 | 2020-01-27 | 2021-10-30 | HANWHA SOLAR | Q.PEAK BLK-G5 315 | Solar Panels |  | 0.315 | 10 | 166 | 31 |  | Fixed | Roof
NJSTRE1545387380 | NJSRRE1544165362 | Transition Incentive Program | Hamilton Township | 8610 | 12 | 7.26 | Residential | No | Behind the Meter | Behind the Meter |  | None | Sunrun Installation Services, Inc. | PSE&G | Eligible for TI Program | 2020-01-14 | 2020-01-20 | 2021-10-30 | LG Electronics | LG330N1C-A5 | Solar Panels |  | 0.33 | 22 | 185 | 18 |  | Fixed | Roof
NJSTRE1545387386 | NJSRRE1544441316 | Transition Incentive Program | Morganville | 7751 | 17 | 8.85 | Residential | Yes | Behind the Meter | Net-metered residential rooftop and canopy |  | None | Bright Planet Solar | JCP&L | Accepted |  | 2020-02-17 | 2021-10-30 | TRINA SOLAR | TSM-DD05A.05(II) 295W | Solar Panels |  | 0.295 | 11 | 191 | 22 |  | Fixed | Roof
NJSTRE1545387428 | NJSRRE1543661234 | Transition Incentive Program | Newton | 7860 | 1 | 25.11 | Residential | No | Behind the Meter | Behind the Meter |  | None | 1st Light Energy Inc | JCP&L | Eligible for TI Program | 2019-12-23 | 2019-12-30 | 2021-10-30 | Longi | LR6-60HPB-310M | Solar Panels |  | 0.31 | 26 | 271 | 55 |  | Fixed | Roof
NJSTRE1545387432 | NJSRRE1544202224 | Transition Incentive Program | HILLSBOROUGH | 8844 | 5 | 11.9 | Residential | No | Behind the Meter | Behind the Meter |  | None | Infinity Solar Systems | PSE&G | Eligible for TI Program | 2020-01-21 | 2020-01-24 | 2021-10-30 | LG | LG350N1C-V5 | Solar Panels |  | 0.35 | 2 | 103 | 40 |  | Fixed | Roof
NJSTRE1545387444 | NJSRRE1544316975 | Transition Incentive Program | Verona | 7044 | 9 | 3.47 | Residential | Yes | Behind the Meter | Net-metered residential rooftop and canopy |  | None | Vivint Solar Developer, LLC | PSE&G | Accepted | 2020-01-28 | 2020-01-31 | 2021-10-30 | HANWHA SOLAR | Q.PEAK BLK-G5 315 | Solar Panels |  | 0.315 | 11 | 22 | 36 |  | Fixed | Roof
NJSTRE1545387449 | NJSRRE1544436690 | Transition Incentive Program | LONG BRANCH | 7740 | 17 | 6.4 | Residential | Yes | Behind the Meter | Net-metered residential rooftop and canopy |  | None | Vivint Solar Developer, LLC | JCP&L | Accepted | 2020-02-12 | 2020-02-17 | 2021-10-30 | JINKO SOLAR | JKM320M-60HBL | Solar Panels |  | 0.32 | 3 | 262 | 27 |  | Fixed | Roof
NJSTRE1545387450 | NJSRRE1543651775 | Transition Incentive Program | Toms River | 8753 | 18 | 14.72 | Residential | Yes | Behind the Meter | Behind the Meter |  | None | GenRenew, LLC | JCP&L | Eligible for TI Program | 2019-12-23 | 2019-12-27 | 2021-10-30 | sunpower | SPR-E20-327-E-AC | Solar Panels |  | 0.327 | 39 | 226 | 18 |  | Fixed | Roof
NJSTRE1545387455 | NJSRRE1543575085 | Transition Incentive Program | Princeton | 8540 | 12 | 11.63 | Residential | No | Behind the Meter | Net-metered residential rooftop and canopy |  | None | Green Power Energy | PSE&G | Final As-Built Received |  | 2019-12-26 | 2021-10-30 | LG Electronics | LG375Q1C-V5 | Solar Panels |  | 0.375 | 21 | 203 | 24 |  | Fixed | Roof
NJSTRE1545387460 | NJSRRE1544348655 | Transition Incentive Program | Bradley Beach | 7720 | 17 | 9.3 | Residential | Yes | Behind the Meter | Behind the Meter |  | None | Sunrun Installation Services, Inc. | JCP&L | Eligible for TI Program | 2020-02-03 | 2020-02-06 | 2021-10-30 | REC Solar | REC310TP2M | Solar Panels |  | 0.31 | 7 | 112 | 45 |  | Fixed | Roof
NJSTRE1545387465 | NJSRRE1543827066 | Transition Incentive Program | Kinnelon | 7405 | 3 | 23.4 | Residential | No | Behind the Meter | Behind the Meter |  | None | Green Power Energy | Butler | Eligible for TI Program | 2019-12-30 | 2020-01-03 | 2021-10-30 | S-Energy | SN360M-10 | Solar Panels |  | 0.36 | 4 | 257 | 34 |  | Fixed | Roof
NJSTRE1545387466 | NJSRRE1543662592 | Transition Incentive Program | Brick | 8724 | 18 | 7.25 | Residential | Yes | Behind the Meter | Behind the Meter |  | None | Pro Custom Solar dba Momentum Solar | JCP&L | Eligible for TI Program | 2019-12-23 | 2019-12-30 | 2021-10-30 | Hanwha | Q.Peak DUO BLK-G5 315 | Solar Panels |  | 0.315 | 12 | 245 | 15 |  | Fixed | Roof
NJSTRE1545387471 | NJSRRE1543656993 | Transition Incentive Program | Piscataway | 8854 | 11 | 17.69 | Residential | Yes | Behind the Meter | Behind the Meter |  | None | Sunrun Installation Services, Inc. | PSE&G | Eligible for TI Program | 2019-12-23 | 2019-12-27 | 2021-10-30 | REC Solar | REC290TP2 BLK | Solar Panels |  | 0.29 | 14 | 267 | 31 |  | Fixed | Roof
NJSTRE1545387475 | NJSRRE1543478365 | Transition Incentive Program | BERGENFIELD | 7621 | 7 | 8.82 | Residential | Yes | Behind the Meter | Net-metered residential rooftop and canopy |  | None | Vivint Solar Developer, LLC | PSE&G | Accepted | 2019-12-04 | 2019-12-06 | 2021-10-30 | Hanwha Solar | Q.PEAKBLK-G5315 | Solar Panels |  | 0.315 | 8 | 267 | 23 |  | Fixed | Roof
NJSTRE1545387475 | NJSRRE1543478365 | Transition Incentive Program | BERGENFIELD | 7621 | 7 | 8.82 | Residential | Yes | Behind the Meter | Net-metered residential rooftop and canopy |  | None | Vivint Solar Developer, LLC | PSE&G | Accepted | 2019-12-04 | 2019-12-06 | 2021-10-30 | Hanwha Solar | Q.PEAKBLK-G5315 | Solar Panels |  | 0.315 | 8 | 177 | 22 |  | Fixed | Roof
NJSTRE1545387479 | NJSRRE1544164772 | Transition Incentive Program | East Orange | 7017 | 9 | 5.36 | Residential | No | Behind the Meter | Behind the Meter |  | None | Trinity Solar | PSE&G | Eligible for TI Program | 2020-01-14 | 2020-01-17 | 2021-10-30 | Hanwha 315 | Q.PEAK DUO BLK-G5 315 | Solar Panels |  | 0.315 | 6 | 302 | 14 |  | Fixed | Roof
NJSTRE1545387478 | NJSRRE1543974475 | Transition Incentive Program | JACKSON | 8527 | 18 | 13.86 | Residential | Yes | Behind the Meter | Net-metered residential rooftop and canopy |  | None | Vivint Solar Developer, LLC | JCP&L | Accepted | 2020-01-06 | 2020-01-08 | 2021-10-30 | HANWHA SOLAR | Q.PEAK BLK-G5 315 | Solar Panels |  | 0.315 | 18 | 210 | 31 |  | Fixed | Roof
NJSTRE1545387478 | NJSRRE1543974475 | Transition Incentive Program | JACKSON | 8527 | 18 | 13.86 | Residential | Yes | Behind the Meter | Net-metered residential rooftop and canopy |  | None | Vivint Solar Developer, LLC | JCP&L | Accepted | 2020-01-06 | 2020-01-08 | 2021-10-30 | HANWHA SOLAR | Q.PEAK BLK-G5 315 | Solar Panels |  | 0.315 | 5 | 120 | 31 |  | Fixed | Roof
NJSTRE1545387480 | NJSRRE1544192800 | Transition Incentive Program | Pleasantville | 8232 | 19 | 12.06 | Residential | No | Behind the Meter | Net-metered residential rooftop and canopy |  | None | Castle Energy, LLC | AC Electric | Accepted |  | 2020-01-22 | 2021-10-30 | LG Electronics | LG335N1C-V5 | Solar Panels |  | 0.335 | 22 | 144 | 10 |  | Fixed | Roof
NJSTRE1545387494 | NJSRRE1543852904 | Transition Incentive Program | HAZLET | 7730 | 17 | 10.71 | Residential | Yes | Behind the Meter | Net-metered residential rooftop and canopy |  | None | Vivint Solar Developer, LLC | JCP&L | Accepted | 2020-01-02 | 2020-01-06 | 2021-10-30 | Hanwha Solar | Q.PEAK BLK-G5 315 | Solar Panels |  | 0.315 | 15 | 201 | 9 |  | Fixed | Roof
NJSTRE1545387499 | NJSRRE1543513058 | Transition Incentive Program | Landing | 7850 | 3 | 9.57 | Residential | Yes | Behind the Meter | Behind the Meter |  | None | Sunrun Installation Services, Inc. | JCP&L | Eligible for TI Program | 2019-12-11 | 2019-12-16 | 2021-10-30 | REC Solar | REC290TP2 BLK | Solar Panels |  | 0.29 | 6 | 286 | 23 |  | Fixed | Roof | roof
NJSTRE1545387503 | NJSRRE1544414657 | Transition Incentive Program | GALLOWAY | 8205 | 19 | 8.96 | Residential | Yes | Behind the Meter | Net-metered residential rooftop and canopy |  | None | Vivint Solar Developer, LLC | AC Electric | Accepted | 2020-02-07 | 2020-02-11 | 2021-10-30 | Jinko Solar | JKM320M-60HBL | Solar Panels |  | 0.32 | 24 | 65 | 33 |  | Fixed | Roof
NJSTRE1545387508 | NJSRRE1544436714 | Transition Incentive Program | BURLINGTON | 8016 | 13 | 6.4 | Residential | Yes | Behind the Meter | Net-metered residential rooftop and canopy |  | None | Vivint Solar Developer, LLC | PSE&G | Accepted | 2020-02-12 | 2020-02-17 | 2021-10-30 | JINKO SOLAR | JKM320M-60HBL | Solar Panels |  | 0.32 | 18 | 190 | 18 |  | Fixed | Roof
NJSTRE1545387511 | NJSRRE1543827075 | Transition Incentive Program | Newark City | 7107 | 9 | 9.28 | Residential | Yes | Behind the Meter | Behind the Meter |  | None | Sunrun Installation Services, Inc. | PSE&G | Eligible for TI Program | 2019-12-30 | 2020-01-03 | 2021-10-30 | REC Solar | REC290TP2 BLK | Solar Panels |  | 0.29 | 15 | 115 | 18 |  | Fixed | Roof
NJSTRE1545387519 | NJSRRE1544469453 | Transition Incentive Program | Perth Amboy City | 8861 | 11 | 5.27 | Residential | Yes | Behind the Meter | Behind the Meter |  | None | Sunrun Installation Services, Inc. | PSE&G | Eligible for TI Program | 2020-02-18 | 2020-02-20 | 2021-10-30 | REC Solar | REC310TP2M | Solar Panels |  | 0.31 | 12 | 279 | 34 |  | Fixed | Roof
NJSTRE1545387530 | NJSRRE1543949324 | Transition Incentive Program | Dayton | 8810 | 11 | 177.84 | Commercial | No | Behind the Meter | Net-metered non-residential rooftop and canopy |  | None | Solar Landscape | PSE&G | Accepted | 2020-01-07 | 2020-01-08 | 2021-10-30 | Znshine | ZXM6-72-380/M | Solar Panels |  | 0.38 | 468 | 200 | 5 |  | Fixed | Roof
NJSTRE1545387531 | NJSRRE1544441153 | Transition Incentive Program | Bloomfield | 7003 | 9 | 9.45 | Residential | Yes | Behind the Meter | Behind the Meter |  | None | Pro Custom Solar dba Momentum Solar | PSE&G | Eligible for TI Program | 2020-02-12 | 2020-02-17 | 2021-10-30 | LG ELECTRONICS | LG 350N1C-V5 | Solar Panels |  | 0.35 | 13 | 192 | 21 |  | Fixed | Roof
NJSTRE1545387540 | NJSRRE1544523770 | Transition Incentive Program | Willingbro TWP | 8046 | 13 | 11.55 | Residential | Yes | Behind the Meter | Net-metered residential rooftop and canopy |  | None | Vision Solar LLC | PSE&G | Accepted | 2020-02-24 | 2020-02-26 | 2021-10-30 | sunpower | x21-350-blk | Solar Panels |  | 0.35 | 33 | 287 | 32 |  | Fixed | Roof
NJSTRE1545387351 | NJSRRE1543547880 | Transition Incentive Program | Parlin | 8859 | 11 | 10.01 | Residential | Yes | Behind the Meter | Behind the Meter |  | None | Pro Custom Solar dba Momentum Solar | JCP&L | Eligible for TI Program | 2019-12-13 | 2019-12-18 | 2021-10-30 | LG ELECTRONICS | LG 345N1C-V5 | Solar Panels |  | 0.345 | 12 | 276 | 18 |  | Fixed | Roof
NJSTRE1545387361 | NJSRRE1543651810 | Transition Incentive Program | Sicklerville | 8081 | 14 | 24.05 | Residential | No | Behind the Meter | Behind the Meter |  | None | Sunny Corp | AC Electric | Eligible for TI Program | 2019-12-23 | 2019-12-27 | 2021-10-30 | PANASONIC | VBHN325KA03 | Solar Panels |  | 0.325 | 4 | 118 | 44 |  | Fixed | Roof
NJSTRE1545387372 | NJSRRE1544352457 | Transition Incentive Program | Forked River | 8731 | 18 | 19.22 | Residential | No | Behind the Meter | Behind the Meter |  | None | Trinity Solar | JCP&L | Eligible for TI Program | 2020-02-04 | 2020-02-07 | 2021-10-30 | Hanwha | Q.PEAK DUO BLK-G5 315 | Solar Panels |  | 0.315 | 27 | 265 | 20 |  | Fixed | Roof
NJSTRE1545387377 | NJSRRE1544175405 | Transition Incentive Program | Long Branch | 7740 | 17 | 11.97 | Residential | Yes | Behind the Meter | Net-metered residential rooftop and canopy |  | None | Trinity Solar | JCP&L | Final As-Built Received | 2020-01-16 | 2020-01-21 | 2021-10-30 | Hanwha | Q.PEAK DUO BLK-G5 315 | Solar Panels |  | 0.315 | 10 | 128 | 15 |  | Fixed | Roof
NJSTRE1545387383 | NJSRRE1543553211 | Transition Incentive Program | Paterson | 7514 | 6 | 6.62 | Residential | Yes | Behind the Meter | Net-metered residential rooftop and canopy |  | None | Trinity Solar | PSE&G | Accepted | 2019-12-16 | 2019-12-19 | 2021-10-30 | Hanwha | Q.PEAK DUO BLK-G5 315 | Solar Panels |  | 0.315 | 21 | 194 | 34 |  | Fixed | Roof
NJSTRE1545387388 | NJSRRE1543456383 | Transition Incentive Program | Ventnor City | 8406 | 19 | 5.04 | Residential | Yes | Behind the Meter | Net-metered residential rooftop and canopy |  | None | Suntuity Solar LLC | AC Electric | Accepted | 2019-11-28 | 2019-12-03 | 2021-10-30 | Yingli Green Energy | YL315D-30b | Solar Panels |  | 0.315 | 2 | 238 | 23 |  | Fixed | Roof
NJSTRE1545387388 | NJSRRE1543456383 | Transition Incentive Program | Ventnor City | 8406 | 19 | 5.04 | Residential | Yes | Behind the Meter | Net-metered residential rooftop and canopy |  | None | Suntuity Solar LLC | AC Electric | Accepted | 2019-11-28 | 2019-12-03 | 2021-10-30 | Yingli Green Energy | YL315D-30b | Solar Panels |  | 0.315 | 2 | 158 | 36 |  | Fixed | Roof
NJSTRE1545387392 | NJSRRE1544343776 | Transition Incentive Program | Mount Holly | 8060 | 13 | 5.12 | Residential | Yes | Behind the Meter | Behind the Meter |  | None | Skyline Solar, LLC | PSE&G | Eligible for TI Program | 2020-01-31 | 2020-02-05 | 2021-10-30 | Hanwha Q-Cells | Q.PEAK DUO-G5 320 | Solar Panels |  | 0.32 | 16 | 195,15 | 20 |  | Fixed | Roof
NJSTRE1545387400 | NJSRRE1544201126 | Transition Incentive Program | Beachwood | 8722 | 18 | 3.85 | Residential | Yes | Behind the Meter | Behind the Meter |  | None | Pro Custom Solar dba Momentum Solar | JCP&L | Eligible for TI Program | 2020-01-21 | 2020-01-24 | 2021-10-30 | LG ELECTRONICS | LG 350N1C-V5 | Solar Panels |  | 0.35 | 11 | 125 | 21 |  | Fixed | Roof
NJSTRE1545387407 | NJSRRE1543421571 | Transition Incentive Program | Teaneck | 7666 | 7 | 5.04 | Residential | Yes | Behind the Meter | Behind the Meter |  | None | Trinity Solar | PSE&G | Eligible for TI Program | 2019-11-19 | 2019-11-21 | 2021-10-30 | Hanwha | Q.PEAK DUO BLK-G5 315 | Solar Panels |  | 0.315 | 4 | 109 | 14 |  | Fixed | Roof
NJSTRE1545387413 | NJSRRE1544215678 | Transition Incentive Program | ELMWOOD PARK | 7407 | 7 | 12.29 | Residential | No | Behind the Meter | Net-metered residential rooftop and canopy |  | None | Vivint Solar Developer, LLC | PSE&G | Accepted | 2020-01-23 | 2020-01-28 | 2021-10-30 | Hanwha Solar | Q.PEAK BLK-G5 315 | Solar Panels |  | 0.315 | 6 | 341 | 16 |  | Fixed | Roof
NJSTRE1545387418 | NJSRRE1543436808 | Transition Incentive Program | BEVERLY | 8010 | 13 | 9.14 | Residential | Yes | Behind the Meter | Net-metered residential rooftop and canopy |  | None | Vivint Solar Developer, LLC | PSE&G | Accepted | 2019-11-25 | 2019-11-26 | 2021-10-30 | HANWHA SOLAR | Q.PEAK BLK-G5 315 | Solar Panels |  | 0.315 | 14 | 206 | 16 |  | Fixed | Roof
NJSTRE1545387505 | NJSRRE1543447214 | Transition Incentive Program | Sicklerville | 8081 | 14 | 7.15 | Residential | No | Behind the Meter | Behind the Meter |  | None | Green Power Energy | AC Electric | Eligible for TI Program | 2019-11-26 | 2019-12-02 | 2021-10-30 | Panasonic | VBHN325KA03 | Solar Panels |  | 0.325 | 4 | 146 | 27 |  | Fixed | Roof
NJSTRE1545387507 | NJSRRE1544219886 | Transition Incentive Program | Fair Haven | 7704 | 17 | 8.19 | Residential | No | Behind the Meter | Net-metered residential rooftop and canopy |  | None | Vision Solar LLC | JCP&L | Accepted | 2020-01-24 | 2020-01-28 | 2021-10-30 | hanwa qcells | qpeak duo-g5 315 | Solar Panels |  | 0.315 | 2 | 141 | 18 |  | Fixed | Roof
NJSTRE1545387508 | NJSRRE1544436714 | Transition Incentive Program | BURLINGTON | 8016 | 13 | 6.4 | Residential | Yes | Behind the Meter | Net-metered residential rooftop and canopy |  | None | Vivint Solar Developer, LLC | PSE&G | Accepted | 2020-02-12 | 2020-02-17 | 2021-10-30 | JINKO SOLAR | JKM320M-60HBL | Solar Panels |  | 0.32 | 2 | 100 | 18 |  | Fixed | Roof
NJSTRE1545387512 | NJSRRE1543547303 | Transition Incentive Program | Howell, | 7731 | 17 | 12.95 | Residential | Yes | Behind the Meter | Behind the Meter |  | None | Seabright Solar | JCP&L | Eligible for TI Program | 2019-12-30 | 2020-01-02 | 2021-10-30 | Sunpower | SPR-X21-350 | Solar Panels |  | 0.35 | 10 | 237 | 26 |  | Fixed | Roof
NJSTRE1545387515 | NJSRRE1544465757 | Transition Incentive Program | MANAHAWKIN | 8050 | 18 | 9.92 | Residential | Yes | Behind the Meter | Net-metered residential rooftop and canopy |  | None | Vivint Solar Developer, LLC | AC Electric | Accepted | 2020-02-17 | 2020-02-19 | 2021-10-30 | Jinko Solar | JKM320M-60HBL | Solar Panels |  | 0.32 | 17 | 10 | 19 |  | Fixed | Roof
NJSTRE1545387519 | NJSRRE1544469453 | Transition Incentive Program | Perth Amboy City | 8861 | 11 | 5.27 | Residential | Yes | Behind the Meter | Behind the Meter |  | None | Sunrun Installation Services, Inc. | PSE&G | Eligible for TI Program | 2020-02-18 | 2020-02-20 | 2021-10-30 | REC Solar | REC310TP2M | Solar Panels |  | 0.31 | 5 | 99 | 34 |  | Fixed | Roof
NJSTRE1545387528 | NJSRRE1543826618 | Transition Incentive Program | SICKLERVILLE | 8081 | 14 | 13.55 | Residential | Yes | Behind the Meter | Net-metered residential rooftop and canopy |  | None | Vivint Solar Developer, LLC | AC Electric | Accepted | 2019-12-31 | 2020-01-03 | 2021-10-30 | Hanwha Solar | Q.PEAK BLK-G5 315 | Solar Panels |  | 0.315 | 15 | 219 | 38 |  | Fixed | Roof
NJSTRE1545387531 | NJSRRE1544441153 | Transition Incentive Program | Bloomfield | 7003 | 9 | 9.45 | Residential | Yes | Behind the Meter | Behind the Meter |  | None | Pro Custom Solar dba Momentum Solar | PSE&G | Eligible for TI Program | 2020-02-12 | 2020-02-17 | 2021-10-30 | LG ELECTRONICS | LG 350N1C-V5 | Solar Panels |  | 0.35 | 9 | 102 | 20 |  | Fixed | Roof
NJSTRE1545387536 | NJSRRE1544162836 | Transition Incentive Program | CRESSKILL | 7626 | 7 | 10.08 | Residential | No | Behind the Meter | Net-metered residential rooftop and canopy |  | None | Vivint Solar Developer, LLC | Orange Rockland Electric | Accepted | 2020-01-15 | 2020-01-17 | 2021-10-30 | Hanwha Solar | Q.PEAK BLK-G5 315 | Solar Panels |  | 0.315 | 9 | 87 | 20 |  | Fixed | Roof
NJSTRE1545387539 | NJSRRE1544545634 | Transition Incentive Program | Old Bridge | 8857 | 11 | 61.6 | Commercial | No | Behind the Meter | Behind the Meter |  | None | Spectrum Energy, Inc. | JCP&L | Eligible for TI Program | 2020-02-27 | 2020-03-05 | 2021-10-30 | Axitec | AC-385MH/144S | Solar Panels |  | 0.385 | 44 | 211 | 20 |  | Fixed | Roof
NJSTRE1545387544 | NJSRRE1544540586 | Transition Incentive Program | PENNSAUKEN | 8110 | 14 | 6.72 | Residential | Yes | Behind the Meter | Net-metered residential rooftop and canopy |  | None | Vivint Solar Developer, LLC | PSE&G | Accepted | 2020-02-26 | 2020-02-28 | 2021-10-30 | Jinko Solar | JKM320M-60HBL | Solar Panels |  | 0.32 | 9 | 150 | 30 |  | Fixed | Roof
NJSTRE1545387546 | NJSRRE1543563321 | Transition Incentive Program | Vineland | 8361 | 20 | 7.44 | Residential | No | Behind the Meter | Net-metered residential rooftop and canopy |  | None | Bright Planet Solar | Vineland Muni Electric | Accepted |  | 2019-12-20 | 2021-10-30 | LONGI | LR6-60PB-310M | Solar Panels |  | 0.31 | 14 | 195 | 36 |  | Fixed | Roof
NJSTRE1545387507 | NJSRRE1544219886 | Transition Incentive Program | Fair Haven | 7704 | 17 | 8.19 | Residential | No | Behind the Meter | Net-metered residential rooftop and canopy |  | None | Vision Solar LLC | JCP&L | Accepted | 2020-01-24 | 2020-01-28 | 2021-10-30 | hanwa qcells | qpeak duo-g5 315 | Solar Panels |  | 0.315 | 3 | 321 | 23 |  | Fixed | Roof
NJSTRE1545387512 | NJSRRE1543547303 | Transition Incentive Program | Howell, | 7731 | 17 | 12.95 | Residential | Yes | Behind the Meter | Behind the Meter |  | None | Seabright Solar | JCP&L | Eligible for TI Program | 2019-12-30 | 2020-01-02 | 2021-10-30 | Sunpower | SPR-X21-350 | Solar Panels |  | 0.35 | 27 | 57 | 26 |  | Fixed | Roof
NJSTRE1545387518 | NJSRRE1543651669 | Transition Incentive Program | Colonia | 7067 | 10 | 10.71 | Residential | Yes | Behind the Meter | Behind the Meter |  | None | Pro Custom Solar dba Momentum Solar | PSE&G | Eligible for TI Program | 2019-12-23 | 2019-12-27 | 2021-10-30 | HANWHA | Q.PEAK DUO BLK-G5 315 | Solar Panels |  | 0.315 | 3 | 173 | 36 |  | Fixed | Roof
NJSTRE1545387524 | NJSRRE1543451935 | Transition Incentive Program | Englewood | 7631 | 7 | 4.06 | Residential | Yes | Behind the Meter | Behind the Meter |  | None | Sunrun Installation Services, Inc. | PSE&G | Eligible for TI Program | 2019-11-27 | 2019-12-03 | 2021-10-30 | REC Solar | REC290TP2 BLK | Solar Panels |  | 0.29 | 2 | 17 | 34 |  | Fixed | Roof
NJSTRE1545387529 | NJSRRE1544546577 | Transition Incentive Program | Union | 7083 | 10 | 5.67 | Residential | Yes | Behind the Meter | Net-metered residential rooftop and canopy |  | None | Trinity Solar | PSE&G | Final As-Built Received | 2020-02-27 | 2020-03-02 | 2021-10-30 | Hanwha | Q.PEAK DUO BLK-G5 315 | Solar Panels |  | 0.315 | 6 | 106 | 27 |  | Fixed | Roof
NJSTRE1545387539 | NJSRRE1544545634 | Transition Incentive Program | Old Bridge | 8857 | 11 | 61.6 | Commercial | No | Behind the Meter | Behind the Meter |  | None | Spectrum Energy, Inc. | JCP&L | Eligible for TI Program | 2020-02-27 | 2020-03-05 | 2021-10-30 | Axitec | AC-385MH/144S | Solar Panels |  | 0.385 | 68 | 31 | 15 |  | Fixed | Roof
NJSTRE1545387539 | NJSRRE1544545634 | Transition Incentive Program | Old Bridge | 8857 | 11 | 61.6 | Commercial | No | Behind the Meter | Behind the Meter |  | None | Spectrum Energy, Inc. | JCP&L | Eligible for TI Program | 2020-02-27 | 2020-03-05 | 2021-10-30 | Axitec | AC-385MH/144S | Solar Panels |  | 0.385 | 10 | 121 | 15 |  | Fixed | Roof
NJSTRE1545387545 | NJSRRE1543470682 | Transition Incentive Program | West Orange | 7052 | 9 | 9.28 | Residential | Yes | Behind the Meter | Behind the Meter |  | None | Sunrun Installation Services, Inc. | PSE&G | Eligible for TI Program | 2019-12-03 | 2019-12-05 | 2021-10-30 | REC Solar | REC290TP2 BLK | Solar Panels |  | 0.29 | 8 | 205 | 23 |  | Fixed | Roof
NJSTRE1545387550 | NJSRRE1544422816 | Transition Incentive Program | Blackwood | 8012 | 14 | 10.4 | Residential | Yes | Behind the Meter | Net-metered residential rooftop and canopy |  | None | Trinity Solar | PSE&G | Accepted | 2020-02-10 | 2020-02-12 | 2021-10-30 | HANWHA | Q.PEAK DUO BLK-G5 315 | Solar Panels |  | 0.315 | 10 | 253 | 16 |  | Fixed | Roof
NJSTRE1545387557 | NJSRRE1543827417 | Transition Incentive Program | Perth Amboy City | 8861 | 11 | 4.64 | Residential | Yes | Behind the Meter | Behind the Meter |  | None | Sunrun Installation Services, Inc. | PSE&G | Eligible for TI Program | 2019-12-30 | 2020-01-03 | 2021-10-30 | REC Solar | REC290TP2 BLK | Solar Panels |  | 0.29 | 5 | 289 | 43 |  | Fixed | Roof
NJSTRE1545387563 | NJSRRE1544345996 | Transition Incentive Program | Hammonton | 8037 | 19 | 5.67 | Residential | Yes | Behind the Meter | Net-metered residential rooftop and canopy |  | None | Suntuity Solar LLC | AC Electric | Accepted | 2020-02-03 | 2020-02-05 | 2021-10-30 | Hanwha Solar | Q-Cells 315 Mono | Solar Panels |  | 0.315 | 18 | 185 | 19 |  | Fixed | Roof
NJSTRE1545387567 | NJSRRE1544428905 | Transition Incentive Program | Ocean | 7712 | 17 | 10.5 | Residential | Yes | Behind the Meter | Behind the Meter |  | None | Pro Custom Solar dba Momentum Solar | AC Electric | Eligible for TI Program | 2020-02-10 | 2020-02-13 | 2021-10-30 | lg electronics | LG 350N1C-V5 | Solar Panels |  | 0.35 | 5 | 32 | 19 |  | Fixed | Roof
NJSTRE1545387571 | NJSRRE1544431343 | Transition Incentive Program | Boonton | 7005 | 3 | 5.55 | Residential | No | Behind the Meter | Net-metered residential rooftop and canopy |  | None | Green House Solar | JCP&L | Accepted | 2020-02-13 | 2020-02-14 | 2021-10-30 | Sunpower | x22-370-e-ac | Solar Panels |  | 0.37 | 2 | 120 | 37 |  | Fixed | Roof
NJSTRE1545387485 | NJSRRE1543821287 | Transition Incentive Program | Millville | 8332 | 20 | 8.19 | Residential | Yes | Behind the Meter | Behind the Meter |  | None | Trinity Solar | AC Electric | Eligible for TI Program | 2019-12-26 | 2019-12-31 | 2021-10-30 | HANWHA | Q.PEAK DUO BLK-G5 315 | Solar Panels |  | 0.315 | 26 | 221 | 23 |  | Fixed | Roof
NJSTRE1545387492 | NJSRRE1544199044 | Transition Incentive Program | WARETOWN | 8758 | 18 | 9.45 | Residential | Yes | Behind the Meter | Net-metered residential rooftop and canopy |  | None | Vivint Solar Developer, LLC | JCP&L | Accepted | 2020-01-20 | 2020-01-23 | 2021-10-30 | HANWHA SOLAR | Q.PEAK BLK-G5 315 | Solar Panels |  | 0.315 | 12 | 299 | 18 |  | Fixed | Roof
NJSTRE1545387493 | NJSRRE1543565036 | Transition Incentive Program | Somerset | 8873 | 5 | 11.66 | Residential | Yes | Behind the Meter | Net-metered residential rooftop and canopy |  | None | Vivint Solar Developer, LLC | PSE&G | Accepted | 2019-12-20 | 2019-12-23 | 2021-10-30 | HANWHA SOLAR | Q.PEAK BLK-G5 315 | Solar Panels |  | 0.315 | 13 | 129 | 19 |  | Fixed | Roof
NJSTRE1545387501 | NJSRRE1544514226 | Transition Incentive Program | Willingboro | 8046 | 13 | 7.88 | Residential | Yes | Behind the Meter | Net-metered residential rooftop and canopy |  | None | Suntuity Solar LLC | PSE&G | Final As-Built Received | 2020-02-21 | 2020-02-25 | 2021-10-30 | Hanwha Solar | Q-Cells Q.PEAK DUO BLK-G5 | Solar Panels |  | 0.315 | 8 | 234 | 19 |  | Fixed | Roof
NJSTRE1545387506 | NJSRRE1543478103 | Transition Incentive Program | Lincoln Park | 7035 | 3 | 12.92 | Residential | Yes | Behind the Meter | Behind the Meter |  | None | Pro Custom Solar dba Momentum Solar | JCP&L | Eligible for TI Program | 2019-12-04 | 2019-12-06 | 2021-10-30 | Hanwha | Q.Peak DUO BLK-G5 315 | Solar Panels |  | 0.315 | 14 | 261 | 18 |  | Fixed | Roof
NJSTRE1545387509 | NJSRRE1543651804 | Transition Incentive Program | Long Branch | 7740 | 17 | 11.66 | Residential | Yes | Behind the Meter | Net-metered residential rooftop and canopy |  | None | Vivint Solar Developer, LLC | JCP&L | Accepted | 2019-12-23 | 2019-12-27 | 2021-10-30 | Hanwha Solar | Q.PEAK BLK-G5 315 | Solar Panels |  | 0.315 | 21 | 328 | 39 |  | Fixed | Roof
NJSTRE1545387509 | NJSRRE1543651804 | Transition Incentive Program | Long Branch | 7740 | 17 | 11.66 | Residential | Yes | Behind the Meter | Net-metered residential rooftop and canopy |  | None | Vivint Solar Developer, LLC | JCP&L | Accepted | 2019-12-23 | 2019-12-27 | 2021-10-30 | Hanwha Solar | Q.PEAK BLK-G5 315 | Solar Panels |  | 0.315 | 3 | 328 | 13 |  | Fixed | Roof
NJSTRE1545387510 | NJSRRE1544465774 | Transition Incentive Program | vineland | 8361 | 20 | 6.7 | Residential | Yes | Behind the Meter | Net-metered residential rooftop and canopy |  | None | Vision Solar LLC | Vineland Muni Electric | Accepted | 2020-02-17 | 2020-02-19 | 2021-10-30 | lg solar | lg335n1k-v5 | Solar Panels |  | 0.335 | 6 | 279 | 18 |  | Fixed | Roof
NJSTRE1545387514 | NJSRRE1544316851 | Transition Incentive Program | Teaneck | 7666 | 7 | 13.86 | Residential | Yes | Behind the Meter | Behind the Meter |  | None | Trinity Solar | PSE&G | Eligible for TI Program | 2020-01-28 | 2020-01-31 | 2021-10-30 | Hanwha | Q.PEAK DUO BLK-G5 315 | Solar Panels |  | 0.315 | 6 | 206 | 9 |  | Fixed | Roof
NJSTRE1545387521 | NJSRRE1544334802 | Transition Incentive Program | Whippany | 7981 | 3 | 5.27 | Residential | Yes | Behind the Meter | Behind the Meter |  | None | Sunrun Installation Services, Inc. | JCP&L | Eligible for TI Program | 2020-01-30 | 2020-02-04 | 2021-10-30 | REC Solar | REC310TP2M | Solar Panels |  | 0.31 | 17 | 203 | 27 |  | Fixed | Roof
NJSTRE1545387526 | NJSRRE1544524529 | Transition Incentive Program | Springfield Township | 7081 | 10 | 6.87 | Residential | No | Behind the Meter | Net-metered residential rooftop and canopy |  | None | SunPower Corporation, Systems | JCP&L | Accepted |  | 2020-02-26 | 2021-10-30 | SUNPOWER | SPR-E20-327-E-AC | Solar Panels |  | 0.327 | 11 | 216 | 35 |  | Fixed | Roof
NJSTRE1545387526 | NJSRRE1544524529 | Transition Incentive Program | Springfield Township | 7081 | 10 | 6.87 | Residential | No | Behind the Meter | Net-metered residential rooftop and canopy |  | None | SunPower Corporation, Systems | JCP&L | Accepted |  | 2020-02-26 | 2021-10-30 | SUNPOWER | SPR-E20-327-E-AC | Solar Panels |  | 0.327 | 10 | 36 | 35 |  | Fixed | Roof
NJSTRE1545387381 | NJSRRE1544185790 | Transition Incentive Program | Paterson | 7504 | 6 | 8.68 | Residential | Yes | Behind the Meter | Behind the Meter |  | None | Sunrun Installation Services, Inc. | PSE&G | Eligible for TI Program | 2020-01-16 | 2020-01-22 | 2021-10-30 | REC Solar | REC310TP2M | Solar Panels |  | 0.31 | 7 | 278 | 30 |  | Fixed | Roof
NJSTRE1545387388 | NJSRRE1543456383 | Transition Incentive Program | Ventnor City | 8406 | 19 | 5.04 | Residential | Yes | Behind the Meter | Net-metered residential rooftop and canopy |  | None | Suntuity Solar LLC | AC Electric | Accepted | 2019-11-28 | 2019-12-03 | 2021-10-30 | Yingli Green Energy | YL315D-30b | Solar Panels |  | 0.315 | 2 | 58 | 23 |  | Fixed | Roof
NJSTRE1545387390 | NJSRRE1543436670 | Transition Incentive Program | SOMERSET | 8873 | 5 | 14.18 | Residential | Yes | Behind the Meter | Net-metered residential rooftop and canopy |  | None | Vivint Solar Developer, LLC | PSE&G | Final As-Built Received | 2019-11-25 | 2019-11-26 | 2021-10-30 | HANWHA SOLAR | Q.PEAK BLK-G5 315 | Solar Panels |  | 0.315 | 34 | 220 | 35 |  | Fixed | Roof
NJSTRE1545387391 | NJSRRE1544191639 | Transition Incentive Program | Perth Amboy | 8861 | 11 | 8.75 | Residential | Yes | Behind the Meter | Net-metered residential rooftop and canopy |  | None | Pro Custom Solar dba Momentum Solar | PSE&G | Accepted | 2020-01-17 | 2020-01-22 | 2021-10-30 | LG ELECTRONICS | LG 350N1C-V5 | Solar Panels |  | 0.35 | 9 | 308 | 20 |  | Fixed | Roof
NJSTRE1545387397 | NJSRRE1543436635 | Transition Incentive Program | Hazlet | 7730 | 17 | 9 | Residential | No | Behind the Meter | Behind the Meter |  | None | Power Home Remodeling Group | JCP&L | Eligible for TI Program | 2019-11-22 | 2019-11-26 | 2021-10-30 | Hyundai | HiS-S300RG | Solar Panels |  | 0.3 | 12 | 190 | 22 |  | Fixed | Roof
NJSTRE1545387408 | NJSRRE1544524027 | Transition Incentive Program | Jersey City | 7305 | 8 | 4.9 | Residential | Yes | Behind the Meter | Behind the Meter |  | None | Pro Custom Solar dba Momentum Solar | PSE&G | Eligible for TI Program | 2020-02-24 | 2020-02-26 | 2021-10-30 | lg electronics | LG 350N1C-V5 | Solar Panels |  | 0.35 | 14 | 112 | 3 |  | Fixed | Roof
NJSTRE1545387409 | NJSRRE1543825738 | Transition Incentive Program | Morganville | 7751 | 17 | 15.41 | Residential | No | Behind the Meter | Net-metered residential rooftop and canopy |  | None | Morgan Associates and Consulting LLC | JCP&L | Accepted |  | 2020-01-03 | 2021-10-30 | LG | LG 335 | Solar Panels |  | 0.335 | 46 | 167 | 14 |  | Fixed | Roof
NJSTRE1545387412 | NJSRRE1544311134 | Transition Incentive Program | Elizabeth | 7202 | 10 | 5.56 | Residential | No | Behind the Meter | Net-metered residential rooftop and canopy |  | None | SunPower Corporation, Systems | PSE&G | Accepted | 2020-01-28 | 2020-01-30 | 2021-10-30 | SUNPOWER | SPR-E20-327-E-AC | Solar Panels |  | 0.327 | 11 | 223 | 37 |  | Fixed | Roof
NJSTRE1545387412 | NJSRRE1544311134 | Transition Incentive Program | Elizabeth | 7202 | 10 | 5.56 | Residential | No | Behind the Meter | Net-metered residential rooftop and canopy |  | None | SunPower Corporation, Systems | PSE&G | Accepted | 2020-01-28 | 2020-01-30 | 2021-10-30 | SUNPOWER | SPR-E20-327-E-AC | Solar Panels |  | 0.327 | 3 | 133 | 13 |  | Fixed | Roof
NJSTRE1545387419 | NJSRRE1544501460 | Transition Incentive Program | Marlton | 8053 | 13 | 18.09 | Residential | Yes | Behind the Meter | Net-metered residential rooftop and canopy |  | None | Vision Solar LLC | AC Electric | Final As-Built Received | 2020-02-19 | 2020-02-24 | 2021-10-30 | lg solar | lg335n1k-v5 | Solar Panels |  | 0.335 | 23 | 211 | 18 |  | Fixed | Roof
NJSTRE1545387423 | NJSRRE1544213836 | Transition Incentive Program | WOODBURY | 8096 | 15 | 4.41 | Residential | Yes | Behind the Meter | Net-metered residential rooftop and canopy |  | None | Vivint Solar Developer, LLC | PSE&G | Accepted | 2020-01-23 | 2020-01-27 | 2021-10-30 | Hanwha Solar | Q.PEAK BLK-G5 315 | Solar Panels |  | 0.315 | 8 | 195 | 17 |  | Fixed | Roof
NJSTRE1545387431 | NJSRRE1544523931 | Transition Incentive Program | Marlboro | 7746 | 17 | 9.38 | Residential | No | Behind the Meter | Behind the Meter |  | None | Green Power Energy | JCP&L | Eligible for TI Program | 2020-02-24 | 2020-02-26 | 2021-10-30 | Hanwha | Q.PEAK DUO BLK-G6 335 | Solar Panels |  | 0.335 | 2 | 163 | 34 |  | Fixed | Roof
NJSTRE1545387541 | NJSRRE1543652779 | Transition Incentive Program | McKee City | 8234 | 19 | 8.96 | Residential | Yes | Behind the Meter | Behind the Meter |  | None | All Season Solar | AC Electric | Eligible for TI Program | 2019-12-23 | 2019-12-27 | 2021-10-30 | Trina | TSM DD06M.05(II) 320W | Solar Panels |  | 0.32 | 14 | 236 | 23 |  | Fixed | Roof
NJSTRE1545387544 | NJSRRE1544540586 | Transition Incentive Program | PENNSAUKEN | 8110 | 14 | 6.72 | Residential | Yes | Behind the Meter | Net-metered residential rooftop and canopy |  | None | Vivint Solar Developer, LLC | PSE&G | Accepted | 2020-02-26 | 2020-02-28 | 2021-10-30 | Jinko Solar | JKM320M-60HBL | Solar Panels |  | 0.32 | 12 | 150 | 30 |  | Fixed | Roof
NJSTRE1545387551 | NJSRRE1544419856 | Transition Incentive Program | Clementon | 8021 | 14 | 4.48 | Residential | Yes | Behind the Meter | Behind the Meter |  | None | Acos Energy, LLC | AC Electric | Eligible for TI Program | 2020-02-07 | 2020-02-12 | 2021-10-30 | Trina | TSM-DD06M05II 320W | Solar Panels |  | 0.32 | 14 | 157 | 24 |  | Fixed | Roof
NJSTRE1545387552 | NJSRRE1544419470 | Transition Incentive Program | Willingboro Twp | 8046 | 13 | 4.5 | Residential | Yes | Behind the Meter | Net-metered residential rooftop and canopy |  | None | Bright Planet Solar | PSE&G | Accepted |  | 2020-02-11 | 2021-10-30 | HANWHA Q-CELLS | Q.PEAK-G4.1 300W | Solar Panels |  | 0.3 | 15 | 202 | 26 |  | Fixed | Roof
NJSTRE1545387555 | NJSRRE1544469934 | Transition Incentive Program | CHERRY HILL | 8002 | 14 | 9.28 | Residential | Yes | Behind the Meter | Behind the Meter |  | None | Vivint Solar Developer, LLC | PSE&G | Eligible for TI Program | 2020-02-18 | 2020-02-21 | 2021-10-30 | Jinko Solar | JKM320M-60HBL | Solar Panels |  | 0.32 | 11 | 23 | 32 |  | Fixed | Roof
NJSTRE1545387566 | NJSRRE1543656991 | Transition Incentive Program | Landing | 7850 | 3 | 5.04 | Residential | Yes | Behind the Meter | Net-metered residential rooftop and canopy |  | None | Vivint Solar Developer, LLC | JCP&L | Accepted | 2019-12-23 | 2019-12-27 | 2021-10-30 | Hanwha Solar | Q.PEAK BLK-G5 315 | Solar Panels |  | 0.315 | 11 | 178 | 23 |  | Fixed | Roof
NJSTRE1545387572 | NJSRRE1543493393 | Transition Incentive Program | PORT MONMOUTH | 7758 | 17 | 7.56 | Residential | Yes | Behind the Meter | Net-metered residential rooftop and canopy |  | None | Vivint Solar Developer, LLC | JCP&L | Accepted | 2019-12-07 | 2019-12-10 | 2021-10-30 | Hanwha Solar | Q.PEAK BLK-G5 315 | Solar Panels |  | 0.315 | 14 | 208 | 19 |  | Fixed | Roof
NJSTRE1545387574 | NJSRRE1543848856 | Transition Incentive Program | Paterson City | 7501 | 6 | 6.96 | Residential | Yes | Behind the Meter | Behind the Meter |  | None | Sunrun Installation Services, Inc. | PSE&G | Eligible for TI Program | 2019-12-31 | 2020-01-06 | 2021-10-30 | REC Solar | REC290TP2 BLK | Solar Panels |  | 0.29 | 24 | 90 | 23 |  | Fixed | Roof
NJSTRE1545387580 | NJSRRE1544160707 | Transition Incentive Program | PORT MURRAY | 7865 | 2 | 7.56 | Residential | Yes | Behind the Meter | Net-metered residential rooftop and canopy |  | None | Tesla Energy Operations | JCP&L | Final As-Built Received | 2020-01-12 | 2020-01-15 | 2021-10-30 | Hanwha Q CELLS | Q.PEAK DUO BLK-G5/SC315 | Solar Panels |  | 0.315 | 15 | 189 | 34 |  | Fixed | Roof
NJSTRE1545387581 | NJSRRE1544512296 | Transition Incentive Program | Gibbstown | 8027 | 15 | 283.05 | Commercial | No | Behind the Meter | Net-metered non-residential rooftop and canopy |  | None | Ampericon | New Construction | Accepted | 2020-02-20 | 2020-02-25 | 2021-10-30 | Boviet | 72M | Solar Panels |  | 0.37 | 324 | 90 | 10 |  | Fixed | Roof
NJSTRE1545387584 | NJSRRE1544469528 | Transition Incentive Program | Newark | 7112 | 9 | 6.37 | Residential | Yes | Behind the Meter | Net-metered residential rooftop and canopy |  | None | Pro Custom Solar dba Momentum Solar | PSE&G | Accepted | 2020-02-18 | 2020-02-21 | 2021-10-30 | Hanwha | Q.Peak DUO BLK-G6+ 335 | Solar Panels |  | 0.335 | 11 | 125 | 4 |  | Fixed | Roof
NJSTRE1545387591 | NJSRRE1544352410 | Transition Incentive Program | Marlton | 8053 | 13 | 6.3 | Residential | No | Behind the Meter | Net-metered residential rooftop and canopy |  | None | Vivint Solar Developer, LLC | PSE&G | Accepted |  | 2020-02-06 | 2021-10-30 | LG | LG315N1K-V5 | Solar Panels |  | 0.315 | 20 | 230 | 22 |  | Fixed | Roof
NJSTRE1545387555 | NJSRRE1544469934 | Transition Incentive Program | CHERRY HILL | 8002 | 14 | 9.28 | Residential | Yes | Behind the Meter | Behind the Meter |  | None | Vivint Solar Developer, LLC | PSE&G | Eligible for TI Program | 2020-02-18 | 2020-02-21 | 2021-10-30 | Jinko Solar | JKM320M-60HBL | Solar Panels |  | 0.32 | 18 | 203 | 32 |  | Fixed | Roof
NJSTRE1545387569 | NJSRRE1543497732 | Transition Incentive Program | Toms River | 8755 | 18 | 15.08 | Residential | Yes | Behind the Meter | Behind the Meter |  | None | Sunrun Installation Services, Inc. | JCP&L | Eligible for TI Program | 2019-12-06 | 2019-12-10 | 2021-10-30 | REC Solar | REC290TP2 BLK | Solar Panels |  | 0.29 | 24 | 163 | 18 |  | Fixed | Roof
NJSTRE1545387571 | NJSRRE1544431343 | Transition Incentive Program | Boonton | 7005 | 3 | 5.55 | Residential | No | Behind the Meter | Net-metered residential rooftop and canopy |  | None | Green House Solar | JCP&L | Accepted | 2020-02-13 | 2020-02-14 | 2021-10-30 | Sunpower | x22-370-e-ac | Solar Panels |  | 0.37 | 7 | 120 | 18 |  | Fixed | Roof
NJSTRE1545387571 | NJSRRE1544431343 | Transition Incentive Program | Boonton | 7005 | 3 | 5.55 | Residential | No | Behind the Meter | Net-metered residential rooftop and canopy |  | None | Green House Solar | JCP&L | Accepted | 2020-02-13 | 2020-02-14 | 2021-10-30 | Sunpower | x22-370-e-ac | Solar Panels |  | 0.37 | 1 | 30 | 23 |  | Fixed | Roof
NJSTRE1545387575 | NJSRRE1544529673 | Transition Incentive Program | Passaic | 7055 | 6 | 13.33 | Residential | No | Behind the Meter | Net-metered residential rooftop and canopy |  | None | Whitman Construction, LLC | PSE&G | Final As-Built Received | 2020-02-25 | 2020-02-27 | 2021-10-30 | Trina Solar | TSM-310DD05A | Solar Panels |  | 0.31 | 43 | 122 | 15 |  | Fixed | Roof
NJSTRE1545387577 | NJSRRE1544309541 | Transition Incentive Program | Tabernacle | 8088 | 13 | 17.36 | Residential | No | Behind the Meter | Behind the Meter |  | None | Sunrun Installation Services, Inc. | AC Electric | Eligible for TI Program | 2020-01-27 | 2020-01-30 | 2021-10-30 | REC Solar | REC310TP2M | Solar Panels |  | 0.31 | 13 | 187 | 18 |  | Fixed | Roof
NJSTRE1545387581 | NJSRRE1544512296 | Transition Incentive Program | Gibbstown | 8027 | 15 | 283.05 | Commercial | No | Behind the Meter | Net-metered non-residential rooftop and canopy |  | None | Ampericon | New Construction | Accepted | 2020-02-20 | 2020-02-25 | 2021-10-30 | Boviet | 72M | Solar Panels |  | 0.37 | 441 | 180 | 10 |  | Fixed | Roof
NJSTRE1545387584 | NJSRRE1544469528 | Transition Incentive Program | Newark | 7112 | 9 | 6.37 | Residential | Yes | Behind the Meter | Net-metered residential rooftop and canopy |  | None | Pro Custom Solar dba Momentum Solar | PSE&G | Accepted | 2020-02-18 | 2020-02-21 | 2021-10-30 | Hanwha | Q.Peak DUO BLK-G6+ 335 | Solar Panels |  | 0.335 | 8 | 125 | 34 |  | Fixed | Roof
NJSTRE1545387586 | NJSRRE1543426841 | Transition Incentive Program | Mount Laurel | 8054 | 13 | 8.19 | Residential | Yes | Behind the Meter | Behind the Meter |  | None | Pro Custom Solar dba Momentum Solar | PSE&G | Eligible for TI Program | 2019-11-20 | 2019-11-25 | 2021-10-30 | Hanwha | Q.Peak DUO BLK-G5 315 | Solar Panels |  | 0.315 | 8 | 189 | 23 |  | Fixed | Roof
NJSTRE1545387589 | NJSRRE1544438474 | Transition Incentive Program | Keasbey | 8832 | 11 | 7.04 | Residential | Yes | Behind the Meter | Net-metered residential rooftop and canopy |  | None | Vision Solar LLC | PSE&G | Accepted | 2020-02-12 | 2020-02-17 | 2021-10-30 | lg solar | lg335n1k-v5 | Solar Panels |  | 0.335 | 3 | 189 | 37 |  | Fixed | Roof
NJSTRE1545387594 | NJSRRE1544164177 | Transition Incentive Program | Bloomfield | 7003 | 9 | 5.67 | Residential | Yes | Behind the Meter | Behind the Meter |  | None | Trinity Solar | PSE&G | Eligible for TI Program | 2020-01-14 | 2020-01-17 | 2021-10-30 | HANWHA | Q.PEAK DUO BLK-G5 315 | Solar Panels |  | 0.315 | 18 | 173 | 27 |  | Fixed | Roof
NJSTRE1545387601 | NJSRRE1544530186 | Transition Incentive Program | LINWOOD | 8221 | 19 | 10.56 | Residential | Yes | Behind the Meter | Net-metered residential rooftop and canopy |  | None | Vivint Solar Developer, LLC | AC Electric | Accepted | 2020-02-26 | 2020-02-27 | 2021-10-30 | JINKO SOLAR | JKM320M-60HBL | Solar Panels |  | 0.32 | 16 | 123 | 28 |  | Fixed | Roof
NJSTRE1545387609 | NJSRRE1544164873 | Transition Incentive Program | Manalapan | 7726 | 17 | 10.5 | Residential | Yes | Behind the Meter | Behind the Meter |  | None | Pro Custom Solar dba Momentum Solar | JCP&L | Eligible for TI Program | 2020-01-14 | 2020-01-17 | 2021-10-30 | LG ELECTRONICS | LG 350N1C-V5 | Solar Panels |  | 0.35 | 24 | 237 | 22 |  | Fixed | Roof
NJSTRE1545387571 | NJSRRE1544431343 | Transition Incentive Program | Boonton | 7005 | 3 | 5.55 | Residential | No | Behind the Meter | Net-metered residential rooftop and canopy |  | None | Green House Solar | JCP&L | Accepted | 2020-02-13 | 2020-02-14 | 2021-10-30 | Sunpowr | x22-370-e-ac | Solar Panels |  | 0.37 | 1 | 210 | 23 |  | Fixed | Roof
NJSTRE1545387576 | NJSRRE1544511632 | Transition Incentive Program | Trenton | 8610 | 12 | 7.25 | Residential | Yes | Behind the Meter | Behind the Meter |  | None | Trinity Solar | PSE&G | Eligible for TI Program | 2020-02-20 | 2020-02-24 | 2021-10-30 | Hanwha | Q.PEAK DUO BLK-G5 315 | Solar Panels |  | 0.315 | 14 | 176 | 30 |  | Fixed | Roof
NJSTRE1545387590 | NJSRRE1544538190 | Transition Incentive Program | HAWORTH | 7641 | 7 | 11.34 | Residential | Yes | Behind the Meter | Net-metered residential rooftop and canopy |  | None | Tesla Energy Operations Inc. | Orange Rockland Electric | Accepted | 2020-02-25 | 2020-02-28 | 2021-10-30 | Hanwha Q CELLS | Q.PEAK DUO BLK-G5/SC315 | Solar Panels |  | 0.315 | 31 | 273 | 27 |  | Fixed | Roof
NJSTRE1545387596 | NJSRRE1544334054 | Transition Incentive Program | Newark | 7108 | 9 | 4.34 | Residential | Yes | Behind the Meter | Behind the Meter |  | None | Sunrun Installation Services, Inc. | PSE&G | Eligible for TI Program | 2020-01-30 | 2020-02-04 | 2021-10-30 | REC Solar | REC310TP2M | Solar Panels |  | 0.31 | 6 | 193 | 44 |  | Fixed | Roof
NJSTRE1545387602 | NJSRRE1543526221 | Transition Incentive Program | Bergenfield | 7621 | 7 | 13.11 | Residential | Yes | Behind the Meter | Behind the Meter |  | None | Sunrun Installation Services, Inc. | PSE&G | Eligible for TI Program | 2019-12-12 | 2019-12-16 | 2021-10-30 | LG Electronics | LG345N1C-V5 | Solar Panels |  | 0.345 | 4 | 176 | 30 |  | Fixed | Roof
NJSTRE1545387603 | NJSRRE1544139973 | Transition Incentive Program | North Arlington | 7031 | 7 | 3.15 | Residential | Yes | Behind the Meter | Net-metered residential rooftop and canopy |  | None | Suntuity Solar LLC | PSE&G | Accepted | 2020-01-08 | 2020-01-10 | 2021-10-30 | Hanwha Solar | Q-Cells 315 Mono | Solar Panels |  | 0.315 | 3 | 205 | 26 |  | Fixed | Roof
NJSTRE1545387613 | NJSRRE1543555851 | Transition Incentive Program | Elmwood Park | 7407 | 7 | 7.25 | Residential | Yes | Behind the Meter | Net-metered residential rooftop and canopy |  | None | Pro Custom Solar dba Momentum Solar | PSE&G | Accepted |  | 2019-12-20 | 2021-10-30 | LG ELECTRONICS | LG 345N1C-V5 | Solar Panels |  | 0.345 | 6 | 242 | 23 |  | Fixed | Roof
NJSTRE1545387613 | NJSRRE1543555851 | Transition Incentive Program | Elmwood Park | 7407 | 7 | 7.25 | Residential | Yes | Behind the Meter | Net-metered residential rooftop and canopy |  | None | Pro Custom Solar dba Momentum Solar | PSE&G | Accepted |  | 2019-12-20 | 2021-10-30 | LG ELECTRONICS | LG 345N1C-V5 | Solar Panels |  | 0.345 | 5 | 152 | 21 |  | Fixed | Roof
NJSTRE1545387619 | NJSRRE1544468812 | Transition Incentive Program | Bergenfield | 7621 | 7 | 7.25 | Residential | Yes | Behind the Meter | Net-metered residential rooftop and canopy |  | None | Suntuity Solar LLC | PSE&G | Accepted | 2020-02-18 | 2020-02-20 | 2021-10-30 | Hanwha Solar | Q-Cells 315 Mono | Solar Panels |  | 0.315 | 10 | 90 | 39 |  | Fixed | Roof
NJSTRE1545387626 | NJSRRE1543437151 | Transition Incentive Program | Hillsborough | 8844 | 5 | 6.21 | Residential | No | Behind the Meter | Behind the Meter |  | None | Pro Custom Solar dba Momentum Solar | PSE&G | Eligible for TI Program | 2019-11-22 | 2019-11-26 | 2021-10-30 | LG Electronics | IQ7PLUS-72-2-US | Solar Panels |  | 0.345 | 18 | 218 | 28 |  | Fixed | Roof
NJSTRE1545387632 | NJSRRE1543825731 | Transition Incentive Program | Monroe Twp | 8831 | 11 | 8.38 | Residential | No | Behind the Meter | Net-metered residential rooftop and canopy |  | None | Morgan Associates and Consulting LLC | JCP&L | Accepted |  | 2020-01-03 | 2021-10-30 | LG | LG335 | Solar Panels |  | 0.335 | 25 | 191 | 14 |  | Fixed | Roof
NJSTRE1545387639 | NJSRRE1543513316 | Transition Incentive Program | MARMORA | 8223 | 21 | 2.52 | Residential | Yes | Behind the Meter | Net-metered residential rooftop and canopy |  | None | Vivint Solar Developer, LLC | AC Electric | Accepted | 2019-12-11 | 2019-12-16 | 2021-10-30 | HANWHA SOLAR | Q.PEAK BLK-G5 315 | Solar Panels |  | 0.315 | 3 | 47 | 22 |  | Fixed | Roof
NJSTRE1545387527 | NJSRRE1544543116 | Transition Incentive Program | Pleasantville | 8232 | 19 | 7.19 | Residential | Yes | Behind the Meter | Net-metered residential rooftop and canopy |  | None | Castle Energy, LLC | AC Electric | Accepted | 2020-02-26 | 2020-02-28 | 2021-10-30 | SunPower | SPR-E20-327-E-AC | Solar Panels |  | 0.327 | 8 | 297 | 24 |  | Fixed | Roof
NJSTRE1545387532 | NJSRRE1544430860 | Transition Incentive Program | Rutherford | 7070 | 7 | 7 | Residential | Yes | Behind the Meter | Behind the Meter |  | None | Pro Custom Solar dba Momentum Solar | PSE&G | Eligible for TI Program | 2020-02-11 | 2020-02-13 | 2021-10-30 | lg electronics | LG 350N1C-V5 | Solar Panels |  | 0.35 | 20 | 217 | 45 |  | Fixed | Roof
NJSTRE1545387537 | NJSRRE1544431069 | Transition Incentive Program | Beachwood | 8722 | 18 | 14.1 | Residential | No | Behind the Meter | Behind the Meter |  | None | Power Home Remodeling Group | JCP&L | Eligible for TI Program | 2020-02-11 | 2020-02-13 | 2021-10-30 | Hyundai | HiS-S300RG | Solar Panels |  | 0.3 | 40 | 314 | 23 |  | Fixed | Roof
NJSTRE1545387537 | NJSRRE1544431069 | Transition Incentive Program | Beachwood | 8722 | 18 | 14.1 | Residential | No | Behind the Meter | Behind the Meter |  | None | Power Home Remodeling Group | JCP&L | Eligible for TI Program | 2020-02-11 | 2020-02-13 | 2021-10-30 | Hyundai | HiS-S300RG | Solar Panels |  | 0.3 | 7 | 134 | 23 |  | Fixed | Roof
NJSTRE1545387542 | NJSRRE1544130322 | Transition Incentive Program | Freehold | 7728 | 17 | 11.03 | Residential | Yes | Behind the Meter | Behind the Meter |  | None | Pro Custom Solar dba Momentum Solar | JCP&L | Eligible for TI Program | 2020-01-07 | 2020-01-10 | 2021-10-30 | HANWHA | Q.Peak DUO BLK-G5 315 | Solar Panels |  | 0.315 | 13 | 161 | 19 |  | Fixed | Roof
NJSTRE1545387543 | NJSRRE1544469907 | Transition Incentive Program | Glen Ridge Boro | 7028 | 9 | 4.91 | Residential | Yes | Behind the Meter | Behind the Meter |  | None | Seabright Solar | PSE&G | Eligible for TI Program | 2020-02-19 | 2020-02-21 | 2021-10-30 | Sunpower | SPR-E20-327 | Solar Panels |  | 0.327 | 15 | 302 | 35 |  | Fixed | Roof
NJSTRE1545387554 | NJSRRE1543586299 | Transition Incentive Program | Teaneck | 7666 | 7 | 6.93 | Residential | Yes | Behind the Meter | Behind the Meter |  | None | Trinity Solar | PSE&G | Eligible for TI Program | 2019-12-20 | 2019-12-26 | 2021-10-30 | Hanwha | Q.PEAK DUO BLK-G5 315 | Solar Panels |  | 0.315 | 17 | 206 | 43 |  | Fixed | Roof
NJSTRE1545387554 | NJSRRE1543586299 | Transition Incentive Program | Teaneck | 7666 | 7 | 6.93 | Residential | Yes | Behind the Meter | Behind the Meter |  | None | Trinity Solar | PSE&G | Eligible for TI Program | 2019-12-20 | 2019-12-26 | 2021-10-30 | Hanwha | Q.PEAK DUO BLK-G5 315 | Solar Panels |  | 0.315 | 5 | 206 | 18 |  | Fixed | Roof
NJSTRE1545387570 | NJSRRE1543464310 | Transition Incentive Program | Vineland | 8360 | 20 | 11.73 | Residential | Yes | Behind the Meter | Behind the Meter |  | None | Pro Custom Solar dba Momentum Solar | AC Electric | Eligible for TI Program | 2019-12-02 | 2019-12-04 | 2021-10-30 | LG Electronics | LG 345N1C-V5 | Solar Panels |  | 0.345 | 5 | 270 | 40 |  | Fixed | Roof
NJSTRE1545387570 | NJSRRE1543464310 | Transition Incentive Program | Vineland | 8360 | 20 | 11.73 | Residential | Yes | Behind the Meter | Behind the Meter |  | None | Pro Custom Solar dba Momentum Solar | AC Electric | Eligible for TI Program | 2019-12-02 | 2019-12-04 | 2021-10-30 | LG Electronics | LG 345N1C-V5 | Solar Panels |  | 0.345 | 5 | 90 | 40 |  | Fixed | Roof
NJSTRE1545387572 | NJSRRE1543493393 | Transition Incentive Program | PORT MONMOUTH | 7758 | 17 | 7.56 | Residential | Yes | Behind the Meter | Net-metered residential rooftop and canopy |  | None | Vivint Solar Developer, LLC | JCP&L | Accepted | 2019-12-07 | 2019-12-10 | 2021-10-30 | Hanwha Solar | Q.PEAK BLK-G5 315 | Solar Panels |  | 0.315 | 10 | 208 | 24 |  | Fixed | Roof
NJSTRE1545387577 | NJSRRE1544309541 | Transition Incentive Program | Tabernacle | 8088 | 13 | 17.36 | Residential | No | Behind the Meter | Behind the Meter |  | None | Sunrun Installation Services, Inc. | AC Electric | Eligible for TI Program | 2020-01-27 | 2020-01-30 | 2021-10-30 | REC Solar | REC310TP2M | Solar Panels |  | 0.31 | 13 | 276 | 18 |  | Fixed | Roof
NJSTRE1545387582 | NJSRRE1543571226 | Transition Incentive Program | Old Bridge Township | 8857 | 11 | 8.12 | Residential | Yes | Behind the Meter | Behind the Meter |  | None | Sunrun Installation Services, Inc. | JCP&L | Eligible for TI Program | 2019-12-19 | 2019-12-26 | 2021-10-30 | REC Solar | REC290TP2 BLK | Solar Panels |  | 0.29 | 17 | 160 | 27 |  | Fixed | Roof
NJSTRE1545387595 | NJSRRE1544529523 | Transition Incentive Program | Blackwood | 8012 | 14 | 8.82 | Residential | Yes | Behind the Meter | Behind the Meter |  | None | Trinity Solar | PSE&G | Eligible for TI Program | 2020-02-25 | 2020-02-27 | 2021-10-30 | Hanwha 315 | Q.PEAK DUO BLK-G5 315 | Solar Panels |  | 0.315 | 10 | 167 | 49 |  | Fixed | Roof
NJSTRE1545387605 | NJSRRE1544213721 | Transition Incentive Program | vineland | 8360 | 20 | 6.3 | Residential | Yes | Behind the Meter | Net-metered residential rooftop and canopy |  | None | Vision Solar LLC | Vineland Muni Electric | Accepted | 2020-01-22 | 2020-01-27 | 2021-10-30 | hanwa qcells | qpeak duo-g5 315 | Solar Panels |  | 0.315 | 1 | 40 | 119 |  | Fixed | Roof
NJSTRE1545387606 | NJSRRE1543505850 | Transition Incentive Program | Jackson | 8733 | 18 | 6.4 | Residential | No | Behind the Meter | Net-metered residential rooftop and canopy |  | None | Advanced Solar & Energy Solutions, LLC | JCP&L | Accepted | 2019-12-12 | 2019-12-13 | 2021-10-30 | Trina Solar Energy | TSM 320w | Solar Panels |  | 0.32 | 20 | 120 | 19 |  | Fixed | Roof
NJSTRE1545387617 | NJSRRE1544352491 | Transition Incentive Program | Hewitt | 7421 | 6 | 9.8 | Residential | Yes | Behind the Meter | Behind the Meter |  | None | Pro Custom Solar dba Momentum Solar | Orange Rockland Electric | Eligible for TI Program | 2020-02-04 | 2020-02-07 | 2021-10-30 | lg electronics | LG 350N1C-V5 | Solar Panels |  | 0.35 | 8 | 252 | 27 |  | Fixed | Roof
NJSTRE1545387627 | NJSRRE1543566337 | Transition Incentive Program | DOVER | 7801 | 3 | 8.19 | Residential | Yes | Behind the Meter | Net-metered residential rooftop and canopy |  | None | Vivint Solar Developer, LLC | JCP&L | Accepted | 2019-12-19 | 2019-12-23 | 2021-10-30 | Hanwha Solar | Q.PEAK BLK-G5 315 | Solar Panels |  | 0.315 | 12 | 319 | 31 |  | Fixed | Roof
NJSTRE1545387630 | NJSRRE1544469318 | Transition Incentive Program | Saddle Brook | 7663 | 7 | 6.3 | Residential | Yes | Behind the Meter | Behind the Meter |  | None | Trinity Solar | PSE&G | Eligible for TI Program | 2020-02-18 | 2020-02-20 | 2021-10-30 | HANWHA | Q.PEAK DUO BLK-G5 315 | Solar Panels |  | 0.315 | 20 | 101 | 23 |  | Fixed | Roof
NJSTRE1545387631 | NJSRRE1544199208 | Transition Incentive Program | Cinnaminson | 8077 | 13 | 9.6 | Residential | Yes | Behind the Meter | Behind the Meter |  | None | Skyline Solar, LLC | PSE&G | Eligible for TI Program | 2020-01-20 | 2020-01-23 | 2021-10-30 | Hanwha Q-Cells | Q.PEAK DUO-G5 320 | Solar Panels |  | 0.32 | 30 | 212,211,32 | 22 |  | Fixed | Roof
NJSTRE1545387640 | NJSRRE1544098784 | Transition Incentive Program | Burlington | 8016 | 13 | 141.41 | Commercial | No | Behind the Meter | Net-metered non-residential rooftop and canopy |  | None | MOORE ENERGY LLC | PSE&G | Accepted |  | 2020-01-09 | 2021-10-30 | HANWHA | QCELL | Solar Panels |  | 0.395 | 358 | 160 | 10 |  | Fixed | Roof
NJSTRE1545387653 | NJSRRE1544544384 | Transition Incentive Program | Red Bank | 7701 | 17 | 7.71 | Residential | Yes | Behind the Meter | Behind the Meter |  | None | Pro Custom Solar dba Momentum Solar | JCP&L | Eligible for TI Program | 2020-02-26 | 2020-03-02 | 2021-10-30 | Hanwha | Q.Peak DUO BLK-G6+ 335 | Solar Panels |  | 0.335 | 10 | 243 | 20 |  | Fixed | Roof
NJSTRE1545387662 | NJSRRE1544165370 | Transition Incentive Program | Bogota | 7603 | 7 | 5.87 | Residential | No | Behind the Meter | Behind the Meter |  | None | Sunrun Installation Services, Inc. | PSE&G | Eligible for TI Program | 2020-01-14 | 2020-01-20 | 2021-10-30 | LG Electronics | LG345N1C-V5 | Solar Panels |  | 0.345 | 15 | 197 | 27 |  | Fixed | Roof
NJSTRE1545387672 | NJSRRE1543442878 | Transition Incentive Program | Clifton | 7013 | 6 | 9.28 | Residential | Yes | Behind the Meter | Behind the Meter |  | None | Sunrun Installation Services, Inc. | PSE&G | Eligible for TI Program | 2019-11-25 | 2019-11-27 | 2021-10-30 | REC Solar | REC290TP2 BLK | Solar Panels |  | 0.29 | 15 | 313 | 40 |  | Fixed | Roof
NJSTRE1545387673 | NJSRRE1544543200 | Transition Incentive Program | Bridgewater Township | 8807 | 5 | 7.13 | Residential | No | Behind the Meter | Behind the Meter |  | None | Sunrun Installation Services, Inc. | PSE&G | Eligible for TI Program | 2020-02-26 | 2020-02-28 | 2021-10-30 | REC Solar | REC310TP2M | Solar Panels |  | 0.31 | 12 | 178 | 27 |  | Fixed | Roof
NJSTRE1545387394 | NJSRRE1544442710 | Transition Incentive Program | Sewell | 8080 | 15 | 11.06 | Residential | Yes | Behind the Meter | Net-metered residential rooftop and canopy |  | None | Vision Solar LLC | AC Electric | Accepted | 2020-02-13 | 2020-02-18 | 2021-10-30 | lg solar | lg335n1k-v5 | Solar Panels |  | 0.335 | 12 | 194 | 9 |  | Fixed | Roof
NJSTRE1545387394 | NJSRRE1544442710 | Transition Incentive Program | Sewell | 8080 | 15 | 11.06 | Residential | Yes | Behind the Meter | Net-metered residential rooftop and canopy |  | None | Vision Solar LLC | AC Electric | Accepted | 2020-02-13 | 2020-02-18 | 2021-10-30 | lg solar | lg335n1k-v5 | Solar Panels |  | 0.335 | 3 | 104 | 9 |  | Fixed | Roof
NJSTRE1545387398 | NJSRRE1543473927 | Transition Incentive Program | Hasbrouck Heights | 7604 | 7 | 5.4 | Residential | No | Behind the Meter | Net-metered residential rooftop and canopy |  | None | Apex Solar Power | PSE&G | Accepted |  | 2019-12-05 | 2021-10-30 | SOLARIA | 360R-PD | Solar Panels |  | 0.36 | 6 | 305 | 34 |  | Fixed | Roof
NJSTRE1545387402 | NJSRRE1543853029 | Transition Incentive Program | Irvington Town | 7111 | 9 | 4.16 | Residential | Yes | Behind the Meter | Behind the Meter |  | None | Posigen NJ LLC | PSE&G | Eligible for TI Program | 2020-01-02 | 2020-01-06 | 2021-10-30 | Silfab | SLA320M | Solar Panels |  | 0.32 | 13 | 216 | 33 |  | Fixed | Roof
NJSTRE1545387410 | NJSRRE1544333312 | Transition Incentive Program | Absecon | 8201 | 19 | 24.32 | Residential | No | Behind the Meter | Net-metered residential ground mount |  | None | Castle Energy, LLC | AC Electric | Accepted | 2020-01-30 | 2020-02-03 | 2021-10-30 | Hanwha Q-Cells | Q.Peak DUO-G5 320 | Solar Panels |  | 0.32 | 76 | 180 | 25 |  | Fixed | Ground
NJSTRE1545387416 | NJSRRE1544413058 | Transition Incentive Program | Middlesex | 8846 | 11 | 4.1 | Residential | No | Behind the Meter | Net-metered residential rooftop and canopy |  | None | Trinity Solar | PSE&G | Final As-Built Received |  | 2020-02-10 | 2021-10-30 | Hanwha 315 | Q.PEAK DUO BLK-G5 315 | Solar Panels |  | 0.315 | 13 | 172 | 28 |  | Fixed | Roof | Garage
NJSTRE1545387421 | NJSRRE1544419731 | Transition Incentive Program | Cape May | 8204 | 21 | 11.03 | Residential | Yes | Behind the Meter | Net-metered residential ground mount |  | None | Trinity Solar | AC Electric | Final As-Built Received |  | 2020-02-12 | 2021-10-30 | HANWHA | Q.PEAK DUO BLK-G5 315 | Solar Panels |  | 0.315 | 35 | 180 | 30 |  | Fixed | Roof
NJSTRE1545387428 | NJSRRE1543661234 | Transition Incentive Program | Newton | 7860 | 1 | 25.11 | Residential | No | Behind the Meter | Behind the Meter |  | None | 1st Light Energy Inc | JCP&L | Eligible for TI Program | 2019-12-23 | 2019-12-30 | 2021-10-30 | Longi | LR6-60HPB-310M | Solar Panels |  | 0.31 | 10 | 90 | 51 |  | Fixed | Roof
NJSTRE1545387428 | NJSRRE1543661234 | Transition Incentive Program | Newton | 7860 | 1 | 25.11 | Residential | No | Behind the Meter | Behind the Meter |  | None | 1st Light Energy Inc | JCP&L | Eligible for TI Program | 2019-12-23 | 2019-12-30 | 2021-10-30 | Longi | LR6-60HPB-310M | Solar Panels |  | 0.31 | 6 | 271 | 30 |  | Fixed | Roof
NJSTRE1545387433 | NJSRRE1543434194 | Transition Incentive Program | Milford | 8848 | 4 | 13.63 | Residential | No | Behind the Meter | Behind the Meter |  | None | Sunrun Installation Services, Inc. | JCP&L | Eligible for TI Program | 2019-11-21 | 2019-11-26 | 2021-10-30 | REC Solar | REC290TP2 BLK | Solar Panels |  | 0.29 | 22 | 140 | 30 |  | Fixed | Roof
NJSTRE1545387437 | NJSRRE1544547515 | Transition Incentive Program | Princeton Junction | 8550 | 12 | 9.1 | Residential | No | Behind the Meter | Behind the Meter |  | None | Pro Custome DBA Momentum Solar | PSE&G | Eligible for TI Program | 2020-02-27 | 2020-03-03 | 2021-10-30 | lg electronics | LG 350N1C-V5 | Solar Panels |  | 0.35 | 4 | 191 | 20 |  | Fixed | Roof
NJSTRE1545387437 | NJSRRE1544547515 | Transition Incentive Program | Princeton Junction | 8550 | 12 | 9.1 | Residential | No | Behind the Meter | Behind the Meter |  | None | Pro Custome DBA Momentum Solar | PSE&G | Eligible for TI Program | 2020-02-27 | 2020-03-03 | 2021-10-30 | lg electronics | LG 350N1C-V5 | Solar Panels |  | 0.35 | 3 | 281 | 30 |  | Fixed | Roof
NJSTRE1545387438 | NJSRRE1544199144 | Transition Incentive Program | Camden | 8105 | 14 | 5.12 | Residential | Yes | Behind the Meter | Behind the Meter |  | None | Skyline Solar, LLC | PSE&G | Eligible for TI Program | 2020-01-20 | 2020-01-23 | 2021-10-30 | Hanwha Q-Cells | Q.PEAK DUO-G5 320 | Solar Panels |  | 0.32 | 16 | 241 | 25 |  | Fixed | Roof
NJSTRE1545387615 | NJSRRE1544550022 | Transition Incentive Program | South River | 8882 | 11 | 8.5 | Residential | No | Behind the Meter | Net-metered residential rooftop and canopy |  | None | SunPower Corporation, Systems | South River | Accepted |  | 2020-03-03 | 2021-10-30 | SUNPOWER | SPR-E20-327-E-AC | Solar Panels |  | 0.327 | 26 | 172 | 24 |  | Fixed | Roof
NJSTRE1545387646 | NJSRRE1544156607 | Transition Incentive Program | WEST ORANGE | 7052 | 9 | 4.1 | Residential | Yes | Behind the Meter | Net-metered residential rooftop and canopy |  | None | Vivint Solar Developer, LLC | PSE&G | Accepted | 2020-01-10 | 2020-01-15 | 2021-10-30 | Hanwha Solar | Q.PEAK BLK-G5 315 | Solar Panels |  | 0.315 | 8 | 208 | 19 |  | Fixed | Roof
NJSTRE1545387648 | NJSRRE1544147999 | Transition Incentive Program | Swainton | 8210 | 21 | 9.86 | Residential | No | Behind the Meter | Behind the Meter |  | None | Sunrun Installation Services, Inc. | AC Electric | Eligible for TI Program | 2020-01-08 | 2020-01-13 | 2021-10-30 | REC Solar | REC290TP2 BLK | Solar Panels |  | 0.29 | 5 | 150 | 30 |  | Fixed | Roof
NJSTRE1545387653 | NJSRRE1544544384 | Transition Incentive Program | Red Bank | 7701 | 17 | 7.71 | Residential | Yes | Behind the Meter | Behind the Meter |  | None | Pro Custom Solar dba Momentum Solar | JCP&L | Eligible for TI Program | 2020-02-26 | 2020-03-02 | 2021-10-30 | Hanwha | Q.Peak DUO BLK-G6+ 335 | Solar Panels |  | 0.335 | 13 | 243 | 21 |  | Fixed | Roof
NJSTRE1545387656 | NJSRRE1543481102 | Transition Incentive Program | Millville | 8332 | 20 | 9.6 | Residential | Yes | Behind the Meter | Behind the Meter |  | None | Skyline Solar, LLC | AC Electric | Eligible for TI Program | 2019-12-05 | 2019-12-09 | 2021-10-30 | Hanwha Q-Cells | Q.PEAK DUO-G5 320 | Solar Panels |  | 0.32 | 30 | 193 | 24 |  | Fixed | Roof
NJSTRE1545387667 | NJSRRE1544143910 | Transition Incentive Program | Middlesex | 8846 | 11 | 16.32 | Residential | No | Behind the Meter | Behind the Meter |  | None | Sunrun Installation Services, Inc. | PSE&G | Eligible for TI Program | 2020-01-08 | 2020-01-13 | 2021-10-30 | Hanwha Q-Cells | Q.PEAK DUO-G7 320 | Solar Panels |  | 0.32 | 16 | 214 | 19 |  | Fixed | Roof
NJSTRE1545387673 | NJSRRE1544543200 | Transition Incentive Program | Bridgewater Township | 8807 | 5 | 7.13 | Residential | No | Behind the Meter | Behind the Meter |  | None | Sunrun Installation Services, Inc. | PSE&G | Eligible for TI Program | 2020-02-26 | 2020-02-28 | 2021-10-30 | REC Solar | REC310TP2M | Solar Panels |  | 0.31 | 11 | 268 | 28 |  | Fixed | Roof
NJSTRE1545387676 | NJSRRE1544456238 | Transition Incentive Program | ORANGE CITY | 7050 | 9 | 7.56 | Residential | No | Behind the Meter | Net-metered residential rooftop and canopy |  | None | Tesla Energy Operations Inc | PSE&G | Accepted | 2020-02-14 | 2020-02-18 | 2021-10-30 | Hanwha Q CELLS | Q.PEAK DUO BLK-G5/SC315 | Solar Panels |  | 0.315 | 24 | 199 | 23 |  | Fixed | Roof
NJSTRE1545387680 | NJSRRE1543528750 | Transition Incentive Program | Sea Girt | 8750 | 17 | 9.57 | Residential | Yes | Behind the Meter | Behind the Meter |  | None | Sunrun Installation Services, Inc. | JCP&L | Eligible for TI Program | 2019-12-12 | 2019-12-16 | 2021-10-30 | REC Solar | REC290TP2 BLK | Solar Panels |  | 0.29 | 3 | 192 | 24 |  | Fixed | Roof
NJSTRE1545387683 | NJSRRE1543473900 | Transition Incentive Program | Clark | 7066 | 10 | 9.14 | Residential | Yes | Behind the Meter | Behind the Meter |  | None | Pro Custom Solar dba Momentum Solar | PSE&G | Eligible for TI Program | 2019-12-03 | 2019-12-05 | 2021-10-30 | Hanwha | Q.Peak DUO BLK-G5 315 | Solar Panels |  | 0.315 | 3 | 128 | 28 |  | Fixed | Roof
NJSTRE1545387692 | NJSRRE1544326189 | Transition Incentive Program | Morganville | 7751 | 17 | 7.37 | Residential | No | Behind the Meter | Net-metered residential rooftop and canopy |  | None | Morgan Associates and Consulting LLC | JCP&L | Accepted |  | 2020-02-17 | 2021-10-30 | LG | 335 | Solar Panels |  | 0.335 | 22 | 192 | 14 |  | Single Axis | Roof
NJSTRE1545387695 | NJSRRE1544211643 | Transition Incentive Program | Jersey City | 7304 | 8 | 9.81 | Residential | Yes | Behind the Meter | Net-metered residential rooftop and canopy |  | None | SunPower Corporation, Systems | PSE&G | Accepted |  | 2020-01-27 | 2021-10-30 | SUNPOWER | SPR-E20-327-E-AC | Solar Panels |  | 0.327 | 10 | 303 | 5 |  | Fixed | Roof
NJSTRE1545387419 | NJSRRE1544501460 | Transition Incentive Program | Marlton | 8053 | 13 | 18.09 | Residential | Yes | Behind the Meter | Net-metered residential rooftop and canopy |  | None | Vision Solar LLC | AC Electric | Final As-Built Received | 2020-02-19 | 2020-02-24 | 2021-10-30 | lg solar | lg335n1k-v5 | Solar Panels |  | 0.335 | 17 | 121 | 18 |  | Fixed | Roof
NJSTRE1545387425 | NJSRRE1544469494 | Transition Incentive Program | Burlington | 8016 | 13 | 7.37 | Residential | No | Behind the Meter | Net-metered residential rooftop and canopy |  | None | Morgan Associates and Consulting LLC | PSE&G | Accepted |  | 2020-02-21 | 2021-10-30 | LG | LG 335 | Solar Panels |  | 0.335 | 22 | 198 | 14 |  | Fixed | Roof
NJSTRE1545387426 | NJSRRE1543651811 | Transition Incentive Program | Howell | 7731 | 17 | 15.68 | Residential | No | Behind the Meter | Net-metered residential rooftop and canopy |  | None | Powerlutions | JCP&L | Accepted |  | 2019-12-27 | 2021-10-30 | Axitec | AC-320MH/120S | Solar Panels |  | 0.32 | 49 | 275 | 19 |  | Fixed | Roof
NJSTRE1545387430 | NJSRRE1543451873 | Transition Incentive Program | Paterson City | 7502 | 6 | 7.25 | Residential | Yes | Behind the Meter | Behind the Meter |  | None | Sunrun Installation Services, Inc. | PSE&G | Eligible for TI Program | 2019-11-27 | 2019-12-03 | 2021-10-30 | REC Solar | REC290TP2 BLK | Solar Panels |  | 0.29 | 16 | 139 | 37 |  | Fixed | Roof
NJSTRE1545387431 | NJSRRE1544523931 | Transition Incentive Program | Marlboro | 7746 | 17 | 9.38 | Residential | No | Behind the Meter | Behind the Meter |  | None | Green Power Energy | JCP&L | Eligible for TI Program | 2020-02-24 | 2020-02-26 | 2021-10-30 | Hanwha | Q.PEAK DUO BLK-G6 335 | Solar Panels |  | 0.335 | 16 | 254 | 27 |  | Fixed | Roof
NJSTRE1545387440 | NJSRRE1543498256 | Transition Incentive Program | Teaneck | 7666 | 7 | 8.7 | Residential | Yes | Behind the Meter | Behind the Meter |  | None | Sunrun Installation Services, Inc. | PSE&G | Eligible for TI Program | 2019-12-06 | 2019-12-10 | 2021-10-30 | REC Solar | REC290TP2 BLK | Solar Panels |  | 0.29 | 2 | 116 | 40 |  | Fixed | Roof
NJSTRE1545387441 | NJSRRE1544514452 | Transition Incentive Program | FORKED RIVER | 8731 | 18 | 14.4 | Residential | Yes | Behind the Meter | Net-metered residential rooftop and canopy |  | None | Vivint Solar Developer, LLC | JCP&L | Accepted | 2020-02-24 | 2020-02-25 | 2021-10-30 | JINKO SOLAR | JKM320M-60HBL | Solar Panels |  | 0.32 | 23 | 114 | 11 |  | Fixed | Roof
NJSTRE1545387446 | NJSRRE1544184458 | Transition Incentive Program | FRANKLI | 8873 | 5 | 28.06 | Residential | No | Behind the Meter | Behind the Meter |  | None | Infinity Solar Systems | PSE&G | Eligible for TI Program | 2020-01-16 | 2020-01-21 | 2021-10-30 | TRINA | TSM-305DD05A.05(II) | Solar Panels |  | 0.305 | 73 | 1 | 10 |  | Fixed | Roof
NJSTRE1545387452 | NJSRRE1544199808 | Transition Incentive Program | Beverly | 8010 | 13 | 12.25 | Residential | Yes | Behind the Meter | Behind the Meter |  | None | Pro Custom Solar dba Momentum Solar | PSE&G | Eligible for TI Program | 2020-01-20 | 2020-01-23 | 2021-10-30 | LG ELECTRONICS | LG 350N1C-V5 | Solar Panels |  | 0.35 | 5 | 250 | 20 |  | Fixed | Roof
NJSTRE1545387468 | NJSRRE1544172057 | Transition Incentive Program | LODI | 7644 | 7 | 6.93 | Residential | Yes | Behind the Meter | Net-metered residential rooftop and canopy |  | None | Vivint Solar Developer, LLC | PSE&G | Accepted | 2020-01-15 | 2020-01-20 | 2021-10-30 | HANWHA SOLAR | Q.PEAK BLK-G5 315 | Solar Panels |  | 0.315 | 8 | 162 | 16 |  | Fixed | Roof
NJSTRE1545387473 | NJSRRE1543478502 | Transition Incentive Program | ENGLEWOOD | 7631 | 7 | 7.88 | Residential | Yes | Behind the Meter | Net-metered residential rooftop and canopy |  | None | Vivint Solar Developer, LLC | PSE&G | Accepted | 2019-12-05 | 2019-12-09 | 2021-10-30 | HANWHA SOLAR | Q.PEAK BLK-G5 315 | Solar Panels |  | 0.315 | 9 | 85 | 28 |  | Fixed | Roof
NJSTRE1545387477 | NJSRRE1544421195 | Transition Incentive Program | Manahawkin | 8050 | 18 | 6.93 | Residential | Yes | Behind the Meter | Net-metered residential rooftop and canopy |  | None | Vivint Solar Developer, LLC | AC Electric | Accepted | 2020-02-10 | 2020-02-12 | 2021-10-30 | Hanwha Solar | Q.PEAK BLK-G5 315 | Solar Panels |  | 0.315 | 20 | 245 | 27 |  | Fixed | Roof
NJSTRE1545387645 | NJSRRE1544310941 | Transition Incentive Program | Edison | 8820 | 11 | 6.3 | Residential | Yes | Behind the Meter | Behind the Meter |  | None | Pro Custom Solar dba Momentum Solar | PSE&G | Eligible for TI Program | 2020-01-28 | 2020-01-30 | 2021-10-30 | lg electronics | LG 350N1C-V5 | Solar Panels |  | 0.35 | 18 | 220 | 36 |  | Fixed | Roof
NJSTRE1545387648 | NJSRRE1544147999 | Transition Incentive Program | Swainton | 8210 | 21 | 9.86 | Residential | No | Behind the Meter | Behind the Meter |  | None | Sunrun Installation Services, Inc. | AC Electric | Eligible for TI Program | 2020-01-08 | 2020-01-13 | 2021-10-30 | REC Solar | REC290TP2 BLK | Solar Panels |  | 0.29 | 13 | 195 | 30 |  | Fixed | Roof
NJSTRE1545387649 | NJSRRE1543442982 | Transition Incentive Program | Washington | 7882 | 2 | 11.77 | Residential | Yes | Behind the Meter | Behind the Meter |  | None | Ad Energy | JCP&L | Eligible for TI Program | 2019-11-25 | 2019-12-12 | 2021-10-30 | SunPower | SPR-E20-327-E-AC | Solar Panels |  | 0.327 | 36 | 147 | 25 |  | Fixed | Ground
NJSTRE1545387660 | NJSRRE1544546915 | Transition Incentive Program | Long Branch | 7740 | 17 | 2.88 | Residential | Yes | Behind the Meter | Net-metered residential rooftop and canopy |  | None | Vivint Solar Developer, LLC | JCP&L | Accepted | 2020-02-28 | 2020-03-03 | 2021-10-30 | JINKO SOLAR | JKM320M-60HBL | Solar Panels |  | 0.32 | 9 | 152 | 30 |  | Fixed | Roof
NJSTRE1545387671 | NJSRRE1544442540 | Transition Incentive Program | Monroe Township | 8831 | 11 | 12.75 | Residential | No | Behind the Meter | Net-metered residential rooftop and canopy |  | None | SunPower Corporation, Systems | JCP&L | Accepted |  | 2020-02-17 | 2021-10-30 | SUNPOWER | SPR-E20-327-E-AC | Solar Panels |  | 0.327 | 20 | 253 | 28 |  | Fixed | Roof
NJSTRE1545387677 | NJSRRE1544538139 | Transition Incentive Program | Irvington | 7111 | 9 | 3.41 | Residential | Yes | Behind the Meter | Behind the Meter |  | None | Sunrun Installation Services, Inc. | PSE&G | Eligible for TI Program | 2020-02-25 | 2020-02-27 | 2021-10-30 | REC Solar | REC310TP2M | Solar Panels |  | 0.31 | 3 | 143 | 14 |  | Fixed | Roof
NJSTRE1545387681 | NJSRRE1543586459 | Transition Incentive Program | New Brunswick City | 8901 | 11 | 5.22 | Residential | Yes | Behind the Meter | Net-metered residential rooftop and canopy |  | None | Sunrun Installation Services, Inc. | PSE&G | Final As-Built Received | 2019-12-20 | 2019-12-26 | 2021-10-30 | REC Solar | REC290TP2 BLK | Solar Panels |  | 0.29 | 18 | 235 | 43 |  | Fixed | Roof
NJSTRE1545387682 | NJSRRE1544108473 | Transition Incentive Program | Galloway | 8205 | 19 | 8.82 | Residential | Yes | Behind the Meter | Behind the Meter |  | None | Pro Custom Solar dba Momentum Solar | AC Electric | Eligible for TI Program | 2020-01-07 | 2020-01-09 | 2021-10-30 | HANWHA | Q.Peak DUO BLK-G5 315 | Solar Panels |  | 0.315 | 8 | 356 | 26 |  | Fixed | Roof
NJSTRE1545387687 | NJSRRE1544465682 | Transition Incentive Program | West Milford | 7480 | 6 | 3.9 | Residential | No | Behind the Meter | Net-metered residential rooftop and canopy |  | None | New Jersey Suntech | Orange Rockland Electric | Accepted |  | 2020-02-19 | 2021-10-30 | Panasonic | VBHN325KA-03 | Solar Panels |  | 0.325 | 12 | 225 | 25 |  | Fixed | Roof
NJSTRE1545387688 | NJSRRE1544519472 | Transition Incentive Program | Elmer | 8318 | 16 | 14.06 | Residential | Yes | Behind the Meter | Net-metered residential ground mount |  | None | Vision Solar LLC | AC Electric | Accepted | 2020-02-21 | 2020-02-25 | 2021-10-30 | sunpower | e20-327-e-ac | Solar Panels |  | 0.327 | 43 | 180 | 30 |  | Fixed | Roof
NJSTRE1545387694 | NJSRRE1543464389 | Transition Incentive Program | Deptford | 8093 | 15 | 8.12 | Residential | Yes | Behind the Meter | Behind the Meter |  | None | Sunrun Installation Services, Inc. | PSE&G | Eligible for TI Program | 2019-12-02 | 2019-12-04 | 2021-10-30 | REC Solar | REC290TP2 BLK | Solar Panels |  | 0.29 | 7 | 358 | 34 |  | Fixed | Roof
NJSTRE1545387698 | NJSRRE1544543249 | Transition Incentive Program | Bridgewater Township | 8807 | 5 | 8.83 | Residential | No | Behind the Meter | Behind the Meter |  | None | GenRenew, LLC | PSE&G | Eligible for TI Program | 2020-02-26 | 2020-03-02 | 2021-10-30 | Sunpower | SPR-E20-327-E-AC | Solar Panels |  | 0.327 | 27 | 197 | 33 |  | Fixed | Roof
NJSTRE1545387683 | NJSRRE1543473900 | Transition Incentive Program | Clark | 7066 | 10 | 9.14 | Residential | Yes | Behind the Meter | Behind the Meter |  | None | Pro Custom Solar dba Momentum Solar | PSE&G | Eligible for TI Program | 2019-12-03 | 2019-12-05 | 2021-10-30 | Hanwha | Q.Peak DUO BLK-G5 315 | Solar Panels |  | 0.315 | 20 | 218 | 20 |  | Fixed | Roof
NJSTRE1545387683 | NJSRRE1543473900 | Transition Incentive Program | Clark | 7066 | 10 | 9.14 | Residential | Yes | Behind the Meter | Behind the Meter |  | None | Pro Custom Solar dba Momentum Solar | PSE&G | Eligible for TI Program | 2019-12-03 | 2019-12-05 | 2021-10-30 | Hanwha | Q.Peak DUO BLK-G5 315 | Solar Panels |  | 0.315 | 3 | 308 | 28 |  | Fixed | Roof
NJSTRE1545387684 | NJSRRE1544143800 | Transition Incentive Program | Freehold | 7728 | 17 | 11.52 | Residential | No | Behind the Meter | Net-metered residential rooftop and canopy |  | None | Solar Spectrum LLC | JCP&L | Accepted | 2020-01-08 | 2020-01-13 | 2021-10-30 | Q Cells | Q.PEAK-DUO-G7-320 | Solar Panels |  | 0.32 | 18 | 307 | 127 |  | Fixed | Roof
NJSTRE1545387685 | NJSRRE1543672300 | Transition Incentive Program | North Brunswick | 8902 | 11 | 5.12 | Residential | Yes | Behind the Meter | Behind the Meter |  | None | Skyline Solar, LLC | PSE&G | Eligible for TI Program | 2019-12-23 | 2019-12-30 | 2021-10-30 | Hanwha Q-Cells | Q.PEAK DUO-G5 320 | Solar Panels |  | 0.32 | 16 | 90270 | 38 |  | Fixed | Roof
NJSTRE1545387695 | NJSRRE1544211643 | Transition Incentive Program | Jersey City | 7304 | 8 | 9.81 | Residential | Yes | Behind the Meter | Net-metered residential rooftop and canopy |  | None | SunPower Corporation, Systems | PSE&G | Accepted |  | 2020-01-27 | 2021-10-30 | SUNPOWER | SPR-E20-327-E-AC | Solar Panels |  | 0.327 | 14 | 123 | 5 |  | Fixed | Roof
NJSTRE1545387695 | NJSRRE1544211643 | Transition Incentive Program | Jersey City | 7304 | 8 | 9.81 | Residential | Yes | Behind the Meter | Net-metered residential rooftop and canopy |  | None | SunPower Corporation, Systems | PSE&G | Accepted |  | 2020-01-27 | 2021-10-30 | SUNPOWER | SPR-E20-327-E-AC | Solar Panels |  | 0.327 | 6 | 33 | 1 |  | Fixed | Roof
NJSTRE1545387696 | NJSRRE1544185882 | Transition Incentive Program | Bedminster | 7921 | 5 | 8.05 | Residential | Yes | Behind the Meter | Behind the Meter |  | None | Pro Custom Solar dba Momentum Solar | JCP&L | Eligible for TI Program | 2020-01-16 | 2020-01-22 | 2021-10-30 | LG ELECTRONICS | IQ7PLUS-72-2-US | Solar Panels |  | 0.35 | 23 | 225 | 29 |  | Fixed | Roof
NJSTRE1545387697 | NJSRRE1544309457 | Transition Incentive Program | Newark | 7108 | 9 | 4.65 | Residential | Yes | Behind the Meter | Behind the Meter |  | None | Sunrun Installation Services, Inc. | PSE&G | Eligible for TI Program | 2020-01-27 | 2020-01-30 | 2021-10-30 | REC Solar | REC310TP2M | Solar Panels |  | 0.31 | 3 | 119 | 40 |  | Fixed | Roof
NJSTRE1545387697 | NJSRRE1544309457 | Transition Incentive Program | Newark | 7108 | 9 | 4.65 | Residential | Yes | Behind the Meter | Behind the Meter |  | None | Sunrun Installation Services, Inc. | PSE&G | Eligible for TI Program | 2020-01-27 | 2020-01-30 | 2021-10-30 | REC Solar | REC310TP2M | Solar Panels |  | 0.31 | 2 | 119 | 18 |  | Fixed | Roof
NJSTRE1545387709 | NJSRRE1543565133 | Transition Incentive Program | Bloomfield | 7003 | 9 | 5.67 | Residential | Yes | Behind the Meter | Net-metered residential rooftop and canopy |  | None | Vivint Solar Developer, LLC | PSE&G | Accepted | 2019-12-18 | 2019-12-23 | 2021-10-30 | Hanwha Solar | Q.PEAK BLK-G5 315 | Solar Panels |  | 0.315 | 3 | 145 | 27 |  | Fixed | Roof
NJSTRE1545387710 | NJSRRE1544547842 | Transition Incentive Program | East Brunswick TWP | 8816 | 11 | 11.34 | Residential | Yes | Behind the Meter | Behind the Meter |  | None | Tesla Energy Operations Inc | PSE&G | Eligible for TI Program | 2020-02-27 | 2020-03-03 | 2021-10-30 | Hanwha Q CELLS | Q.PEAK DUO BLK-G5/SC315 | Solar Panels |  | 0.315 | 16 | 0.218 | 37 |  | Fixed | Roof | Roof
NJSTRE1545387717 | NJSRRE1544465727 | Transition Incentive Program | Northfield | 8225 | 19 | 8.19 | Residential | Yes | Behind the Meter | Behind the Meter |  | None | Trinity Solar | AC Electric | Eligible for TI Program | 2020-02-17 | 2020-02-19 | 2021-10-30 | HANWHA | Q.PEAK DUO BLK-G5 315 | Solar Panels |  | 0.315 | 4 | 117 | 30 |  | Fixed | Roof
NJSTRE1545387718 | NJSRRE1543557207 | Transition Incentive Program | Princeton | 8540 | 12 | 10.85 | Residential | No | Behind the Meter | Net-metered residential rooftop and canopy |  | None | Green Power Energy | PSE&G | Accepted |  | 2019-12-20 | 2021-10-30 | LG Electronics | LG350N1C-V5 | Solar Panels |  | 0.35 | 16 | 245 | 32 |  | Fixed | Roof
NJSTRE1545387434 | NJSRRE1543556158 | Transition Incentive Program | Sea Girt | 8750 | 17 | 37.44 | Commercial | Yes | Behind the Meter | Behind the Meter |  | None | Safari Energy, LLC | JCP&L | Eligible for TI Program | 2019-12-17 | 2020-01-07 | 2021-10-30 | LG Solar | LG390N2W-A5 | Solar Panels |  | 0.39 | 96 | 200 | 5 |  | Fixed | Roof
NJSTRE1545387442 | NJSRRE1543820287 | Transition Incentive Program | Keyport | 7735 | 17 | 10.4 | Residential | Yes | Behind the Meter | Net-metered residential rooftop and canopy |  | None | Vivint Solar Developer, LLC | JCP&L | Accepted | 2019-12-26 | 2019-12-31 | 2021-10-30 | HANWHA SOLAR | Q.PEAK BLK-G5 315 | Solar Panels |  | 0.315 | 16 | 29 | 35 |  | Fixed | Roof
NJSTRE1545387445 | NJSRRE1544536273 | Transition Incentive Program | Ridgefield Park | 7660 | 7 | 5.36 | Residential | Yes | Behind the Meter | Behind the Meter |  | None | Trinity Solar | PSE&G | Eligible for TI Program | 2020-02-25 | 2020-02-27 | 2021-10-30 | Hanwha | Q.PEAK DUO BLK-G5 315 | Solar Panels |  | 0.315 | 14 | 103 | 23 |  | Fixed | Roof
NJSTRE1545387453 | NJSRRE1543828957 | Transition Incentive Program | BAYONNE | 7002 | 8 | 5.18 | Residential | Yes | Behind the Meter | Net-metered residential rooftop and canopy |  | None | Sea Bright Solar, LLC | PSE&G | Accepted | 2019-12-31 | 2020-01-10 | 2021-10-30 | SUNPOWER | SPR-X22-370-AC | Solar Panels |  | 0.37 | 14 | 122 | 4 |  | Fixed | Roof | SE
NJSTRE1545387454 | NJSRRE1544166264 | Transition Incentive Program | Ventnor City | 8406 | 19 | 6.3 | Residential | Yes | Behind the Meter | Net-metered residential rooftop and canopy |  | None | Suntuity Solar LLC | AC Electric | Accepted | 2020-01-15 | 2020-01-20 | 2021-10-30 | Hanwha Solar | Q-Cells 315 Mono | Solar Panels |  | 0.315 | 20 | 143 | 20 |  | Fixed | Roof
NJSTRE1545387457 | NJSRRE1544468848 | Transition Incentive Program | Dayton | 8810 | 11 | 9.38 | Residential | No | Behind the Meter | Net-metered residential rooftop and canopy |  | PSEG | Maier Solar Engineering dba Solar Me | PSE&G | Accepted | 2020-02-18 | 2020-02-20 | 2021-10-30 | LG | LG335N1K-V5 | Solar Panels |  | 0.335 | 14 | 244 | 43 |  | Fixed | Roof
NJSTRE1545387465 | NJSRRE1543827066 | Transition Incentive Program | Kinnelon | 7405 | 3 | 23.4 | Residential | No | Behind the Meter | Behind the Meter |  | None | Green Power Energy | Butler | Eligible for TI Program | 2019-12-30 | 2020-01-03 | 2021-10-30 | S-Energy | SN360M-10 | Solar Panels |  | 0.36 | 12 | 166 | 27 |  | Fixed | Roof
NJSTRE1545387465 | NJSRRE1543827066 | Transition Incentive Program | Kinnelon | 7405 | 3 | 23.4 | Residential | No | Behind the Meter | Behind the Meter |  | None | Green Power Energy | Butler | Eligible for TI Program | 2019-12-30 | 2020-01-03 | 2021-10-30 | S-Energy | SN360M-10 | Solar Panels |  | 0.36 | 18 | 165 | 27 |  | Fixed | Roof
NJSTRE1545387467 | NJSRRE1543478514 | Transition Incentive Program | Rutherford | 7070 | 7 | 5.87 | Residential | No | Behind the Meter | Net-metered residential rooftop and canopy |  | None | Pro Custom Solar dba Momentum Solar | PSE&G | Accepted |  | 2019-12-18 | 2021-10-30 | LG ELECTRONICS | LG 345N1C-V5 | Solar Panels |  | 0.345 | 3 | 37 | 18 |  | Fixed | Roof
NJSTRE1545387467 | NJSRRE1543478514 | Transition Incentive Program | Rutherford | 7070 | 7 | 5.87 | Residential | No | Behind the Meter | Net-metered residential rooftop and canopy |  | None | Pro Custom Solar dba Momentum Solar | PSE&G | Accepted |  | 2019-12-18 | 2021-10-30 | LG ELECTRONICS | LG 345N1C-V5 | Solar Panels |  | 0.345 | 6 | 127 | 20 |  | Fixed | Roof
NJSTRE1545387474 | NJSRRE1544353275 | Transition Incentive Program | Perth Amboy | 7960 | 3 | 210.6 | Commercial | Yes | Behind the Meter | Net-metered non-residential rooftop and canopy |  | None | Apollo Solar Partners | PSE&G | Accepted | 2020-02-04 | 2020-02-07 | 2021-10-30 | HANWAHA | QCELL PEAK DUO | Solar Panels |  | 0.385 | 547 | 172 | 5 |  | Fixed | Roof
NJSTRE1545387476 | NJSRRE1543477381 | Transition Incentive Program | Succasunna | 7876 | 3 | 11.39 | Residential | Yes | Behind the Meter | Behind the Meter |  | None | Pro Custom Solar dba Momentum Solar | JCP&L | Eligible for TI Program | 2019-12-04 | 2019-12-06 | 2021-10-30 | LG Electronics | LG 345N1C-V5 | Solar Panels |  | 0.345 | 5 | 250 | 20 |  | Fixed | Roof
NJSTRE1545387483 | NJSRRE1544309011 | Transition Incentive Program | Pennsauken | 8109 | 14 | 7.25 | Residential | No | Behind the Meter | Net-metered residential rooftop and canopy |  | None | Vivint Solar Developer, LLC | PSE&G | Accepted | 2020-01-27 | 2020-02-03 | 2021-10-30 | LG | LG315N1K-V5 | Solar Panels |  | 0.315 | 8 | 30 | 35 |  | Fixed | Roof
NJSTRE1545387583 | NJSRRE1544545533 | Transition Incentive Program | Tuckerton | 8087 | 18 | 7.88 | Residential | No | Behind the Meter | Net-metered residential rooftop and canopy |  | None | Suntuity Solar LLC | AC Electric | Accepted | 2020-02-27 | 2020-03-02 | 2021-10-30 | Hanwha Solar | Q-Cells 315 Mono | Solar Panels |  | 0.315 | 23 | 209 | 30 |  | Fixed | Roof
NJSTRE1545387588 | NJSRRE1544426006 | Transition Incentive Program | West Long Branch | 7764 | 17 | 5.04 | Residential | Yes | Behind the Meter | Behind the Meter |  | None | Trinity Solar | JCP&L | Eligible for TI Program | 2020-02-10 | 2020-02-12 | 2021-10-30 | Hanwha | Q.PEAK DUO BLK-G5 315 | Solar Panels |  | 0.315 | 16 | 58 | 18 |  | Fixed | Roof
NJSTRE1545387593 | NJSRRE1543451877 | Transition Incentive Program | Clifton City | 7013 | 6 | 5.8 | Residential | No | Behind the Meter | Behind the Meter |  | None | Sunrun Installation Services, Inc. | PSE&G | Eligible for TI Program | 2019-11-27 | 2019-12-03 | 2021-10-30 | REC Solar | REC290TP2 BLK | Solar Panels |  | 0.29 | 5 | 134 | 23 |  | Fixed | Roof
NJSTRE1545387600 | NJSRRE1544431787 | Transition Incentive Program | Bogota | 7603 | 7 | 5.03 | Residential | Yes | Behind the Meter | Behind the Meter |  | None | Pro Custom Solar dba Momentum Solar | PSE&G | Eligible for TI Program | 2020-02-11 | 2020-02-14 | 2021-10-30 | HANWHA | Q.PEAK DUO BLK G6+ 335 | Solar Panels |  | 0.335 | 15 | 286 | 34 |  | Fixed | Roof
NJSTRE1545387605 | NJSRRE1544213721 | Transition Incentive Program | vineland | 8360 | 20 | 6.3 | Residential | Yes | Behind the Meter | Net-metered residential rooftop and canopy |  | None | Vision Solar LLC | Vineland Muni Electric | Accepted | 2020-01-22 | 2020-01-27 | 2021-10-30 | hanwa qcells | qpeak duo-g5 315 | Solar Panels |  | 0.315 | 14 | 45 | 109 |  | Fixed | Roof
NJSTRE1545387610 | NJSRRE1544431367 | Transition Incentive Program | South Toms River | 8757 | 18 | 7.75 | Residential | Yes | Behind the Meter | Net-metered residential rooftop and canopy |  | None | Bright Planet Solar | JCP&L | Accepted |  | 2020-02-13 | 2021-10-30 | LONGI | LR6-60HPB-310M | Solar Panels |  | 0.31 | 25 | 108 | 18 |  | Fixed | Roof
NJSTRE1545387616 | NJSRRE1544456607 | Transition Incentive Program | Hopatcong | 7843 | 1 | 7.44 | Residential | Yes | Behind the Meter | Behind the Meter |  | None | Sunrun Installation Services, Inc. | JCP&L | Eligible for TI Program | 2020-02-14 | 2020-02-19 | 2021-10-30 | REC Solar | REC310TP2M | Solar Panels |  | 0.31 | 3 | 29 | 30 |  | Fixed | Roof
NJSTRE1545387616 | NJSRRE1544456607 | Transition Incentive Program | Hopatcong | 7843 | 1 | 7.44 | Residential | Yes | Behind the Meter | Behind the Meter |  | None | Sunrun Installation Services, Inc. | JCP&L | Eligible for TI Program | 2020-02-14 | 2020-02-19 | 2021-10-30 | REC Solar | REC310TP2M | Solar Panels |  | 0.31 | 21 | 209 | 30 |  | Fixed | Roof
NJSTRE1545387622 | NJSRRE1544127832 | Transition Incentive Program | South River | 8882 | 11 | 7.19 | Residential | Yes | Behind the Meter | Net-metered residential rooftop and canopy |  | None | SunPower Corporation, Systems | South River | Accepted |  | 2020-01-10 | 2021-10-30 | SUNPOWER | SPR-E20-327-E-AC | Solar Panels |  | 0.327 | 15 | 220 | 21 |  | Fixed | Roof
NJSTRE1545387635 | NJSRRE1544524133 | Transition Incentive Program | Rutherford | 7070 | 7 | 2.56 | Residential | Yes | Behind the Meter | Net-metered residential rooftop and canopy |  | None | Vivint Solar Developer, LLC | PSE&G | Accepted | 2020-02-24 | 2020-02-26 | 2021-10-30 | JINKO SOLAR | JKM320M-60HBL | Solar Panels |  | 0.32 | 3 | 293 | 18 |  | Fixed | Roof
NJSTRE1545387636 | NJSRRE1544310771 | Transition Incentive Program | Elmwood Park | 7407 | 7 | 5.04 | Residential | Yes | Behind the Meter | Net-metered residential rooftop and canopy |  | None | Suntuity Solar LLC | PSE&G | Accepted | 2020-01-28 | 2020-01-31 | 2021-10-30 | Hanwha Solar | Q-Cells 315 Mono | Solar Panels |  | 0.315 | 10 | 70 | 30 |  | Fixed | Roof
NJSTRE1545387657 | NJSRRE1544348711 | Transition Incentive Program | Paterson | 7504 | 6 | 11.16 | Residential | Yes | Behind the Meter | Behind the Meter |  | None | Sunrun Installation Services, Inc. | PSE&G | Eligible for TI Program | 2020-02-03 | 2020-02-06 | 2021-10-30 | REC Solar | REC310TP2M | Solar Panels |  | 0.31 | 31 | 188 | 40 |  | Fixed | Roof
NJSTRE1545387700 | NJSRRE1544161787 | Transition Incentive Program | Fort Lee | 7024 | 7 | 4.34 | Residential | Yes | Behind the Meter | Behind the Meter |  | None | Sunrun Installation Services, Inc. | PSE&G | Eligible for TI Program | 2020-01-13 | 2020-01-16 | 2021-10-30 | REC Solar | REC310TP2M | Solar Panels |  | 0.31 | 5 | 126 | 30 |  | Fixed | Roof
NJSTRE1545387712 | NJSRRE1544436564 | Transition Incentive Program | Kearny | 7032 | 8 | 4.1 | Residential | Yes | Behind the Meter | Behind the Meter |  | None | Trinity Solar | PSE&G | Eligible for TI Program | 2020-02-12 | 2020-02-14 | 2021-10-30 | Hanwha | Q.PEAK DUO BLK-G5 315 | Solar Panels |  | 0.315 | 13 | 125 | 18 |  | Fixed | Roof
NJSTRE1545387720 | NJSRRE1544442742 | Transition Incentive Program | Morganville | 7751 | 17 | 7.35 | Residential | Yes | Behind the Meter | Behind the Meter |  | None | Pro Custom Solar dba Momentum Solar | JCP&L | Eligible for TI Program | 2020-02-13 | 2020-02-18 | 2021-10-30 | LG ELECTRONICS | LG 350N1C-V5 | Solar Panels |  | 0.35 | 7 | 96 | 30 |  | Fixed | Roof
NJSTRE1545387726 | NJSRRE1543446479 | Transition Incentive Program | Port Murray | 7865 | 2 | 7.2 | Residential | No | Behind the Meter | Net-metered residential ground mount |  | None | Green House Solar | JCP&L | Accepted | 2019-11-26 | 2019-12-02 | 2021-10-30 | Sunpower | x22-360-E-AC | Solar Panels |  | 0.36 | 20 | 180 | 35 |  | Double Axis | Pole
NJSTRE1545387728 | NJSRRE1544199105 | Transition Incentive Program | West Orange | 7052 | 9 | 8.4 | Residential | Yes | Behind the Meter | Behind the Meter |  | None | Pro Custom Solar dba Momentum Solar | PSE&G | Eligible for TI Program | 2020-01-20 | 2020-01-23 | 2021-10-30 | LG ELECTRONICS | LG 350N1C-V5 | Solar Panels |  | 0.35 | 6 | 11 | 15 |  | Fixed | Roof
NJSTRE1545387730 | NJSRRE1544164703 | Transition Incentive Program | WILLINGBORO | 8046 | 13 | 5.67 | Residential | Yes | Behind the Meter | Net-metered residential rooftop and canopy |  | None | Vivint Solar Developer, LLC | PSE&G | Accepted | 2020-01-15 | 2020-01-17 | 2021-10-30 | Hanwha Solar | Q.PEAK BLK-G5 315 | Solar Panels |  | 0.315 | 18 | 198 | 43 |  | Fixed | Roof
NJSTRE1545387733 | NJSRRE1544220932 | Transition Incentive Program | SEWELL | 8080 | 15 | 25.83 | Residential | Yes | Behind the Meter | Net-metered residential rooftop and canopy |  | None | Vivint Solar Developer, LLC | AC Electric | Accepted | 2020-01-24 | 2020-01-28 | 2021-10-30 | HANWHA SOLAR | Q.PEAK BLK-G5 315 | Solar Panels |  | 0.315 | 17 | 75 | 18 |  | Fixed | Roof
NJSTRE1545387736 | NJSRRE1544214291 | Transition Incentive Program | MAPLEWOOD | 7040 | 9 | 6.62 | Residential | Yes | Behind the Meter | Net-metered residential rooftop and canopy |  | None | Vivint Solar Developer, LLC | PSE&G | Accepted | 2020-01-23 | 2020-01-28 | 2021-10-30 | HANWHA SOLAR | Q.PEAK BLK-G5 315 | Solar Panels |  | 0.315 | 5 | 300 | 35 |  | Fixed | Roof
NJSTRE1545387741 | NJSRRE1544419685 | Transition Incentive Program | Linden | 7036 | 10 | 6.51 | Residential | Yes | Behind the Meter | Behind the Meter |  | None | Sunrun Installation Services, Inc. | PSE&G | Eligible for TI Program | 2020-02-07 | 2020-02-11 | 2021-10-30 | REC Solar | REC310TP2M | Solar Panels |  | 0.31 | 7 | 211 | 22 |  | Fixed | Roof
NJSTRE1545387743 | NJSRRE1544512179 | Transition Incentive Program | NORTH PLAINFIELD | 7060 | 10 | 10.88 | Residential | Yes | Behind the Meter | Net-metered residential rooftop and canopy |  | None | Vivint Solar Developer, LLC | PSE&G | Accepted | 2020-02-21 | 2020-02-24 | 2021-10-30 | JINKO SOLAR | JKM320M-60HBL | Solar Panels |  | 0.32 | 9 | 128 | 40 |  | Fixed | Roof
NJSTRE1545387746 | NJSRRE1543547794 | Transition Incentive Program | Sea Girt | 8750 | 17 | 74.88 | Commercial | Yes | Behind the Meter | Behind the Meter |  | None | Safari Energy, LLC | JCP&L | Eligible for TI Program | 2019-12-17 | 2020-01-07 | 2021-10-30 | LG Solar | LG390N2W-A5 | Solar Panels |  | 0.39 | 192 | 200 | 5 |  | Fixed | Roof
NJSTRE1545387748 | NJSRRE1543451641 | Transition Incentive Program | Beach Haven | 8008 | 18 | 8.91 | Residential | No | Behind the Meter | Behind the Meter |  | None | Sunrun Installation Services, Inc. | AC Electric | Eligible for TI Program | 2019-11-27 | 2019-12-03 | 2021-10-30 | LG Electronics | LG330N1C-A5 | Solar Panels |  | 0.33 | 8 | 30 | 18 |  | Fixed | Roof
NJSTRE1545387764 | NJSRRE1544190667 | Transition Incentive Program | Elizabeth | 7201 | 10 | 5.67 | Residential | Yes | Behind the Meter | Behind the Meter |  | None | Trinity Solar | PSE&G | Eligible for TI Program | 2020-01-17 | 2020-01-22 | 2021-10-30 | Hanwha | Q.PEAK DUO BLK-G5 315 | Solar Panels |  | 0.315 | 8 | 294 | 30 |  | Fixed | Roof
NJSTRE1545387663 | NJSRRE1544331663 | Transition Incentive Program | Franklin Lakes | 7417 | 7 | 4.03 | Residential | No | Behind the Meter | Behind the Meter |  | None | Sunrun Installation Services, Inc. | Orange Rockland Electric | Eligible for TI Program | 2020-01-29 | 2020-02-04 | 2021-10-30 | REC Solar | REC310TP2M | Solar Panels |  | 0.31 | 6 | 78 | 45 |  | Fixed | Roof
NJSTRE1545387668 | NJSRRE1543513148 | Transition Incentive Program | Mt Ephraim | 8059 | 14 | 2.84 | Residential | Yes | Behind the Meter | Behind the Meter |  | None | Trinity Solar | PSE&G | Eligible for TI Program | 2019-12-11 | 2019-12-16 | 2021-10-30 | Hanwha | Q.PEAK DUO BLK-G5 315 | Solar Panels |  | 0.315 | 5 | 260 | 8 |  | Fixed | Roof
NJSTRE1545387675 | NJSRRE1544185813 | Transition Incentive Program | Millville | 8332 | 20 | 12.29 | Residential | Yes | Behind the Meter | Net-metered residential rooftop and canopy |  | None | Vision Solar LLC | AC Electric | Accepted | 2020-01-16 | 2020-01-22 | 2021-10-30 | hanwa qcells | qpeak duo-g5 315 | Solar Panels |  | 0.315 | 9 | 274 | 28 |  | Fixed | Roof
NJSTRE1545387679 | NJSRRE1544352602 | Transition Incentive Program | willingboro | 8046 | 13 | 20.77 | Residential | Yes | Behind the Meter | Net-metered residential rooftop and canopy |  | None | Vision Solar LLC | PSE&G | Accepted | 2020-02-04 | 2020-02-07 | 2021-10-30 | LG Solar | lg335N1k-V5 | Solar Panels |  | 0.335 | 5 | 184 | 27 |  | Fixed | Roof
NJSTRE1545387679 | NJSRRE1544352602 | Transition Incentive Program | willingboro | 8046 | 13 | 20.77 | Residential | Yes | Behind the Meter | Net-metered residential rooftop and canopy |  | None | Vision Solar LLC | PSE&G | Accepted | 2020-02-04 | 2020-02-07 | 2021-10-30 | LG solar | lg335N1k-V5 | Solar Panels |  | 0.335 | 27 | 184 | 27 |  | Fixed | Roof
NJSTRE1545387690 | NJSRRE1544512279 | Transition Incentive Program | SICKLERVILLE | 8081 | 14 | 9.77 | Residential | No | Behind the Meter | Net-metered residential rooftop and canopy |  | None | Vivint Solar Developer, LLC | AC Electric | Accepted | 2020-02-22 | 2020-02-24 | 2021-10-30 | LG | LG315N1K-V5 | Solar Panels |  | 0.315 | 8 | 164 | 34 |  | Fixed | Roof
NJSTRE1545387691 | NJSRRE1543474314 | Transition Incentive Program | Linden | 7036 | 10 | 3.78 | Residential | Yes | Behind the Meter | Behind the Meter |  | None | Pro Custom Solar dba Momentum Solar | PSE&G | Eligible for TI Program | 2019-12-03 | 2019-12-05 | 2021-10-30 | Hanwha | Q.Peak DUO BLK-G5 315 | Solar Panels |  | 0.315 | 8 | 129 | 13 |  | Fixed | Roof
NJSTRE1545387697 | NJSRRE1544309457 | Transition Incentive Program | Newark | 7108 | 9 | 4.65 | Residential | Yes | Behind the Meter | Behind the Meter |  | None | Sunrun Installation Services, Inc. | PSE&G | Eligible for TI Program | 2020-01-27 | 2020-01-30 | 2021-10-30 | REC Solar | REC310TP2M | Solar Panels |  | 0.31 | 8 | 299 | 40 |  | Fixed | Roof
NJSTRE1545387708 | NJSRRE1544310921 | Transition Incentive Program | Hazlet | 7730 | 17 | 7.56 | Residential | Yes | Behind the Meter | Net-metered residential rooftop and canopy |  | None | Vivint Solar Developer, LLC | JCP&L | Accepted | 2020-01-28 | 2020-01-30 | 2021-10-30 | Hanwha Solar | Q.PEAK BLK-G5 315 | Solar Panels |  | 0.315 | 10 | 207 | 36 |  | Fixed | Roof
NJSTRE1545387713 | NJSRRE1544422980 | Transition Incentive Program | Sicklerville | 8081 | 14 | 10.79 | Residential | No | Behind the Meter | Net-metered residential rooftop and canopy |  | None | SunPower Corporation, Systems | AC Electric | Accepted |  | 2020-02-12 | 2021-10-30 | SUNPOWER | SPR-E20-327-E-AC | Solar Panels |  | 0.327 | 6 | 150 | 30 |  | Fixed | Roof
NJSTRE1545387714 | NJSRRE1543823452 | Transition Incentive Program | Cape May | 8204 | 21 | 55.3 | Commercial | No | Behind the Meter | Net-metered non-residential rooftop and canopy |  | None | Castle Energy, LLC | AC Electric | Accepted | 2019-12-27 | 2020-01-02 | 2021-10-30 | SunPower | SPR-P19-395-COM | Solar Panels |  | 0.395 | 70 | 268 | 5 |  | Fixed | Roof
NJSTRE1545387725 | NJSRRE1544533231 | Transition Incentive Program | Sicklerville | 8081 | 14 | 10.79 | Residential | Yes | Behind the Meter | Behind the Meter |  | None | Seabright Solar | AC Electric | Eligible for TI Program | 2020-02-27 | 2020-02-27 | 2021-10-30 | Sunpower | SPR-E20-327 | Solar Panels |  | 0.327 | 20 | 308 | 31 |  | Fixed | Roof
NJSTRE1545387729 | NJSRRE1544342422 | Transition Incentive Program | Kendall Park | 8824 | 11 | 5.1 | Residential | No | Behind the Meter | Behind the Meter |  | None | Power Home Remodeling Group | PSE&G | Eligible for TI Program | 2020-01-31 | 2020-02-05 | 2021-10-30 | Hyundai | HiS-S300RG | Solar Panels |  | 0.3 | 7 | 160 | 43 |  | Fixed | Roof
NJSTRE1545387482 | NJSRRE1544531614 | Transition Incentive Program | Avalon | 8202 | 21 | 2.38 | Residential | Yes | Behind the Meter | Behind the Meter |  | None | Trinity Solar | AC Electric | Eligible for TI Program | 2020-02-25 | 2020-02-27 | 2021-10-30 | Hanwha | Q.PEAK DUO BLK-G6 340 | Solar Panels |  | 0.34 | 7 | 123 | 18 |  | Fixed | Roof
NJSTRE1545387494 | NJSRRE1543852904 | Transition Incentive Program | HAZLET | 7730 | 17 | 10.71 | Residential | Yes | Behind the Meter | Net-metered residential rooftop and canopy |  | None | Vivint Solar Developer, LLC | JCP&L | Accepted | 2020-01-02 | 2020-01-06 | 2021-10-30 | Hanwha Solar | Q.PEAK BLK-G5 315 | Solar Panels |  | 0.315 | 13 | 21 | 9 |  | Fixed | Roof
NJSTRE1545387494 | NJSRRE1543852904 | Transition Incentive Program | HAZLET | 7730 | 17 | 10.71 | Residential | Yes | Behind the Meter | Net-metered residential rooftop and canopy |  | None | Vivint Solar Developer, LLC | JCP&L | Accepted | 2020-01-02 | 2020-01-06 | 2021-10-30 | Hanwha Solar | Q.PEAK BLK-G5 315 | Solar Panels |  | 0.315 | 3 | 201 | 10 |  | Fixed | Roof
NJSTRE1545387499 | NJSRRE1543513058 | Transition Incentive Program | Landing | 7850 | 3 | 9.57 | Residential | Yes | Behind the Meter | Behind the Meter |  | None | Sunrun Installation Services, Inc. | JCP&L | Eligible for TI Program | 2019-12-11 | 2019-12-16 | 2021-10-30 | REC Solar | REC290TP2 BLK | Solar Panels |  | 0.29 | 10 | 286 | 18 |  | Fixed | Roof
NJSTRE1545387504 | NJSRRE1543826662 | Transition Incentive Program | Plainfield | 7062 | 10 | 7.56 | Residential | Yes | Behind the Meter | Behind the Meter |  | None | Pro Custom Solar dba Momentum Solar | PSE&G | Eligible for TI Program | 2019-12-30 | 2020-01-03 | 2021-10-30 | HANWHA | Q.Peak DUO BLK-G5 315 | Solar Panels |  | 0.315 | 3 | 218 | 26 |  | Fixed | Roof
NJSTRE1545387504 | NJSRRE1543826662 | Transition Incentive Program | Plainfield | 7062 | 10 | 7.56 | Residential | Yes | Behind the Meter | Behind the Meter |  | None | Pro Custom Solar dba Momentum Solar | PSE&G | Eligible for TI Program | 2019-12-30 | 2020-01-03 | 2021-10-30 | HANWHA | Q.Peak DUO BLK-G5 315 | Solar Panels |  | 0.315 | 3 | 217 | 20 |  | Fixed | Roof
NJSTRE1545387507 | NJSRRE1544219886 | Transition Incentive Program | Fair Haven | 7704 | 17 | 8.19 | Residential | No | Behind the Meter | Net-metered residential rooftop and canopy |  | None | Vision Solar LLC | JCP&L | Accepted | 2020-01-24 | 2020-01-28 | 2021-10-30 | hanwa qcells | qpeak duo-g5 315 | Solar Panels |  | 0.315 | 6 | 231 | 18 |  | Fixed | Roof
NJSTRE1545387513 | NJSRRE1543547764 | Transition Incentive Program | Somerset | 8873 | 5 | 7.88 | Residential | Yes | Behind the Meter | Behind the Meter |  | None | Pro Custom Solar dba Momentum Solar | PSE&G | Eligible for TI Program | 2019-12-13 | 2019-12-18 | 2021-10-30 | HANWHA | Q.PEAK DUO BLK-G5 315 | Solar Panels |  | 0.315 | 9 | 197 | 30 |  | Fixed | Roof
NJSTRE1545387518 | NJSRRE1543651669 | Transition Incentive Program | Colonia | 7067 | 10 | 10.71 | Residential | Yes | Behind the Meter | Behind the Meter |  | None | Pro Custom Solar dba Momentum Solar | PSE&G | Eligible for TI Program | 2019-12-23 | 2019-12-27 | 2021-10-30 | HANWHA | Q.PEAK DUO BLK-G5 315 | Solar Panels |  | 0.315 | 13 | 83 | 40 |  | Fixed | Roof
NJSTRE1545387518 | NJSRRE1543651669 | Transition Incentive Program | Colonia | 7067 | 10 | 10.71 | Residential | Yes | Behind the Meter | Behind the Meter |  | None | Pro Custom Solar dba Momentum Solar | PSE&G | Eligible for TI Program | 2019-12-23 | 2019-12-27 | 2021-10-30 | HANWHA | Q.PEAK DUO BLK-G5 315 | Solar Panels |  | 0.315 | 18 | 263 | 40 |  | Fixed | Roof
NJSTRE1545387529 | NJSRRE1544546577 | Transition Incentive Program | Union | 7083 | 10 | 5.67 | Residential | Yes | Behind the Meter | Net-metered residential rooftop and canopy |  | None | Trinity Solar | PSE&G | Final As-Built Received | 2020-02-27 | 2020-03-02 | 2021-10-30 | Hanwha | Q.PEAK DUO BLK-G5 315 | Solar Panels |  | 0.315 | 9 | 286 | 28 |  | Fixed | Roof
NJSTRE1545387529 | NJSRRE1544546577 | Transition Incentive Program | Union | 7083 | 10 | 5.67 | Residential | Yes | Behind the Meter | Net-metered residential rooftop and canopy |  | None | Trinity Solar | PSE&G | Final As-Built Received | 2020-02-27 | 2020-03-02 | 2021-10-30 | Hanwha | Q.PEAK DUO BLK-G5 315 | Solar Panels |  | 0.315 | 3 | 196 | 27 |  | Fixed | Roof
NJSTRE1545387721 | NJSRRE1544155800 | Transition Incentive Program | Lindenwold | 8021 | 14 | 9.77 | Residential | Yes | Behind the Meter | Net-metered residential rooftop and canopy |  | None | Suntuity Solar LLC | AC Electric | Accepted | 2020-01-10 | 2020-01-15 | 2021-10-30 | Hanwha Solar | Q-Cells 315 Mono | Solar Panels |  | 0.315 | 8 | 187 | 37 |  | Fixed | Roof
NJSTRE1545387728 | NJSRRE1544199105 | Transition Incentive Program | West Orange | 7052 | 9 | 8.4 | Residential | Yes | Behind the Meter | Behind the Meter |  | None | Pro Custom Solar dba Momentum Solar | PSE&G | Eligible for TI Program | 2020-01-20 | 2020-01-23 | 2021-10-30 | LG ELECTRONICS | LG 350N1C-V5 | Solar Panels |  | 0.35 | 3 | 11 | 35 |  | Fixed | Roof
NJSTRE1545387728 | NJSRRE1544199105 | Transition Incentive Program | West Orange | 7052 | 9 | 8.4 | Residential | Yes | Behind the Meter | Behind the Meter |  | None | Pro Custom Solar dba Momentum Solar | PSE&G | Eligible for TI Program | 2020-01-20 | 2020-01-23 | 2021-10-30 | LG ELECTRONICS | LG 350N1C-V5 | Solar Panels |  | 0.35 | 10 | 192 | 36 |  | Fixed | Roof
NJSTRE1545387729 | NJSRRE1544342422 | Transition Incentive Program | Kendall Park | 8824 | 11 | 5.1 | Residential | No | Behind the Meter | Behind the Meter |  | None | Power Home Remodeling Group | PSE&G | Eligible for TI Program | 2020-01-31 | 2020-02-05 | 2021-10-30 | Hyundai | HiS-S300RG | Solar Panels |  | 0.3 | 6 | 160 | 27 |  | Fixed | Roof
NJSTRE1545387735 | NJSRRE1544221023 | Transition Incentive Program | VILLAS | 8251 | 21 | 7.88 | Residential | Yes | Behind the Meter | Net-metered residential rooftop and canopy |  | None | Vivint Solar Developer, LLC | AC Electric | Accepted | 2020-01-24 | 2020-01-29 | 2021-10-30 | HANWHA SOLAR | Q.PEAK BLK-G5 315 | Solar Panels |  | 0.315 | 6 | 297 | 23 |  | Fixed | Roof
NJSTRE1545387736 | NJSRRE1544214291 | Transition Incentive Program | MAPLEWOOD | 7040 | 9 | 6.62 | Residential | Yes | Behind the Meter | Net-metered residential rooftop and canopy |  | None | Vivint Solar Developer, LLC | PSE&G | Accepted | 2020-01-23 | 2020-01-28 | 2021-10-30 | HANWHA SOLAR | Q.PEAK BLK-G5 315 | Solar Panels |  | 0.315 | 16 | 120 | 35 |  | Fixed | Roof
NJSTRE1545387748 | NJSRRE1543451641 | Transition Incentive Program | Beach Haven | 8008 | 18 | 8.91 | Residential | No | Behind the Meter | Behind the Meter |  | None | Sunrun Installation Services, Inc. | AC Electric | Eligible for TI Program | 2019-11-27 | 2019-12-03 | 2021-10-30 | LG Electronics | LG330N1C-A5 | Solar Panels |  | 0.33 | 3 | 120 | 18 |  | Fixed | Roof
NJSTRE1545387749 | NJSRRE1544514425 | Transition Incentive Program | POINT PLEASANT | 8742 | 18 | 7.13 | Residential | Yes | Behind the Meter | Net-metered residential rooftop and canopy |  | None | Bright Planet Solar | JCP&L | Accepted |  | 2020-02-25 | 2021-10-30 | LONGI | LR-60HPB-310M | Solar Panels |  | 0.31 | 4 | 187 | 22 |  | Fixed | Roof
NJSTRE1545387768 | NJSRRE1544352833 | Transition Incentive Program | Williamstown | 8094 | 15 | 11.52 | Residential | Yes | Behind the Meter | Net-metered residential rooftop and canopy |  | None | Solar Spectrum LLC | AC Electric | Accepted | 2020-02-04 | 2020-02-07 | 2021-10-30 | Q CELLS | Q.PEAK-DUO-G7-320 | Solar Panels |  | 0.32 | 9 | 74 | 23 |  | Fixed | Roof
NJSTRE1545387770 | NJSRRE1543473958 | Transition Incentive Program | Beverly | 8010 | 13 | 11.34 | Residential | Yes | Behind the Meter | Net-metered residential rooftop and canopy |  | None | Vivint Solar Developer, LLC | PSE&G | Accepted | 2019-12-07 | 2019-12-09 | 2021-10-30 | Hanwha | Q.PEAK BLK-G5 315 | Solar Panels |  | 0.315 | 8 | 70 | 18 |  | Fixed | Roof
NJSTRE1545387779 | NJSRRE1544430538 | Transition Incentive Program | Perth Amboy | 8861 | 11 | 2.21 | Residential | Yes | Behind the Meter | Behind the Meter |  | None | Trinity Solar | PSE&G | Eligible for TI Program | 2020-02-11 | 2020-02-13 | 2021-10-30 | Hanwha 315 | Q.PEAK DUO BLK-G5 315 | Solar Panels |  | 0.315 | 5 | 190 | 38 |  | Fixed | Roof
NJSTRE1545387788 | NJSRRE1544333225 | Transition Incentive Program | Cherry Hill | 8034 | 14 | 13.44 | Residential | Yes | Behind the Meter | Behind the Meter |  | None | Acos Energy, LLC | PSE&G | Eligible for TI Program | 2020-01-30 | 2020-02-04 | 2021-10-30 | Trina | TSM-DD06M05II 320W | Solar Panels |  | 0.32 | 16 | 25 | 22 |  | Fixed | Roof
NJSTRE1545387768 | NJSRRE1544352833 | Transition Incentive Program | Williamstown | 8094 | 15 | 11.52 | Residential | Yes | Behind the Meter | Net-metered residential rooftop and canopy |  | None | Solar Spectrum LLC | AC Electric | Accepted | 2020-02-04 | 2020-02-07 | 2021-10-30 | Q CELLS | Q.PEAK-DUO-G7-320 | Solar Panels |  | 0.32 | 15 | 164 | 10 |  | Fixed | Roof
NJSTRE1545387770 | NJSRRE1543473958 | Transition Incentive Program | Beverly | 8010 | 13 | 11.34 | Residential | Yes | Behind the Meter | Net-metered residential rooftop and canopy |  | None | Vivint Solar Developer, LLC | PSE&G | Accepted | 2019-12-07 | 2019-12-09 | 2021-10-30 | Hanwha | Q.PEAK BLK-G5 315 | Solar Panels |  | 0.315 | 16 | 250 | 18 |  | Fixed | Roof
NJSTRE1545387772 | NJSRRE1544467085 | Transition Incentive Program | Flemington | 8822 | 4 | 10.15 | Residential | No | Behind the Meter | Behind the Meter |  | None | Seabright Solar | JCP&L | Eligible for TI Program | 2020-02-20 | 2020-02-24 | 2021-10-30 | Sunpower | SPR-X21-350 | Solar Panels |  | 0.35 | 13 | 173 | 401 |  | Fixed | Roof
NJSTRE1545387775 | NJSRRE1543651724 | Transition Incentive Program | Paterson | 7502 | 6 | 4.64 | Residential | Yes | Behind the Meter | Behind the Meter |  | None | Sunrun Installation Services, Inc. | PSE&G | Eligible for TI Program | 2019-12-23 | 2019-12-27 | 2021-10-30 | REC Solar | REC290TP2 BLK | Solar Panels |  | 0.29 | 3 | 140 | 27 |  | Fixed | Roof
NJSTRE1545387779 | NJSRRE1544430538 | Transition Incentive Program | Perth Amboy | 8861 | 11 | 2.21 | Residential | Yes | Behind the Meter | Behind the Meter |  | None | Trinity Solar | PSE&G | Eligible for TI Program | 2020-02-11 | 2020-02-13 | 2021-10-30 | Hanwha 315 | Q.PEAK DUO BLK-G5 315 | Solar Panels |  | 0.315 | 2 | 100 | 38 |  | Fixed | Roof
NJSTRE1545387786 | NJSRRE1543532621 | Transition Incentive Program | Paterson | 7513 | 6 | 6.93 | Residential | Yes | Behind the Meter | Net-metered residential rooftop and canopy |  | None | Trinity Solar | PSE&G | Final As-Built Received | 2019-12-12 | 2019-12-17 | 2021-10-30 | HANWHA | Q.PEAK DUO BLK-G5 315 | Solar Panels |  | 0.315 | 6 | 98 | 21 |  | Fixed | Roof
NJSTRE1545387790 | NJSRRE1543426708 | Transition Incentive Program | Jackson | 8527 | 18 | 15.28 | Residential | No | Behind the Meter | Net-metered residential rooftop and canopy |  | None | Accord Power Inc | JCP&L | Accepted | 2019-11-20 | 2019-11-25 | 2021-10-30 | Hanwah | Q.Cell 325 | Solar Panels |  | 0.325 | 16 | 308 | 31 |  | Fixed | Roof
NJSTRE1545387799 | NJSRRE1544353146 | Transition Incentive Program | West Orange | 7052 | 9 | 18.55 | Residential | Yes | Behind the Meter | Behind the Meter |  | None | Pro Custom Solar dba Momentum Solar | PSE&G | Eligible for TI Program | 2020-02-04 | 2020-02-07 | 2021-10-30 | lg electronics | LG 350N1C-V5 | Solar Panels |  | 0.35 | 3 | 98 | 21 |  | Fixed | Roof
NJSTRE1545387799 | NJSRRE1544353146 | Transition Incentive Program | West Orange | 7052 | 9 | 18.55 | Residential | Yes | Behind the Meter | Behind the Meter |  | None | Pro Custom Solar dba Momentum Solar | PSE&G | Eligible for TI Program | 2020-02-04 | 2020-02-07 | 2021-10-30 | lg electronics | LG 350N1C-V5 | Solar Panels |  | 0.35 | 2 | 188 | 6 |  | Fixed | Roof
NJSTRE1545387804 | NJSRRE1544903593 | Transition Incentive Program | South Egg Harbor | 8215 | 19 | 7.02 | Residential | Yes | Behind the Meter | Net-metered residential rooftop and canopy |  | None | Sunrun Installation Services, Inc. | AC Electric | Final As-Built Received |  | 2020-04-30 | 2021-10-30 | LONGi Green Energy Technology Co Ltd | LR6-60HPB-305M | Solar Panels |  | 0.305 | 10 | 312 | 23 |  | Fixed | Roof
NJSTRE1545387808 | NJSRRE1544621615 | Transition Incentive Program | NEPTUNE | 7753 | 17 | 5.12 | Residential | Yes | Behind the Meter | Net-metered residential rooftop and canopy |  | None | Vivint Solar Developer, LLC | JCP&L | Accepted | 2020-03-10 | 2020-03-12 | 2021-10-30 | JINKO SOLAR | JKM320M-60HBL | Solar Panels |  | 0.32 | 5 | 24 | 34 |  | Fixed | Roof
NJSTRE1545387812 | NJSRRE1544773639 | Transition Incentive Program | Bridgeton | 8302 | 20 | 28.04 | Residential | Yes | Behind the Meter | Behind the Meter |  | None | Complete Solar | AC Electric | Eligible for TI Program | 2020-04-08 | 2020-04-09 | 2021-10-30 | Hanwha | Hanwha Q Cells | Solar Panels |  | 0.315 | 89 | 242.5 | 30 |  | Fixed | Roof
NJSTRE1545387820 | NJSRRE1544764689 | Transition Incentive Program | Bergenfield | 7621 | 7 | 10.35 | Residential | No | Behind the Meter | Behind the Meter |  | None | Sunrun Installation Services, Inc. | PSE&G | Eligible for TI Program | 2020-03-25 | 2020-03-30 | 2021-10-30 | LG Electronics | LG345N1C-V5 | Solar Panels |  | 0.345 | 3 | 182 | 34 |  | Fixed | Roof
NJSTRE1545387733 | NJSRRE1544220932 | Transition Incentive Program | SEWELL | 8080 | 15 | 25.83 | Residential | Yes | Behind the Meter | Net-metered residential rooftop and canopy |  | None | Vivint Solar Developer, LLC | AC Electric | Accepted | 2020-01-24 | 2020-01-28 | 2021-10-30 | HANWHA SOLAR | Q.PEAK BLK-G5 315 | Solar Panels |  | 0.315 | 15 | 165 | 18 |  | Fixed | Roof
NJSTRE1545387733 | NJSRRE1544220932 | Transition Incentive Program | SEWELL | 8080 | 15 | 25.83 | Residential | Yes | Behind the Meter | Net-metered residential rooftop and canopy |  | None | Vivint Solar Developer, LLC | AC Electric | Accepted | 2020-01-24 | 2020-01-28 | 2021-10-30 | HANWHA SOLAR | Q.PEAK BLK-G5 315 | Solar Panels |  | 0.315 | 7 | 255 | 18 |  | Fixed | Roof
NJSTRE1545387737 | NJSRRE1543481502 | Transition Incentive Program | Manahawkin | 8050 | 18 | 14.81 | Residential | Yes | Behind the Meter | Net-metered residential rooftop and canopy |  | None | Vivint Solar Developer, LLC | AC Electric | Accepted | 2019-12-07 | 2019-12-09 | 2021-10-30 | HANWHA SOLAR | Q.PEAK BLK-G5 315 | Solar Panels |  | 0.315 | 11 | 229 | 30 |  | Fixed | Roof
NJSTRE1545387737 | NJSRRE1543481502 | Transition Incentive Program | Manahawkin | 8050 | 18 | 14.81 | Residential | Yes | Behind the Meter | Net-metered residential rooftop and canopy |  | None | Vivint Solar Developer, LLC | AC Electric | Accepted | 2019-12-07 | 2019-12-09 | 2021-10-30 | HANWHA SOLAR | Q.PEAK BLK-G5 315 | Solar Panels |  | 0.315 | 15 | 49 | 14 |  | Fixed | Roof
NJSTRE1545387742 | NJSRRE1543505576 | Transition Incentive Program | Mickleton | 8056 | 15 | 23 | Residential | Yes | Behind the Meter | Net-metered residential rooftop and canopy |  | None | Vivint Solar Developer, LLC | AC Electric | Accepted | 2019-12-10 | 2019-12-12 | 2021-10-30 | HANWHA SOLAR | Q.PEAK BLK-G5 315 | Solar Panels |  | 0.315 | 17 | 116 | 32 |  | Fixed | Roof
NJSTRE1545387742 | NJSRRE1543505576 | Transition Incentive Program | Mickleton | 8056 | 15 | 23 | Residential | Yes | Behind the Meter | Net-metered residential rooftop and canopy |  | None | Vivint Solar Developer, LLC | AC Electric | Accepted | 2019-12-10 | 2019-12-12 | 2021-10-30 | HANWHA SOLAR | Q.PEAK BLK-G5 315 | Solar Panels |  | 0.315 | 13 | 116 | 32 |  | Fixed | Roof
NJSTRE1545387747 | NJSRRE1544419971 | Transition Incentive Program | Carlstadt | 7072 | 7 | 11.66 | Residential | Yes | Behind the Meter | Net-metered residential rooftop and canopy |  | None | Trinity Solar | PSE&G | Final As-Built Received | 2020-02-07 | 2020-02-12 | 2021-10-30 | HANWHA | Q.PEAK DUO BLK-G5 315 | Solar Panels |  | 0.315 | 3 | 217 | 43 |  | Fixed | Roof
NJSTRE1545387753 | NJSRRE1544161150 | Transition Incentive Program | Mt Laurel | 8054 | 13 | 4.73 | Residential | Yes | Behind the Meter | Behind the Meter |  | None | Trinity Solar | PSE&G | Eligible for TI Program | 2020-01-13 | 2020-01-16 | 2021-10-30 | Hanwha | Q.PEAK DUO BLK-G5 315 | Solar Panels |  | 0.315 | 11 | 254 | 30 |  | Fixed | Roof
NJSTRE1545387753 | NJSRRE1544161150 | Transition Incentive Program | Mt Laurel | 8054 | 13 | 4.73 | Residential | Yes | Behind the Meter | Behind the Meter |  | None | Trinity Solar | PSE&G | Eligible for TI Program | 2020-01-13 | 2020-01-16 | 2021-10-30 | Hanwha | Q.PEAK DUO BLK-G5 315 | Solar Panels |  | 0.315 | 4 | 254 | 18 |  | Fixed | Roof
NJSTRE1545387758 | NJSRRE1544466989 | Transition Incentive Program | Edison | 8817 | 11 | 13.23 | Residential | No | Behind the Meter | Net-metered residential rooftop and canopy |  | None | Trinity Solar | PSE&G | Accepted |  | 2020-02-20 | 2021-10-30 | Hanwha 315 | Q.PEAK DUO BLK-G5 315 | Solar Panels |  | 0.315 | 26 | 71 | 26 |  | Fixed | Roof
NJSTRE1545387765 | NJSRRE1544344136 | Transition Incentive Program | South Plainfield | 7080 | 11 | 7.13 | Residential | Yes | Behind the Meter | Behind the Meter |  | None | Sunrun Installation Services, Inc. | PSE&G | Eligible for TI Program | 2020-01-31 | 2020-02-05 | 2021-10-30 | REC Solar | REC310TP2M | Solar Panels |  | 0.31 | 4 | 76 | 30 |  | Fixed | Roof
NJSTRE1545387785 | NJSRRE1543481242 | Transition Incentive Program | Camden | 8104 | 14 | 7.25 | Residential | Yes | Behind the Meter | Behind the Meter |  | None | Pro Custom Solar dba Momentum Solar | PSE&G | Eligible for TI Program | 2019-12-05 | 2019-12-09 | 2021-10-30 | LG Electronics | LG 345N1C-V5 | Solar Panels |  | 0.345 | 21 | 263 | 1 |  | Fixed | Roof
NJSTRE1545387699 | NJSRRE1544430424 | Transition Incentive Program | Williamstown | 8094 | 15 | 17.96 | Residential | Yes | Behind the Meter | Net-metered residential rooftop and canopy |  | None | Suntuity Solar LLC | AC Electric | Accepted | 2020-02-11 | 2020-02-13 | 2021-10-30 | Hanwha Solar | Q-Cells 315 Mono | Solar Panels |  | 0.315 | 32 | 211 | 22 |  | Fixed | Roof
NJSTRE1545387703 | NJSRRE1543820090 | Transition Incentive Program | Bridgeton | 8302 | 20 | 9.14 | Residential | Yes | Behind the Meter | Net-metered residential rooftop and canopy |  | ACE2 | Vision Solar LLC | AC Electric | Accepted | 2019-12-26 | 2019-12-31 | 2021-10-30 | hanwa qcells | q.peak duo-g5 315 | Solar Panels |  | 0.315 | 29 | 96 | 23 |  | Fixed | Roof
NJSTRE1545387716 | NJSRRE1543823832 | Transition Incentive Program | SOMERSET | 8873 | 5 | 4.1 | Residential | Yes | Behind the Meter | Net-metered residential rooftop and canopy |  | None | Vivint Solar Developer, LLC | PSE&G | Accepted | 2019-12-31 | 2020-01-02 | 2021-10-30 | Hanwha Solar | Q.PEAK BLK-G5 315 | Solar Panels |  | 0.315 | 9 | 355 | 32 |  | Fixed | Roof
NJSTRE1545387731 | NJSRRE1543533426 | Transition Incentive Program | Camden | 8104 | 14 | 3.15 | Residential | Yes | Behind the Meter | Net-metered residential rooftop and canopy |  | None | Vivint Solar Developer, LLC | PSE&G | Accepted | 2019-12-20 | 2019-12-20 | 2021-10-30 | Hanwha Solar | Q.PEAK BLK-G5 315 | Solar Panels |  | 0.315 | 10 | 337 | 37 |  | Fixed | Roof
NJSTRE1545387732 | NJSRRE1544156697 | Transition Incentive Program | Fair Haven | 7704 | 17 | 9.8 | Residential | Yes | Behind the Meter | Behind the Meter |  | None | Pro Custom Solar dba Momentum Solar | JCP&L | Eligible for TI Program | 2020-01-10 | 2020-01-15 | 2021-10-30 | LG ELECTRONICS | LG 350N1C-V5 | Solar Panels |  | 0.35 | 28 | 226 | 21 |  | Fixed | Roof
NJSTRE1545387735 | NJSRRE1544221023 | Transition Incentive Program | VILLAS | 8251 | 21 | 7.88 | Residential | Yes | Behind the Meter | Net-metered residential rooftop and canopy |  | None | Vivint Solar Developer, LLC | AC Electric | Accepted | 2020-01-24 | 2020-01-29 | 2021-10-30 | HANWHA SOLAR | Q.PEAK BLK-G5 315 | Solar Panels |  | 0.315 | 9 | 117 | 23 |  | Fixed | Roof
NJSTRE1545387735 | NJSRRE1544221023 | Transition Incentive Program | VILLAS | 8251 | 21 | 7.88 | Residential | Yes | Behind the Meter | Net-metered residential rooftop and canopy |  | None | Vivint Solar Developer, LLC | AC Electric | Accepted | 2020-01-24 | 2020-01-29 | 2021-10-30 | HANWHA SOLAR | Q.PEAK BLK-G5 315 | Solar Panels |  | 0.315 | 2 | 207 | 23 |  | Fixed | Roof
NJSTRE1545387740 | NJSRRE1543827367 | Transition Incentive Program | Cedar Grove | 7009 | 9 | 9.6 | Residential | Yes | Behind the Meter | Behind the Meter |  | None | Sunrun Installation Services, Inc. | PSE&G | Eligible for TI Program | 2019-12-30 | 2020-01-03 | 2021-10-30 | Hanwha Q-Cells | Q.PEAK DUO-G7 320 | Solar Panels |  | 0.32 | 15 | 112 | 34 |  | Fixed | Roof
NJSTRE1545387740 | NJSRRE1543827367 | Transition Incentive Program | Cedar Grove | 7009 | 9 | 9.6 | Residential | Yes | Behind the Meter | Behind the Meter |  | None | Sunrun Installation Services, Inc. | PSE&G | Eligible for TI Program | 2019-12-30 | 2020-01-03 | 2021-10-30 | Hanwha Q-Cells | Q.PEAK DUO-G7 320 | Solar Panels |  | 0.32 | 15 | 292 | 34 |  | Fixed | Roof
NJSTRE1545387755 | NJSRRE1543880437 | Transition Incentive Program | Jersey City | 7302 | 8 | 7.68 | Residential | Yes | Behind the Meter | Behind the Meter |  | None | Sunrun Installation Services, Inc. | PSE&G | Eligible for TI Program | 2020-01-02 | 2020-01-07 | 2021-10-30 | Hanwha Q-Cells | Q.PEAK DUO-G7 320 | Solar Panels |  | 0.32 | 5 | 6 | 16 |  | Fixed | Roof
NJSTRE1545387760 | NJSRRE1544214287 | Transition Incentive Program | VILLAS> | 8251 | 21 | 3.47 | Residential | Yes | Behind the Meter | Net-metered residential rooftop and canopy |  | None | Vivint Solar Developer, LLC | AC Electric | Accepted | 2020-01-23 | 2020-01-28 | 2021-10-30 | HANWHA SOLAR | Q.PEAK BLK-G5 315 | Solar Panels |  | 0.315 | 11 | 210 | 37 |  | Fixed | Roof
NJSTRE1545387762 | NJSRRE1543570742 | Transition Incentive Program | NEWARK | 7104 | 9 | 15 | Residential | No | Behind the Meter | Net-metered residential rooftop and canopy |  | PSEG | UNITED SOLAR | PSE&G | Accepted | 2019-12-19 | 2019-12-23 | 2021-10-30 | TRINA SOLAR | TSM-300DD05A.05 | Solar Panels |  | 0.3 | 50 | 112 | 43 |  | Fixed | Roof
NJSTRE1545387484 | NJSRRE1544308849 | Transition Incentive Program | Erial | 8081 | 14 | 9.6 | Residential | Yes | Behind the Meter | Behind the Meter |  | None | Skyline Solar, LLC | AC Electric | Eligible for TI Program | 2020-01-27 | 2020-01-29 | 2021-10-30 | Hanwha Q-Cells | Q.PEAK DUO-G5 320 | Solar Panels |  | 0.32 | 30 | 218,38 | 20 |  | Fixed | Roof
NJSTRE1545387487 | NJSRRE1543422217 | Transition Incentive Program | CHERRY HILL | 8002 | 14 | 14.81 | Residential | Yes | Behind the Meter | Net-metered residential rooftop and canopy |  | None | Vivint Solar Developer, LLC | PSE&G | Accepted | 2019-11-20 | 2019-11-22 | 2021-10-30 | Hanwha | Q.PEAK BLK-G5 315 | Solar Panels |  | 0.315 | 9 | 39 | 26 |  | Fixed | Roof
NJSTRE1545387495 | NJSRRE1543672350 | Transition Incentive Program | Howell | 7731 | 17 | 15.68 | Commercial | No | Behind the Meter | Net-metered non-residential rooftop and canopy |  | None | Powerlutions | JCP&L | Accepted |  | 2019-12-30 | 2021-10-30 | Axitec | AC-320MH/120S | Solar Panels |  | 0.32 | 49 | 95 | 19 |  | Fixed | Roof
NJSTRE1545387498 | NJSRRE1543547777 | Transition Incentive Program | Lincroft | 7738 | 17 | 12.77 | Residential | No | Behind the Meter | Behind the Meter |  | None | Sunrun Installation Services, Inc. | JCP&L | Eligible for TI Program | 2019-12-13 | 2019-12-18 | 2021-10-30 | LG Electronics | LG345N1C-V5 | Solar Panels |  | 0.345 | 14 | 191 | 23 |  | Fixed | Roof
NJSTRE1545387505 | NJSRRE1543447214 | Transition Incentive Program | Sicklerville | 8081 | 14 | 7.15 | Residential | No | Behind the Meter | Behind the Meter |  | None | Green Power Energy | AC Electric | Eligible for TI Program | 2019-11-26 | 2019-12-02 | 2021-10-30 | Panasonic | VBHN325KA03 | Solar Panels |  | 0.325 | 13 | 237 | 27 |  | Fixed | Roof
NJSTRE1545387507 | NJSRRE1544219886 | Transition Incentive Program | Fair Haven | 7704 | 17 | 8.19 | Residential | No | Behind the Meter | Net-metered residential rooftop and canopy |  | None | Vision Solar LLC | JCP&L | Accepted | 2020-01-24 | 2020-01-28 | 2021-10-30 | hanwa qcells | qpeak duo-g5 315 | Solar Panels |  | 0.315 | 11 | 141 | 23 |  | Fixed | Roof
NJSTRE1545387507 | NJSRRE1544219886 | Transition Incentive Program | Fair Haven | 7704 | 17 | 8.19 | Residential | No | Behind the Meter | Net-metered residential rooftop and canopy |  | None | Vision Solar LLC | JCP&L | Accepted | 2020-01-24 | 2020-01-28 | 2021-10-30 | hanwa qcells | qpeak duo-g5 315 | Solar Panels |  | 0.315 | 2 | 51 | 23 |  | Fixed | Roof
NJSTRE1545387513 | NJSRRE1543547764 | Transition Incentive Program | Somerset | 8873 | 5 | 7.88 | Residential | Yes | Behind the Meter | Behind the Meter |  | None | Pro Custom Solar dba Momentum Solar | PSE&G | Eligible for TI Program | 2019-12-13 | 2019-12-18 | 2021-10-30 | HANWHA | Q.PEAK DUO BLK-G5 315 | Solar Panels |  | 0.315 | 8 | 107 | 32 |  | Fixed | Roof
NJSTRE1545387514 | NJSRRE1544316851 | Transition Incentive Program | Teaneck | 7666 | 7 | 13.86 | Residential | Yes | Behind the Meter | Behind the Meter |  | None | Trinity Solar | PSE&G | Eligible for TI Program | 2020-01-28 | 2020-01-31 | 2021-10-30 | Hanwha | Q.PEAK DUO BLK-G5 315 | Solar Panels |  | 0.315 | 22 | 296 | 34 |  | Fixed | Roof
NJSTRE1545387515 | NJSRRE1544465757 | Transition Incentive Program | MANAHAWKIN | 8050 | 18 | 9.92 | Residential | Yes | Behind the Meter | Net-metered residential rooftop and canopy |  | None | Vivint Solar Developer, LLC | AC Electric | Accepted | 2020-02-17 | 2020-02-19 | 2021-10-30 | Jinko Solar | JKM320M-60HBL | Solar Panels |  | 0.32 | 14 | 190 | 40 |  | Fixed | Roof
NJSTRE1545387524 | NJSRRE1543451935 | Transition Incentive Program | Englewood | 7631 | 7 | 4.06 | Residential | Yes | Behind the Meter | Behind the Meter |  | None | Sunrun Installation Services, Inc. | PSE&G | Eligible for TI Program | 2019-11-27 | 2019-12-03 | 2021-10-30 | REC Solar | REC290TP2 BLK | Solar Panels |  | 0.29 | 12 | 196 | 34 |  | Fixed | Roof
NJSTRE1545387525 | NJSRRE1544550176 | Transition Incentive Program | TRENTON | 8691 | 12 | 7.04 | Residential | Yes | Behind the Meter | Net-metered residential rooftop and canopy |  | None | Vivint Solar Developer, LLC | PSE&G | Accepted | 2020-02-29 | 2020-03-04 | 2021-10-30 | Jinko Solar | JKM320M-60HBL | Solar Panels |  | 0.32 | 13 | 248 | 25 |  | Fixed | Roof
NJSTRE1545387527 | NJSRRE1544543116 | Transition Incentive Program | Pleasantville | 8232 | 19 | 7.19 | Residential | Yes | Behind the Meter | Net-metered residential rooftop and canopy |  | None | Castle Energy, LLC | AC Electric | Accepted | 2020-02-26 | 2020-02-28 | 2021-10-30 | SunPower | SPR-E20-327-E-AC | Solar Panels |  | 0.327 | 14 | 117 | 22 |  | Fixed | Roof
NJSTRE1545387539 | NJSRRE1544545634 | Transition Incentive Program | Old Bridge | 8857 | 11 | 61.6 | Commercial | No | Behind the Meter | Behind the Meter |  | None | Spectrum Energy, Inc. | JCP&L | Eligible for TI Program | 2020-02-27 | 2020-03-05 | 2021-10-30 | Axitec | AC-385MH/144S | Solar Panels |  | 0.385 | 10 | 301 | 15 |  | Fixed | Roof
NJSTRE1545387545 | NJSRRE1543470682 | Transition Incentive Program | West Orange | 7052 | 9 | 9.28 | Residential | Yes | Behind the Meter | Behind the Meter |  | None | Sunrun Installation Services, Inc. | PSE&G | Eligible for TI Program | 2019-12-03 | 2019-12-05 | 2021-10-30 | REC Solar | REC290TP2 BLK | Solar Panels |  | 0.29 | 10 | 295 | 24 |  | Fixed | Roof
NJSTRE1545387545 | NJSRRE1543470682 | Transition Incentive Program | West Orange | 7052 | 9 | 9.28 | Residential | Yes | Behind the Meter | Behind the Meter |  | None | Sunrun Installation Services, Inc. | PSE&G | Eligible for TI Program | 2019-12-03 | 2019-12-05 | 2021-10-30 | REC Solar | REC290TP2 BLK | Solar Panels |  | 0.29 | 5 | 115 | 23 |  | Fixed | Roof
NJSTRE1545387550 | NJSRRE1544422816 | Transition Incentive Program | Blackwood | 8012 | 14 | 10.4 | Residential | Yes | Behind the Meter | Net-metered residential rooftop and canopy |  | None | Trinity Solar | PSE&G | Accepted | 2020-02-10 | 2020-02-12 | 2021-10-30 | HANWHA | Q.PEAK DUO BLK-G5 315 | Solar Panels |  | 0.315 | 23 | 163 | 18 |  | Fixed | Roof
NJSTRE1545387557 | NJSRRE1543827417 | Transition Incentive Program | Perth Amboy City | 8861 | 11 | 4.64 | Residential | Yes | Behind the Meter | Behind the Meter |  | None | Sunrun Installation Services, Inc. | PSE&G | Eligible for TI Program | 2019-12-30 | 2020-01-03 | 2021-10-30 | REC Solar | REC290TP2 BLK | Solar Panels |  | 0.29 | 11 | 110 | 43 |  | Fixed | Roof
NJSTRE1545387567 | NJSRRE1544428905 | Transition Incentive Program | Ocean | 7712 | 17 | 10.5 | Residential | Yes | Behind the Meter | Behind the Meter |  | None | Pro Custom Solar dba Momentum Solar | AC Electric | Eligible for TI Program | 2020-02-10 | 2020-02-13 | 2021-10-30 | lg electronics | LG 350N1C-V5 | Solar Panels |  | 0.35 | 25 | 212 | 19 |  | Fixed | Roof
NJSTRE1545387571 | NJSRRE1544431343 | Transition Incentive Program | Boonton | 7005 | 3 | 5.55 | Residential | No | Behind the Meter | Net-metered residential rooftop and canopy |  | None | Green House Solar | JCP&L | Accepted | 2020-02-13 | 2020-02-14 | 2021-10-30 | Sunpower | x22-370-e-ac | Solar Panels |  | 0.37 | 1 | 120 | 23 |  | Fixed | Roof
NJSTRE1545387571 | NJSRRE1544431343 | Transition Incentive Program | Boonton | 7005 | 3 | 5.55 | Residential | No | Behind the Meter | Net-metered residential rooftop and canopy |  | None | Green House Solar | JCP&L | Accepted | 2020-02-13 | 2020-02-14 | 2021-10-30 | Sunpower | x22-370-e-ac | Solar Panels |  | 0.37 | 1 | 210 | 23 |  | Fixed | Roof
NJSTRE1545387576 | NJSRRE1544511632 | Transition Incentive Program | Trenton | 8610 | 12 | 7.25 | Residential | Yes | Behind the Meter | Behind the Meter |  | None | Trinity Solar | PSE&G | Eligible for TI Program | 2020-02-20 | 2020-02-24 | 2021-10-30 | Hanwha | Q.PEAK DUO BLK-G5 315 | Solar Panels |  | 0.315 | 3 | 86 | 18 |  | Fixed | Roof
NJSTRE1545387579 | NJSRRE1543465403 | Transition Incentive Program | Brick | 8723 | 18 | 9.14 | Residential | Yes | Behind the Meter | Net-metered residential rooftop and canopy |  | None | Vivint Solar Developer, LLC | JCP&L | Accepted | 2019-12-02 | 2019-12-05 | 2021-10-30 | HANWHA SOLAR | Q.PEAK BLK-G5 315 | Solar Panels |  | 0.315 | 29 | 245 | 11 |  | Fixed | Roof
NJSTRE1545387580 | NJSRRE1544160707 | Transition Incentive Program | PORT MURRAY | 7865 | 2 | 7.56 | Residential | Yes | Behind the Meter | Net-metered residential rooftop and canopy |  | None | Tesla Energy Operations | JCP&L | Final As-Built Received | 2020-01-12 | 2020-01-15 | 2021-10-30 | Hanwha Q CELLS | Q.PEAK DUO BLK-G5/SC315 | Solar Panels |  | 0.315 | 9 | 9 | 34 |  | Fixed | Roof
NJSTRE1545387589 | NJSRRE1544438474 | Transition Incentive Program | Keasbey | 8832 | 11 | 7.04 | Residential | Yes | Behind the Meter | Net-metered residential rooftop and canopy |  | None | Vision Solar LLC | PSE&G | Accepted | 2020-02-12 | 2020-02-17 | 2021-10-30 | lg solar | lg335n1k-v5 | Solar Panels |  | 0.335 | 10 | 279 | 37 |  | Fixed | Roof
NJSTRE1545387590 | NJSRRE1544538190 | Transition Incentive Program | HAWORTH | 7641 | 7 | 11.34 | Residential | Yes | Behind the Meter | Net-metered residential rooftop and canopy |  | None | Tesla Energy Operations Inc. | Orange Rockland Electric | Accepted | 2020-02-25 | 2020-02-28 | 2021-10-30 | Hanwha Q CELLS | Q.PEAK DUO BLK-G5/SC315 | Solar Panels |  | 0.315 | 5 | 93 | 27 |  | Fixed | Roof
NJSTRE1545387775 | NJSRRE1543651724 | Transition Incentive Program | Paterson | 7502 | 6 | 4.64 | Residential | Yes | Behind the Meter | Behind the Meter |  | None | Sunrun Installation Services, Inc. | PSE&G | Eligible for TI Program | 2019-12-23 | 2019-12-27 | 2021-10-30 | REC Solar | REC290TP2 BLK | Solar Panels |  | 0.29 | 3 | 320 | 27 |  | Fixed | Roof
NJSTRE1545387776 | NJSRRE1543443406 | Transition Incentive Program | Willingboro | 8046 | 13 | 12.42 | Residential | Yes | Behind the Meter | Behind the Meter |  | None | Pro Custom Solar dba Momentum Solar | PSE&G | Eligible for TI Program | 2019-11-25 | 2019-11-27 | 2021-10-30 | LG Electronics | LG 345N1C-V5 | Solar Panels |  | 0.345 | 6 | 224 | 15 |  | Fixed | Roof
NJSTRE1545387781 | NJSRRE1543513134 | Transition Incentive Program | Morris Plains | 7950 | 3 | 10.35 | Residential | Yes | Behind the Meter | Behind the Meter |  | None | Pro Custom Solar dba Momentum Solar | JCP&L | Eligible for TI Program | 2019-12-11 | 2019-12-16 | 2021-10-30 | LG | LG 345N1C-V5 | Solar Panels |  | 0.345 | 9 | 135 | 31 |  | Fixed | Roof
NJSTRE1545387796 | NJSRRE1543918804 | Transition Incentive Program | Vineland | 8361 | 20 | 10.08 | Residential | Yes | Behind the Meter | Net-metered residential rooftop and canopy |  | None | Vision Solar LLC | Vineland Muni Electric | Accepted | 2020-01-03 | 2020-01-08 | 2021-10-30 | hanwa qcells | qpeak duo-g5 315 | Solar Panels |  | 0.315 | 16 | 273 | 20 |  | Fixed | Roof
NJSTRE1545387800 | NJSRRE1544419890 | Transition Incentive Program | PATERSON | 7503 | 6 | 5.76 | Residential | Yes | Behind the Meter | Net-metered residential rooftop and canopy |  | None | Vivint Solar Developer, LLC | PSE&G | Accepted | 2020-02-07 | 2020-02-12 | 2021-10-30 | JINKO SOLAR | JKM320M-60HBL | Solar Panels |  | 0.32 | 6 | 166 | 38 |  | Fixed | Roof
NJSTRE1545387810 | NJSRRE1544817772 | Transition Incentive Program | Wildwood | 8260 | 21 | 5.6 | Residential | No | Behind the Meter | Net-metered residential rooftop and canopy |  | None | Green Power Energy | AC Electric | Final As-Built Received |  | 2020-04-16 | 2021-10-30 | LG Electronics | LG350N1C-V5 | Solar Panels |  | 0.35 | 12 | 135 | 40 |  | Fixed | Roof
NJSTRE1545387816 | NJSRRE1544884698 | Transition Incentive Program | Williamstown | 8094 | 15 | 8.04 | Residential | Yes | Behind the Meter | Net-metered residential rooftop and canopy |  | None | Pro Custom Solar dba Momentum Solar | AC Electric | Accepted |  | 2020-04-28 | 2021-10-30 | HANWHA | Q.PEAK DUO BLK G6+ 335 | Solar Panels |  | 0.335 | 8 | 191 | 21 |  | Fixed | Roof
NJSTRE1545387820 | NJSRRE1544764689 | Transition Incentive Program | Bergenfield | 7621 | 7 | 10.35 | Residential | No | Behind the Meter | Behind the Meter |  | None | Sunrun Installation Services, Inc. | PSE&G | Eligible for TI Program | 2020-03-25 | 2020-03-30 | 2021-10-30 | LG Electronics | LG345N1C-V5 | Solar Panels |  | 0.345 | 7 | 273 | 27 |  | Fixed | Roof
NJSTRE1545387827 | NJSRRE1544867069 | Transition Incentive Program | West Creek | 8092 | 18 | 9.84 | Residential | No | Behind the Meter | Net-metered residential rooftop and canopy |  | None | Whitman Construction, LLC | AC Electric | Accepted | 2020-04-21 | 2020-04-27 | 2021-10-30 | panasonic | VBHN330SA16 | Solar Panels |  | 0.33 | 6 | 180 | 25 |  | Fixed | Ground
NJSTRE1545387827 | NJSRRE1544867069 | Transition Incentive Program | West Creek | 8092 | 18 | 9.84 | Residential | No | Behind the Meter | Net-metered residential rooftop and canopy |  | None | Whitman Construction, LLC | AC Electric | Accepted | 2020-04-21 | 2020-04-27 | 2021-10-30 | panasonic | VBHN330SA16 | Solar Panels |  | 0.32 | 6 | 180 | 25 |  | Fixed | Ground
NJSTRE1545387832 | NJSRRE1544759044 | Transition Incentive Program | Brick Township | 8723 | 18 | 6.82 | Residential | Yes | Behind the Meter | Behind the Meter |  | None | Sunrun Installation Services, Inc. | JCP&L | Eligible for TI Program | 2020-03-23 | 2020-03-26 | 2021-10-30 | REC Solar | REC310TP2M | Solar Panels |  | 0.31 | 16 | 30 | 23 |  | Fixed | Roof
NJSTRE1545387790 | NJSRRE1543426708 | Transition Incentive Program | Jackson | 8527 | 18 | 15.28 | Residential | No | Behind the Meter | Net-metered residential rooftop and canopy |  | None | Accord Power Inc | JCP&L | Accepted | 2019-11-20 | 2019-11-25 | 2021-10-30 | Hanwah | Q.Cell 325 | Solar Panels |  | 0.325 | 21 | 128 | 35 |  | Fixed | Roof
NJSTRE1545387794 | NJSRRE1543473740 | Transition Incentive Program | Columbus | 8022 | 13 | 23.31 | Residential | Yes | Behind the Meter | Net-metered residential rooftop and canopy |  | None | Suntuity Solar LLC | PSE&G | Accepted | 2019-12-03 | 2019-12-05 | 2021-10-30 | Yingli Green Energy | YL315D-30b | Solar Panels |  | 0.315 | 19 | 187 | 6 |  | Fixed | Roof
NJSTRE1545387794 | NJSRRE1543473740 | Transition Incentive Program | Columbus | 8022 | 13 | 23.31 | Residential | Yes | Behind the Meter | Net-metered residential rooftop and canopy |  | None | Suntuity Solar LLC | PSE&G | Accepted | 2019-12-03 | 2019-12-05 | 2021-10-30 | Yingli Green Energy | YL315D-30b | Solar Panels |  | 0.315 | 3 | 187 | 20 |  | Fixed | Roof
NJSTRE1545387799 | NJSRRE1544353146 | Transition Incentive Program | West Orange | 7052 | 9 | 18.55 | Residential | Yes | Behind the Meter | Behind the Meter |  | None | Pro Custom Solar dba Momentum Solar | PSE&G | Eligible for TI Program | 2020-02-04 | 2020-02-07 | 2021-10-30 | lg electronics | LG 350N1C-V5 | Solar Panels |  | 0.35 | 5 | 7 | 16 |  | Fixed | Roof
NJSTRE1545387799 | NJSRRE1544353146 | Transition Incentive Program | West Orange | 7052 | 9 | 18.55 | Residential | Yes | Behind the Meter | Behind the Meter |  | None | Pro Custom Solar dba Momentum Solar | PSE&G | Eligible for TI Program | 2020-02-04 | 2020-02-07 | 2021-10-30 | lg electronics | LG 350N1C-V5 | Solar Panels |  | 0.35 | 8 | 187 | 6 |  | Fixed | Roof
NJSTRE1545387803 | NJSRRE1544705366 | Transition Incentive Program | Pemberton | 8068 | 13 | 7.48 | Residential | Yes | Behind the Meter | Net-metered residential rooftop and canopy |  | None | Trinity Solar | JCP&L | Final As-Built Received |  | 2020-03-20 | 2021-10-30 | Hanwha 340 | Q.PEAK DUO BLK-G6 340 | Solar Panels |  | 0.34 | 8 | 242 | 17 |  | Fixed | Roof
NJSTRE1545387807 | NJSRRE1544724282 | Transition Incentive Program | Brielle | 8730 | 17 | 8.06 | Residential | Yes | Behind the Meter | Behind the Meter |  | None | Sunrun Installation Services, Inc. | JCP&L | Eligible for TI Program | 2020-03-19 | 2020-03-24 | 2021-10-30 | REC Solar | REC310TP2M | Solar Panels |  | 0.31 | 2 | 307 | 15 |  | Fixed | Roof
NJSTRE1545387807 | NJSRRE1544724282 | Transition Incentive Program | Brielle | 8730 | 17 | 8.06 | Residential | Yes | Behind the Meter | Behind the Meter |  | None | Sunrun Installation Services, Inc. | JCP&L | Eligible for TI Program | 2020-03-19 | 2020-03-24 | 2021-10-30 | REC Solar | REC310TP2M | Solar Panels |  | 0.31 | 20 | 128 | 16 |  | Fixed | Roof
NJSTRE1545387819 | NJSRRE1544796042 | Transition Incentive Program | MATAWAN | 7747 | 17 | 4.48 | Residential | Yes | Behind the Meter | Net-metered residential rooftop and canopy |  | None | Vivint Solar Developer, LLC | JCP&L | Accepted | 2020-04-03 | 2020-04-09 | 2021-10-30 | Jinko Solar | JKM320M-60HBL | Solar Panels |  | 0.32 | 14 | 241 | 25 |  | Fixed | Roof
NJSTRE1545387823 | NJSRRE1544886093 | Transition Incentive Program | WILLINGBORO | 8046 | 13 | 7.56 | Residential | Yes | Behind the Meter | Net-metered residential rooftop and canopy |  | None | Suntuity Solar LLC | PSE&G | Accepted | 2020-04-23 | 2020-04-28 | 2021-10-30 | Hanwha Solar | Q-Cells 315 Mono | Solar Panels |  | 0.315 | 4 | 28 | 20 |  | Fixed | Roof
NJSTRE1545387828 | NJSRRE1544626786 | Transition Incentive Program | Absecon | 8201 | 19 | 15.37 | Residential | Yes | Behind the Meter | Net-metered residential rooftop and canopy |  | None | Seabright Solar | AC Electric | Accepted | 2020-03-19 | 2020-03-20 | 2021-10-30 | SPR-E20-327 | Sunpower | Solar Panels |  | 0.327 | 20 | 42 | 40 |  | Fixed | Roof
NJSTRE1545387835 | NJSRRE1544626115 | Transition Incentive Program | Edison TWP | 8817 | 11 | 3.41 | Residential | No | Behind the Meter | Behind the Meter |  | None | 1st Light Energy Inc | PSE&G | Eligible for TI Program | 2020-03-11 | 2020-03-16 | 2021-10-30 | Longi | LR6-60HPB-310M | Solar Panels |  | 0.31 | 11 | 160 | 40 |  | Fixed | Roof
NJSTRE1545387528 | NJSRRE1543826618 | Transition Incentive Program | SICKLERVILLE | 8081 | 14 | 13.55 | Residential | Yes | Behind the Meter | Net-metered residential rooftop and canopy |  | None | Vivint Solar Developer, LLC | AC Electric | Accepted | 2019-12-31 | 2020-01-03 | 2021-10-30 | Hanwha Solar | Q.PEAK BLK-G5 315 | Solar Panels |  | 0.315 | 28 | 39 | 38 |  | Fixed | Roof
NJSTRE1545387536 | NJSRRE1544162836 | Transition Incentive Program | CRESSKILL | 7626 | 7 | 10.08 | Residential | No | Behind the Meter | Net-metered residential rooftop and canopy |  | None | Vivint Solar Developer, LLC | Orange Rockland Electric | Accepted | 2020-01-15 | 2020-01-17 | 2021-10-30 | Hanwha Solar | Q.PEAK BLK-G5 315 | Solar Panels |  | 0.315 | 8 | 357 | 20 |  | Fixed | Roof
NJSTRE1545387538 | NJSRRE1543469909 | Transition Incentive Program | Edison | 8820 | 11 | 9.9 | Residential | No | Behind the Meter | Behind the Meter |  | None | Sunrun Installation Services, Inc. | PSE&G | Eligible for TI Program | 2019-12-03 | 2019-12-05 | 2021-10-30 | LG Electronics | LG330N1C-A5 | Solar Panels |  | 0.33 | 30 | 122 | 18 |  | Fixed | Roof
NJSTRE1545387539 | NJSRRE1544545634 | Transition Incentive Program | Old Bridge | 8857 | 11 | 61.6 | Commercial | No | Behind the Meter | Behind the Meter |  | None | Spectrum Energy, Inc. | JCP&L | Eligible for TI Program | 2020-02-27 | 2020-03-05 | 2021-10-30 | Axitec | AC-385MH/144S | Solar Panels |  | 0.385 | 28 | 211 | 5 |  | Fixed | Roof
NJSTRE1545387546 | NJSRRE1543563321 | Transition Incentive Program | Vineland | 8361 | 20 | 7.44 | Residential | No | Behind the Meter | Net-metered residential rooftop and canopy |  | None | Bright Planet Solar | Vineland Muni Electric | Accepted |  | 2019-12-20 | 2021-10-30 | LONGI | LR6-60PB-310M | Solar Panels |  | 0.31 | 3 | 195 | 36 |  | Fixed | Roof
NJSTRE1545387547 | NJSRRE1544213793 | Transition Incentive Program | Mount Arlington | 7856 | 3 | 17.36 | Residential | Yes | Behind the Meter | Behind the Meter |  | None | Sunrun Installation Services, Inc. | JCP&L | Eligible for TI Program | 2020-01-22 | 2020-01-27 | 2021-10-30 | REC Solar | REC310TP2M | Solar Panels |  | 0.31 | 32 | 122 | 23 |  | Fixed | Roof
NJSTRE1545387549 | NJSRRE1544175422 | Transition Incentive Program | califon | 7830 | 4 | 21.74 | Residential | No | Behind the Meter | Net-metered residential rooftop and canopy |  | None | Vision Solar LLC | JCP&L | Accepted | 2020-01-16 | 2020-01-23 | 2021-10-30 | hanwa qcells | qpeak duo-g5 315 | Solar Panels |  | 0.315 | 69 | 258 | 27 |  | Fixed | Roof
NJSTRE1545387558 | NJSRRE1544469984 | Transition Incentive Program | Pennsauken | 8110 | 14 | 10.88 | Residential | Yes | Behind the Meter | Net-metered residential rooftop and canopy |  | None | Vivint Solar Developer, LLC | PSE&G | Accepted | 2020-02-19 | 2020-02-21 | 2021-10-30 | Jinko Solar | JKM320M-60HBL | Solar Panels |  | 0.32 | 11 | 331 | 24 |  | Fixed | Roof
NJSTRE1545387558 | NJSRRE1544469984 | Transition Incentive Program | Pennsauken | 8110 | 14 | 10.88 | Residential | Yes | Behind the Meter | Net-metered residential rooftop and canopy |  | None | Vivint Solar Developer, LLC | PSE&G | Accepted | 2020-02-19 | 2020-02-21 | 2021-10-30 | Jinko Solar | JKM320M-60HBL | Solar Panels |  | 0.32 | 11 | 151 | 24 |  | Fixed | Roof
NJSTRE1545387568 | NJSRRE1543441792 | Transition Incentive Program | Keyport | 7735 | 17 | 4.06 | Residential | Yes | Behind the Meter | Behind the Meter |  | None | Sunrun Installation Services, Inc. | JCP&L | Eligible for TI Program | 2019-11-25 | 2020-01-17 | 2021-10-30 | REC Solar | REC290TP2 BLK | Solar Panels |  | 0.29 | 14 | 209 | 19 |  | Fixed | Roof
NJSTRE1545387576 | NJSRRE1544511632 | Transition Incentive Program | Trenton | 8610 | 12 | 7.25 | Residential | Yes | Behind the Meter | Behind the Meter |  | None | Trinity Solar | PSE&G | Eligible for TI Program | 2020-02-20 | 2020-02-24 | 2021-10-30 | Hanwha | Q.PEAK DUO BLK-G5 315 | Solar Panels |  | 0.315 | 2 | 266 | 5 |  | Fixed | Roof
NJSTRE1545387822 | NJSRRE1544728976 | Transition Incentive Program | Old Bridge | 8857 | 11 | 5.12 | Residential | Yes | Behind the Meter | Behind the Meter |  | None | Skyline Solar, LLC | JCP&L | Eligible for TI Program | 2020-03-20 | 2020-03-24 | 2021-10-30 | Hanwha Q-Cells | Q.PEAK DUO-G5 320 | Solar Panels |  | 0.32 | 16 | 200 | 26 |  | Fixed | Roof
NJSTRE1545387826 | NJSRRE1544680728 | Transition Incentive Program | BARNEGAT | 8005 | 18 | 5.76 | Residential | Yes | Behind the Meter | Net-metered residential rooftop and canopy |  | None | Vivint Solar Developer, LLC | JCP&L | Accepted | 2020-03-13 | 2020-03-18 | 2021-10-30 | JINKO SOLAR | JKM320M-60HBL | Solar Panels |  | 0.32 | 9 | 72 | 19 |  | Fixed | Roof
NJSTRE1545387833 | NJSRRE1544758966 | Transition Incentive Program | BAYVILLE | 8721 | 18 | 8.64 | Residential | Yes | Behind the Meter | Behind the Meter |  | None | Vivint Solar Developer, LLC | JCP&L | Eligible for TI Program | 2020-03-23 | 2020-03-26 | 2021-10-30 | JINKO SOLAR | JKM320M-60HBL | Solar Panels |  | 0.32 | 2 | 97 | 31 |  | Fixed | Roof
NJSTRE1545387844 | NJSRRE1544755573 | Transition Incentive Program | Plainfield | 7060 | 10 | 7.37 | Residential | No | Behind the Meter | Behind the Meter |  | None | Green Power Energy | PSE&G | Eligible for TI Program | 2020-03-23 | 2020-03-26 | 2021-10-30 | LG Electronics | LG335N1K-V5 | Solar Panels |  | 0.335 | 9 | 90 | 30 |  | Fixed | Roof
NJSTRE1545387846 | NJSRRE1544766576 | Transition Incentive Program | PENNSAUKEN | 8109 | 14 | 11.52 | Residential | Yes | Behind the Meter | Net-metered residential rooftop and canopy |  | None | Vivint Solar Developer, LLC | PSE&G | Accepted | 2020-03-26 | 2020-03-31 | 2021-10-30 | Jinko Solar | JKM320M-60HBL | Solar Panels |  | 0.32 | 9 | 304 | 29 |  | Fixed | Roof
NJSTRE1545387852 | NJSRRE1544758918 | Transition Incentive Program | Galloway | 8205 | 19 | 2.84 | Residential | Yes | Behind the Meter | Net-metered residential rooftop and canopy |  | None | Trinity Solar | AC Electric | Accepted | 2020-03-23 | 2020-03-26 | 2021-10-30 | Hanwha 315 | Q.PEAK DUO BLK-G5 315 | Solar Panels |  | 0.315 | 3 | 42 | 23 |  | Fixed | Roof
NJSTRE1545387862 | NJSRRE1544736092 | Transition Incentive Program | UNION | 7083 | 10 | 8.32 | Residential | Yes | Behind the Meter | Behind the Meter |  | None | Vivint Solar Developer, LLC | PSE&G | Eligible for TI Program | 2020-03-23 | 2020-03-25 | 2021-10-30 | JINKO SOLAR | JKM320M-60HBL | Solar Panels |  | 0.32 | 9 | 245 | 24 |  | Fixed | Roof
NJSTRE1545387864 | NJSRRE1544610820 | Transition Incentive Program | Teaneck | 7666 | 7 | 7.85 | Residential | Yes | Behind the Meter | Net-metered residential rooftop and canopy |  | None | SunPower Corporation, Systems | PSE&G | Accepted |  | 2020-03-10 | 2021-10-30 | SUNPOWER | SPR-E20-327-E-AC | Solar Panels |  | 0.327 | 10 | 287 | 30 |  | Fixed | Roof
NJSTRE1545387867 | NJSRRE1544720932 | Transition Incentive Program | Passaic | 7055 | 6 | 7.14 | Residential | Yes | Behind the Meter | Behind the Meter |  | None | Trinity Solar | PSE&G | Eligible for TI Program | 2020-03-19 | 2020-03-23 | 2021-10-30 | Hanwha | Q.PEAK DUO BLK-G6 340 | Solar Panels |  | 0.34 | 21 | 251 | 45 |  | Fixed | Roof
NJSTRE1545387870 | NJSRRE1544593130 | Transition Incentive Program | Pemberton | 8068 | 13 | 5.99 | Residential | Yes | Behind the Meter | Net-metered residential rooftop and canopy |  | None | Trinity Solar | JCP&L | Accepted |  | 2020-03-09 | 2021-10-30 | HANWHA | Q.PEAK DUO BLK-G5 315 | Solar Panels |  | 0.315 | 19 | 241 | 23 |  | Fixed | Roof
NJSTRE1545387873 | NJSRRE1544779348 | Transition Incentive Program | Moorestown | 8057 | 13 | 5.23 | Residential | No | Behind the Meter | Net-metered residential rooftop and canopy |  | PSEG | EMT Renewables | PSE&G | Accepted |  | 2020-04-09 | 2021-10-30 | Sunpower | 327W-BLK-D-AC | Solar Panels |  | 0.327 | 16 | 244 | 27 |  | Fixed | Roof
NJSTRE1545387879 | NJSRRE1544773234 | Transition Incentive Program | Newark | 7106 | 9 | 5.78 | Residential | Yes | Behind the Meter | Behind the Meter |  | None | Trinity Solar | PSE&G | Eligible for TI Program | 2020-03-30 | 2020-04-02 | 2021-10-30 | Hanwha 340 | Q.PEAK DUO BLK-G6 340 | Solar Panels |  | 0.34 | 12 | 285 | 34 |  | Fixed | Roof
NJSTRE1545387885 | NJSRRE1544719592 | Transition Incentive Program | Roselle | 7203 | 10 | 6.72 | Residential | Yes | Behind the Meter | Net-metered residential rooftop and canopy |  | None | Whitman Construction, LLC | PSE&G | Accepted | 2020-03-20 | 2020-03-23 | 2021-10-30 | Trina Solar | TS320DD05H | Solar Panels |  | 0.32 | 9 | 79 | 22 |  | Fixed | Roof
NJSTRE1545387596 | NJSRRE1544334054 | Transition Incentive Program | Newark | 7108 | 9 | 4.34 | Residential | Yes | Behind the Meter | Behind the Meter |  | None | Sunrun Installation Services, Inc. | PSE&G | Eligible for TI Program | 2020-01-30 | 2020-02-04 | 2021-10-30 | REC Solar | REC310TP2M | Solar Panels |  | 0.31 | 8 | 283 | 45 |  | Fixed | Roof
NJSTRE1545387602 | NJSRRE1543526221 | Transition Incentive Program | Bergenfield | 7621 | 7 | 13.11 | Residential | Yes | Behind the Meter | Behind the Meter |  | None | Sunrun Installation Services, Inc. | PSE&G | Eligible for TI Program | 2019-12-12 | 2019-12-16 | 2021-10-30 | LG Electronics | LG345N1C-V5 | Solar Panels |  | 0.345 | 16 | 266 | 30 |  | Fixed | Roof
NJSTRE1545387603 | NJSRRE1544139973 | Transition Incentive Program | North Arlington | 7031 | 7 | 3.15 | Residential | Yes | Behind the Meter | Net-metered residential rooftop and canopy |  | None | Suntuity Solar LLC | PSE&G | Accepted | 2020-01-08 | 2020-01-10 | 2021-10-30 | Hanwha Solar | Q-Cells 315 Mono | Solar Panels |  | 0.315 | 7 | 115 | 24 |  | Fixed | Roof
NJSTRE1545387607 | NJSRRE1544467197 | Transition Incentive Program | Newark City | 7107 | 9 | 3.72 | Residential | Yes | Behind the Meter | Behind the Meter |  | None | Sunrun Installation Services, Inc. | PSE&G | Eligible for TI Program | 2020-02-17 | 2020-02-20 | 2021-10-30 | REC Solar | REC310TP2M | Solar Panels |  | 0.31 | 12 | 111 | 14 |  | Fixed | Roof
NJSTRE1545387613 | NJSRRE1543555851 | Transition Incentive Program | Elmwood Park | 7407 | 7 | 7.25 | Residential | Yes | Behind the Meter | Net-metered residential rooftop and canopy |  | None | Pro Custom Solar dba Momentum Solar | PSE&G | Accepted |  | 2019-12-20 | 2021-10-30 | LG ELECTRONICS | LG 345N1C-V5 | Solar Panels |  | 0.345 | 6 | 332 | 21 |  | Fixed | Roof
NJSTRE1545387613 | NJSRRE1543555851 | Transition Incentive Program | Elmwood Park | 7407 | 7 | 7.25 | Residential | Yes | Behind the Meter | Net-metered residential rooftop and canopy |  | None | Pro Custom Solar dba Momentum Solar | PSE&G | Accepted |  | 2019-12-20 | 2021-10-30 | LG ELECTRONICS | LG 345N1C-V5 | Solar Panels |  | 0.345 | 4 | 62 | 22 |  | Fixed | Roof
NJSTRE1545387619 | NJSRRE1544468812 | Transition Incentive Program | Bergenfield | 7621 | 7 | 7.25 | Residential | Yes | Behind the Meter | Net-metered residential rooftop and canopy |  | None | Suntuity Solar LLC | PSE&G | Accepted | 2020-02-18 | 2020-02-20 | 2021-10-30 | Hanwha Solar | Q-Cells 315 Mono | Solar Panels |  | 0.315 | 13 | 270 | 10 |  | Fixed | Roof
NJSTRE1545387627 | NJSRRE1543566337 | Transition Incentive Program | DOVER | 7801 | 3 | 8.19 | Residential | Yes | Behind the Meter | Net-metered residential rooftop and canopy |  | None | Vivint Solar Developer, LLC | JCP&L | Accepted | 2019-12-19 | 2019-12-23 | 2021-10-30 | Hanwha Solar | Q.PEAK BLK-G5 315 | Solar Panels |  | 0.315 | 14 | 139 | 31 |  | Fixed | Roof
NJSTRE1545387638 | NJSRRE1543828992 | Transition Incentive Program | BAYONNE | 7002 | 8 | 8.51 | Residential | Yes | Behind the Meter | Net-metered residential rooftop and canopy |  | None | Sea Bright Solar, LLC | PSE&G | Accepted | 2019-12-31 | 2020-01-10 | 2021-10-30 | SUNPOWER | SPR-X22-370-AC | Solar Panels |  | 0.37 | 23 | 121 | 4 |  | Fixed | Roof | SE
NJSTRE1545387639 | NJSRRE1543513316 | Transition Incentive Program | MARMORA | 8223 | 21 | 2.52 | Residential | Yes | Behind the Meter | Net-metered residential rooftop and canopy |  | None | Vivint Solar Developer, LLC | AC Electric | Accepted | 2019-12-11 | 2019-12-16 | 2021-10-30 | HANWHA SOLAR | Q.PEAK BLK-G5 315 | Solar Panels |  | 0.315 | 5 | 47 | 22 |  | Fixed | Roof
NJSTRE1545387644 | NJSRRE1543556220 | Transition Incentive Program | Bridgeton | 8302 | 20 | 8.19 | Residential | Yes | Behind the Meter | Behind the Meter |  | None | Trinity Solar | AC Electric | Eligible for TI Program | 2019-12-17 | 2019-12-20 | 2021-10-30 | HANWHA | Q.PEAK DUO BLK-G5 315 | Solar Panels |  | 0.315 | 26 | 162 | 30 |  | Fixed | Roof
NJSTRE1545387648 | NJSRRE1544147999 | Transition Incentive Program | Swainton | 8210 | 21 | 9.86 | Residential | No | Behind the Meter | Behind the Meter |  | None | Sunrun Installation Services, Inc. | AC Electric | Eligible for TI Program | 2020-01-08 | 2020-01-13 | 2021-10-30 | REC Solar | REC290TP2 BLK | Solar Panels |  | 0.29 | 5 | 285 | 30 |  | Fixed | Roof
NJSTRE1545387790 | NJSRRE1543426708 | Transition Incentive Program | Jackson | 8527 | 18 | 15.28 | Residential | No | Behind the Meter | Net-metered residential rooftop and canopy |  | None | Accord Power Inc | JCP&L | Accepted | 2019-11-20 | 2019-11-25 | 2021-10-30 | Hanwah | Q.Cell 325 | Solar Panels |  | 0.325 | 5 | 219 | 35 |  | Fixed | Roof
NJSTRE1545387799 | NJSRRE1544353146 | Transition Incentive Program | West Orange | 7052 | 9 | 18.55 | Residential | Yes | Behind the Meter | Behind the Meter |  | None | Pro Custom Solar dba Momentum Solar | PSE&G | Eligible for TI Program | 2020-02-04 | 2020-02-07 | 2021-10-30 | lg electronics | LG 350N1C-V5 | Solar Panels |  | 0.35 | 9 | 278 | 21 |  | Fixed | Roof
NJSTRE1545387799 | NJSRRE1544353146 | Transition Incentive Program | West Orange | 7052 | 9 | 18.55 | Residential | Yes | Behind the Meter | Behind the Meter |  | None | Pro Custom Solar dba Momentum Solar | PSE&G | Eligible for TI Program | 2020-02-04 | 2020-02-07 | 2021-10-30 | lg electronics | LG 350N1C-V5 | Solar Panels |  | 0.35 | 4 | 187 | 16 |  | Fixed | Roof
NJSTRE1545387799 | NJSRRE1544353146 | Transition Incentive Program | West Orange | 7052 | 9 | 18.55 | Residential | Yes | Behind the Meter | Behind the Meter |  | None | Pro Custom Solar dba Momentum Solar | PSE&G | Eligible for TI Program | 2020-02-04 | 2020-02-07 | 2021-10-30 | lg electronics | LG 350N1C-V5 | Solar Panels |  | 0.35 | 8 | 188 | 20 |  | Fixed | Roof
NJSTRE1545387820 | NJSRRE1544764689 | Transition Incentive Program | Bergenfield | 7621 | 7 | 10.35 | Residential | No | Behind the Meter | Behind the Meter |  | None | Sunrun Installation Services, Inc. | PSE&G | Eligible for TI Program | 2020-03-25 | 2020-03-30 | 2021-10-30 | LG Electronics | LG345N1C-V5 | Solar Panels |  | 0.345 | 5 | 272 | 18 |  | Fixed | Roof
NJSTRE1545387820 | NJSRRE1544764689 | Transition Incentive Program | Bergenfield | 7621 | 7 | 10.35 | Residential | No | Behind the Meter | Behind the Meter |  | None | Sunrun Installation Services, Inc. | PSE&G | Eligible for TI Program | 2020-03-25 | 2020-03-30 | 2021-10-30 | LG Electronics | LG345N1C-V5 | Solar Panels |  | 0.345 | 8 | 92 | 18 |  | Fixed | Roof
NJSTRE1545387828 | NJSRRE1544626786 | Transition Incentive Program | Absecon | 8201 | 19 | 15.37 | Residential | Yes | Behind the Meter | Net-metered residential rooftop and canopy |  | None | Seabright Solar | AC Electric | Accepted | 2020-03-19 | 2020-03-20 | 2021-10-30 | Sunpower | SPR-E20-327 | Solar Panels |  | 0.327 | 14 | 222 | 40 |  | Fixed | Roof
NJSTRE1545387829 | NJSRRE1544623049 | Transition Incentive Program | Woodbridge | 7001 | 11 | 5.2 | Residential | No | Behind the Meter | Net-metered residential rooftop and canopy |  | None | New Jersey Suntech | PSE&G | Accepted | 2020-03-10 | 2020-03-12 | 2021-10-30 | Panasonic | VBHN325KA03 | Solar Panels |  | 0.325 | 16 | 186 | 40 |  | Fixed | Roof
NJSTRE1545387830 | NJSRRE1544701278 | Transition Incentive Program | Bridgewater Township | 8807 | 5 | 7.13 | Residential | No | Behind the Meter | Behind the Meter |  | None | Sunrun Installation Services, Inc. | PSE&G | Eligible for TI Program | 2020-03-16 | 2020-03-19 | 2021-10-30 | REC Solar | REC310TP2M | Solar Panels |  | 0.31 | 9 | 131 | 37 |  | Fixed | Roof
NJSTRE1545387842 | NJSRRE1544857693 | Transition Incentive Program | Newark | 7107 | 9 | 6.7 | Residential | No | Behind the Meter | Behind the Meter |  | None | Skyline Solar LLC | PSE&G | Eligible for TI Program | 2020-04-17 | 2020-04-23 | 2021-10-30 | LG | LG335 | Solar Panels |  | 0.335 | 6 | 112 | 42 |  | Fixed | Roof
NJSTRE1545387849 | NJSRRE1544721174 | Transition Incentive Program | Sicklerville | 8081 | 14 | 17.92 | Residential | Yes | Behind the Meter | Net-metered residential rooftop and canopy |  | ACE | Sun Up Zero Down | AC Electric | Accepted | 2020-03-19 | 2020-03-23 | 2021-10-30 | Trina | TSM-320 DD05H.05 (II) | Solar Panels |  | 0.32 | 28 | 71 | 18 |  | Fixed | Roof
NJSTRE1545387852 | NJSRRE1544758918 | Transition Incentive Program | Galloway | 8205 | 19 | 2.84 | Residential | Yes | Behind the Meter | Net-metered residential rooftop and canopy |  | None | Trinity Solar | AC Electric | Accepted | 2020-03-23 | 2020-03-26 | 2021-10-30 | Hanwha 315 | Q.PEAK DUO BLK-G5 315 | Solar Panels |  | 0.315 | 6 | 222 | 23 |  | Fixed | Roof
NJSTRE1545387578 | NJSRRE1543880236 | Transition Incentive Program | Monroe Township | 8831 | 11 | 10.24 | Residential | No | Behind the Meter | Behind the Meter |  | None | Sunrun Installation Services, Inc. | JCP&L | Eligible for TI Program | 2020-01-02 | 2020-01-07 | 2021-10-30 | Hanwha Q-Cells | Q.PEAK DUO-G7 320 | Solar Panels |  | 0.32 | 5 | 38 | 30 |  | Fixed | Roof
NJSTRE1545387586 | NJSRRE1543426841 | Transition Incentive Program | Mount Laurel | 8054 | 13 | 8.19 | Residential | Yes | Behind the Meter | Behind the Meter |  | None | Pro Custom Solar dba Momentum Solar | PSE&G | Eligible for TI Program | 2019-11-20 | 2019-11-25 | 2021-10-30 | Hanwha | Q.Peak DUO BLK-G5 315 | Solar Panels |  | 0.315 | 18 | 279 | 16 |  | Fixed | Roof
NJSTRE1545387589 | NJSRRE1544438474 | Transition Incentive Program | Keasbey | 8832 | 11 | 7.04 | Residential | Yes | Behind the Meter | Net-metered residential rooftop and canopy |  | None | Vision Solar LLC | PSE&G | Accepted | 2020-02-12 | 2020-02-17 | 2021-10-30 | lg solar | lg335n1k-v5 | Solar Panels |  | 0.335 | 8 | 99 | 37 |  | Fixed | Roof
NJSTRE1545387597 | NJSRRE1543826942 | Transition Incentive Program | Middlesex | 8846 | 11 | 36 | Residential | No | Behind the Meter | Behind the Meter |  | None | Green Power Energy | PSE&G | Eligible for TI Program | 2019-12-30 | 2020-01-03 | 2021-10-30 | LG Electronics | LG400N2W-A5 | Solar Panels |  | 0.4 | 90 | 140 | 23 |  | Fixed | Roof
NJSTRE1545387598 | NJSRRE1544320801 | Transition Incentive Program | Roselle Park | 7204 | 10 | 3.78 | Residential | No | Behind the Meter | Behind the Meter |  | None | Trinity Solar | PSE&G | Eligible for TI Program | 2020-01-29 | 2020-01-31 | 2021-10-30 | HANWHA | Q.PEAK DUO BLK-G5 315 | Solar Panels |  | 0.315 | 12 | 139 | 34 |  | Fixed | Roof
NJSTRE1545387601 | NJSRRE1544530186 | Transition Incentive Program | LINWOOD | 8221 | 19 | 10.56 | Residential | Yes | Behind the Meter | Net-metered residential rooftop and canopy |  | None | Vivint Solar Developer, LLC | AC Electric | Accepted | 2020-02-26 | 2020-02-27 | 2021-10-30 | JINKO SOLAR | JKM320M-60HBL | Solar Panels |  | 0.32 | 17 | 303 | 28 |  | Fixed | Roof
NJSTRE1545387609 | NJSRRE1544164873 | Transition Incentive Program | Manalapan | 7726 | 17 | 10.5 | Residential | Yes | Behind the Meter | Behind the Meter |  | None | Pro Custom Solar dba Momentum Solar | JCP&L | Eligible for TI Program | 2020-01-14 | 2020-01-17 | 2021-10-30 | LG ELECTRONICS | LG 350N1C-V5 | Solar Panels |  | 0.35 | 6 | 236 | 25 |  | Fixed | Roof
NJSTRE1545387612 | NJSRRE1544514381 | Transition Incentive Program | SICKLERVILLE | 8081 | 14 | 10.85 | Residential | Yes | Behind the Meter | Net-metered residential rooftop and canopy |  | None | Bright Planet Solar | AC Electric | Accepted |  | 2020-02-27 | 2021-10-30 | LONGI | LR-60HPB-310M | Solar Panels |  | 0.31 | 20 | 41 | 22 |  | Fixed | Roof
NJSTRE1545387612 | NJSRRE1544514381 | Transition Incentive Program | SICKLERVILLE | 8081 | 14 | 10.85 | Residential | Yes | Behind the Meter | Net-metered residential rooftop and canopy |  | None | Bright Planet Solar | AC Electric | Accepted |  | 2020-02-27 | 2021-10-30 | LONGI | LR-60HPB-310M | Solar Panels |  | 0.31 | 3 | 221 | 22 |  | Fixed | Roof
NJSTRE1545387620 | NJSRRE1544165076 | Transition Incentive Program | Dover | 7801 | 3 | 3.41 | Residential | Yes | Behind the Meter | Behind the Meter |  | None | Sunrun Installation Services, Inc. | JCP&L | Eligible for TI Program | 2020-01-14 | 2020-01-17 | 2021-10-30 | REC Solar | REC310TP2M | Solar Panels |  | 0.31 | 11 | 50 | 23 |  | Fixed | Roof
NJSTRE1545387621 | NJSRRE1543820174 | Transition Incentive Program | Barnegat Township | 8005 | 18 | 5.22 | Residential | Yes | Behind the Meter | Net-metered residential rooftop and canopy |  | None | Sunrun Installation Services, Inc. | AC Electric | Final As-Built Received | 2019-12-26 | 2019-12-31 | 2021-10-30 | REC Solar | REC290TP2 BLK | Solar Panels |  | 0.29 | 18 | 110 | 30 |  | Fixed | Roof
NJSTRE1545387623 | NJSRRE1544230630 | Transition Incentive Program | Jersey City | 7305 | 8 | 3.1 | Residential | Yes | Behind the Meter | Behind the Meter |  | None | Sunrun Installation Services, Inc. | PSE&G | Eligible for TI Program | 2020-01-24 | 2020-01-29 | 2021-10-30 | REC Solar | REC310TP2M | Solar Panels |  | 0.31 | 10 | 140 | 27 |  | Fixed | Roof
NJSTRE1545387624 | NJSRRE1544308336 | Transition Incentive Program | Long Branch | 7740 | 17 | 7.88 | Residential | Yes | Behind the Meter | Net-metered residential rooftop and canopy |  | None | Vivint Solar Developer, LLC | JCP&L | Accepted | 2020-01-27 | 2020-01-29 | 2021-10-30 | HANWHA SOLAR | Q.PEAK BLK-G5 315 | Solar Panels |  | 0.315 | 25 | 335 | 4 |  | Fixed | Roof
NJSTRE1545387661 | NJSRRE1543513101 | Transition Incentive Program | Belleville | 7109 | 9 | 5.36 | Residential | Yes | Behind the Meter | Behind the Meter |  | None | Pro Custom Solar dba Momentum Solar | PSE&G | Eligible for TI Program | 2019-12-11 | 2019-12-16 | 2021-10-30 | HANHWA | Q. PEAK DUO BLK-G5 315 | Solar Panels |  | 0.315 | 17 | 220 | 26 |  | Fixed | Roof
NJSTRE1545387667 | NJSRRE1544143910 | Transition Incentive Program | Middlesex | 8846 | 11 | 16.32 | Residential | No | Behind the Meter | Behind the Meter |  | None | Sunrun Installation Services, Inc. | PSE&G | Eligible for TI Program | 2020-01-08 | 2020-01-13 | 2021-10-30 | Hanwha Q-Cells | Q.PEAK DUO-G7 320 | Solar Panels |  | 0.32 | 11 | 35 | 19 |  | Fixed | Roof
NJSTRE1545387671 | NJSRRE1544442540 | Transition Incentive Program | Monroe Township | 8831 | 11 | 12.75 | Residential | No | Behind the Meter | Net-metered residential rooftop and canopy |  | None | SunPower Corporation, Systems | JCP&L | Accepted |  | 2020-02-17 | 2021-10-30 | SUNPOWER | SPR-E20-327-E-AC | Solar Panels |  | 0.327 | 19 | 253 | 28 |  | Fixed | Roof
NJSTRE1545387672 | NJSRRE1543442878 | Transition Incentive Program | Clifton | 7013 | 6 | 9.28 | Residential | Yes | Behind the Meter | Behind the Meter |  | None | Sunrun Installation Services, Inc. | PSE&G | Eligible for TI Program | 2019-11-25 | 2019-11-27 | 2021-10-30 | REC Solar | REC290TP2 BLK | Solar Panels |  | 0.29 | 17 | 133 | 40 |  | Fixed | Roof
NJSTRE1545387677 | NJSRRE1544538139 | Transition Incentive Program | Irvington | 7111 | 9 | 3.41 | Residential | Yes | Behind the Meter | Behind the Meter |  | None | Sunrun Installation Services, Inc. | PSE&G | Eligible for TI Program | 2020-02-25 | 2020-02-27 | 2021-10-30 | REC Solar | REC310TP2M | Solar Panels |  | 0.31 | 1 | 323 | 45 |  | Fixed | Roof
NJSTRE1545387677 | NJSRRE1544538139 | Transition Incentive Program | Irvington | 7111 | 9 | 3.41 | Residential | Yes | Behind the Meter | Behind the Meter |  | None | Sunrun Installation Services, Inc. | PSE&G | Eligible for TI Program | 2020-02-25 | 2020-02-27 | 2021-10-30 | REC Solar | REC310TP2M | Solar Panels |  | 0.31 | 7 | 143 | 10 |  | Fixed | Roof
NJSTRE1545387682 | NJSRRE1544108473 | Transition Incentive Program | Galloway | 8205 | 19 | 8.82 | Residential | Yes | Behind the Meter | Behind the Meter |  | None | Pro Custom Solar dba Momentum Solar | AC Electric | Eligible for TI Program | 2020-01-07 | 2020-01-09 | 2021-10-30 | HANWHA | Q.Peak DUO BLK-G5 315 | Solar Panels |  | 0.315 | 20 | 176 | 26 |  | Fixed | Roof
NJSTRE1545387694 | NJSRRE1543464389 | Transition Incentive Program | Deptford | 8093 | 15 | 8.12 | Residential | Yes | Behind the Meter | Behind the Meter |  | None | Sunrun Installation Services, Inc. | PSE&G | Eligible for TI Program | 2019-12-02 | 2019-12-04 | 2021-10-30 | REC Solar | REC290TP2 BLK | Solar Panels |  | 0.29 | 21 | 180 | 34 |  | Fixed | Roof
NJSTRE1545387699 | NJSRRE1544430424 | Transition Incentive Program | Williamstown | 8094 | 15 | 17.96 | Residential | Yes | Behind the Meter | Net-metered residential rooftop and canopy |  | None | Suntuity Solar LLC | AC Electric | Accepted | 2020-02-11 | 2020-02-13 | 2021-10-30 | Hanwha Solar | Q-Cells 315 Mono | Solar Panels |  | 0.315 | 25 | 210 | 20 |  | Fixed | Roof
NJSTRE1545387704 | NJSRRE1544162519 | Transition Incentive Program | Bridgewater Township | 8807 | 5 | 9.45 | Residential | No | Behind the Meter | Behind the Meter |  | None | Pro Custom Solar dba Momentum Solar | PSE&G | Eligible for TI Program | 2020-01-13 | 2020-01-16 | 2021-10-30 | LG ELECTRONICS | LG 350N1C-V5 | Solar Panels |  | 0.35 | 27 | 175 | 34 |  | Fixed | Roof
NJSTRE1545387705 | NJSRRE1544185888 | Transition Incentive Program | Willingboro | 8046 | 13 | 12.43 | Residential | Yes | Behind the Meter | Net-metered residential rooftop and canopy |  | None | Nationwide Solar LLC | PSE&G | Accepted | 2020-01-16 | 2020-01-22 | 2021-10-30 | SunPower | 327W | Solar Panels |  | 0.327 | 38 | 103 | 29 |  | Fixed | Roof
NJSTRE1545387710 | NJSRRE1544547842 | Transition Incentive Program | East Brunswick TWP | 8816 | 11 | 11.34 | Residential | Yes | Behind the Meter | Behind the Meter |  | None | Tesla Energy Operations Inc | PSE&G | Eligible for TI Program | 2020-02-27 | 2020-03-03 | 2021-10-30 | Hanwha Q CELLS | Q.PEAK DUO BLK-G5/SC315 | Solar Panels |  | 0.315 | 20 | 38 | 37 |  | Fixed | Roof
NJSTRE1545387848 | NJSRRE1544699418 | Transition Incentive Program | Malaga | 8328 | 15 | 18.56 | Residential | No | Behind the Meter | Behind the Meter |  | ACE | EMT Renewables | AC Electric | Eligible for TI Program | 2020-03-16 | 2020-03-19 | 2021-10-30 | Trina | 320 BLK | Solar Panels |  | 0.32 | 21 | 351 | 30 |  | Fixed | Roof
NJSTRE1545387853 | NJSRRE1544765108 | Transition Incentive Program | CLIFTON | 7013 | 6 | 2.56 | Residential | Yes | Behind the Meter | Net-metered residential rooftop and canopy |  | None | Vivint Solar Developer, LLC | PSE&G | Accepted | 2020-03-26 | 2020-03-30 | 2021-10-30 | Jinko Solar | JKM320M-60HBL | Solar Panels |  | 0.32 | 2 | 222 | 17 |  | Fixed | Roof
NJSTRE1545387854 | NJSRRE1544759114 | Transition Incentive Program | Ocean Township | 7712 | 17 | 6.46 | Residential | Yes | Behind the Meter | Net-metered residential rooftop and canopy |  | None | Trinity Solar | JCP&L | Final As-Built Received | 2020-03-23 | 2020-03-26 | 2021-10-30 | Hanwha | Q.PEAK DUO BLK-G6 340 | Solar Panels |  | 0.34 | 13 | 240 | 24 |  | Fixed | Roof
NJSTRE1545387860 | NJSRRE1544767505 | Transition Incentive Program | North Bergen | 7047 | 8 | 5.58 | Residential | Yes | Behind the Meter | Behind the Meter |  | None | Sunrun Installation Services, Inc. | PSE&G | Eligible for TI Program | 2020-03-26 | 2020-03-31 | 2021-10-30 | REC Solar | REC310TP2M | Solar Panels |  | 0.31 | 15 | 120 | 43 |  | Fixed | Roof
NJSTRE1545387865 | NJSRRE1544773424 | Transition Incentive Program | Oakhurst | 7755 | 17 | 6.12 | Residential | Yes | Behind the Meter | Behind the Meter |  | None | Trinity Solar | JCP&L | Eligible for TI Program | 2020-03-30 | 2020-04-09 | 2021-10-30 | HANWHA | Q.PEAK DUO BLK-G6 340 | Solar Panels |  | 0.34 | 3 | 80 | 23 |  | Fixed | Roof
NJSTRE1545387871 | NJSRRE1544617462 | Transition Incentive Program | RUTHERFORD | 7070 | 7 | 8.96 | Residential | Yes | Behind the Meter | Net-metered residential rooftop and canopy |  | None | Vivint Solar Developer, LLC | PSE&G | Accepted | 2020-03-06 | 2020-03-11 | 2021-10-30 | JINKO SOLAR | JKM320M-60HBL | Solar Panels |  | 0.32 | 5 | 126 | 34 |  | Fixed | Roof
NJSTRE1545387871 | NJSRRE1544617462 | Transition Incentive Program | RUTHERFORD | 7070 | 7 | 8.96 | Residential | Yes | Behind the Meter | Net-metered residential rooftop and canopy |  | None | Vivint Solar Developer, LLC | PSE&G | Accepted | 2020-03-06 | 2020-03-11 | 2021-10-30 | JINKO SOLAR | JKM320M-60HBL | Solar Panels |  | 0.32 | 12 | 306 | 34 |  | Fixed | Roof
NJSTRE1545387889 | NJSRRE1544768860 | Transition Incentive Program | Paterson | 7513 | 6 | 4.73 | Residential | No | Behind the Meter | Behind the Meter |  | None | Trinity Solar | PSE&G | Eligible for TI Program | 2020-03-27 | 2020-04-01 | 2021-10-30 | Hanwha | Q.PEAK DUO BLK-G5 315 | Solar Panels |  | 0.315 | 7 | 9 | 23 |  | Fixed | Roof
NJSTRE1545387895 | NJSRRE1544624276 | Transition Incentive Program | Union City | 7087 | 8 | 6.51 | Residential | Yes | Behind the Meter | Behind the Meter |  | None | Sunrun Installation Services, Inc. | PSE&G | Eligible for TI Program | 2020-03-10 | 2020-03-13 | 2021-10-30 | REC Solar | REC310TP2M | Solar Panels |  | 0.31 | 6 | 295 | 34 |  | Fixed | Roof
NJSTRE1545387901 | NJSRRE1544612758 | Transition Incentive Program | North Bergen | 7047 | 8 | 7 | Residential | Yes | Behind the Meter | Net-metered residential rooftop and canopy |  | None | Pro Custom Solar dba Momentum Solar | PSE&G | Accepted |  | 2020-03-11 | 2021-10-30 | lg electronics | LG 350N1C-V5 | Solar Panels |  | 0.35 | 13 | 101 | 14 |  | Fixed | Roof
NJSTRE1545387910 | NJSRRE1544760264 | Transition Incentive Program | Paterson City | 7503 | 6 | 9.6 | Residential | Yes | Behind the Meter | Net-metered residential rooftop and canopy |  | None | SunnyMac LLC | PSE&G | Accepted |  | 2020-03-26 | 2021-10-30 | SunPower, | A-Series400 | Solar Panels |  | 0.4 | 9 | 336 | 35 |  | Fixed | Roof
NJSTRE1545387912 | NJSRRE1544797779 | Transition Incentive Program | Stafford Township | 8050 | 18 | 6.03 | Residential | No | Behind the Meter | Behind the Meter |  | None | Green Power Energy | AC Electric | Eligible for TI Program | 2020-04-04 | 2020-04-09 | 2021-10-30 | Hanwha | Q.PEAK DUO BLK-G6 335 | Solar Panels |  | 0.335 | 18 | 241 | 35 |  | Fixed | Roof
NJSTRE1545387917 | NJSRRE1544728916 | Transition Incentive Program | FRANKLIN PARK | 8823 | 5 | 9.14 | Residential | Yes | Behind the Meter | Net-metered residential rooftop and canopy |  | None | Suntuity Solar LLC | PSE&G | Accepted | 2020-03-20 | 2020-03-24 | 2021-10-30 | Hanwha Solar | Q-Cells 315 Mono | Solar Panels |  | 0.315 | 4 | 205 | 35 |  | Fixed | Roof
NJSTRE1545387841 | NJSRRE1544630839 | Transition Incentive Program | Woodbridge TWP | 8830 | 11 | 7.56 | Residential | No | Behind the Meter | Net-metered residential rooftop and canopy |  | None | Tesla Energy Operations Inc. | PSE&G | Accepted | 2020-03-12 | 2020-03-17 | 2021-10-30 | Hanwha Q CELLS | Q.PEAK DUO BLK-G5/SC315 | Solar Panels |  | 0.315 | 24 | 224 | 30 |  | Fixed | Roof
NJSTRE1545387842 | NJSRRE1544857693 | Transition Incentive Program | Newark | 7107 | 9 | 6.7 | Residential | No | Behind the Meter | Behind the Meter |  | None | Skyline Solar LLC | PSE&G | Eligible for TI Program | 2020-04-17 | 2020-04-23 | 2021-10-30 | LG | LG335 | Solar Panels |  | 0.335 | 2 | 112 | 42 |  | Fixed | Roof
NJSTRE1545387851 | NJSRRE1544610793 | Transition Incentive Program | Mount Laurel | 8054 | 13 | 14.28 | Residential | No | Behind the Meter | Net-metered residential rooftop and canopy |  | None | Trinity Solar | PSE&G | Final As-Built Received |  | 2020-03-10 | 2021-10-30 | HANWHA | Q.PEAK DUO BLK-G6 340 | Solar Panels |  | 0.34 | 16 | 243 | 18 |  | Fixed | Roof
NJSTRE1545387851 | NJSRRE1544610793 | Transition Incentive Program | Mount Laurel | 8054 | 13 | 14.28 | Residential | No | Behind the Meter | Net-metered residential rooftop and canopy |  | None | Trinity Solar | PSE&G | Final As-Built Received |  | 2020-03-10 | 2021-10-30 | HANWHA | Q.PEAK DUO BLK-G6 340 | Solar Panels |  | 0.34 | 3 | 243 | 18 |  | Fixed | Roof
NJSTRE1545387857 | NJSRRE1544764682 | Transition Incentive Program | New Brunswick | 8901 | 11 | 8.37 | Residential | Yes | Behind the Meter | Behind the Meter |  | None | Sunrun Installation Services, Inc. | PSE&G | Eligible for TI Program | 2020-03-25 | 2020-03-30 | 2021-10-30 | REC Solar | REC310TP2M | Solar Panels |  | 0.31 | 27 | 218 | 43 |  | Fixed | Roof
NJSTRE1545387863 | NJSRRE1544701593 | Transition Incentive Program | Elizabeth | 7208 | 10 | 8.99 | Residential | Yes | Behind the Meter | Behind the Meter |  | None | Sunrun Installation Services, Inc. | PSE&G | Eligible for TI Program | 2020-03-16 | 2020-03-19 | 2021-10-30 | REC Solar | REC310TP2M | Solar Panels |  | 0.31 | 20 | 48 | 37 |  | Fixed | Roof
NJSTRE1545387868 | NJSRRE1544818408 | Transition Incentive Program | Howell | 7731 | 17 | 11.97 | Residential | No | Behind the Meter | Net-metered residential rooftop and canopy |  | None | Morgan Associates and Consulting LLC | JCP&L | Accepted |  | 2020-04-17 | 2021-10-30 | LG | LG315N1C-G4 | Solar Panels |  | 0.315 | 38 | 172 | 33 |  | Fixed | Roof
NJSTRE1545387876 | NJSRRE1544802331 | Transition Incentive Program | Perth Amboy | 8861 | 11 | 16.75 | Residential | Yes | Behind the Meter | Behind the Meter |  | None | Pro Custom Solar dba Momentum Solar | PSE&G | Eligible for TI Program | 2020-04-06 | 2020-04-09 | 2021-10-30 | Hanwha | Q.Peak DUO BLK-G6+ 335 | Solar Panels |  | 0.335 | 10 | 214 | 20 |  | Fixed | Roof
NJSTRE1545387886 | NJSRRE1544816610 | Transition Incentive Program | West Caldwell | 7006 | 9 | 6.21 | Residential | No | Behind the Meter | Behind the Meter |  | None | Pro Custom Solar dba Momentum Solar | PSE&G | Eligible for TI Program | 2020-04-08 | 2020-04-15 | 2021-10-30 | LG Electronics | LG 345N1C-V5 | Solar Panels |  | 0.345 | 18 | 131 | 24 |  | Fixed | Roof
NJSTRE1545387893 | NJSRRE1544680171 | Transition Incentive Program | Marlton | 8053 | 13 | 6.72 | Residential | Yes | Behind the Meter | Net-metered residential rooftop and canopy |  | None | Vivint Solar Developer, LLC | PSE&G | Accepted | 2020-03-13 | 2020-03-18 | 2021-10-30 | JINKO SOLAR | JKM320M-60HBL | Solar Panels |  | 0.32 | 6 | 147 | 24 |  | Fixed | Roof
NJSTRE1545387909 | NJSRRE1544764753 | Transition Incentive Program | Paterson | 7503 | 6 | 4.08 | Residential | Yes | Behind the Meter | Behind the Meter |  | None | Trinity Solar | PSE&G | Eligible for TI Program | 2020-03-25 | 2020-03-31 | 2021-10-30 | Hanwha | Q.PEAK DUO BLK-G6 340 | Solar Panels |  | 0.34 | 4 | 257 | 34 |  | Fixed | Roof
NJSTRE1545387928 | NJSRRE1544623685 | Transition Incentive Program | EDISON | 8820 | 11 | 12.48 | Residential | Yes | Behind the Meter | Net-metered residential rooftop and canopy |  | None | Vivint Solar Developer, LLC | PSE&G | Accepted | 2020-03-10 | 2020-03-13 | 2021-10-30 | Jinko Solar | JKM320M-60HBL | Solar Panels |  | 0.32 | 24 | 176 | 23 |  | Fixed | Roof
NJSTRE1545387934 | NJSRRE1544816590 | Transition Incentive Program | Mckee City | 8234 | 19 | 19.62 | Residential | Yes | Behind the Meter | Net-metered residential rooftop and canopy |  | None | SunnyMac LLC | AC Electric | Accepted |  | 2020-04-15 | 2021-10-30 | SunPower | SPR-E20-327 | Solar Panels |  | 0.327 | 22 | 130 | 30 |  | Fixed | Roof
NJSTRE1545387862 | NJSRRE1544736092 | Transition Incentive Program | UNION | 7083 | 10 | 8.32 | Residential | Yes | Behind the Meter | Behind the Meter |  | None | Vivint Solar Developer, LLC | PSE&G | Eligible for TI Program | 2020-03-23 | 2020-03-25 | 2021-10-30 | JINKO SOLAR | JKM320M-60HBL | Solar Panels |  | 0.32 | 10 | 65 | 24 |  | Fixed | Roof
NJSTRE1545387864 | NJSRRE1544610820 | Transition Incentive Program | Teaneck | 7666 | 7 | 7.85 | Residential | Yes | Behind the Meter | Net-metered residential rooftop and canopy |  | None | SunPower Corporation, Systems | PSE&G | Accepted |  | 2020-03-10 | 2021-10-30 | SUNPOWER | SPR-E20-327-E-AC | Solar Panels |  | 0.327 | 2 | 287 | 50 |  | Fixed | Roof
NJSTRE1545387864 | NJSRRE1544610820 | Transition Incentive Program | Teaneck | 7666 | 7 | 7.85 | Residential | Yes | Behind the Meter | Net-metered residential rooftop and canopy |  | None | SunPower Corporation, Systems | PSE&G | Accepted |  | 2020-03-10 | 2021-10-30 | SUNPOWER | SPR-E20-327-E-AC | Solar Panels |  | 0.327 | 9 | 107 | 30 |  | Fixed | Roof
NJSTRE1545387874 | NJSRRE1544768876 | Transition Incentive Program | Nutley | 7110 | 9 | 4.69 | Residential | Yes | Behind the Meter | Behind the Meter |  | None | Trinity Solar | PSE&G | Eligible for TI Program | 2020-03-27 | 2020-04-01 | 2021-10-30 | Solar Edge | QPEAK DUO BLK-G6 335 | Solar Panels |  | 0.335 | 14 | 196 | 40 |  | Fixed | Roof
NJSTRE1545387876 | NJSRRE1544802331 | Transition Incentive Program | Perth Amboy | 8861 | 11 | 16.75 | Residential | Yes | Behind the Meter | Behind the Meter |  | None | Pro Custom Solar dba Momentum Solar | PSE&G | Eligible for TI Program | 2020-04-06 | 2020-04-09 | 2021-10-30 | Hanwha | Q.Peak DUO BLK-G6+ 335 | Solar Panels |  | 0.335 | 8 | 34 | 22 |  | Fixed | Roof
NJSTRE1545387876 | NJSRRE1544802331 | Transition Incentive Program | Perth Amboy | 8861 | 11 | 16.75 | Residential | Yes | Behind the Meter | Behind the Meter |  | None | Pro Custom Solar dba Momentum Solar | PSE&G | Eligible for TI Program | 2020-04-06 | 2020-04-09 | 2021-10-30 | Hanwha | Q.Peak DUO BLK-G6+ 335 | Solar Panels |  | 0.335 | 15 | 124 | 20 |  | Fixed | Roof
NJSTRE1545387885 | NJSRRE1544719592 | Transition Incentive Program | Roselle | 7203 | 10 | 6.72 | Residential | Yes | Behind the Meter | Net-metered residential rooftop and canopy |  | None | Whitman Construction, LLC | PSE&G | Accepted | 2020-03-20 | 2020-03-23 | 2021-10-30 | Trina Solar | TSM-320DD05H | Solar Panels |  | 0.32 | 12 | 258 | 43 |  | Fixed | Roof
NJSTRE1545387887 | NJSRRE1544701482 | Transition Incentive Program | East Rutherford | 7073 | 7 | 8.82 | Residential | Yes | Behind the Meter | Net-metered residential rooftop and canopy |  | None | Trinity Solar | PSE&G | Final As-Built Received | 2020-03-16 | 2020-03-19 | 2021-10-30 | HANWHA | Q.PEAK DUO BLK-G5 315 | Solar Panels |  | 0.315 | 12 | 217 | 27 |  | Fixed | Roof
NJSTRE1545387896 | NJSRRE1544835895 | Transition Incentive Program | High Bridge | 8829 | 4 | 16.75 | Residential | Yes | Behind the Meter | Behind the Meter |  | None | Pro Custom Solar dba Momentum Solar | JCP&L | Eligible for TI Program | 2020-04-13 | 2020-04-20 | 2021-10-30 | Hanwha | Q.Peak DUO BLK-G6+ 335 | Solar Panels |  | 0.335 | 24 | 104 | 26 |  | Fixed | Roof
NJSTRE1545387900 | NJSRRE1544724214 | Transition Incentive Program | Pleasantville | 8232 | 19 | 7.36 | Residential | Yes | Behind the Meter | Net-metered residential rooftop and canopy |  | None | Vivint Solar Developer, LLC | AC Electric | Accepted | 2020-03-19 | 2020-03-24 | 2021-10-30 | JINKO SOLAR | JKM320M-60HBL | Solar Panels |  | 0.32 | 23 | 206 | 34 |  | Fixed | Roof
NJSTRE1545387909 | NJSRRE1544764753 | Transition Incentive Program | Paterson | 7503 | 6 | 4.08 | Residential | Yes | Behind the Meter | Behind the Meter |  | None | Trinity Solar | PSE&G | Eligible for TI Program | 2020-03-25 | 2020-03-31 | 2021-10-30 | Hanwha | Q.PEAK DUO BLK-G6 340 | Solar Panels |  | 0.34 | 3 | 257 | 23 |  | Fixed | Roof
NJSTRE1545387918 | NJSRRE1544802086 | Transition Incentive Program | Blackwood | 8012 | 14 | 18.02 | Residential | Yes | Behind the Meter | Net-metered residential rooftop and canopy |  | None | Trinity Solar | PSE&G | Final As-Built Received |  | 2020-04-09 | 2021-10-30 | HANWHA | Q.PEAK DUO BLK-G6 340 | Solar Panels |  | 0.34 | 29 | 95 | 26 |  | Fixed | Roof
NJSTRE1545387927 | NJSRRE1544737095 | Transition Incentive Program | Ocean | 7712 | 17 | 11.34 | Residential | Yes | Behind the Meter | Net-metered residential rooftop and canopy |  | None | Tesla Energy Operations Inc. | JCP&L | Accepted | 2020-03-20 | 2020-03-25 | 2021-10-30 | Hanwha Q CELLS | Q.PEAK DUO BLK-G5/SC315 | Solar Panels |  | 0.315 | 2 | 106 | 37 |  | Fixed | Roof
NJSTRE1545387443 | NJSRRE1544166261 | Transition Incentive Program | Monroe | 8831 | 11 | 15.08 | Residential | No | Behind the Meter | Net-metered residential rooftop and canopy |  | None | Morgan Associates and Consulting LLC | JCP&L | Accepted |  | 2020-01-20 | 2021-10-30 | Lg | LG 335 | Solar Panels |  | 0.335 | 45 | 158 | 14 |  | Fixed | Roof
NJSTRE1545387450 | NJSRRE1543651775 | Transition Incentive Program | Toms River | 8753 | 18 | 14.72 | Residential | Yes | Behind the Meter | Behind the Meter |  | None | GenRenew, LLC | JCP&L | Eligible for TI Program | 2019-12-23 | 2019-12-27 | 2021-10-30 | sunpower | SPR-E20-327-E-AC | Solar Panels |  | 0.327 | 3 | 316 | 18 |  | Fixed | Roof
NJSTRE1545387450 | NJSRRE1543651775 | Transition Incentive Program | Toms River | 8753 | 18 | 14.72 | Residential | Yes | Behind the Meter | Behind the Meter |  | None | GenRenew, LLC | JCP&L | Eligible for TI Program | 2019-12-23 | 2019-12-27 | 2021-10-30 | sunpower | SPR-E20-327-E-AC | Solar Panels |  | 0.327 | 3 | 136 | 18 |  | Fixed | Roof
NJSTRE1545387455 | NJSRRE1543575085 | Transition Incentive Program | Princeton | 8540 | 12 | 11.63 | Residential | No | Behind the Meter | Net-metered residential rooftop and canopy |  | None | Green Power Energy | PSE&G | Final As-Built Received |  | 2019-12-26 | 2021-10-30 | LG Electronics | LG375Q1C-V5 | Solar Panels |  | 0.375 | 10 | 203 | 24 |  | Fixed | Roof
NJSTRE1545387456 | NJSRRE1544514450 | Transition Incentive Program | Wayne | 7470 | 6 | 4.41 | Residential | Yes | Behind the Meter | Net-metered residential rooftop and canopy |  | None | Trinity Solar | PSE&G | Accepted |  | 2020-02-25 | 2021-10-30 | Hanwha 315 | Q.PEAK DUO BLK-G5 315 | Solar Panels |  | 0.315 | 14 | 175 | 23 |  | Fixed | Roof
NJSTRE1545387461 | NJSRRE1544152314 | Transition Incentive Program | Union | 7083 | 10 | 4.08 | Residential | Yes | Behind the Meter | Behind the Meter |  | None | Pro Custom Solar dba Momentum Solar | PSE&G | Eligible for TI Program | 2020-01-09 | 2020-01-14 | 2021-10-30 | HANWHA | Q.Peak DOU BLK-G6 340 | Solar Panels |  | 0.34 | 12 | 256 | 23 |  | Fixed | Roof
NJSTRE1545387466 | NJSRRE1543662592 | Transition Incentive Program | Brick | 8724 | 18 | 7.25 | Residential | Yes | Behind the Meter | Behind the Meter |  | None | Pro Custom Solar dba Momentum Solar | JCP&L | Eligible for TI Program | 2019-12-23 | 2019-12-30 | 2021-10-30 | Hanwha | Q.Peak DUO BLK-G5 315 | Solar Panels |  | 0.315 | 5 | 244 | 15 |  | Fixed | Roof
NJSTRE1545387466 | NJSRRE1543662592 | Transition Incentive Program | Brick | 8724 | 18 | 7.25 | Residential | Yes | Behind the Meter | Behind the Meter |  | None | Pro Custom Solar dba Momentum Solar | JCP&L | Eligible for TI Program | 2019-12-23 | 2019-12-30 | 2021-10-30 | Hanwha | Q.Peak DUO BLK-G5 315 | Solar Panels |  | 0.315 | 6 | 155 | 13 |  | Fixed | Roof
NJSTRE1545387470 | NJSRRE1543451825 | Transition Incentive Program | Camden | 8105 | 14 | 3.78 | Residential | Yes | Behind the Meter | Net-metered residential rooftop and canopy |  | None | Vivint Solar Developer, LLC | PSE&G | Accepted | 2019-11-27 | 2019-12-03 | 2021-10-30 | Hanwha | Q.PEAK BLK-G5 315 | Solar Panels |  | 0.315 | 12 | 219 | 2 |  | Fixed | Roof
NJSTRE1545387471 | NJSRRE1543656993 | Transition Incentive Program | Piscataway | 8854 | 11 | 17.69 | Residential | Yes | Behind the Meter | Behind the Meter |  | None | Sunrun Installation Services, Inc. | PSE&G | Eligible for TI Program | 2019-12-23 | 2019-12-27 | 2021-10-30 | REC Solar | REC290TP2 BLK | Solar Panels |  | 0.29 | 33 | 178 | 31 |  | Fixed | Roof
NJSTRE1545387475 | NJSRRE1543478365 | Transition Incentive Program | BERGENFIELD | 7621 | 7 | 8.82 | Residential | Yes | Behind the Meter | Net-metered residential rooftop and canopy |  | None | Vivint Solar Developer, LLC | PSE&G | Accepted | 2019-12-04 | 2019-12-06 | 2021-10-30 | Hanwha Solar | Q.PEAKBLK-G5315 | Solar Panels |  | 0.315 | 12 | 177 | 28 |  | Fixed | Roof
NJSTRE1545387479 | NJSRRE1544164772 | Transition Incentive Program | East Orange | 7017 | 9 | 5.36 | Residential | No | Behind the Meter | Behind the Meter |  | None | Trinity Solar | PSE&G | Eligible for TI Program | 2020-01-14 | 2020-01-17 | 2021-10-30 | Hanwha 315 | Q.PEAK DUO BLK-G5 315 | Solar Panels |  | 0.315 | 8 | 122 | 14 |  | Fixed | Roof
NJSTRE1545387479 | NJSRRE1544164772 | Transition Incentive Program | East Orange | 7017 | 9 | 5.36 | Residential | No | Behind the Meter | Behind the Meter |  | None | Trinity Solar | PSE&G | Eligible for TI Program | 2020-01-14 | 2020-01-17 | 2021-10-30 | Hanwha 315 | Q.PEAK DUO BLK-G5 315 | Solar Panels |  | 0.315 | 3 | 122 | 43 |  | Fixed | Roof
NJSTRE1545387894 | NJSRRE1544621139 | Transition Incentive Program | Delran | 8075 | 13 | 11.52 | Residential | No | Behind the Meter | Net-metered residential rooftop and canopy |  | None | Whitman Construction, LLC | PSE&G | Accepted | 2020-03-09 | 2020-03-11 | 2021-10-30 | Trina Solar | TSM-320DD05H | Solar Panels |  | 0.32 | 4 | 238 | 30 |  | Fixed | Roof
NJSTRE1545387896 | NJSRRE1544835895 | Transition Incentive Program | High Bridge | 8829 | 4 | 16.75 | Residential | Yes | Behind the Meter | Behind the Meter |  | None | Pro Custom Solar dba Momentum Solar | JCP&L | Eligible for TI Program | 2020-04-13 | 2020-04-20 | 2021-10-30 | Hanwha | Q.Peak DUO BLK-G6+ 335 | Solar Panels |  | 0.335 | 26 | 284 | 26 |  | Fixed | Roof
NJSTRE1545387899 | NJSRRE1544610843 | Transition Incentive Program | Hillsborough Township | 8844 | 5 | 6.87 | Residential | No | Behind the Meter | Net-metered residential rooftop and canopy |  | None | SunPower Corporation, Systems | PSE&G | Final As-Built Received |  | 2020-03-10 | 2021-10-30 | SUNPOWER | SPR-E20-327-E-AC | Solar Panels |  | 0.327 | 21 | 141 | 25 |  | Fixed | Roof
NJSTRE1545387902 | NJSRRE1544610798 | Transition Incentive Program | SCOTCH PLAINS | 7076 | 10 | 18.2 | Residential | No | Behind the Meter | Behind the Meter |  | None | Infinity Solar Systems | PSE&G | Eligible for TI Program | 2020-03-05 | 2020-03-10 | 2021-10-30 | LG | LG350N1C-V5 | Solar Panels |  | 0.35 | 18 | 127 | 5 |  | Fixed | Roof
NJSTRE1545387905 | NJSRRE1544621619 | Transition Incentive Program | BOONTON | 7005 | 3 | 10.88 | Residential | Yes | Behind the Meter | Net-metered residential rooftop and canopy |  | None | Vivint Solar Developer, LLC | JCP&L | Accepted | 2020-03-10 | 2020-03-12 | 2021-10-30 | JINKO SOLAR | JKM320M-60HBL | Solar Panels |  | 0.32 | 13 | 121 | 29 |  | Fixed | Roof
NJSTRE1545387910 | NJSRRE1544760264 | Transition Incentive Program | Paterson City | 7503 | 6 | 9.6 | Residential | Yes | Behind the Meter | Net-metered residential rooftop and canopy |  | None | SunnyMac LLC | PSE&G | Accepted |  | 2020-03-26 | 2021-10-30 | SunPower | A-Series400 | Solar Panels |  | 0.4 | 15 | 156 | 35 |  | Fixed | Roof
NJSTRE1545387915 | NJSRRE1544758732 | Transition Incentive Program | Burlington City | 8016 | 13 | 9.6 | Residential | Yes | Behind the Meter | Behind the Meter |  | None | Skyline Solar, LLC | PSE&G | Eligible for TI Program | 2020-03-23 | 2020-03-26 | 2021-10-30 | Hanwha Q-Cells | Q.PEAK DUO-G5 320 | Solar Panels |  | 0.32 | 30 | 249 | 29 |  | Fixed | Roof
NJSTRE1545387918 | NJSRRE1544802086 | Transition Incentive Program | Blackwood | 8012 | 14 | 18.02 | Residential | Yes | Behind the Meter | Net-metered residential rooftop and canopy |  | None | Trinity Solar | PSE&G | Final As-Built Received |  | 2020-04-09 | 2021-10-30 | HANWHA | Q.PEAK DUO BLK-G6 340 | Solar Panels |  | 0.34 | 24 | 185 | 45 |  | Fixed | Roof
NJSTRE1545387927 | NJSRRE1544737095 | Transition Incentive Program | Ocean | 7712 | 17 | 11.34 | Residential | Yes | Behind the Meter | Net-metered residential rooftop and canopy |  | None | Tesla Energy Operations Inc. | JCP&L | Accepted | 2020-03-20 | 2020-03-25 | 2021-10-30 | Hanwha Q CELLS | Q.PEAK DUO BLK-G5/SC315 | Solar Panels |  | 0.315 | 2 | 286 | 37 |  | Fixed | Roof
NJSTRE1545387929 | NJSRRE1544760168 | Transition Incentive Program | West Winsor | 8550 | 12 | 4.48 | Residential | No | Behind the Meter | Behind the Meter |  | None | US Clean Energy Construction Inc. | PSE&G | Eligible for TI Program | 2020-03-24 | 2020-03-26 | 2021-10-30 | Trina | Trina320 | Solar Panels |  | 0.32 | 6 | 94 | 15 |  | Fixed | Roof | roof
NJSTRE1545387932 | NJSRRE1544626547 | Transition Incentive Program | Newton | 7860 | 1 | 13.64 | Residential | Yes | Behind the Meter | Behind the Meter |  | None | 1st Light Energy Inc | JCP&L | Eligible for TI Program | 2020-03-11 | 2020-03-16 | 2021-10-30 | Longi | LR6-60HPB-310M | Solar Panels |  | 0.31 | 10 | 216 | 14 |  | Fixed | Roof
NJSTRE1545387944 | NJSRRE1544817670 | Transition Incentive Program | Plainfield | 7062 | 10 | 13.07 | Residential | Yes | Behind the Meter | Net-metered residential rooftop and canopy |  | None | Pro Custom Solar dba Momentum Solar | PSE&G | Accepted | 2020-04-09 | 2020-04-15 | 2021-10-30 | Hanwha | Q.Peak DUO BLK-G6+ 335 | Solar Panels |  | 0.335 | 9 | 308 | 23 |  | Fixed | Roof
NJSTRE1545387950 | NJSRRE1544551273 | Transition Incentive Program | Wildwood | 8260 | 21 | 5.36 | Residential | Yes | Behind the Meter | Net-metered residential rooftop and canopy |  | None | Vision Solar LLC | AC Electric | Accepted | 2020-02-28 | 2020-03-04 | 2021-10-30 | LG SOLAR | lg335n1k-v5 | Solar Panels |  | 0.335 | 6 | 137 | 28 |  | Fixed | Roof
NJSTRE1545387929 | NJSRRE1544760168 | Transition Incentive Program | West Winsor | 8550 | 12 | 4.48 | Residential | No | Behind the Meter | Behind the Meter |  | None | US Clean Energy Construction Inc. | PSE&G | Eligible for TI Program | 2020-03-24 | 2020-03-26 | 2021-10-30 | Trina | Trina320 | Solar Panels |  | 0.32 | 1 | 274 | 20 |  | Fixed | Roof
NJSTRE1545387930 | NJSRRE1544773674 | Transition Incentive Program | Denville | 7834 | 3 | 8.06 | Residential | Yes | Behind the Meter | Behind the Meter |  | None | Sunrun Installation Services, Inc. | JCP&L | Eligible for TI Program | 2020-03-30 | 2020-04-09 | 2021-10-30 | REC Solar | REC310TP2M | Solar Panels |  | 0.31 | 26 | 180 | 30 |  | Fixed | Roof
NJSTRE1545387937 | NJSRRE1544886858 | Transition Incentive Program | Wenonah | 8090 | 15 | 5.1 | Residential | No | Behind the Meter | Net-metered residential rooftop and canopy |  | None | Trinity Solar | PSE&G | Final As-Built Received |  | 2020-04-28 | 2021-10-30 | HANWHA | Q.PEAK DUO BLK-G6 340 | Solar Panels |  | 0.34 | 15 | 129 | 34 |  | Fixed | Roof
NJSTRE1545387941 | NJSRRE1544813255 | Transition Incentive Program | Spring Lake | 7762 | 17 | 7.75 | Residential | No | Behind the Meter | Behind the Meter |  | None | Sunrun Installation Services, Inc. | JCP&L | Eligible for TI Program | 2020-04-08 | 2020-04-15 | 2021-10-30 | REC Solar | REC310TP2M | Solar Panels |  | 0.31 | 7 | 162 | 45 |  | Fixed | Roof
NJSTRE1545387948 | NJSRRE1544846385 | Transition Incentive Program | Hammonton | 8037 | 19 | 10.88 | Residential | Yes | Behind the Meter | Behind the Meter |  | None | All Season Solar | AC Electric | Eligible for TI Program | 2020-04-15 | 2020-04-22 | 2021-10-30 | Trina | TSMDD06M.05II | Solar Panels |  | 0.32 | 34 | 133 | 26 |  | Fixed | Roof
NJSTRE1545387950 | NJSRRE1544551273 | Transition Incentive Program | Wildwood | 8260 | 21 | 5.36 | Residential | Yes | Behind the Meter | Net-metered residential rooftop and canopy |  | None | Vision Solar LLC | AC Electric | Accepted | 2020-02-28 | 2020-03-04 | 2021-10-30 | lg solar | lg335n1k-v5 | Solar Panels |  | 0.335 | 7 | 137 | 10 |  | Fixed | Roof
NJSTRE1545387950 | NJSRRE1544551273 | Transition Incentive Program | Wildwood | 8260 | 21 | 5.36 | Residential | Yes | Behind the Meter | Net-metered residential rooftop and canopy |  | None | Vision Solar LLC | AC Electric | Accepted | 2020-02-28 | 2020-03-04 | 2021-10-30 | lg solar | lg335n1k-v5 | Solar Panels |  | 0.335 | 3 | 317 | 10 |  | Fixed | Roof
NJSTRE1545387959 | NJSRRE1544583423 | Transition Incentive Program | CHERRY HILL | 8002 | 14 | 9.92 | Residential | Yes | Behind the Meter | Net-metered residential rooftop and canopy |  | None | Vivint Solar Developer, LLC | PSE&G | Accepted | 2020-03-04 | 2020-03-06 | 2021-10-30 | Jinko | JKM320M-60HBL | Solar Panels |  | 0.32 | 14 | 135 | 22 |  | Fixed | Roof
NJSTRE1545387959 | NJSRRE1544583423 | Transition Incentive Program | CHERRY HILL | 8002 | 14 | 9.92 | Residential | Yes | Behind the Meter | Net-metered residential rooftop and canopy |  | None | Vivint Solar Developer, LLC | PSE&G | Accepted | 2020-03-04 | 2020-03-06 | 2021-10-30 | Jinko | JKM320M-60HBL | Solar Panels |  | 0.32 | 12 | 225 | 22 |  | Fixed | Roof
NJSTRE1545387963 | NJSRRE1544621511 | Transition Incentive Program | Gloucester | 8012 | 14 | 10.85 | Residential | Yes | Behind the Meter | Behind the Meter |  | None | Sunrun Installation Services, Inc. | PSE&G | Eligible for TI Program | 2020-03-09 | 2020-03-12 | 2021-10-30 | REC Solar | REC310TP2M | Solar Panels |  | 0.31 | 17 | 254 | 30 |  | Fixed | Roof
NJSTRE1545387970 | NJSRRE1544779224 | Transition Incentive Program | Egg Harbor Twp | 8234 | 19 | 4.16 | Residential | Yes | Behind the Meter | Net-metered residential rooftop and canopy |  | None | All Season Solar | AC Electric | Final As-Built Received | 2020-04-01 | 2020-04-09 | 2021-10-30 | Trina | TSMDD06M.05II | Solar Panels |  | 0.32 | 13 | 158 | 33 |  | Fixed | Roof
NJSTRE1545387971 | NJSRRE1544761205 | Transition Incentive Program | Rahway | 7065 | 10 | 7.13 | Residential | Yes | Behind the Meter | Behind the Meter |  | None | Sunrun Installation Services, Inc. | PSE&G | Eligible for TI Program | 2020-03-24 | 2020-03-27 | 2021-10-30 | REC Solar | REC310TP2M | Solar Panels |  | 0.31 | 12 | 32 | 34 |  | Fixed | Roof
NJSTRE1545387973 | NJSRRE1544804744 | Transition Incentive Program | Deptford | 8096 | 15 | 4.08 | Residential | Yes | Behind the Meter | Behind the Meter |  | None | Trinity Solar | PSE&G | Eligible for TI Program | 2020-04-07 | 2020-04-10 | 2021-10-30 | Hanwha 340 | Q.PEAK DUO BLK-G6 340 | Solar Panels |  | 0.34 | 12 | 148 | 7 |  | Fixed | Roof
NJSTRE1545387625 | NJSRRE1544529503 | Transition Incentive Program | Egg Harbor Township | 8234 | 19 | 8.16 | Residential | Yes | Behind the Meter | Net-metered residential rooftop and canopy |  | None | Trinity Solar | AC Electric | Final As-Built Received | 2020-02-25 | 2020-02-27 | 2021-10-30 | Hanwha 340 | Q.PEAK DUO BLK-G6 340 | Solar Panels |  | 0.34 | 24 | 202 | 26 |  | Fixed | Roof
NJSTRE1545387637 | NJSRRE1543570889 | Transition Incentive Program | Irvington | 7111 | 9 | 6.3 | Residential | Yes | Behind the Meter | Behind the Meter |  | None | Pro Custom Solar dba Momentum Solar | PSE&G | Eligible for TI Program | 2019-12-19 | 2019-12-26 | 2021-10-30 | Hanwha | Q.Peak DUO BLK-G5 315 | Solar Panels |  | 0.315 | 14 | 216 | 35 |  | Fixed | Roof
NJSTRE1545387646 | NJSRRE1544156607 | Transition Incentive Program | WEST ORANGE | 7052 | 9 | 4.1 | Residential | Yes | Behind the Meter | Net-metered residential rooftop and canopy |  | None | Vivint Solar Developer, LLC | PSE&G | Accepted | 2020-01-10 | 2020-01-15 | 2021-10-30 | Hanwha Solar | Q.PEAK BLK-G5 315 | Solar Panels |  | 0.315 | 5 | 118 | 19 |  | Fixed | Roof
NJSTRE1545387648 | NJSRRE1544147999 | Transition Incentive Program | Swainton | 8210 | 21 | 9.86 | Residential | No | Behind the Meter | Behind the Meter |  | None | Sunrun Installation Services, Inc. | AC Electric | Eligible for TI Program | 2020-01-08 | 2020-01-13 | 2021-10-30 | REC Solar | REC290TP2 BLK | Solar Panels |  | 0.29 | 11 | 60 | 30 |  | Fixed | Roof
NJSTRE1545387667 | NJSRRE1544143910 | Transition Incentive Program | Middlesex | 8846 | 11 | 16.32 | Residential | No | Behind the Meter | Behind the Meter |  | None | Sunrun Installation Services, Inc. | PSE&G | Eligible for TI Program | 2020-01-08 | 2020-01-13 | 2021-10-30 | Hanwha Q-Cells | Q.PEAK DUO-G7 320 | Solar Panels |  | 0.32 | 9 | 214 | 19 |  | Fixed | Roof
NJSTRE1545387667 | NJSRRE1544143910 | Transition Incentive Program | Middlesex | 8846 | 11 | 16.32 | Residential | No | Behind the Meter | Behind the Meter |  | None | Sunrun Installation Services, Inc. | PSE&G | Eligible for TI Program | 2020-01-08 | 2020-01-13 | 2021-10-30 | Hanwha Q-Cells | Q.PEAK DUO-G7 320 | Solar Panels |  | 0.32 | 15 | 305 | 18 |  | Fixed | Roof
NJSTRE1545387670 | NJSRRE1543656871 | Transition Incentive Program | Old Bridge Township | 8857 | 11 | 7.54 | Residential | Yes | Behind the Meter | Behind the Meter |  | None | Sunrun Installation Services, Inc. | JCP&L | Eligible for TI Program | 2019-12-23 | 2019-12-27 | 2021-10-30 | REC Solar | REC290TP2 BLK | Solar Panels |  | 0.29 | 21 | 275 | 9 |  | Fixed | Roof
NJSTRE1545387678 | NJSRRE1544374008 | Transition Incentive Program | Pleasantville | 8232 | 19 | 31.04 | Residential | No | Behind the Meter | Net-metered residential rooftop and canopy |  | None | Castle Energy, LLC | AC Electric | Accepted | 2020-02-05 | 2020-02-07 | 2021-10-30 | Hanwha Q-Cells | Q.Peak DUO-G5 320 | Solar Panels |  | 0.32 | 97 | 115 | 20 |  | Fixed | Roof
NJSTRE1545387679 | NJSRRE1544352602 | Transition Incentive Program | willingboro | 8046 | 13 | 20.77 | Residential | Yes | Behind the Meter | Net-metered residential rooftop and canopy |  | None | Vision Solar LLC | PSE&G | Accepted | 2020-02-04 | 2020-02-07 | 2021-10-30 | lg solar | lg335N1k-V5 | Solar Panels |  | 0.335 | 8 | 274 | 18 |  | Fixed | Roof
NJSTRE1545387680 | NJSRRE1543528750 | Transition Incentive Program | Sea Girt | 8750 | 17 | 9.57 | Residential | Yes | Behind the Meter | Behind the Meter |  | None | Sunrun Installation Services, Inc. | JCP&L | Eligible for TI Program | 2019-12-12 | 2019-12-16 | 2021-10-30 | REC Solar | REC290TP2 BLK | Solar Panels |  | 0.29 | 14 | 102 | 24 |  | Fixed | Roof
NJSTRE1545387680 | NJSRRE1543528750 | Transition Incentive Program | Sea Girt | 8750 | 17 | 9.57 | Residential | Yes | Behind the Meter | Behind the Meter |  | None | Sunrun Installation Services, Inc. | JCP&L | Eligible for TI Program | 2019-12-12 | 2019-12-16 | 2021-10-30 | REC Solar | REC290TP2 BLK | Solar Panels |  | 0.29 | 2 | 12 | 24 |  | Fixed | Roof
NJSTRE1545387693 | NJSRRE1544307926 | Transition Incentive Program | Bayville | 8721 | 18 | 5.99 | Residential | Yes | Behind the Meter | Net-metered residential rooftop and canopy |  | None | Suntuity Solar LLC | JCP&L | Accepted | 2020-01-27 | 2020-01-29 | 2021-10-30 | Hanwha Solar | Q-Cells 315 Mono | Solar Panels |  | 0.315 | 19 | 209 | 36 |  | Fixed | Roof
NJSTRE1545387486 | NJSRRE1543918517 | Transition Incentive Program | Penns Grove | 8069 | 16 | 5.12 | Residential | Yes | Behind the Meter | Behind the Meter |  | None | Skyline Solar, LLC | AC Electric | Eligible for TI Program | 2020-01-03 | 2020-01-07 | 2021-10-30 | Hanwha Q-Cells | Q.PEAK DUO-G5 320 | Solar Panels |  | 0.32 | 16 | 119299 | 22 |  | Fixed | Roof
NJSTRE1545387492 | NJSRRE1544199044 | Transition Incentive Program | WARETOWN | 8758 | 18 | 9.45 | Residential | Yes | Behind the Meter | Net-metered residential rooftop and canopy |  | None | Vivint Solar Developer, LLC | JCP&L | Accepted | 2020-01-20 | 2020-01-23 | 2021-10-30 | HANWHA SOLAR | Q.PEAK BLK-G5 315 | Solar Panels |  | 0.315 | 18 | 119 | 18 |  | Fixed | Roof
NJSTRE1545387501 | NJSRRE1544514226 | Transition Incentive Program | Willingboro | 8046 | 13 | 7.88 | Residential | Yes | Behind the Meter | Net-metered residential rooftop and canopy |  | None | Suntuity Solar LLC | PSE&G | Final As-Built Received | 2020-02-21 | 2020-02-25 | 2021-10-30 | Hanwha Solar | Q-Cells Q.PEAK DUO BLK-G5 | Solar Panels |  | 0.315 | 17 | 144 | 19 |  | Fixed | Roof
NJSTRE1545387502 | NJSRRE1544201029 | Transition Incentive Program | Hackensack | 7601 | 7 | 4.1 | Residential | Yes | Behind the Meter | Net-metered residential rooftop and canopy |  | None | Trinity Solar | PSE&G | Final As-Built Received |  | 2020-01-24 | 2021-10-30 | Hanwha | Q.PEAK DUO BLK-G5 315 | Solar Panels |  | 0.315 | 13 | 218 | 23 |  | Fixed | Roof
NJSTRE1545387505 | NJSRRE1543447214 | Transition Incentive Program | Sicklerville | 8081 | 14 | 7.15 | Residential | No | Behind the Meter | Behind the Meter |  | None | Green Power Energy | AC Electric | Eligible for TI Program | 2019-11-26 | 2019-12-02 | 2021-10-30 | Panasonic | VBHN325KA03 | Solar Panels |  | 0.325 | 5 | 57 | 27 |  | Fixed | Roof
NJSTRE1545387506 | NJSRRE1543478103 | Transition Incentive Program | Lincoln Park | 7035 | 3 | 12.92 | Residential | Yes | Behind the Meter | Behind the Meter |  | None | Pro Custom Solar dba Momentum Solar | JCP&L | Eligible for TI Program | 2019-12-04 | 2019-12-06 | 2021-10-30 | Hanwha | Q.Peak DUO BLK-G5 315 | Solar Panels |  | 0.315 | 27 | 81 | 18 |  | Fixed | Roof
NJSTRE1545387510 | NJSRRE1544465774 | Transition Incentive Program | vineland | 8361 | 20 | 6.7 | Residential | Yes | Behind the Meter | Net-metered residential rooftop and canopy |  | None | Vision Solar LLC | Vineland Muni Electric | Accepted | 2020-02-17 | 2020-02-19 | 2021-10-30 | lg solar | lg335n1k-v5 | Solar Panels |  | 0.335 | 14 | 93 | 18 |  | Fixed | Roof
NJSTRE1545387514 | NJSRRE1544316851 | Transition Incentive Program | Teaneck | 7666 | 7 | 13.86 | Residential | Yes | Behind the Meter | Behind the Meter |  | None | Trinity Solar | PSE&G | Eligible for TI Program | 2020-01-28 | 2020-01-31 | 2021-10-30 | Hanwha | Q.PEAK DUO BLK-G5 315 | Solar Panels |  | 0.315 | 16 | 116 | 34 |  | Fixed | Roof
NJSTRE1545387531 | NJSRRE1544441153 | Transition Incentive Program | Bloomfield | 7003 | 9 | 9.45 | Residential | Yes | Behind the Meter | Behind the Meter |  | None | Pro Custom Solar dba Momentum Solar | PSE&G | Eligible for TI Program | 2020-02-12 | 2020-02-17 | 2021-10-30 | LG ELECTRONICS | LG 350N1C-V5 | Solar Panels |  | 0.35 | 5 | 282 | 21 |  | Fixed | Roof
NJSTRE1545387542 | NJSRRE1544130322 | Transition Incentive Program | Freehold | 7728 | 17 | 11.03 | Residential | Yes | Behind the Meter | Behind the Meter |  | None | Pro Custom Solar dba Momentum Solar | JCP&L | Eligible for TI Program | 2020-01-07 | 2020-01-10 | 2021-10-30 | HANWHA | Q.Peak DUO BLK-G5 315 | Solar Panels |  | 0.315 | 22 | 251 | 19 |  | Fixed | Roof
NJSTRE1545387546 | NJSRRE1543563321 | Transition Incentive Program | Vineland | 8361 | 20 | 7.44 | Residential | No | Behind the Meter | Net-metered residential rooftop and canopy |  | None | Bright Planet Solar | Vineland Muni Electric | Accepted |  | 2019-12-20 | 2021-10-30 | LONGI | LR6-60PB-310M | Solar Panels |  | 0.31 | 7 | 285 | 34 |  | Fixed | Roof
NJSTRE1545387547 | NJSRRE1544213793 | Transition Incentive Program | Mount Arlington | 7856 | 3 | 17.36 | Residential | Yes | Behind the Meter | Behind the Meter |  | None | Sunrun Installation Services, Inc. | JCP&L | Eligible for TI Program | 2020-01-22 | 2020-01-27 | 2021-10-30 | REC Solar | REC310TP2M | Solar Panels |  | 0.31 | 24 | 302 | 23 |  | Fixed | Roof
NJSTRE1545387716 | NJSRRE1543823832 | Transition Incentive Program | SOMERSET | 8873 | 5 | 4.1 | Residential | Yes | Behind the Meter | Net-metered residential rooftop and canopy |  | None | Vivint Solar Developer, LLC | PSE&G | Accepted | 2019-12-31 | 2020-01-02 | 2021-10-30 | Hanwha Solar | Q.PEAK BLK-G5 315 | Solar Panels |  | 0.315 | 4 | 355 | 24 |  | Fixed | Roof
NJSTRE1545387735 | NJSRRE1544221023 | Transition Incentive Program | VILLAS | 8251 | 21 | 7.88 | Residential | Yes | Behind the Meter | Net-metered residential rooftop and canopy |  | None | Vivint Solar Developer, LLC | AC Electric | Accepted | 2020-01-24 | 2020-01-29 | 2021-10-30 | HANWHA SOLAR | Q.PEAK BLK-G5 315 | Solar Panels |  | 0.315 | 2 | 27 | 23 |  | Fixed | Roof
NJSTRE1545387735 | NJSRRE1544221023 | Transition Incentive Program | VILLAS | 8251 | 21 | 7.88 | Residential | Yes | Behind the Meter | Net-metered residential rooftop and canopy |  | None | Vivint Solar Developer, LLC | AC Electric | Accepted | 2020-01-24 | 2020-01-29 | 2021-10-30 | HANWHA SOLAR | Q.PEAK BLK-G5 315 | Solar Panels |  | 0.315 | 6 | 27 | 23 |  | Fixed | Roof
NJSTRE1545387743 | NJSRRE1544512179 | Transition Incentive Program | NORTH PLAINFIELD | 7060 | 10 | 10.88 | Residential | Yes | Behind the Meter | Net-metered residential rooftop and canopy |  | None | Vivint Solar Developer, LLC | PSE&G | Accepted | 2020-02-21 | 2020-02-24 | 2021-10-30 | JINKO SOLAR | JKM320M-60HBL | Solar Panels |  | 0.32 | 19 | 308 | 40 |  | Fixed | Roof
NJSTRE1545387749 | NJSRRE1544514425 | Transition Incentive Program | POINT PLEASANT | 8742 | 18 | 7.13 | Residential | Yes | Behind the Meter | Net-metered residential rooftop and canopy |  | None | Bright Planet Solar | JCP&L | Accepted |  | 2020-02-25 | 2021-10-30 | LONGI | LR-60HPB-310M | Solar Panels |  | 0.31 | 19 | 99 | 22 |  | Fixed | Roof
NJSTRE1545387750 | NJSRRE1544419862 | Transition Incentive Program | Jersey City | 7305 | 8 | 4.96 | Residential | Yes | Behind the Meter | Behind the Meter |  | None | Skyline Solar, LLC | PSE&G | Eligible for TI Program | 2020-02-07 | 2020-02-12 | 2021-10-30 | Silfab | SLA310M | Solar Panels |  | 0.31 | 16 | 136316 | 43 |  | Fixed | Roof
NJSTRE1545387755 | NJSRRE1543880437 | Transition Incentive Program | Jersey City | 7302 | 8 | 7.68 | Residential | Yes | Behind the Meter | Behind the Meter |  | None | Sunrun Installation Services, Inc. | PSE&G | Eligible for TI Program | 2020-01-02 | 2020-01-07 | 2021-10-30 | Hanwha Q-Cells | Q.PEAK DUO-G7 320 | Solar Panels |  | 0.32 | 19 | 276 | 16 |  | Fixed | Roof
NJSTRE1545387776 | NJSRRE1543443406 | Transition Incentive Program | Willingboro | 8046 | 13 | 12.42 | Residential | Yes | Behind the Meter | Behind the Meter |  | None | Pro Custom Solar dba Momentum Solar | PSE&G | Eligible for TI Program | 2019-11-25 | 2019-11-27 | 2021-10-30 | LG Electronics | LG 345N1C-V5 | Solar Panels |  | 0.345 | 21 | 225 | 26 |  | Fixed | Roof
NJSTRE1545387776 | NJSRRE1543443406 | Transition Incentive Program | Willingboro | 8046 | 13 | 12.42 | Residential | Yes | Behind the Meter | Behind the Meter |  | None | Pro Custom Solar dba Momentum Solar | PSE&G | Eligible for TI Program | 2019-11-25 | 2019-11-27 | 2021-10-30 | LG Electronics | LG 345N1C-V5 | Solar Panels |  | 0.345 | 9 | 45 | 26 |  | Fixed | Roof
NJSTRE1545387781 | NJSRRE1543513134 | Transition Incentive Program | Morris Plains | 7950 | 3 | 10.35 | Residential | Yes | Behind the Meter | Behind the Meter |  | None | Pro Custom Solar dba Momentum Solar | JCP&L | Eligible for TI Program | 2019-12-11 | 2019-12-16 | 2021-10-30 | LG | LG 345N1C-V5 | Solar Panels |  | 0.345 | 21 | 135 | 29 |  | Fixed | Roof
NJSTRE1545387786 | NJSRRE1543532621 | Transition Incentive Program | Paterson | 7513 | 6 | 6.93 | Residential | Yes | Behind the Meter | Net-metered residential rooftop and canopy |  | None | Trinity Solar | PSE&G | Final As-Built Received | 2019-12-12 | 2019-12-17 | 2021-10-30 | HANWHA | Q.PEAK DUO BLK-G5 315 | Solar Panels |  | 0.315 | 2 | 188 | 43 |  | Fixed | Roof
NJSTRE1545387791 | NJSRRE1543501855 | Transition Incentive Program | Erial | 8012 | 14 | 7.54 | Residential | Yes | Behind the Meter | Behind the Meter |  | None | Sunrun Installation Services, Inc. | AC Electric | Eligible for TI Program | 2019-12-09 | 2019-12-11 | 2021-10-30 | REC Solar | REC290TP2 BLK | Solar Panels |  | 0.29 | 26 | 199 | 30 |  | Fixed | Roof
NJSTRE1545387934 | NJSRRE1544816590 | Transition Incentive Program | Mckee City | 8234 | 19 | 19.62 | Residential | Yes | Behind the Meter | Net-metered residential rooftop and canopy |  | None | SunnyMac LLC | AC Electric | Accepted |  | 2020-04-15 | 2021-10-30 | SunPower | SPR-E20-327 | Solar Panels |  | 0.327 | 6 | 130 | 14 |  | Fixed | Roof
NJSTRE1545387940 | NJSRRE1544773511 | Transition Incentive Program | Beachwood | 8722 | 18 | 10.14 | Residential | Yes | Behind the Meter | Net-metered residential rooftop and canopy |  | None | SunPower Corporation, Systems | JCP&L | Final As-Built Received | 2020-03-30 | 2020-04-09 | 2021-10-30 | SUNPOWER | SPR-E20-327-E-AC | Solar Panels |  | 0.327 | 12 | 124 | 20 |  | Fixed | Roof
NJSTRE1545387940 | NJSRRE1544773511 | Transition Incentive Program | Beachwood | 8722 | 18 | 10.14 | Residential | Yes | Behind the Meter | Net-metered residential rooftop and canopy |  | None | SunPower Corporation, Systems | JCP&L | Final As-Built Received | 2020-03-30 | 2020-04-09 | 2021-10-30 | SUNPOWER | SPR-E20-327-E-AC | Solar Panels |  | 0.327 | 14 | 304 | 20 |  | Fixed | Roof
NJSTRE1545387944 | NJSRRE1544817670 | Transition Incentive Program | Plainfield | 7062 | 10 | 13.07 | Residential | Yes | Behind the Meter | Net-metered residential rooftop and canopy |  | None | Pro Custom Solar dba Momentum Solar | PSE&G | Accepted | 2020-04-09 | 2020-04-15 | 2021-10-30 | Hanwha | Q.Peak DUO BLK-G6+ 335 | Solar Panels |  | 0.335 | 6 | 217 | 34 |  | Fixed | Roof
NJSTRE1545387949 | NJSRRE1544709068 | Transition Incentive Program | Swedesboro | 8085 | 15 | 12.16 | Residential | No | Behind the Meter | Behind the Meter |  | None | Sun Up Zero Down | AC Electric | Eligible for TI Program | 2020-03-17 | 2020-03-20 | 2021-10-30 | Trina | TSM-320 DD05H.05 (II) | Solar Panels |  | 0.32 | 27 | 120 | 23 |  | Fixed | Roof
NJSTRE1545387949 | NJSRRE1544709068 | Transition Incentive Program | Swedesboro | 8085 | 15 | 12.16 | Residential | No | Behind the Meter | Behind the Meter |  | None | Sun Up Zero Down | AC Electric | Eligible for TI Program | 2020-03-17 | 2020-03-20 | 2021-10-30 | Trina | TSM-320 DD05H.05 (II) | Solar Panels |  | 0.32 | 11 | 120 | 23 |  | Fixed | Roof
NJSTRE1545387956 | NJSRRE1544598183 | Transition Incentive Program | Newton | 7860 | 1 | 11.39 | Residential | Yes | Behind the Meter | Behind the Meter |  | None | Pro Custom Solar dba Momentum Solar | JCP&L | Eligible for TI Program | 2020-03-04 | 2020-03-09 | 2021-10-30 | Hanwha | Q.Peak DUO BLK-G6+ 335 | Solar Panels |  | 0.335 | 18 | 224 | 38 |  | Fixed | Roof
NJSTRE1545387960 | NJSRRE1544695273 | Transition Incentive Program | KENDALL PARK | 8824 | 11 | 14.41 | Residential | No | Behind the Meter | Net-metered residential rooftop and canopy |  | None | Sun 101 LLC | PSE&G | Accepted | 2020-03-15 | 2020-03-18 | 2021-10-30 | LG | LG335N1K-A5 | Solar Panels |  | 0.335 | 43 | 134 | 26 |  | Fixed | Roof
NJSTRE1545387967 | NJSRRE1544758860 | Transition Incentive Program | Ridgefield Park Village | 7660 | 7 | 9.38 | Residential | No | Behind the Meter | Net-metered residential rooftop and canopy |  | None | SunnyMac LLC | PSE&G | Accepted |  | 2020-03-26 | 2021-10-30 | SunPower | X21335 | Solar Panels |  | 0.335 | 3 | 197 | 38 |  | Fixed | Roof
NJSTRE1545387967 | NJSRRE1544758860 | Transition Incentive Program | Ridgefield Park Village | 7660 | 7 | 9.38 | Residential | No | Behind the Meter | Net-metered residential rooftop and canopy |  | None | SunnyMac LLC | PSE&G | Accepted |  | 2020-03-26 | 2021-10-30 | SunPower | X21335 | Solar Panels |  | 0.335 | 3 | 197 | 41 |  | Fixed | Roof
NJSTRE1545387972 | NJSRRE1544621481 | Transition Incentive Program | Jackson Township | 8527 | 18 | 8.68 | Residential | Yes | Behind the Meter | Behind the Meter |  | None | Sunrun Installation Services, Inc. | JCP&L | Eligible for TI Program | 2020-03-09 | 2020-03-12 | 2021-10-30 | REC Solar | REC310TP2M | Solar Panels |  | 0.31 | 12 | 213 | 40 |  | Fixed | Roof
NJSTRE1545387972 | NJSRRE1544621481 | Transition Incentive Program | Jackson Township | 8527 | 18 | 8.68 | Residential | Yes | Behind the Meter | Behind the Meter |  | None | Sunrun Installation Services, Inc. | JCP&L | Eligible for TI Program | 2020-03-09 | 2020-03-12 | 2021-10-30 | REC Solar | REC310TP2M | Solar Panels |  | 0.31 | 16 | 122 | 30 |  | Fixed | Roof
NJSTRE1545387978 | NJSRRE1544890276 | Transition Incentive Program | LAWRENCE TWP | 8648 | 12 | 9.6 | Residential | Yes | Behind the Meter | Net-metered residential rooftop and canopy |  | None | Vivint Solar Developer, LLC | PSE&G | Accepted | 2020-04-24 | 2020-04-29 | 2021-10-30 | Jinko Solar | JKM320M-60HBL | Solar Panels |  | 0.32 | 20 | 334 | 35 |  | Fixed | Roof
NJSTRE1545387917 | NJSRRE1544728916 | Transition Incentive Program | FRANKLIN PARK | 8823 | 5 | 9.14 | Residential | Yes | Behind the Meter | Net-metered residential rooftop and canopy |  | None | Suntuity Solar LLC | PSE&G | Accepted | 2020-03-20 | 2020-03-24 | 2021-10-30 | Hanwha Solar | Q-Cells 315 Mono | Solar Panels |  | 0.315 | 9 | 205 | 35 |  | Fixed | Roof
NJSTRE1545387921 | NJSRRE1544566552 | Transition Incentive Program | Pennsauken | 8110 | 14 | 13.12 | Residential | Yes | Behind the Meter | Net-metered residential rooftop and canopy |  | None | Vivint Solar Developer, LLC | PSE&G | Accepted | 2020-03-04 | 2020-03-05 | 2021-10-30 | Jinko Solar | JKM320M-60HBL | Solar Panels |  | 0.32 | 22 | 238 | 42 |  | Fixed | Roof
NJSTRE1545387922 | NJSRRE1544758867 | Transition Incentive Program | Willingboro | 8046 | 13 | 4.69 | Residential | Yes | Behind the Meter | Behind the Meter |  | None | Pro Custom Solar dba Momentum Solar | PSE&G | Eligible for TI Program | 2020-03-23 | 2020-03-26 | 2021-10-30 | Hanwha | Q.Peak DUO BLK-G6+ 335 | Solar Panels |  | 0.335 | 14 | 99 | 40 |  | Fixed | Roof
NJSTRE1545387927 | NJSRRE1544737095 | Transition Incentive Program | Ocean | 7712 | 17 | 11.34 | Residential | Yes | Behind the Meter | Net-metered residential rooftop and canopy |  | None | Tesla Energy Operations Inc. | JCP&L | Accepted | 2020-03-20 | 2020-03-25 | 2021-10-30 | Hanwha Q CELLS | Q.PEAK DUO BLK-G5/SC315 | Solar Panels |  | 0.315 | 13 | 196 | 36 |  | Fixed | Roof
NJSTRE1545387927 | NJSRRE1544737095 | Transition Incentive Program | Ocean | 7712 | 17 | 11.34 | Residential | Yes | Behind the Meter | Net-metered residential rooftop and canopy |  | None | Tesla Energy Operations Inc. | JCP&L | Accepted | 2020-03-20 | 2020-03-25 | 2021-10-30 | Hanwha Q CELLS | Q.PEAK DUO BLK-G5/SC315 | Solar Panels |  | 0.315 | 12 | 106 | 37 |  | Fixed | Roof
NJSTRE1545387936 | NJSRRE1544565293 | Transition Incentive Program | Riverside | 8075 | 13 | 7.75 | Residential | Yes | Behind the Meter | Behind the Meter |  | None | Sunrun Installation Services, Inc. | PSE&G | Eligible for TI Program | 2020-03-02 | 2020-03-05 | 2021-10-30 | REC Solar | REC310TP2M | Solar Panels |  | 0.31 | 25 | 226 | 35 |  | Fixed | Roof
NJSTRE1545387941 | NJSRRE1544813255 | Transition Incentive Program | Spring Lake | 7762 | 17 | 7.75 | Residential | No | Behind the Meter | Behind the Meter |  | None | Sunrun Installation Services, Inc. | JCP&L | Eligible for TI Program | 2020-04-08 | 2020-04-15 | 2021-10-30 | REC Solar | REC310TP2M | Solar Panels |  | 0.31 | 2 | 162 | 18 |  | Fixed | Roof
NJSTRE1545387941 | NJSRRE1544813255 | Transition Incentive Program | Spring Lake | 7762 | 17 | 7.75 | Residential | No | Behind the Meter | Behind the Meter |  | None | Sunrun Installation Services, Inc. | JCP&L | Eligible for TI Program | 2020-04-08 | 2020-04-15 | 2021-10-30 | REC Solar | REC310TP2M | Solar Panels |  | 0.31 | 11 | 252 | 32 |  | Fixed | Roof
NJSTRE1545387945 | NJSRRE1544630448 | Transition Incentive Program | Mount Laurel | 8054 | 13 | 6.62 | Residential | No | Behind the Meter | Net-metered residential rooftop and canopy |  | None | Trinity Solar | PSE&G | Final As-Built Received |  | 2020-03-17 | 2021-10-30 | Hanwha | Q.PEAK DUO BLK-G5 315 | Solar Panels |  | 0.315 | 4 | 226 | 45 |  | Fixed | Roof
NJSTRE1545387946 | NJSRRE1544802567 | Transition Incentive Program | Cinnaminson | 8077 | 13 | 12.4 | Residential | No | Behind the Meter | Behind the Meter |  | None | 1st Light Energy Inc | PSE&G | Eligible for TI Program | 2020-04-06 | 2020-04-10 | 2021-10-30 | Longi | LR6-60HPB-310M | Solar Panels |  | 0.31 | 40 | 180 | 18 |  | Fixed | Roof
NJSTRE1545387951 | NJSRRE1544562124 | Transition Incentive Program | Lawrence TWP | 8648 | 12 | 4.96 | Residential | No | Behind the Meter | Behind the Meter |  | None | 1st Light Energy Inc | PSE&G | Eligible for TI Program | 2020-03-02 | 2020-03-05 | 2021-10-30 | Longi | LR6-60HPB-310M | Solar Panels |  | 0.31 | 16 | 186 | 34 |  | Fixed | Roof
NJSTRE1545387952 | NJSRRE1544767248 | Transition Incentive Program | Morris Plains | 7950 | 3 | 4.48 | Residential | Yes | Behind the Meter | Net-metered residential rooftop and canopy |  | None | Vivint Solar Developer, LLC | JCP&L | Accepted | 2020-03-26 | 2020-03-31 | 2021-10-30 | Jinko Solar | JKM320M-60HBL | Solar Panels |  | 0.32 | 14 | 141 | 37 |  | Fixed | Roof
NJSTRE1545387953 | NJSRRE1544816436 | Transition Incentive Program | WOODBRIDGE | 7095 | 11 | 7.04 | Residential | Yes | Behind the Meter | Net-metered residential rooftop and canopy |  | None | Vivint Solar Developer, LLC | PSE&G | Accepted | 2020-04-08 | 2020-04-15 | 2021-10-30 | JINKO SOLAR | JKM320M-60HBL | Solar Panels |  | 0.32 | 22 | 106 | 14 |  | Fixed | Roof
NJSTRE1545387957 | NJSRRE1544626078 | Transition Incentive Program | NEPTUNE | 7753 | 17 | 7.48 | Residential | Yes | Behind the Meter | Net-metered residential rooftop and canopy |  | None | Trinity Solar | JCP&L | Final As-Built Received | 2020-03-11 | 2020-03-16 | 2021-10-30 | HANWHA | Q.PEAK DUO BLK-G6 340 | Solar Panels |  | 0.34 | 8 | 193 | 41 |  | Fixed | Roof
NJSTRE1545387959 | NJSRRE1544583423 | Transition Incentive Program | CHERRY HILL | 8002 | 14 | 9.92 | Residential | Yes | Behind the Meter | Net-metered residential rooftop and canopy |  | None | Vivint Solar Developer, LLC | PSE&G | Accepted | 2020-03-04 | 2020-03-06 | 2021-10-30 | Jinko | JKM320M-60HBL | Solar Panels |  | 0.32 | 5 | 225 | 22 |  | Fixed | Roof
NJSTRE1545387962 | NJSRRE1544776257 | Transition Incentive Program | Lakewood Township | 8701 | 18 | 5.58 | Residential | Yes | Behind the Meter | Behind the Meter |  | None | Sunrun Installation Services, Inc. | JCP&L | Eligible for TI Program | 2020-03-31 | 2020-04-09 | 2021-10-30 | REC Solar | REC310TP2M | Solar Panels |  | 0.31 | 18 | 116 | 36 |  | Fixed | Roof
NJSTRE1545387964 | NJSRRE1544708365 | Transition Incentive Program | Trenton | 8610 | 12 | 6.03 | Residential | Yes | Behind the Meter | Behind the Meter |  | None | Pro Custom Solar dba Momentum Solar | PSE&G | Eligible for TI Program | 2020-03-17 | 2020-03-20 | 2021-10-30 | Hanwha | Q.Peak DUO BLK-G6+ 335 | Solar Panels |  | 0.335 | 18 | 177 | 38 |  | Fixed | Roof
NJSTRE1545387966 | NJSRRE1544613360 | Transition Incentive Program | BAYVILLE | 8721 | 18 | 7.36 | Residential | Yes | Behind the Meter | Net-metered residential rooftop and canopy |  | None | Vivint Solar Developer, LLC | JCP&L | Accepted | 2020-03-06 | 2020-03-11 | 2021-10-30 | Jinko Solar | JKM320M-60HBL | Solar Panels |  | 0.32 | 5 | 289 | 23 |  | Fixed | Roof
NJSTRE1545387971 | NJSRRE1544761205 | Transition Incentive Program | Rahway | 7065 | 10 | 7.13 | Residential | Yes | Behind the Meter | Behind the Meter |  | None | Sunrun Installation Services, Inc. | PSE&G | Eligible for TI Program | 2020-03-24 | 2020-03-27 | 2021-10-30 | REC Solar | REC310TP2M | Solar Panels |  | 0.31 | 5 | 211 | 14 |  | Fixed | Roof
NJSTRE1545387974 | NJSRRE1544817863 | Transition Incentive Program | beachwood | 8722 | 18 | 8.32 | Residential | No | Behind the Meter | Net-metered residential rooftop and canopy |  | None | Whitman Construction, LLC | JCP&L | Accepted | 2020-04-09 | 2020-04-15 | 2021-10-30 | Trina Solar | TSM-320DD05H | Solar Panels |  | 0.32 | 6 | 253 | 18 |  | Fixed | Roof
NJSTRE1545387976 | NJSRRE1544776005 | Transition Incentive Program | South River | 8882 | 11 | 7.75 | Residential | Yes | Behind the Meter | Net-metered residential rooftop and canopy |  | None | Bright Planet Solar | South River | Accepted |  | 2020-04-09 | 2021-10-30 | LONGI | LR-60HPB-310M | Solar Panels |  | 0.31 | 25 | 150 | 22 |  | Fixed | Roof
NJSTRE1545387979 | NJSRRE1544598412 | Transition Incentive Program | West Berlin | 8091 | 14 | 16.12 | Residential | No | Behind the Meter | Net-metered residential rooftop and canopy |  | None | Sun 101 LLC | AC Electric | Accepted | 2020-03-04 | 2020-03-10 | 2021-10-30 | AXITEC | AC-310M | Solar Panels |  | 0.31 | 13 | 154 | 26 |  | Fixed | Roof
NJSTRE1545387989 | NJSRRE1544768802 | Transition Incentive Program | hammonton | 8037 | 19 | 14.41 | Residential | Yes | Behind the Meter | Net-metered residential rooftop and canopy |  | None | Vision Solar LLC | AC Electric | As-Built Incomplete | 2020-03-27 | 2020-04-01 | 2021-10-30 | lg solar | lg335n1k-v5 | Solar Panels |  | 0.335 | 43 | 168 | 25 |  | Fixed | Roof
NJSTRE1545387996 | NJSRRE1544821622 | Transition Incentive Program | LITTLE EGG HARBOR TWP | 8087 | 18 | 8.51 | Residential | Yes | Behind the Meter | Net-metered residential rooftop and canopy |  | None | Suntuity Solar LLC | AC Electric | Accepted | 2020-04-11 | 2020-04-21 | 2021-10-30 | Hanwha Solar | Q-Cells 315 Mono | Solar Panels |  | 0.315 | 8 | 141 | 29 |  | Fixed | Roof
NJSTRE1545387958 | NJSRRE1544816402 | Transition Incentive Program | Clifton | 7011 | 6 | 6.08 | Residential | Yes | Behind the Meter | Net-metered residential rooftop and canopy |  | None | Trinity Solar | PSE&G | Final As-Built Received |  | 2020-04-15 | 2021-10-30 | HANWHA | HANWHA 320 (Q.PEAK DUO BLK-G5 320) | Solar Panels |  | 0.32 | 16 | 167 | 40 |  | Fixed | Roof
NJSTRE1545387975 | NJSRRE1544905099 | Transition Incentive Program | Franklin Township | 8873 | 5 | 21.56 | Commercial | No | Behind the Meter | Net-metered non-residential rooftop and canopy |  | None | Ameresco | PSE&G | Accepted |  | 2020-04-30 | 2021-10-30 | JA | JAM72S09 385/PR | Solar Panels |  | 0.385 | 56 | 129/220/309 | 28 |  | Fixed | Roof
NJSTRE1545387981 | NJSRRE1544630806 | Transition Incentive Program | MAPLEWOOD | 7040 | 9 | 8.38 | Residential | No | Behind the Meter | Behind the Meter |  | None | Infinity Solar Systems | PSE&G | Eligible for TI Program | 2020-03-12 | 2020-03-17 | 2021-10-30 | LG | LG335N1K-V5 | Solar Panels |  | 0.335 | 3 | 40 | 20 |  | Fixed | Roof
NJSTRE1545387982 | NJSRRE1544719806 | Transition Incentive Program | Englishtown | 7726 | 17 | 15.87 | Residential | Yes | Behind the Meter | Behind the Meter |  | None | Sunrun Installation Services, Inc. | JCP&L | Eligible for TI Program | 2020-03-18 | 2020-03-23 | 2021-10-30 | LG Electronics | LG345N1C-V5 | Solar Panels |  | 0.345 | 14 | 269 | 34 |  | Fixed | Roof
NJSTRE1545387987 | NJSRRE1544626032 | Transition Incentive Program | HOWELL | 7731 | 17 | 3.78 | Residential | No | Behind the Meter | Behind the Meter |  | None | Tesla Energy Operations | JCP&L | Eligible for TI Program | 2020-03-11 | 2020-03-16 | 2021-10-30 | Hanwha Q CELLS | Q.PEAK DUO BLK-G5/SC315 | Solar Panels |  | 0.315 | 12 | 34 | 171 |  | Fixed | Roof | Outside
NJSTRE1545387988 | NJSRRE1544612671 | Transition Incentive Program | Egg Harbor Township | 8234 | 19 | 6.12 | Residential | Yes | Behind the Meter | Behind the Meter |  | None | Trinity Solar | AC Electric | Eligible for TI Program | 2020-03-06 | 2020-03-11 | 2021-10-30 | Hanwha 340 | Q.PEAK DUO BLK-G6 340 | Solar Panels |  | 0.34 | 8 | 102 | 40 |  | Fixed | Roof
NJSTRE1545387992 | NJSRRE1544893433 | Transition Incentive Program | Lyndhurst | 7071 | 7 | 5.44 | Residential | Yes | Behind the Meter | Behind the Meter |  | None | Trinity Solar | PSE&G | Eligible for TI Program | 2020-04-24 | 2020-04-29 | 2021-10-30 | Hanwha | Q.PEAK DUO BLK-G6 340 | Solar Panels |  | 0.34 | 6 | 127 | 30 |  | Fixed | Roof
NJSTRE1545387997 | NJSRRE1544857812 | Transition Incentive Program | Morris Plains | 7950 | 3 | 8.64 | Residential | Yes | Behind the Meter | Net-metered residential rooftop and canopy |  | None | Vivint Solar Developer, LLC | JCP&L | Accepted | 2020-04-17 | 2020-04-24 | 2021-10-30 | Jinko Solar | JKM320M-60HBL | Solar Panels |  | 0.32 | 9 | 277 | 38 |  | Fixed | Roof
NJSTRE1545388001 | NJSRRE1544845633 | Transition Incentive Program | Monroeville | 8343 | 16 | 24.48 | Residential | Yes | Behind the Meter | Net-metered residential rooftop and canopy |  | None | Castle Energy, LLC | AC Electric | Final As-Built Received | 2020-04-15 | 2020-04-22 | 2021-10-30 | Hanwha Q-Cells | Q.Peak DUO BLK-G6 340 | Solar Panels |  | 0.34 | 15 | 51 | 23 |  | Fixed | Roof
NJSTRE1545388006 | NJSRRE1544621446 | Transition Incentive Program | Tuckerton | 8087 | 18 | 11.16 | Residential | Yes | Behind the Meter | Behind the Meter |  | None | Sunrun Installation Services, Inc. | AC Electric | Eligible for TI Program | 2020-03-09 | 2020-03-12 | 2021-10-30 | REC Solar | REC310TP2M | Solar Panels |  | 0.31 | 36 | 173 | 18 |  | Fixed | Roof
NJSTRE1545388011 | NJSRRE1544623041 | Transition Incentive Program | Westville | 8093 | 15 | 6.08 | Residential | Yes | Behind the Meter | Behind the Meter |  | None | Orbit Energy & Power, LLC | PSE&G | Eligible for TI Program | 2020-03-10 | 2020-03-12 | 2021-10-30 | Hanwha | Q.PEAK DUO BLK G-5 320 | Solar Panels |  | 0.32 | 4 | 212 | 5 |  | Fixed | Roof
NJSTRE1545388017 | NJSRRE1544905060 | Transition Incentive Program | Haddon Township | 8108 | 14 | 23.87 | Commercial | No | Behind the Meter | Net-metered non-residential rooftop and canopy |  | None | Ameresco | PSE&G | Accepted |  | 2020-04-30 | 2021-10-30 | JA | JAM72S09 385/PR | Solar Panels |  | 0.385 | 62 | 153 | 10 |  | Fixed | Roof
NJSTRE1545388018 | NJSRRE1544719404 | Transition Incentive Program | Clinton | 8809 | 4 | 7.59 | Residential | No | Behind the Meter | Behind the Meter |  | None | Sunrun Installation Services, Inc. | JCP&L | Eligible for TI Program | 2020-03-18 | 2020-03-23 | 2021-10-30 | LG Electronics | LG345N1C-V5 | Solar Panels |  | 0.345 | 2 | 266 | 18 |  | Fixed | Roof
NJSTRE1545387984 | NJSRRE1544836511 | Transition Incentive Program | North Brunswick Township | 8902 | 11 | 7.13 | Residential | No | Behind the Meter | Behind the Meter |  | None | Sunrun Installation Services, Inc. | PSE&G | Eligible for TI Program | 2020-04-13 | 2020-04-20 | 2021-10-30 | REC Solar | REC310TP2M | Solar Panels |  | 0.31 | 9 | 50 | 18 |  | Fixed | Roof
NJSTRE1545387984 | NJSRRE1544836511 | Transition Incentive Program | North Brunswick Township | 8902 | 11 | 7.13 | Residential | No | Behind the Meter | Behind the Meter |  | None | Sunrun Installation Services, Inc. | PSE&G | Eligible for TI Program | 2020-04-13 | 2020-04-20 | 2021-10-30 | REC Solar | REC310TP2M | Solar Panels |  | 0.31 | 14 | 230 | 18 |  | Fixed | Roof
NJSTRE1545387990 | NJSRRE1544796127 | Transition Incentive Program | Hawthorne | 7506 | 6 | 5.76 | Residential | Yes | Behind the Meter | Net-metered residential rooftop and canopy |  | None | Vivint Solar Developer, LLC | PSE&G | Accepted | 2020-04-03 | 2020-04-09 | 2021-10-30 | JINKO SOLAR | JKM320M-60HBL | Solar Panels |  | 0.32 | 9 | 84 | 9 |  | Fixed | Roof
NJSTRE1545387991 | NJSRRE1544767346 | Transition Incentive Program | East Rutherford | 7073 | 7 | 10.88 | Residential | Yes | Behind the Meter | Net-metered residential rooftop and canopy |  | None | Trinity Solar | PSE&G | Final As-Built Received |  | 2020-03-31 | 2021-10-30 | Hanwha | Q.PEAK DUO BLK-G6 340 | Solar Panels |  | 0.34 | 14 | 293 | 23 |  | Fixed | Roof
NJSTRE1545387999 | NJSRRE1544610949 | Transition Incentive Program | Lyndhurst | 7071 | 7 | 16.25 | Residential | No | Behind the Meter | Net-metered residential rooftop and canopy |  | None | Maier Solar Engineering dba Solar Me | PSE&G | Accepted | 2020-03-05 | 2020-03-11 | 2021-10-30 | Tesla | SC325 | Solar Panels |  | 0.325 | 50 | 217 | 5 |  | Fixed | Roof
NJSTRE1545388004 | NJSRRE1544621433 | Transition Incentive Program | Avalon | 8202 | 21 | 6.2 | Residential | Yes | Behind the Meter | Behind the Meter |  | None | Sunrun Installation Services, Inc. | AC Electric | Eligible for TI Program | 2020-03-09 | 2020-03-12 | 2021-10-30 | LONGi Green Energy Technology Co Ltd | LR6-60HPB-310M | Solar Panels |  | 0.31 | 8 | 179 | 30 |  | Fixed | Roof
NJSTRE1545388009 | NJSRRE1544903551 | Transition Incentive Program | Thorofare (West Deptford) | 8086 | 15 | 12.24 | Residential | No | Behind the Meter | Net-metered residential rooftop and canopy |  | None | NJ Solar Power, LLC | PSE&G | Final As-Built Received | 2020-04-27 | 2020-04-30 | 2021-10-30 | Panasonic | VBHN340SA17 | Solar Panels |  | 0.34 | 13 | 252 | 45 |  | Fixed | Roof
NJSTRE1545388010 | NJSRRE1544728917 | Transition Incentive Program | Closter | 7624 | 7 | 5.36 | Residential | Yes | Behind the Meter | Net-metered residential rooftop and canopy |  | None | Suntuity Solar LLC | Orange Rockland Electric | Accepted | 2020-03-20 | 2020-03-24 | 2021-10-30 | Hanwha Solar | Q-Cells 315 Mono | Solar Panels |  | 0.315 | 7 | 94 | 11 |  | Fixed | Roof
NJSTRE1545388015 | NJSRRE1544727432 | Transition Incentive Program | Annandale | 8801 | 4 | 15.12 | Residential | No | Behind the Meter | Behind the Meter |  | None | Tesla Energy Operations Inc | JCP&L | Eligible for TI Program | 2020-03-19 | 2020-03-24 | 2021-10-30 | Hanwha Q Cells | Q.PEAK DUO BLK-G5/SC315 | Solar Panels |  | 0.315 | 5 | 140 | 34 |  | Fixed | Roof
NJSTRE1545388020 | NJSRRE1544766551 | Transition Incentive Program | Turnersville | 8012 | 14 | 11.84 | Residential | Yes | Behind the Meter | Net-metered residential rooftop and canopy |  | None | All Season Solar | AC Electric | Final As-Built Received | 2020-03-26 | 2020-03-31 | 2021-10-30 | Trina | TSMDD06M.05II | Solar Panels |  | 0.32 | 6 | 120 | 17 |  | Fixed | Roof
NJSTRE1545388032 | NJSRRE1544621569 | Transition Incentive Program | New Milford | 7646 | 7 | 4.8 | Residential | Yes | Behind the Meter | Net-metered residential rooftop and canopy |  | None | Vivint Solar Developer, LLC | PSE&G | Accepted | 2020-03-10 | 2020-03-12 | 2021-10-30 | JINKO SOLAR | JKM320M-60HBL | Solar Panels |  | 0.32 | 3 | 328 | 24 |  | Fixed | Roof
NJSTRE1545388032 | NJSRRE1544621569 | Transition Incentive Program | New Milford | 7646 | 7 | 4.8 | Residential | Yes | Behind the Meter | Net-metered residential rooftop and canopy |  | None | Vivint Solar Developer, LLC | PSE&G | Accepted | 2020-03-10 | 2020-03-12 | 2021-10-30 | JINKO SOLAR | JKM320M-60HBL | Solar Panels |  | 0.32 | 4 | 148 | 24 |  | Fixed | Roof
NJSTRE1545387700 | NJSRRE1544161787 | Transition Incentive Program | Fort Lee | 7024 | 7 | 4.34 | Residential | Yes | Behind the Meter | Behind the Meter |  | None | Sunrun Installation Services, Inc. | PSE&G | Eligible for TI Program | 2020-01-13 | 2020-01-16 | 2021-10-30 | REC Solar | REC310TP2M | Solar Panels |  | 0.31 | 3 | 307 | 30 |  | Fixed | Roof
NJSTRE1545387713 | NJSRRE1544422980 | Transition Incentive Program | Sicklerville | 8081 | 14 | 10.79 | Residential | No | Behind the Meter | Net-metered residential rooftop and canopy |  | None | SunPower Corporation, Systems | AC Electric | Accepted |  | 2020-02-12 | 2021-10-30 | SUNPOWER | SPR-E20-327-E-AC | Solar Panels |  | 0.327 | 19 | 240 | 30 |  | Fixed | Roof
NJSTRE1545387714 | NJSRRE1543823452 | Transition Incentive Program | Cape May | 8204 | 21 | 55.3 | Commercial | No | Behind the Meter | Net-metered non-residential rooftop and canopy |  | None | Castle Energy, LLC | AC Electric | Accepted | 2019-12-27 | 2020-01-02 | 2021-10-30 | SunPower | SPR-P19-395-COM | Solar Panels |  | 0.395 | 70 | 88 | 5 |  | Fixed | Roof
NJSTRE1545387723 | NJSRRE1544512465 | Transition Incentive Program | ORANGE CITY | 7050 | 9 | 3.78 | Residential | Yes | Behind the Meter | Net-metered residential rooftop and canopy |  | None | Tesla Energy Operations Inc. | PSE&G | Accepted | 2020-02-20 | 2020-02-24 | 2021-10-30 | Hanwha Q CELLS | Q.PEAK DUO BLK-G5/SC315 | Solar Panels |  | 0.315 | 4 | 212 | 23 |  | Fixed | Roof
NJSTRE1545387733 | NJSRRE1544220932 | Transition Incentive Program | SEWELL | 8080 | 15 | 25.83 | Residential | Yes | Behind the Meter | Net-metered residential rooftop and canopy |  | None | Vivint Solar Developer, LLC | AC Electric | Accepted | 2020-01-24 | 2020-01-28 | 2021-10-30 | HANWHA SOLAR | Q.PEAK BLK-G5 315 | Solar Panels |  | 0.315 | 18 | 255 | 18 |  | Fixed | Roof
NJSTRE1545387741 | NJSRRE1544419685 | Transition Incentive Program | Linden | 7036 | 10 | 6.51 | Residential | Yes | Behind the Meter | Behind the Meter |  | None | Sunrun Installation Services, Inc. | PSE&G | Eligible for TI Program | 2020-02-07 | 2020-02-11 | 2021-10-30 | REC Solar | REC310TP2M | Solar Panels |  | 0.31 | 14 | 121 | 23 |  | Fixed | Roof
NJSTRE1545387742 | NJSRRE1543505576 | Transition Incentive Program | Mickleton | 8056 | 15 | 23 | Residential | Yes | Behind the Meter | Net-metered residential rooftop and canopy |  | None | Vivint Solar Developer, LLC | AC Electric | Accepted | 2019-12-10 | 2019-12-12 | 2021-10-30 | HANWHA SOLAR | Q.PEAK BLK-G5 315 | Solar Panels |  | 0.315 | 37 | 296 | 32 |  | Fixed | Roof
NJSTRE1545387743 | NJSRRE1544512179 | Transition Incentive Program | NORTH PLAINFIELD | 7060 | 10 | 10.88 | Residential | Yes | Behind the Meter | Net-metered residential rooftop and canopy |  | None | Vivint Solar Developer, LLC | PSE&G | Accepted | 2020-02-21 | 2020-02-24 | 2021-10-30 | JINKO SOLAR | JKM320M-60HBL | Solar Panels |  | 0.32 | 3 | 38 | 40 |  | Fixed | Roof
NJSTRE1545387751 | NJSRRE1544353267 | Transition Incentive Program | BURLINGTON | 8016 | 13 | 5.99 | Residential | Yes | Behind the Meter | Net-metered residential rooftop and canopy |  | None | Vivint Solar Developer, LLC | PSE&G | Accepted | 2020-02-05 | 2020-02-07 | 2021-10-30 | Hanwha Solar | Q.PEAK BLK-G5 315 | Solar Panels |  | 0.315 | 7 | 179 | 23 |  | Fixed | Roof
NJSTRE1545387751 | NJSRRE1544353267 | Transition Incentive Program | BURLINGTON | 8016 | 13 | 5.99 | Residential | Yes | Behind the Meter | Net-metered residential rooftop and canopy |  | None | Vivint Solar Developer, LLC | PSE&G | Accepted | 2020-02-05 | 2020-02-07 | 2021-10-30 | Hanwha Solar | Q.PEAK BLK-G5 315 | Solar Panels |  | 0.315 | 7 | 179 | 11 |  | Fixed | Roof
NJSTRE1545387763 | NJSRRE1544422422 | Transition Incentive Program | Iselin | 8830 | 11 | 6 | Residential | No | Behind the Meter | Net-metered residential rooftop and canopy |  | None | Morgan Associates and Consulting LLC | PSE&G | Accepted |  | 2020-02-12 | 2021-10-30 | Trina | 300 | Solar Panels |  | 0.3 | 20 | 163 | 18 |  | Fixed | Roof
NJSTRE1545387764 | NJSRRE1544190667 | Transition Incentive Program | Elizabeth | 7201 | 10 | 5.67 | Residential | Yes | Behind the Meter | Behind the Meter |  | None | Trinity Solar | PSE&G | Eligible for TI Program | 2020-01-17 | 2020-01-22 | 2021-10-30 | Hanwha | Q.PEAK DUO BLK-G5 315 | Solar Panels |  | 0.315 | 10 | 114 | 30 |  | Fixed | Roof
NJSTRE1545387796 | NJSRRE1543918804 | Transition Incentive Program | Vineland | 8361 | 20 | 10.08 | Residential | Yes | Behind the Meter | Net-metered residential rooftop and canopy |  | None | Vision Solar LLC | Vineland Muni Electric | Accepted | 2020-01-03 | 2020-01-08 | 2021-10-30 | hanwa qcells | qpeak duo-g5 315 | Solar Panels |  | 0.315 | 16 | 93 | 20 |  | Fixed | Roof
NJSTRE1545387797 | NJSRRE1544191745 | Transition Incentive Program | Elizabeth | 7206 | 10 | 148.88 | Commercial | No | Behind the Meter | Net-metered non-residential rooftop and canopy |  | None | Solar Landscape | PSE&G | Accepted | 2020-01-17 | 2020-01-22 | 2021-10-30 | GCL | GCL-M6/72H-375 | Solar Panels |  | 0.375 | 397 | 208 | 10 |  | Fixed | Roof
NJSTRE1545387800 | NJSRRE1544419890 | Transition Incentive Program | PATERSON | 7503 | 6 | 5.76 | Residential | Yes | Behind the Meter | Net-metered residential rooftop and canopy |  | None | Vivint Solar Developer, LLC | PSE&G | Accepted | 2020-02-07 | 2020-02-12 | 2021-10-30 | JINKO SOLAR | JKM320M-60HBL | Solar Panels |  | 0.32 | 6 | 166 | 17 |  | Fixed | Roof
NJSTRE1545387805 | NJSRRE1544724306 | Transition Incentive Program | Trenton | 8690 | 12 | 6.08 | Residential | Yes | Behind the Meter | Net-metered residential rooftop and canopy |  | None | Vivint Solar Developer, LLC | PSE&G | Accepted | 2020-03-19 | 2020-03-24 | 2021-10-30 | JINKO SOLAR | JKM320M-60HBL | Solar Panels |  | 0.32 | 19 | 126 | 31 |  | Fixed | Roof
NJSTRE1545387816 | NJSRRE1544884698 | Transition Incentive Program | Williamstown | 8094 | 15 | 8.04 | Residential | Yes | Behind the Meter | Net-metered residential rooftop and canopy |  | None | Pro Custom Solar dba Momentum Solar | AC Electric | Accepted |  | 2020-04-28 | 2021-10-30 | HANWHA | Q.PEAK DUO BLK G6+ 335 | Solar Panels |  | 0.335 | 12 | 192 | 21 |  | Fixed | Roof
NJSTRE1545387816 | NJSRRE1544884698 | Transition Incentive Program | Williamstown | 8094 | 15 | 8.04 | Residential | Yes | Behind the Meter | Net-metered residential rooftop and canopy |  | None | Pro Custom Solar dba Momentum Solar | AC Electric | Accepted |  | 2020-04-28 | 2021-10-30 | HANWHA | Q.PEAK DUO BLK G6+ 335 | Solar Panels |  | 0.335 | 4 | 12 | 21 |  | Fixed | Roof
NJSTRE1545387820 | NJSRRE1544764689 | Transition Incentive Program | Bergenfield | 7621 | 7 | 10.35 | Residential | No | Behind the Meter | Behind the Meter |  | None | Sunrun Installation Services, Inc. | PSE&G | Eligible for TI Program | 2020-03-25 | 2020-03-30 | 2021-10-30 | LG Electronics | LG345N1C-V5 | Solar Panels |  | 0.345 | 7 | 93 | 27 |  | Fixed | Roof
NJSTRE1545387826 | NJSRRE1544680728 | Transition Incentive Program | BARNEGAT | 8005 | 18 | 5.76 | Residential | Yes | Behind the Meter | Net-metered residential rooftop and canopy |  | None | Vivint Solar Developer, LLC | JCP&L | Accepted | 2020-03-13 | 2020-03-18 | 2021-10-30 | JINKO SOLAR | JKM320M-60HBL | Solar Panels |  | 0.32 | 9 | 252 | 19 |  | Fixed | Roof
NJSTRE1545387838 | NJSRRE1544625713 | Transition Incentive Program | Woodbine | 8270 | 21 | 11.56 | Residential | Yes | Behind the Meter | Behind the Meter |  | None | Trinity Solar | AC Electric | Eligible for TI Program | 2020-03-11 | 2020-03-16 | 2021-10-30 | HANWHA | Q.PEAK DUO BLK-G6 340 | Solar Panels |  | 0.34 | 34 | 101 | 18 |  | Fixed | Roof
NJSTRE1545387844 | NJSRRE1544755573 | Transition Incentive Program | Plainfield | 7060 | 10 | 7.37 | Residential | No | Behind the Meter | Behind the Meter |  | None | Green Power Energy | PSE&G | Eligible for TI Program | 2020-03-23 | 2020-03-26 | 2021-10-30 | LG Electronics | LG335N1K-V5 | Solar Panels |  | 0.335 | 6 | 178 | 30 |  | Fixed | Roof
NJSTRE1545387849 | NJSRRE1544721174 | Transition Incentive Program | Sicklerville | 8081 | 14 | 17.92 | Residential | Yes | Behind the Meter | Net-metered residential rooftop and canopy |  | ACE | Sun Up Zero Down | AC Electric | Accepted | 2020-03-19 | 2020-03-23 | 2021-10-30 | Trina | TSM-320 DD05H.05 (II) | Solar Panels |  | 0.32 | 28 | 251 | 18 |  | Fixed | Roof
NJSTRE1545387974 | NJSRRE1544817863 | Transition Incentive Program | beachwood | 8722 | 18 | 8.32 | Residential | No | Behind the Meter | Net-metered residential rooftop and canopy |  | None | Whitman Construction, LLC | JCP&L | Accepted | 2020-04-09 | 2020-04-15 | 2021-10-30 | Trina Solar | TSM-320DD05H | Solar Panels |  | 0.32 | 16 | 253 | 18 |  | Fixed | Roof
NJSTRE1545387982 | NJSRRE1544719806 | Transition Incentive Program | Englishtown | 7726 | 17 | 15.87 | Residential | Yes | Behind the Meter | Behind the Meter |  | None | Sunrun Installation Services, Inc. | JCP&L | Eligible for TI Program | 2020-03-18 | 2020-03-23 | 2021-10-30 | LG Electronics | LG345N1C-V5 | Solar Panels |  | 0.345 | 1 | 89 | 34 |  | Fixed | Roof
NJSTRE1545387983 | NJSRRE1544796794 | Transition Incentive Program | PERTH AMBOY | 8861 | 11 | 2.88 | Residential | Yes | Behind the Meter | Net-metered residential rooftop and canopy |  | None | Vivint Solar Developer, LLC | PSE&G | Accepted | 2020-04-03 | 2020-04-09 | 2021-10-30 | JINKO SOLAR | JKM320M-60HBL | Solar Panels |  | 0.32 | 9 | 199 | 43 |  | Fixed | Roof
NJSTRE1545387995 | NJSRRE1544597317 | Transition Incentive Program | Belle Mead | 8502 | 5 | 8.05 | Residential | Yes | Behind the Meter | Net-metered residential rooftop and canopy |  | None | Pro Custom Solar dba Momentum Solar | PSE&G | Accepted | 2020-03-04 | 2020-03-09 | 2021-10-30 | lg electronics | LG 350N1C-V5 | Solar Panels |  | 0.35 | 23 | 272 | 5 |  | Fixed | Roof
NJSTRE1545387996 | NJSRRE1544821622 | Transition Incentive Program | LITTLE EGG HARBOR TWP | 8087 | 18 | 8.51 | Residential | Yes | Behind the Meter | Net-metered residential rooftop and canopy |  | None | Suntuity Solar LLC | AC Electric | Accepted | 2020-04-11 | 2020-04-21 | 2021-10-30 | Hanwha Solar | Q-Cells 315 Mono | Solar Panels |  | 0.315 | 19 | 231 | 26 |  | Fixed | Roof
NJSTRE1545388002 | NJSRRE1544621596 | Transition Incentive Program | Trenton | 8620 | 12 | 6.08 | Residential | Yes | Behind the Meter | Net-metered residential rooftop and canopy |  | None | Vivint Solar Developer, LLC | PSE&G | Accepted | 2020-03-10 | 2020-03-12 | 2021-10-30 | JINKO SOLAR | JKM320M-60HBL | Solar Panels |  | 0.32 | 6 | 81 | 22 |  | Fixed | Roof
NJSTRE1545388005 | NJSRRE1544562328 | Transition Incentive Program | Irvington | 7111 | 9 | 7.04 | Residential | Yes | Behind the Meter | Behind the Meter |  | None | Pro Custom Solar dba Momentum Solar | PSE&G | Eligible for TI Program | 2020-03-02 | 2020-03-05 | 2021-10-30 | Hanwha | Q.Peak DUO BLK-G6+ 335 | Solar Panels |  | 0.335 | 18 | 125 | 21 |  | Fixed | Roof
NJSTRE1545388014 | NJSRRE1544865896 | Transition Incentive Program | Woodstown | 8098 | 16 | 11.06 | Residential | No | Behind the Meter | Behind the Meter |  | None | Pro Custom Solar dba Momentum Solar | AC Electric | Eligible for TI Program | 2020-04-20 | 2020-04-29 | 2021-10-30 | HANWHA | Q.PEAK DUO BLK G6+ 335 | Solar Panels |  | 0.335 | 21 | 252 | 22 |  | Fixed | Roof
NJSTRE1545388015 | NJSRRE1544727432 | Transition Incentive Program | Annandale | 8801 | 4 | 15.12 | Residential | No | Behind the Meter | Behind the Meter |  | None | Tesla Energy Operations Inc | JCP&L | Eligible for TI Program | 2020-03-19 | 2020-03-24 | 2021-10-30 | Hanwha Q Cells | Q.PEAK DUO BLK-G5/SC315 | Solar Panels |  | 0.315 | 15 | 228 | 37 |  | Fixed | Roof
NJSTRE1545388015 | NJSRRE1544727432 | Transition Incentive Program | Annandale | 8801 | 4 | 15.12 | Residential | No | Behind the Meter | Behind the Meter |  | None | Tesla Energy Operations Inc | JCP&L | Eligible for TI Program | 2020-03-19 | 2020-03-24 | 2021-10-30 | Hanwha Q Cells | Q.PEAK DUO BLK-G5/SC315 | Solar Panels |  | 0.315 | 17 | 139 | 34 |  | Fixed | Roof
NJSTRE1545388016 | NJSRRE1544716483 | Transition Incentive Program | Flanders | 7836 | 3 | 5.12 | Residential | Yes | Behind the Meter | Behind the Meter |  | None | Skyline Solar, LLC | JCP&L | Eligible for TI Program | 2020-03-18 | 2020-03-23 | 2021-10-30 | Hanwha Q-Cells | Q.PEAK DUO-G5 320 | Solar Panels |  | 0.32 | 16 | 193 | 37 |  | Fixed | Roof
NJSTRE1545388025 | NJSRRE1544759052 | Transition Incentive Program | Bridgeton | 8302 | 20 | 6.8 | Residential | Yes | Behind the Meter | Behind the Meter |  | None | Trinity Solar | AC Electric | Eligible for TI Program | 2020-03-23 | 2020-03-26 | 2021-10-30 | Hanwha | Q.PEAK DUO BLK-G6 340 | Solar Panels |  | 0.34 | 20 | 176 | 23 |  | Fixed | Roof
NJSTRE1545388005 | NJSRRE1544562328 | Transition Incentive Program | Irvington | 7111 | 9 | 7.04 | Residential | Yes | Behind the Meter | Behind the Meter |  | None | Pro Custom Solar dba Momentum Solar | PSE&G | Eligible for TI Program | 2020-03-02 | 2020-03-05 | 2021-10-30 | Hanwha | Q.Peak DUO BLK-G6+ 335 | Solar Panels |  | 0.335 | 3 | 305 | 22 |  | Fixed | Roof
NJSTRE1545388007 | NJSRRE1544701272 | Transition Incentive Program | Newton | 7860 | 1 | 16.43 | Residential | No | Behind the Meter | Behind the Meter |  | None | 1st Light Energy Inc | JCP&L | Eligible for TI Program | 2020-03-16 | 2020-03-19 | 2021-10-30 | Longi | LR6-60HPB-310M | Solar Panels |  | 0.31 | 15 | 253 | 37 |  | Fixed | Roof
NJSTRE1545388014 | NJSRRE1544865896 | Transition Incentive Program | Woodstown | 8098 | 16 | 11.06 | Residential | No | Behind the Meter | Behind the Meter |  | None | Pro Custom Solar dba Momentum Solar | AC Electric | Eligible for TI Program | 2020-04-20 | 2020-04-29 | 2021-10-30 | HANWHA | Q.PEAK DUO BLK G6+ 335 | Solar Panels |  | 0.335 | 12 | 162 | 23 |  | Fixed | Roof
NJSTRE1545388015 | NJSRRE1544727432 | Transition Incentive Program | Annandale | 8801 | 4 | 15.12 | Residential | No | Behind the Meter | Behind the Meter |  | None | Tesla Energy Operations Inc | JCP&L | Eligible for TI Program | 2020-03-19 | 2020-03-24 | 2021-10-30 | Hanwha Q Cells | Q.PEAK DUO BLK-G5/SC315 | Solar Panels |  | 0.315 | 6 | 139 | 34 |  | Fixed | Roof
NJSTRE1545388019 | NJSRRE1544701337 | Transition Incentive Program | Hopatcong | 7843 | 1 | 3.1 | Residential | Yes | Behind the Meter | Behind the Meter |  | None | Sunrun Installation Services, Inc. | JCP&L | Eligible for TI Program | 2020-03-16 | 2020-03-19 | 2021-10-30 | REC Solar | REC310TP2M | Solar Panels |  | 0.31 | 6 | 195 | 18 |  | Fixed | Roof
NJSTRE1545388021 | NJSRRE1544819168 | Transition Incentive Program | Bridgewater Township | 8807 | 5 | 11.16 | Residential | Yes | Behind the Meter | Behind the Meter |  | None | Sunrun Installation Services, Inc. | JCP&L | Eligible for TI Program | 2020-04-10 | 2020-04-17 | 2021-10-30 | REC Solar | REC310TP2M | Solar Panels |  | 0.31 | 21 | 180 | 27 |  | Fixed | Roof
NJSTRE1545388028 | NJSRRE1544765207 | Transition Incentive Program | Phillipsburg | 8865 | 2 | 25.2 | Residential | No | Behind the Meter | Net-metered residential ground mount |  | None | Green Power Energy | JCP&L | Accepted | 2020-03-25 | 2020-03-30 | 2021-10-30 | LG Electronics | LG350N1C-V5 | Solar Panels |  | 0.35 | 72 | 180 | 30 |  | Fixed | Ground
NJSTRE1545388031 | NJSRRE1544639435 | Transition Incentive Program | Belleville | 7109 | 9 | 9.8 | Residential | No | Behind the Meter | Net-metered residential rooftop and canopy |  | None | Ampericon | PSE&G | Accepted | 2020-03-12 | 2020-03-17 | 2021-10-30 | LG | LG350Q1C-A5 | Solar Panels |  | 0.35 | 28 | 160 | 15 |  | Fixed | Roof
NJSTRE1545388033 | NJSRRE1544892777 | Transition Incentive Program | Ocean City | 8226 | 21 | 5.36 | Residential | No | Behind the Meter | Behind the Meter |  | None | Solar Specialists of New Jersey LLC | AC Electric | Eligible for TI Program | 2020-04-24 | 2020-04-29 | 2021-10-30 | Certaineed | CT315M11-04 | Solar Panels |  | 0.315 | 7 | 228 | 30 |  | Fixed | Roof | House
NJSTRE1545388037 | NJSRRE1544626053 | Transition Incentive Program | Mount Holly | 8060 | 13 | 5.76 | Residential | Yes | Behind the Meter | Behind the Meter |  | None | All Season Solar | PSE&G | Eligible for TI Program | 2020-03-11 | 2020-03-16 | 2021-10-30 | Trina | TSM-DD06M05II 320W NOV19 | Solar Panels |  | 0.32 | 18 | 103 | 26 |  | Fixed | Roof
NJSTRE1545388044 | NJSRRE1544760194 | Transition Incentive Program | Bridgeton | 8302 | 20 | 3.84 | Residential | Yes | Behind the Meter | Behind the Meter |  | None | Skyline Solar, LLC | AC Electric | Eligible for TI Program | 2020-03-24 | 2020-03-26 | 2021-10-30 | Hanwha Q-Cells | Q.PEAK DUO-G5 320 | Solar Panels |  | 0.32 | 12 | 237 | 37 |  | Fixed | Roof
NJSTRE1545388047 | NJSRRE1544777570 | Transition Incentive Program | bridgeton | 8302 | 20 | 7.71 | Residential | Yes | Behind the Meter | Net-metered residential rooftop and canopy |  | None | Vision Solar LLC | AC Electric | Accepted | 2020-04-01 | 2020-04-09 | 2021-10-30 | lg solar | lg335n1k-v5 | Solar Panels |  | 0.335 | 23 | 186 | 21 |  | Fixed | Roof
NJSTRE1545388056 | NJSRRE1544621262 | Transition Incentive Program | East Orange | 7018 | 9 | 171.71 | Commercial | No | Behind the Meter | Behind the Meter |  | None | SElf install | PSE&G | Eligible for TI Program | 2020-03-09 | 2020-03-13 | 2021-10-30 | Bluesun | BSM385-72 | Solar Panels |  | 0.385 | 446 | 208 | 10 |  | Fixed | Roof
NJSTRE1545388038 | NJSRRE1544736402 | Transition Incentive Program | TUCKERTON | 8087 | 18 | 4.16 | Residential | Yes | Behind the Meter | Net-metered residential rooftop and canopy |  | None | Vivint Solar Developer, LLC | AC Electric | Accepted | 2020-03-23 | 2020-03-25 | 2021-10-30 | JINKO SOLAR | JKM320M-60HBL | Solar Panels |  | 0.32 | 13 | 253 | 46 |  | Fixed | Roof
NJSTRE1545388039 | NJSRRE1544762353 | Transition Incentive Program | Warren | 7059 | 5 | 8.4 | Residential | No | Behind the Meter | Net-metered residential rooftop and canopy |  | None | Green House Solar | JCP&L | Accepted | 2020-03-25 | 2020-03-27 | 2021-10-30 | Sunpower | SPR-A400 GAC | Solar Panels |  | 0.4 | 21 | 163 | 34 |  | Fixed | Roof
NJSTRE1545388042 | NJSRRE1544764935 | Transition Incentive Program | Hillsborough Township | 8844 | 5 | 11.34 | Residential | Yes | Behind the Meter | Net-metered residential rooftop and canopy |  | None | Tesla Energy Operations Inc. | PSE&G | Accepted | 2020-03-25 | 2020-03-30 | 2021-10-30 | Hanwha Q CELLS | Q.PEAK DUO BLK-G5/SC315 | Solar Panels |  | 0.315 | 8 | 274 | 45 |  | Fixed | Roof
NJSTRE1545388048 | NJSRRE1544697512 | Transition Incentive Program | Turnersville | 8012 | 14 | 7.75 | Residential | No | Behind the Meter | Net-metered residential rooftop and canopy |  | None | Bright Planet Solar | AC Electric | Accepted |  | 2020-03-19 | 2021-10-30 | LONGI | LR-60HPB-310M | Solar Panels |  | 0.31 | 7 | 208 | 39 |  | Fixed | Roof
NJSTRE1545388055 | NJSRRE1544695770 | Transition Incentive Program | Moorestown Twp | 8057 | 13 | 5.04 | Residential | Yes | Behind the Meter | Net-metered residential rooftop and canopy |  | None | Bright Planet Solar | PSE&G | Accepted |  | 2020-03-19 | 2021-10-30 | CANADIAN SOLAR | CS3K-315MS | Solar Panels |  | 0.315 | 14 | 261 | 22 |  | Fixed | Roof
NJSTRE1545388055 | NJSRRE1544695770 | Transition Incentive Program | Moorestown Twp | 8057 | 13 | 5.04 | Residential | Yes | Behind the Meter | Net-metered residential rooftop and canopy |  | None | Bright Planet Solar | PSE&G | Accepted |  | 2020-03-19 | 2021-10-30 | CANADIAN SOLAR | CS3K-315MS | Solar Panels |  | 0.315 | 2 | 81 | 22 |  | Fixed | Roof
NJSTRE1545388059 | NJSRRE1544836690 | Transition Incentive Program | Pennsauken TWP | 8109 | 14 | 10.39 | Residential | Yes | Behind the Meter | Net-metered residential rooftop and canopy |  | None | Vision Solar LLC | PSE&G | Accepted | 2020-04-13 | 2020-04-21 | 2021-10-30 | lgsolar | lg335n1k-v5 | Solar Panels |  | 0.335 | 4 | 31 | 35 |  | Fixed | Roof
NJSTRE1545388065 | NJSRRE1544839638 | Transition Incentive Program | South Brunswick | 8852 | 11 | 7.15 | Residential | No | Behind the Meter | Behind the Meter |  | None | NJ Solar Power, LLC | PSE&G | Eligible for TI Program | 2020-04-14 | 2020-04-22 | 2021-10-30 | Panasonic | VBHN325KA03 | Solar Panels |  | 0.325 | 22 | 179 | 23 |  | Fixed | Roof
NJSTRE1545388071 | NJSRRE1544698996 | Transition Incentive Program | Sewell | 8080 | 15 | 9.6 | Residential | No | Behind the Meter | Net-metered residential rooftop and canopy |  | None | Sun Up Zero Down | AC Electric | Accepted | 2020-03-16 | 2020-03-19 | 2021-10-30 | LG | LG320N1K-A5 | Solar Panels |  | 0.32 | 4 | 162 | 27 |  | Fixed | Roof
NJSTRE1545388071 | NJSRRE1544698996 | Transition Incentive Program | Sewell | 8080 | 15 | 9.6 | Residential | No | Behind the Meter | Net-metered residential rooftop and canopy |  | None | Sun Up Zero Down | AC Electric | Accepted | 2020-03-16 | 2020-03-19 | 2021-10-30 | LG | LG320N1K-A5 | Solar Panels |  | 0.32 | 8 | 252 | 18 |  | Fixed | Roof
NJSTRE1545388076 | NJSRRE1544855159 | Transition Incentive Program | CLIFTON | 7011 | 6 | 8.04 | Residential | No | Behind the Meter | Behind the Meter |  | None | Infinity Solar Systems | PSE&G | Eligible for TI Program | 2020-04-17 | 2020-04-23 | 2021-10-30 | LG | LG335N1K-V5 | Solar Panels |  | 0.335 | 15 | 166 | 15 |  | Fixed | Roof
NJSTRE1545388077 | NJSRRE1544720054 | Transition Incentive Program | Waldwick | 7463 | 7 | 13.4 | Residential | No | Behind the Meter | Net-metered residential rooftop and canopy |  | None | Solar Living, Inc. | PSE&G | Accepted | 2020-03-18 | 2020-03-24 | 2021-10-30 | LG | 335N1C | Solar Panels |  | 0.335 | 20 | 274 | 25 |  | Fixed | Roof
NJSTRE1545388087 | NJSRRE1544708396 | Transition Incentive Program | Totowa | 7512 | 6 | 6.3 | Residential | Yes | Behind the Meter | Behind the Meter |  | None | Pro Custom Solar dba Momentum Solar | PSE&G | Eligible for TI Program | 2020-03-17 | 2020-03-20 | 2021-10-30 | LG Electronics | LG 350N1C-V5 | Solar Panels |  | 0.35 | 4 | 293 | 36 |  | Fixed | Roof
NJSTRE1545388027 | NJSRRE1544796086 | Transition Incentive Program | Little Egg Harbor Twp | 8087 | 18 | 5.36 | Residential | Yes | Behind the Meter | Behind the Meter |  | None | Pro Custom Solar dba Momentum Solar | AC Electric | Eligible for TI Program | 2020-04-03 | 2020-04-09 | 2021-10-30 | Hanwha | Q.Peak DUO BLK-G6+ 335 | Solar Panels |  | 0.335 | 10 | 188 | 34 |  | Fixed | Roof
NJSTRE1545388036 | NJSRRE1544768696 | Transition Incentive Program | MAPLE SHADE | 8052 | 13 | 7.36 | Residential | Yes | Behind the Meter | Net-metered residential rooftop and canopy |  | None | Vivint Solar Developer, LLC | PSE&G | Accepted | 2020-03-27 | 2020-04-01 | 2021-10-30 | JINKO SOLAR | JKM320M-60HBL | Solar Panels |  | 0.32 | 9 | 270 | 27 |  | Fixed | Roof
NJSTRE1545388051 | NJSRRE1544775248 | Transition Incentive Program | Smithville | 8205 | 19 | 7.25 | Residential | No | Behind the Meter | Behind the Meter |  | None | All Season Solar | AC Electric | Eligible for TI Program | 2020-03-31 | 2020-04-09 | 2021-10-30 | Certainteed | CT315HC11-04 | Solar Panels |  | 0.315 | 20 | 117 | 23 |  | Fixed | Roof
NJSTRE1545388059 | NJSRRE1544836690 | Transition Incentive Program | Pennsauken TWP | 8109 | 14 | 10.39 | Residential | Yes | Behind the Meter | Net-metered residential rooftop and canopy |  | None | Vision Solar LLC | PSE&G | Accepted | 2020-04-13 | 2020-04-21 | 2021-10-30 | lg solar | lg335n1k-v5 | Solar Panels |  | 0.335 | 11 | 31 | 25 |  | Fixed | Roof
NJSTRE1545388060 | NJSRRE1544779236 | Transition Incentive Program | South Hackensack | 7606 | 7 | 9.86 | Residential | No | Behind the Meter | Net-metered residential rooftop and canopy |  | None | Trinity Solar | PSE&G | Final As-Built Received |  | 2020-04-09 | 2021-10-30 | HANWHA | Q.PEAK DUO BLK-G6 340 | Solar Panels |  | 0.34 | 23 | 107 | 19 |  | Fixed | Roof
NJSTRE1545388069 | NJSRRE1544892816 | Transition Incentive Program | DELRAN | 8075 | 13 | 7.04 | Residential | No | Behind the Meter | Net-metered residential rooftop and canopy |  | None | Infinity Solar Systems | PSE&G | Accepted |  | 2020-04-29 | 2021-10-30 | LG | LG335N1K-V5 | Solar Panels |  | 0.335 | 5 | 121 | 20 |  | Fixed | Roof
NJSTRE1545388072 | NJSRRE1544767360 | Transition Incentive Program | Haddonfield Boro | 8033 | 14 | 3.78 | Residential | No | Behind the Meter | Net-metered residential rooftop and canopy |  | None | Tesla Energy Operations Inc | PSE&G | Accepted | 2020-03-26 | 2020-03-31 | 2021-10-30 | Hanwha Q Cells | Q.PEAK DUO BLK-G5/SC315 | Solar Panels |  | 0.315 | 6 | 225 | 32 |  | Fixed | Roof
NJSTRE1545388081 | NJSRRE1544695711 | Transition Incentive Program | PERTH AMBOY | 8861 | 11 | 6.3 | Residential | Yes | Behind the Meter | Behind the Meter |  | None | Pro Custom Solar dba Momentum Solar | PSE&G | Eligible for TI Program | 2020-03-16 | 2020-03-18 | 2021-10-30 | LG ELECTRONICS | LG 350N1C-V5 | Solar Panels |  | 0.35 | 3 | 201 | 14 |  | Fixed | Roof
NJSTRE1545388083 | NJSRRE1544761221 | Transition Incentive Program | Monroe Township | 8831 | 11 | 15.12 | Residential | No | Behind the Meter | Net-metered residential rooftop and canopy |  | None | Tesla Energy Operations Inc. | JCP&L | Accepted | 2020-03-24 | 2020-03-27 | 2021-10-30 | Hanwha Q CELLS | Q.PEAK DUO BLK-G5/SC315 | Solar Panels |  | 0.315 | 5 | 269 | 32 |  | Fixed | Roof
NJSTRE1545388084 | NJSRRE1544613277 | Transition Incentive Program | Clementon | 8021 | 14 | 8.37 | Residential | Yes | Behind the Meter | Net-metered residential rooftop and canopy |  | None | Whitman Construction, LLC | PSE&G | Accepted | 2020-03-06 | 2020-03-11 | 2021-10-30 | Trina Solar | TSM-310DDSA17 | Solar Panels |  | 0.31 | 16 | 172 | 20 |  | Fixed | Roof
NJSTRE1545388091 | NJSRRE1544701292 | Transition Incentive Program | Edison | 8820 | 11 | 4.83 | Residential | No | Behind the Meter | Behind the Meter |  | None | Sunrun Installation Services, Inc. | PSE&G | Eligible for TI Program | 2020-03-16 | 2020-03-19 | 2021-10-30 | LG Electronics | LG345N1C-V5 | Solar Panels |  | 0.345 | 8 | 156 | 34 |  | Fixed | Roof
NJSTRE1545388094 | NJSRRE1544768866 | Transition Incentive Program | LAKEHURST | 8733 | 18 | 5.76 | Residential | Yes | Behind the Meter | Net-metered residential rooftop and canopy |  | None | Vivint Solar Developer, LLC | JCP&L | Accepted |  | 2020-04-01 | 2021-10-30 | Jinko Solar | JKM320M-60HBL | Solar Panels |  | 0.32 | 14 | 175 | 10 |  | Fixed | Roof
NJSTRE1545387553 | NJSRRE1543845126 | Transition Incentive Program | Millville | 8332 | 20 | 13.73 | Residential | No | Behind the Meter | Net-metered residential ground mount |  | None | SunPower Capital, LLC | AC Electric | Accepted | 2019-12-31 | 2020-01-06 | 2021-10-30 | SunPower | SPR-E20-327-E-AC | Solar Panels |  | 0.327 | 36 | 180 | 25 |  | Fixed | Roof
NJSTRE1545387553 | NJSRRE1543845126 | Transition Incentive Program | Millville | 8332 | 20 | 13.73 | Residential | No | Behind the Meter | Net-metered residential ground mount |  | None | SunPower Capital, LLC | AC Electric | Accepted | 2019-12-31 | 2020-01-06 | 2021-10-30 | SunPower | SPR-E20-327-E-AC | Solar Panels |  | 0.327 | 6 | 219 | 25 |  | Fixed | Roof
NJSTRE1545387559 | NJSRRE1543425676 | Transition Incentive Program | Nutley | 7110 | 9 | 8.4 | Residential | No | Behind the Meter | Behind the Meter |  | None | Green Power Energy | PSE&G | Eligible for TI Program | 2019-11-20 | 2019-11-25 | 2021-10-30 | LG Electronics | LG350N1C-V5 | Solar Panels |  | 0.35 | 24 | 197 | 27 |  | Fixed | Roof
NJSTRE1545387560 | NJSRRE1544540523 | Transition Incentive Program | Hammonton | 8037 | 19 | 8.82 | Residential | Yes | Behind the Meter | Net-metered residential rooftop and canopy |  | None | Suntuity Solar LLC | AC Electric | Accepted | 2020-02-26 | 2020-02-28 | 2021-10-30 | Hanwha Solar | Q-Cells 315 Mono | Solar Panels |  | 0.315 | 28 | 193 | 36 |  | Fixed | Roof
NJSTRE1545387565 | NJSRRE1544546630 | Transition Incentive Program | Turnersville | 8012 | 14 | 8.82 | Residential | No | Behind the Meter | Behind the Meter |  | None | Trinity Solar | AC Electric | Eligible for TI Program | 2020-02-27 | 2020-03-02 | 2021-10-30 | Hanwha | Q.PEAK DUO BLK-G5 315 | Solar Panels |  | 0.315 | 14 | 163 | 32 |  | Fixed | Roof
NJSTRE1545387565 | NJSRRE1544546630 | Transition Incentive Program | Turnersville | 8012 | 14 | 8.82 | Residential | No | Behind the Meter | Behind the Meter |  | None | Trinity Solar | AC Electric | Eligible for TI Program | 2020-02-27 | 2020-03-02 | 2021-10-30 | Hanwha | Q.PEAK DUO BLK-G5 315 | Solar Panels |  | 0.315 | 14 | 163 | 21 |  | Fixed | Roof
NJSTRE1545387569 | NJSRRE1543497732 | Transition Incentive Program | Toms River | 8755 | 18 | 15.08 | Residential | Yes | Behind the Meter | Behind the Meter |  | None | Sunrun Installation Services, Inc. | JCP&L | Eligible for TI Program | 2019-12-06 | 2019-12-10 | 2021-10-30 | REC Solar | REC290TP2 BLK | Solar Panels |  | 0.29 | 10 | 163 | 18 |  | Fixed | Roof
NJSTRE1545387569 | NJSRRE1543497732 | Transition Incentive Program | Toms River | 8755 | 18 | 15.08 | Residential | Yes | Behind the Meter | Behind the Meter |  | None | Sunrun Installation Services, Inc. | JCP&L | Eligible for TI Program | 2019-12-06 | 2019-12-10 | 2021-10-30 | REC Solar | REC290TP2 BLK | Solar Panels |  | 0.29 | 18 | 343 | 18 |  | Fixed | Roof
NJSTRE1545387577 | NJSRRE1544309541 | Transition Incentive Program | Tabernacle | 8088 | 13 | 17.36 | Residential | No | Behind the Meter | Behind the Meter |  | None | Sunrun Installation Services, Inc. | AC Electric | Eligible for TI Program | 2020-01-27 | 2020-01-30 | 2021-10-30 | REC Solar | REC310TP2M | Solar Panels |  | 0.31 | 15 | 97 | 18 |  | Fixed | Roof
NJSTRE1545387577 | NJSRRE1544309541 | Transition Incentive Program | Tabernacle | 8088 | 13 | 17.36 | Residential | No | Behind the Meter | Behind the Meter |  | None | Sunrun Installation Services, Inc. | AC Electric | Eligible for TI Program | 2020-01-27 | 2020-01-30 | 2021-10-30 | REC Solar | REC310TP2M | Solar Panels |  | 0.31 | 15 | 7 | 18 |  | Fixed | Roof
NJSTRE1545387582 | NJSRRE1543571226 | Transition Incentive Program | Old Bridge Township | 8857 | 11 | 8.12 | Residential | Yes | Behind the Meter | Behind the Meter |  | None | Sunrun Installation Services, Inc. | JCP&L | Eligible for TI Program | 2019-12-19 | 2019-12-26 | 2021-10-30 | REC Solar | REC290TP2 BLK | Solar Panels |  | 0.29 | 11 | 340 | 27 |  | Fixed | Roof
NJSTRE1545387593 | NJSRRE1543451877 | Transition Incentive Program | Clifton City | 7013 | 6 | 5.8 | Residential | No | Behind the Meter | Behind the Meter |  | None | Sunrun Installation Services, Inc. | PSE&G | Eligible for TI Program | 2019-11-27 | 2019-12-03 | 2021-10-30 | REC Solar | REC290TP2 BLK | Solar Panels |  | 0.29 | 15 | 134 | 9 |  | Fixed | Roof
NJSTRE1545387599 | NJSRRE1543552358 | Transition Incentive Program | Brick | 8724 | 18 | 6.62 | Residential | Yes | Behind the Meter | Behind the Meter |  | None | Trinity Solar | JCP&L | Eligible for TI Program | 2019-12-16 | 2019-12-19 | 2021-10-30 | Hanwha 315 | Q.PEAK DUO BLK-G5 315 | Solar Panels |  | 0.315 | 11 | 176 | 18 |  | Fixed | Roof
NJSTRE1545387766 | NJSRRE1543509282 | Transition Incentive Program | GLEN GARDNER | 8826 | 4 | 10.08 | Residential | No | Behind the Meter | Net-metered residential rooftop and canopy |  | None | Solar Home NJ LLC | JCP&L | Accepted | 2019-12-11 | 2019-12-16 | 2021-10-30 | SOLARIA | POWERXT-360R-PD | Solar Panels |  | 0.36 | 28 | 161 | 14 |  | Fixed | Roof
NJSTRE1545387772 | NJSRRE1544467085 | Transition Incentive Program | Flemington | 8822 | 4 | 10.15 | Residential | No | Behind the Meter | Behind the Meter |  | None | Seabright Solar | JCP&L | Eligible for TI Program | 2020-02-20 | 2020-02-24 | 2021-10-30 | Sunpower | SPR-X21-350 | Solar Panels |  | 0.35 | 10 | 173 | 34 |  | Fixed | Roof
NJSTRE1545387775 | NJSRRE1543651724 | Transition Incentive Program | Paterson | 7502 | 6 | 4.64 | Residential | Yes | Behind the Meter | Behind the Meter |  | None | Sunrun Installation Services, Inc. | PSE&G | Eligible for TI Program | 2019-12-23 | 2019-12-27 | 2021-10-30 | REC Solar | REC290TP2 BLK | Solar Panels |  | 0.29 | 4 | 230 | 27 |  | Fixed | Roof
NJSTRE1545387775 | NJSRRE1543651724 | Transition Incentive Program | Paterson | 7502 | 6 | 4.64 | Residential | Yes | Behind the Meter | Behind the Meter |  | None | Sunrun Installation Services, Inc. | PSE&G | Eligible for TI Program | 2019-12-23 | 2019-12-27 | 2021-10-30 | REC Solar | REC290TP2 BLK | Solar Panels |  | 0.29 | 6 | 50 | 26 |  | Fixed | Roof
NJSTRE1545387782 | NJSRRE1544447475 | Transition Incentive Program | Hamilton Township | 8620 | 12 | 20.16 | Residential | No | Behind the Meter | Net-metered residential rooftop and canopy |  | None | Exact Solar | PSE&G | Accepted |  | 2020-02-18 | 2021-10-30 | Jinko | JKM320M-60 | Solar Panels |  | 0.32 | 63 | 262 | 35 |  | Fixed | Roof
NJSTRE1545387783 | NJSRRE1544127889 | Transition Incentive Program | MANVILLE | 8835 | 5 | 6.62 | Residential | Yes | Behind the Meter | Net-metered residential rooftop and canopy |  | None | Vivint Solar Developer, LLC | PSE&G | Accepted | 2020-01-07 | 2020-01-10 | 2021-10-30 | HANWHA SOLAR | Q.PEAK BLK-G5 315 | Solar Panels |  | 0.315 | 21 | 163 | 24 |  | Fixed | Roof
NJSTRE1545387784 | NJSRRE1544156688 | Transition Incentive Program | Mount Laurel | 8054 | 13 | 9.14 | Residential | Yes | Behind the Meter | Net-metered residential rooftop and canopy |  | None | Vivint Solar Developer, LLC | PSE&G | Accepted | 2020-01-10 | 2020-01-15 | 2021-10-30 | Hanwha Solar | Q.PEAK BLK-G5 315 | Solar Panels |  | 0.315 | 25 | 351 | 21 |  | Fixed | Roof
NJSTRE1545387786 | NJSRRE1543532621 | Transition Incentive Program | Paterson | 7513 | 6 | 6.93 | Residential | Yes | Behind the Meter | Net-metered residential rooftop and canopy |  | None | Trinity Solar | PSE&G | Final As-Built Received | 2019-12-12 | 2019-12-17 | 2021-10-30 | HANWHA | Q.PEAK DUO BLK-G5 315 | Solar Panels |  | 0.315 | 5 | 278 | 44 |  | Fixed | Roof
NJSTRE1545387786 | NJSRRE1543532621 | Transition Incentive Program | Paterson | 7513 | 6 | 6.93 | Residential | Yes | Behind the Meter | Net-metered residential rooftop and canopy |  | None | Trinity Solar | PSE&G | Final As-Built Received | 2019-12-12 | 2019-12-17 | 2021-10-30 | HANWHA | Q.PEAK DUO BLK-G5 315 | Solar Panels |  | 0.315 | 6 | 278 | 19 |  | Fixed | Roof
NJSTRE1545387794 | NJSRRE1543473740 | Transition Incentive Program | Columbus | 8022 | 13 | 23.31 | Residential | Yes | Behind the Meter | Net-metered residential rooftop and canopy |  | None | Suntuity Solar LLC | PSE&G | Accepted | 2019-12-03 | 2019-12-05 | 2021-10-30 | Yingli Green Energy | YL315D-30b | Solar Panels |  | 0.315 | 10 | 187 | 35 |  | Fixed | Roof
NJSTRE1545387802 | NJSRRE1544680859 | Transition Incentive Program | Vineland | 8360 | 20 | 6.54 | Residential | Yes | Behind the Meter | Behind the Meter |  | ACE | EMT Renewables | Vineland Muni Electric | Eligible for TI Program | 2020-03-13 | 2020-03-18 | 2021-10-30 | Sunpower | 327W-BLK-D-AC | Solar Panels |  | 0.327 | 20 | 93 | 18 |  | Fixed | Roof
NJSTRE1545387804 | NJSRRE1544903593 | Transition Incentive Program | South Egg Harbor | 8215 | 19 | 7.02 | Residential | Yes | Behind the Meter | Net-metered residential rooftop and canopy |  | None | Sunrun Installation Services, Inc. | AC Electric | Final As-Built Received |  | 2020-04-30 | 2021-10-30 | LONGi Green Energy Technology Co Ltd | LR6-60HPB-305M | Solar Panels |  | 0.305 | 3 | 43 | 21 |  | Fixed | Roof
NJSTRE1545388034 | NJSRRE1544637395 | Transition Incentive Program | Pleasantville | 8232 | 19 | 8.18 | Residential | Yes | Behind the Meter | Net-metered residential rooftop and canopy |  | None | Castle Energy, LLC | AC Electric | Accepted | 2020-03-12 | 2020-03-17 | 2021-10-30 | SunPower | SPR-E20-327-C-AC | Solar Panels |  | 0.327 | 2 | 117 | 22 |  | Fixed | Roof
NJSTRE1545388035 | NJSRRE1544836502 | Transition Incentive Program | Weehawken | 7086 | 8 | 2.79 | Residential | Yes | Behind the Meter | Behind the Meter |  | None | Sunrun Installation Services, Inc. | PSE&G | Eligible for TI Program | 2020-04-13 | 2020-04-21 | 2021-10-30 | REC Solar | REC310TP2M | Solar Panels |  | 0.31 | 5 | 121 | 45 |  | Fixed | Roof
NJSTRE1545388045 | NJSRRE1544838550 | Transition Incentive Program | Dumont | 7628 | 7 | 5.58 | Residential | Yes | Behind the Meter | Behind the Meter |  | None | Sunrun Installation Services, Inc. | PSE&G | Eligible for TI Program | 2020-04-14 | 2020-04-21 | 2021-10-30 | REC Solar | REC310TP2M | Solar Panels |  | 0.31 | 18 | 174 | 34 |  | Fixed | Roof
NJSTRE1545388046 | NJSRRE1544680860 | Transition Incentive Program | Paulsboro | 8066 | 15 | 7.36 | Residential | No | Behind the Meter | Net-metered residential rooftop and canopy |  | None | Maier Solar Engineering dba Solar Me | AC Electric | Accepted | 2020-03-13 | 2020-03-18 | 2021-10-30 | Hanwha | Q.CELL DUO BLK-G5 320W | Solar Panels |  | 0.32 | 20 | 96 | 36 |  | Fixed | Roof
NJSTRE1545388061 | NJSRRE1544568275 | Transition Incentive Program | penns grove | 8069 | 16 | 3.69 | Residential | Yes | Behind the Meter | Net-metered residential rooftop and canopy |  | None | Vision Solar LLC | AC Electric | Accepted | 2020-03-03 | 2020-03-06 | 2021-10-30 | lg solar | lg335n1k-v5 | Solar Panels |  | 0.335 | 11 | 207 | 17 |  | Fixed | Roof
NJSTRE1545388062 | NJSRRE1544562092 | Transition Incentive Program | BELLEVILLE TWP | 7109 | 9 | 3.78 | Residential | Yes | Behind the Meter | Net-metered residential rooftop and canopy |  | None | Tesla Energy Operations Inc. | PSE&G | Final As-Built Received | 2020-03-02 | 2020-03-05 | 2021-10-30 | Hanwha Q CELLS | Q.PEAK DUO BLK-G5/SC315 | Solar Panels |  | 0.315 | 4 | 13 | 23 |  | Fixed | Roof
NJSTRE1545388069 | NJSRRE1544892816 | Transition Incentive Program | DELRAN | 8075 | 13 | 7.04 | Residential | No | Behind the Meter | Net-metered residential rooftop and canopy |  | None | Infinity Solar Systems | PSE&G | Accepted |  | 2020-04-29 | 2021-10-30 | LG | LG335N1K-V5 | Solar Panels |  | 0.335 | 3 | 211 | 20 |  | Fixed | Roof
NJSTRE1545388080 | NJSRRE1544766453 | Transition Incentive Program | Willingboro | 8046 | 13 | 14.4 | Residential | Yes | Behind the Meter | Net-metered residential rooftop and canopy |  | None | Whitman Construction, LLC | PSE&G | Final As-Built Received | 2020-03-26 | 2020-03-31 | 2021-10-30 | Trina Solar | TSM-320DD05H | Solar Panels |  | 0.32 | 10 | 235 | 21 |  | Fixed | Roof
NJSTRE1545388080 | NJSRRE1544766453 | Transition Incentive Program | Willingboro | 8046 | 13 | 14.4 | Residential | Yes | Behind the Meter | Net-metered residential rooftop and canopy |  | None | Whitman Construction, LLC | PSE&G | Final As-Built Received | 2020-03-26 | 2020-03-31 | 2021-10-30 | Trina Solar | TSM-320DD05H | Solar Panels |  | 0.32 | 2 | 145 | 21 |  | Fixed | Roof
NJSTRE1545388090 | NJSRRE1544892968 | Transition Incentive Program | Montague Township | 7827 | 1 | 6.2 | Residential | Yes | Behind the Meter | Behind the Meter |  | None | Sunrun Installation Services, Inc. | Orange Rockland Electric | Eligible for TI Program | 2020-04-24 | 2020-04-29 | 2021-10-30 | REC Solar | REC310TP2M | Solar Panels |  | 0.31 | 7 | 130 | 18 |  | Fixed | Roof
NJSTRE1545388097 | NJSRRE1544817825 | Transition Incentive Program | North Middletown | 7748 | 17 | 10.2 | Residential | Yes | Behind the Meter | Behind the Meter |  | None | Trinity Solar | JCP&L | Eligible for TI Program | 2020-04-09 | 2020-04-15 | 2021-10-30 | HANWHA | Q.PEAK DUO BLK-G6 340 | Solar Panels |  | 0.34 | 15 | 273 | 27 |  | Fixed | Roof
NJSTRE1545388107 | NJSRRE1544764666 | Transition Incentive Program | Hackensack | 7601 | 7 | 4.34 | Residential | Yes | Behind the Meter | Behind the Meter |  | None | Sunrun Installation Services, Inc. | PSE&G | Eligible for TI Program | 2020-03-25 | 2020-03-30 | 2021-10-30 | REC Solar | REC310TP2M | Solar Panels |  | 0.31 | 6 | 38 | 18 |  | Fixed | Roof
NJSTRE1545387853 | NJSRRE1544765108 | Transition Incentive Program | CLIFTON | 7013 | 6 | 2.56 | Residential | Yes | Behind the Meter | Net-metered residential rooftop and canopy |  | None | Vivint Solar Developer, LLC | PSE&G | Accepted | 2020-03-26 | 2020-03-30 | 2021-10-30 | Jinko Solar | JKM320M-60HBL | Solar Panels |  | 0.32 | 6 | 42 | 17 |  | Fixed | Roof
NJSTRE1545387860 | NJSRRE1544767505 | Transition Incentive Program | North Bergen | 7047 | 8 | 5.58 | Residential | Yes | Behind the Meter | Behind the Meter |  | None | Sunrun Installation Services, Inc. | PSE&G | Eligible for TI Program | 2020-03-26 | 2020-03-31 | 2021-10-30 | REC Solar | REC310TP2M | Solar Panels |  | 0.31 | 3 | 210 | 43 |  | Fixed | Roof
NJSTRE1545387865 | NJSRRE1544773424 | Transition Incentive Program | Oakhurst | 7755 | 17 | 6.12 | Residential | Yes | Behind the Meter | Behind the Meter |  | None | Trinity Solar | JCP&L | Eligible for TI Program | 2020-03-30 | 2020-04-09 | 2021-10-30 | HANWHA | Q.PEAK DUO BLK-G6 340 | Solar Panels |  | 0.34 | 15 | 260 | 23 |  | Fixed | Roof
NJSTRE1545387871 | NJSRRE1544617462 | Transition Incentive Program | RUTHERFORD | 7070 | 7 | 8.96 | Residential | Yes | Behind the Meter | Net-metered residential rooftop and canopy |  | None | Vivint Solar Developer, LLC | PSE&G | Accepted | 2020-03-06 | 2020-03-11 | 2021-10-30 | JINKO SOLAR | JKM320M-60HBL | Solar Panels |  | 0.32 | 11 | 126 | 17 |  | Fixed | Roof
NJSTRE1545387872 | NJSRRE1544799842 | Transition Incentive Program | Newark | 7112 | 9 | 2.84 | Residential | Yes | Behind the Meter | Net-metered residential rooftop and canopy |  | None | Trinity Solar | PSE&G | Final As-Built Received |  | 2020-04-10 | 2021-10-30 | Yingli | YL315D-30b | Solar Panels |  | 0.315 | 9 | 118 | 23 |  | Fixed | Roof
NJSTRE1545387894 | NJSRRE1544621139 | Transition Incentive Program | Delran | 8075 | 13 | 11.52 | Residential | No | Behind the Meter | Net-metered residential rooftop and canopy |  | None | Whitman Construction, LLC | PSE&G | Accepted | 2020-03-09 | 2020-03-11 | 2021-10-30 | Trina Solar | TSM-320DD05H | Solar Panels |  | 0.32 | 24 | 239 | 30 |  | Fixed | Roof
NJSTRE1545387901 | NJSRRE1544612758 | Transition Incentive Program | North Bergen | 7047 | 8 | 7 | Residential | Yes | Behind the Meter | Net-metered residential rooftop and canopy |  | None | Pro Custom Solar dba Momentum Solar | PSE&G | Accepted |  | 2020-03-11 | 2021-10-30 | lg electronics | LG 350N1C-V5 | Solar Panels |  | 0.35 | 7 | 281 | 14 |  | Fixed | Roof
NJSTRE1545387911 | NJSRRE1544765008 | Transition Incentive Program | colonia | 7067 | 10 | 4.02 | Residential | Yes | Behind the Meter | Net-metered residential rooftop and canopy |  | None | Vision Solar LLC | PSE&G | Accepted | 2020-03-25 | 2020-03-30 | 2021-10-30 | lg solar | lg335n1k-v5 | Solar Panels |  | 0.335 | 12 | 269 | 40 |  | Fixed | Roof
NJSTRE1545387917 | NJSRRE1544728916 | Transition Incentive Program | FRANKLIN PARK | 8823 | 5 | 9.14 | Residential | Yes | Behind the Meter | Net-metered residential rooftop and canopy |  | None | Suntuity Solar LLC | PSE&G | Accepted | 2020-03-20 | 2020-03-24 | 2021-10-30 | Hanwha Solar | Q-Cells 315 Mono | Solar Panels |  | 0.315 | 16 | 25 | 35 |  | Fixed | Roof
NJSTRE1545387921 | NJSRRE1544566552 | Transition Incentive Program | Pennsauken | 8110 | 14 | 13.12 | Residential | Yes | Behind the Meter | Net-metered residential rooftop and canopy |  | None | Vivint Solar Developer, LLC | PSE&G | Accepted | 2020-03-04 | 2020-03-05 | 2021-10-30 | Jinko Solar | JKM320M-60HBL | Solar Panels |  | 0.32 | 19 | 58 | 42 |  | Fixed | Roof
NJSTRE1545387927 | NJSRRE1544737095 | Transition Incentive Program | Ocean | 7712 | 17 | 11.34 | Residential | Yes | Behind the Meter | Net-metered residential rooftop and canopy |  | None | Tesla Energy Operations Inc. | JCP&L | Accepted | 2020-03-20 | 2020-03-25 | 2021-10-30 | Hanwha Q CELLS | Q.PEAK DUO BLK-G5/SC315 | Solar Panels |  | 0.315 | 5 | 196 | 37 |  | Fixed | Roof
NJSTRE1545387935 | NJSRRE1544561742 | Transition Incentive Program | WILLINGBORO TWP | 8046 | 13 | 7.56 | Residential | Yes | Behind the Meter | Behind the Meter |  | None | Tesla Energy Operations Inc. | PSE&G | Eligible for TI Program | 2020-03-02 | 2020-03-05 | 2021-10-30 | Hanwha Q CELLS | Q.PEAK DUO BLK-G5/SC315 | Solar Panels |  | 0.315 | 8 | 70 | 18 |  | Fixed | Roof
NJSTRE1545387599 | NJSRRE1543552358 | Transition Incentive Program | Brick | 8724 | 18 | 6.62 | Residential | Yes | Behind the Meter | Behind the Meter |  | None | Trinity Solar | JCP&L | Eligible for TI Program | 2019-12-16 | 2019-12-19 | 2021-10-30 | Hanwha 315 | Q.PEAK DUO BLK-G5 315 | Solar Panels |  | 0.315 | 10 | 176 | 9 |  | Fixed | Roof
NJSTRE1545387611 | NJSRRE1544164807 | Transition Incentive Program | Belvidere | 7823 | 2 | 9.16 | Residential | Yes | Behind the Meter | Behind the Meter |  | None | Ad Energy | JCP&L | Eligible for TI Program | 2020-01-14 | 2020-01-17 | 2021-10-30 | SunPower | SPR-E20-327-E-AC | Solar Panels |  | 0.327 | 28 | 217 | 34 |  | Fixed | Roof
NJSTRE1545387617 | NJSRRE1544352491 | Transition Incentive Program | Hewitt | 7421 | 6 | 9.8 | Residential | Yes | Behind the Meter | Behind the Meter |  | None | Pro Custom Solar dba Momentum Solar | Orange Rockland Electric | Eligible for TI Program | 2020-02-04 | 2020-02-07 | 2021-10-30 | lg electronics | LG 350N1C-V5 | Solar Panels |  | 0.35 | 20 | 252 | 28 |  | Fixed | Roof
NJSTRE1545387622 | NJSRRE1544127832 | Transition Incentive Program | South River | 8882 | 11 | 7.19 | Residential | Yes | Behind the Meter | Net-metered residential rooftop and canopy |  | None | SunPower Corporation, Systems | South River | Accepted |  | 2020-01-10 | 2021-10-30 | SUNPOWER | SPR-E20-327-E-AC | Solar Panels |  | 0.327 | 7 | 130 | 28 |  | Fixed | Roof
NJSTRE1545387635 | NJSRRE1544524133 | Transition Incentive Program | Rutherford | 7070 | 7 | 2.56 | Residential | Yes | Behind the Meter | Net-metered residential rooftop and canopy |  | None | Vivint Solar Developer, LLC | PSE&G | Accepted | 2020-02-24 | 2020-02-26 | 2021-10-30 | JINKO SOLAR | JKM320M-60HBL | Solar Panels |  | 0.32 | 5 | 293 | 27 |  | Fixed | Roof
NJSTRE1545387636 | NJSRRE1544310771 | Transition Incentive Program | Elmwood Park | 7407 | 7 | 5.04 | Residential | Yes | Behind the Meter | Net-metered residential rooftop and canopy |  | None | Suntuity Solar LLC | PSE&G | Accepted | 2020-01-28 | 2020-01-31 | 2021-10-30 | Hanwha Solar | Q-Cells 315 Mono | Solar Panels |  | 0.315 | 6 | 250 | 30 |  | Fixed | Roof
NJSTRE1545387657 | NJSRRE1544348711 | Transition Incentive Program | Paterson | 7504 | 6 | 11.16 | Residential | Yes | Behind the Meter | Behind the Meter |  | None | Sunrun Installation Services, Inc. | PSE&G | Eligible for TI Program | 2020-02-03 | 2020-02-06 | 2021-10-30 | REC Solar | REC310TP2M | Solar Panels |  | 0.31 | 5 | 8 | 40 |  | Fixed | Roof
NJSTRE1545387663 | NJSRRE1544331663 | Transition Incentive Program | Franklin Lakes | 7417 | 7 | 4.03 | Residential | No | Behind the Meter | Behind the Meter |  | None | Sunrun Installation Services, Inc. | Orange Rockland Electric | Eligible for TI Program | 2020-01-29 | 2020-02-04 | 2021-10-30 | REC Solar | REC310TP2M | Solar Panels |  | 0.31 | 7 | 213 | 45 |  | Fixed | Roof
NJSTRE1545387664 | NJSRRE1544166262 | Transition Incentive Program | Marlboro Township | 7751 | 17 | 11.73 | Residential | No | Behind the Meter | Net-metered residential rooftop and canopy |  | None | Morgan Associates and Consulting LLC | JCP&L | Accepted |  | 2020-01-20 | 2021-10-30 | LG | LG 335 | Solar Panels |  | 0.335 | 35 | 194 | 14 |  | Fixed | Roof
NJSTRE1545387668 | NJSRRE1543513148 | Transition Incentive Program | Mt Ephraim | 8059 | 14 | 2.84 | Residential | Yes | Behind the Meter | Behind the Meter |  | None | Trinity Solar | PSE&G | Eligible for TI Program | 2019-12-11 | 2019-12-16 | 2021-10-30 | Hanwha | Q.PEAK DUO BLK-G5 315 | Solar Panels |  | 0.315 | 4 | 260 | 28 |  | Fixed | Roof
NJSTRE1545387679 | NJSRRE1544352602 | Transition Incentive Program | willingboro | 8046 | 13 | 20.77 | Residential | Yes | Behind the Meter | Net-metered residential rooftop and canopy |  | None | Vision Solar LLC | PSE&G | Accepted | 2020-02-04 | 2020-02-07 | 2021-10-30 | LG Solar | lg335N1k-V5 | Solar Panels |  | 0.335 | 8 | 4 | 27 |  | Fixed | Roof
NJSTRE1545387679 | NJSRRE1544352602 | Transition Incentive Program | willingboro | 8046 | 13 | 20.77 | Residential | Yes | Behind the Meter | Net-metered residential rooftop and canopy |  | None | Vision Solar LLC | PSE&G | Accepted | 2020-02-04 | 2020-02-07 | 2021-10-30 | LG Solar | lg335N1k-V5 | Solar Panels |  | 0.335 | 8 | 94 | 18 |  | Fixed | Roof
NJSTRE1545387683 | NJSRRE1543473900 | Transition Incentive Program | Clark | 7066 | 10 | 9.14 | Residential | Yes | Behind the Meter | Behind the Meter |  | None | Pro Custom Solar dba Momentum Solar | PSE&G | Eligible for TI Program | 2019-12-03 | 2019-12-05 | 2021-10-30 | Hanwha | Q.Peak DUO BLK-G5 315 | Solar Panels |  | 0.315 | 3 | 38 | 20 |  | Fixed | Roof
NJSTRE1545388095 | NJSRRE1544813249 | Transition Incentive Program | Chatham Township | 7928 | 3 | 4.83 | Residential | Yes | Behind the Meter | Behind the Meter |  | None | Sunrun Installation Services, Inc. | JCP&L | Eligible for TI Program | 2020-04-08 | 2020-04-14 | 2021-10-30 | LG Electronics | LG345N1C-V5 | Solar Panels |  | 0.345 | 7 | 145 | 34 |  | Fixed | Roof
NJSTRE1545388104 | NJSRRE1544728954 | Transition Incentive Program | North Brunswick | 8902 | 11 | 7.04 | Residential | Yes | Behind the Meter | Behind the Meter |  | None | Skyline Solar, LLC | PSE&G | Eligible for TI Program | 2020-03-20 | 2020-03-26 | 2021-10-30 | Hanwha Q-Cells | Q.PEAK DUO-G5 320 | Solar Panels |  | 0.32 | 22 | 243153 | 38 |  | Fixed | Roof
NJSTRE1545388106 | NJSRRE1544776352 | Transition Incentive Program | KEYPORT | 7735 | 17 | 9.6 | Residential | Yes | Behind the Meter | Net-metered residential rooftop and canopy |  | None | Vivint Solar Developer, LLC | JCP&L | Accepted | 2020-03-31 | 2020-04-09 | 2021-10-30 | Jinko Solar | JKM320M-60HBL | Solar Panels |  | 0.32 | 6 | 168 | 36 |  | Fixed | Roof
NJSTRE1545388107 | NJSRRE1544764666 | Transition Incentive Program | Hackensack | 7601 | 7 | 4.34 | Residential | Yes | Behind the Meter | Behind the Meter |  | None | Sunrun Installation Services, Inc. | PSE&G | Eligible for TI Program | 2020-03-25 | 2020-03-30 | 2021-10-30 | REC Solar | REC310TP2M | Solar Panels |  | 0.31 | 6 | 38 | 34 |  | Fixed | Roof
NJSTRE1545388116 | NJSRRE1544680140 | Transition Incentive Program | Swedesboro | 8085 | 15 | 5.44 | Residential | Yes | Behind the Meter | Net-metered residential rooftop and canopy |  | None | Trinity Solar | AC Electric | Final As-Built Received | 2020-03-13 | 2020-03-17 | 2021-10-30 | HANWHA | Q.PEAK DUO BLK-G6 340 | Solar Panels |  | 0.34 | 4 | 61 | 27 |  | Fixed | Roof
NJSTRE1545388124 | NJSRRE1544710333 | Transition Incentive Program | Wood-Ridge | 7075 | 7 | 11.34 | Residential | No | Behind the Meter | Net-metered residential rooftop and canopy |  | None | Tesla Energy Operations | PSE&G | Accepted | 2020-03-18 | 2020-03-23 | 2021-10-30 | Hanwha Q CELLS | Q.PEAK DUO BLK-G5/SC315 | Solar Panels |  | 0.315 | 20 | 36 | 43 |  | Fixed | Roof | Outside
NJSTRE1545388125 | NJSRRE1544708847 | Transition Incentive Program | NORTH BRUNSWICK | 8902 | 11 | 2.56 | Residential | Yes | Behind the Meter | Net-metered residential rooftop and canopy |  | None | Vivint Solar Developer, LLC | PSE&G | Accepted | 2020-03-19 | 2020-03-20 | 2021-10-30 | Jinko Solar | JKM320M-60HBL | Solar Panels |  | 0.32 | 6 | 141 | 28 |  | Fixed | Roof
NJSTRE1545388126 | NJSRRE1544708925 | Transition Incentive Program | Sewell | 8080 | 15 | 11.73 | Residential | Yes | Behind the Meter | Net-metered residential rooftop and canopy |  | None | Vision Solar LLC | AC Electric | Accepted | 2020-03-17 | 2020-03-20 | 2021-10-30 | lg solar | lg335n1k-v5 | Solar Panels |  | 0.335 | 8 | 8 | 25 |  | Fixed | Roof
NJSTRE1545388126 | NJSRRE1544708925 | Transition Incentive Program | Sewell | 8080 | 15 | 11.73 | Residential | Yes | Behind the Meter | Net-metered residential rooftop and canopy |  | None | Vision Solar LLC | AC Electric | Accepted | 2020-03-17 | 2020-03-20 | 2021-10-30 | lg solar | lg335n1k-v5 | Solar Panels |  | 0.335 | 2 | 8 | 26 |  | Fixed | Roof
NJSTRE1545388134 | NJSRRE1544727875 | Transition Incentive Program | MARLTON | 8053 |  | 7.68 | Residential | Yes | Behind the Meter | Net-metered residential rooftop and canopy |  | None | Vivint Solar Developer, LLC | PSE&G | Accepted | 2020-03-19 | 2020-03-24 | 2021-10-30 | Jinko Solar | JKM320M-60HBL | Solar Panels |  | 0.32 | 8 | 225 | 22 |  | Fixed | Roof
NJSTRE1545388135 | NJSRRE1544802559 | Transition Incentive Program | Newark | 7104 | 9 | 3.35 | Residential | Yes | Behind the Meter | Behind the Meter |  | None | Pro Custom Solar dba Momentum Solar | PSE&G | Eligible for TI Program | 2020-04-06 | 2020-04-10 | 2021-10-30 | Hanwha | Q.Peak DUO BLK-G6+ 335 | Solar Panels |  | 0.335 | 10 | 291 | 1 |  | Fixed | Roof
NJSTRE1545388137 | NJSRRE1544868400 | Transition Incentive Program | Manahawkin | 8050 | 18 | 5.12 | Residential | Yes | Behind the Meter | Net-metered residential rooftop and canopy |  | None | Vivint Solar Developer, LLC | AC Electric | Accepted |  | 2020-04-27 | 2021-10-30 | JINKO SOLAR | JKM320M-60HBL | Solar Panels |  | 0.32 | 16 | 121 | 23 |  | Fixed | Roof
NJSTRE1545388070 | NJSRRE1544623032 | Transition Incentive Program | NEWARK | 7107 | 9 | 8.4 | Residential | No | Behind the Meter | Behind the Meter |  | None | Infinity Solar Systems | PSE&G | Eligible for TI Program | 2020-03-10 | 2020-03-12 | 2021-10-30 | LG | LG350N1C-V5 | Solar Panels |  | 0.35 | 24 | 290 | 4 |  | Fixed | Roof
NJSTRE1545388072 | NJSRRE1544767360 | Transition Incentive Program | Haddonfield Boro | 8033 | 14 | 3.78 | Residential | No | Behind the Meter | Net-metered residential rooftop and canopy |  | None | Tesla Energy Operations Inc | PSE&G | Accepted | 2020-03-26 | 2020-03-31 | 2021-10-30 | Hanwha Q Cells | Q.PEAK DUO BLK-G5/SC315 | Solar Panels |  | 0.315 | 6 | 225 | 30 |  | Fixed | Roof
NJSTRE1545388081 | NJSRRE1544695711 | Transition Incentive Program | PERTH AMBOY | 8861 | 11 | 6.3 | Residential | Yes | Behind the Meter | Behind the Meter |  | None | Pro Custom Solar dba Momentum Solar | PSE&G | Eligible for TI Program | 2020-03-16 | 2020-03-18 | 2021-10-30 | LG ELECTRONICS | LG 350N1C-V5 | Solar Panels |  | 0.35 | 15 | 111 | 44 |  | Fixed | Roof
NJSTRE1545388083 | NJSRRE1544761221 | Transition Incentive Program | Monroe Township | 8831 | 11 | 15.12 | Residential | No | Behind the Meter | Net-metered residential rooftop and canopy |  | None | Tesla Energy Operations Inc. | JCP&L | Accepted | 2020-03-24 | 2020-03-27 | 2021-10-30 | Hanwha Q CELLS | Q.PEAK DUO BLK-G5/SC315 | Solar Panels |  | 0.315 | 5 | 179 | 43 |  | Fixed | Roof
NJSTRE1545388086 | NJSRRE1544690210 | Transition Incentive Program | Freehold | 7728 | 17 | 9.24 | Commercial | No | Behind the Meter | Behind the Meter |  | None | ECS Energy, Ltd. | JCP&L | Eligible for TI Program | 2020-03-14 | 2020-03-18 | 2021-10-30 | Axitec | AC-385MH/144S | Solar Panels |  | 0.385 | 10 | 276 | 30 |  | Fixed | Roof
NJSTRE1545388088 | NJSRRE1544708911 | Transition Incentive Program | Manalapan Township | 7726 | 17 | 8.06 | Residential | Yes | Behind the Meter | Behind the Meter |  | None | Sunrun Installation Services, Inc. | JCP&L | Eligible for TI Program | 2020-03-17 | 2020-03-20 | 2021-10-30 | REC Solar | REC310TP2M | Solar Panels |  | 0.31 | 8 | 56 | 9 |  | Fixed | Roof
NJSTRE1545388095 | NJSRRE1544813249 | Transition Incentive Program | Chatham Township | 7928 | 3 | 4.83 | Residential | Yes | Behind the Meter | Behind the Meter |  | None | Sunrun Installation Services, Inc. | JCP&L | Eligible for TI Program | 2020-04-08 | 2020-04-14 | 2021-10-30 | LG Electronics | LG345N1C-V5 | Solar Panels |  | 0.345 | 7 | 235 | 34 |  | Fixed | Roof
NJSTRE1545388100 | NJSRRE1544759072 | Transition Incentive Program | LINDEN | 7036 | 10 | 8.32 | Residential | Yes | Behind the Meter | Net-metered residential rooftop and canopy |  | None | Vivint Solar Developer, LLC | PSE&G | Accepted | 2020-03-23 | 2020-03-26 | 2021-10-30 | JINKO SOLAR | JKM320M-60HBL | Solar Panels |  | 0.32 | 18 | 129 | 16 |  | Fixed | Roof
NJSTRE1545388111 | NJSRRE1544767426 | Transition Incentive Program | gloucester | 8012 | 14 | 13.07 | Residential | Yes | Behind the Meter | Net-metered residential rooftop and canopy |  | None | Vision Solar LLC | PSE&G | Accepted | 2020-03-26 | 2020-03-31 | 2021-10-30 | lg solar | lg335n1k-v5 | Solar Panels |  | 0.335 | 3 | 87 | 23 |  | Fixed | Roof
NJSTRE1545388120 | NJSRRE1544779654 | Transition Incentive Program | TOMS RIVER | 8757 | 18 | 11.52 | Residential | Yes | Behind the Meter | Net-metered residential rooftop and canopy |  | None | Vivint Solar Developer, LLC | JCP&L | Accepted | 2020-04-01 | 2020-04-09 | 2021-10-30 | Jinko Solar | JKM320M-60HBL | Solar Panels |  | 0.32 | 13 | 77 | 18 |  | Fixed | Roof
NJSTRE1545388122 | NJSRRE1544701629 | Transition Incentive Program | Emerson | 7630 | 7 | 10.05 | Residential | Yes | Behind the Meter | Net-metered residential rooftop and canopy |  | None | Vision Solar LLC | PSE&G | Accepted | 2020-03-16 | 2020-03-19 | 2021-10-30 | lg solar | lg335n1k-v5 | Solar Panels |  | 0.335 | 8 | 294 | 10 |  | Fixed | Roof
NJSTRE1545388124 | NJSRRE1544710333 | Transition Incentive Program | Wood-Ridge | 7075 | 7 | 11.34 | Residential | No | Behind the Meter | Net-metered residential rooftop and canopy |  | None | Tesla Energy Operations | PSE&G | Accepted | 2020-03-18 | 2020-03-23 | 2021-10-30 | Hanwha Q CELLS | Q.PEAK DUO BLK-G5/SC315 | Solar Panels |  | 0.315 | 16 | 126 | 25 |  | Fixed | Roof | Outside
NJSTRE1545388125 | NJSRRE1544708847 | Transition Incentive Program | NORTH BRUNSWICK | 8902 | 11 | 2.56 | Residential | Yes | Behind the Meter | Net-metered residential rooftop and canopy |  | None | Vivint Solar Developer, LLC | PSE&G | Accepted | 2020-03-19 | 2020-03-20 | 2021-10-30 | Jinko Solar | JKM320M-60HBL | Solar Panels |  | 0.32 | 2 | 321 | 20 |  | Fixed | Roof
NJSTRE1545387814 | NJSRRE1544708791 | Transition Incentive Program | Whiting | 8759 | 18 | 5.1 | Residential | Yes | Behind the Meter | Net-metered residential rooftop and canopy |  | None | Trinity Solar | JCP&L | Final As-Built Received |  | 2020-03-20 | 2021-10-30 | Hanwha | Q.PEAK DUO BLK-G6 340 | Solar Panels |  | 0.34 | 6 | 159 | 39 |  | Fixed | Roof
NJSTRE1545387823 | NJSRRE1544886093 | Transition Incentive Program | WILLINGBORO | 8046 | 13 | 7.56 | Residential | Yes | Behind the Meter | Net-metered residential rooftop and canopy |  | None | Suntuity Solar LLC | PSE&G | Accepted | 2020-04-23 | 2020-04-28 | 2021-10-30 | Hanwha Solar | Q-Cells 315 Mono | Solar Panels |  | 0.315 | 10 | 118 | 28 |  | Fixed | Roof
NJSTRE1545387832 | NJSRRE1544759044 | Transition Incentive Program | Brick Township | 8723 | 18 | 6.82 | Residential | Yes | Behind the Meter | Behind the Meter |  | None | Sunrun Installation Services, Inc. | JCP&L | Eligible for TI Program | 2020-03-23 | 2020-03-26 | 2021-10-30 | REC Solar | REC310TP2M | Solar Panels |  | 0.31 | 6 | 210 | 23 |  | Fixed | Roof
NJSTRE1545387833 | NJSRRE1544758966 | Transition Incentive Program | BAYVILLE | 8721 | 18 | 8.64 | Residential | Yes | Behind the Meter | Behind the Meter |  | None | Vivint Solar Developer, LLC | JCP&L | Eligible for TI Program | 2020-03-23 | 2020-03-26 | 2021-10-30 | JINKO SOLAR | JKM320M-60HBL | Solar Panels |  | 0.32 | 25 | 187 | 31 |  | Fixed | Roof
NJSTRE1545387836 | NJSRRE1544705428 | Transition Incentive Program | clayton | 8312 | 15 | 5.03 | Residential | Yes | Behind the Meter | Net-metered residential rooftop and canopy |  | None | Vision Solar LLC | AC Electric | Accepted | 2020-03-17 | 2020-03-20 | 2021-10-30 | lg solar | lg335n1k-v5 | Solar Panels |  | 0.335 | 15 | 257 | 21 |  | Fixed | Roof
NJSTRE1545387844 | NJSRRE1544755573 | Transition Incentive Program | Plainfield | 7060 | 10 | 7.37 | Residential | No | Behind the Meter | Behind the Meter |  | None | Green Power Energy | PSE&G | Eligible for TI Program | 2020-03-23 | 2020-03-26 | 2021-10-30 | LG Electronics | LG335N1K-V5 | Solar Panels |  | 0.335 | 4 | 179 | 30 |  | Fixed | Roof
NJSTRE1545387846 | NJSRRE1544766576 | Transition Incentive Program | PENNSAUKEN | 8109 | 14 | 11.52 | Residential | Yes | Behind the Meter | Net-metered residential rooftop and canopy |  | None | Vivint Solar Developer, LLC | PSE&G | Accepted | 2020-03-26 | 2020-03-31 | 2021-10-30 | Jinko Solar | JKM320M-60HBL | Solar Panels |  | 0.32 | 27 | 124 | 29 |  | Fixed | Roof
NJSTRE1545387847 | NJSRRE1544754467 | Transition Incentive Program | ROSENHAYN | 8352 | 20 | 9.28 | Residential | Yes | Behind the Meter | Behind the Meter |  | None | Orbit Energy & Power, LLC | AC Electric | Eligible for TI Program | 2020-03-23 | 2020-03-25 | 2021-10-30 | HANWHA | Q.PEAK DUO BLK-G5 320 | Solar Panels |  | 0.32 | 29 | 162 | 15 |  | Fixed | Roof
NJSTRE1545387848 | NJSRRE1544699418 | Transition Incentive Program | Malaga | 8328 | 15 | 18.56 | Residential | No | Behind the Meter | Behind the Meter |  | ACE | EMT Renewables | AC Electric | Eligible for TI Program | 2020-03-16 | 2020-03-19 | 2021-10-30 | Trina | 320-BLK | Solar Panels |  | 0.32 | 37 | 171 | 30 |  | Fixed | Roof
NJSTRE1545387854 | NJSRRE1544759114 | Transition Incentive Program | Ocean Township | 7712 | 17 | 6.46 | Residential | Yes | Behind the Meter | Net-metered residential rooftop and canopy |  | None | Trinity Solar | JCP&L | Final As-Built Received | 2020-03-23 | 2020-03-26 | 2021-10-30 | Hanwha | Q.PEAK DUO BLK-G6 340 | Solar Panels |  | 0.34 | 6 | 150 | 25 |  | Fixed | Roof
NJSTRE1545387866 | NJSRRE1544625729 | Transition Incentive Program | Sicklerville | 8081 | 14 | 10.2 | Residential | No | Behind the Meter | Behind the Meter |  | None | Trinity Solar | AC Electric | Eligible for TI Program | 2020-03-11 | 2020-03-16 | 2021-10-30 | Hanwha | Q.PEAK DUO BLK-G6 340 | Solar Panels |  | 0.34 | 21 | 262 | 34 |  | Fixed | Roof
NJSTRE1545387879 | NJSRRE1544773234 | Transition Incentive Program | Newark | 7106 | 9 | 5.78 | Residential | Yes | Behind the Meter | Behind the Meter |  | None | Trinity Solar | PSE&G | Eligible for TI Program | 2020-03-30 | 2020-04-02 | 2021-10-30 | Hanwha 340 | Q.PEAK DUO BLK-G6 340 | Solar Panels |  | 0.34 | 5 | 105 | 18 |  | Fixed | Roof
NJSTRE1545387882 | NJSRRE1544775984 | Transition Incentive Program | Pine Hill | 8021 | 14 | 4.02 | Residential | Yes | Behind the Meter | Net-metered residential rooftop and canopy |  | None | Pro Custom Solar dba Momentum Solar | AC Electric | Final As-Built Received | 2020-03-31 | 2020-04-09 | 2021-10-30 | Hanwha | Q.Peak DUO BLK-G6+ 335 | Solar Panels |  | 0.335 | 6 | 225 | 31 |  | Fixed | Roof
NJSTRE1545388126 | NJSRRE1544708925 | Transition Incentive Program | Sewell | 8080 | 15 | 11.73 | Residential | Yes | Behind the Meter | Net-metered residential rooftop and canopy |  | None | Vision Solar LLC | AC Electric | Accepted | 2020-03-17 | 2020-03-20 | 2021-10-30 | lg solar | lg335n1k-v5 | Solar Panels |  | 0.335 | 7 | 98 | 25 |  | Fixed | Roof
NJSTRE1545388132 | NJSRRE1544857797 | Transition Incentive Program | Wood-Ridge | 7075 | 7 | 9.6 | Residential | No | Behind the Meter | Net-metered residential rooftop and canopy |  | None | PlugPV, LLC | PSE&G | Accepted |  | 2020-04-23 | 2021-10-30 | Hanwha Q Cell | Hanwha Q-Cell G5 Duo BLK 320 | Solar Panels |  | 0.32 | 6 | 216 | 28 |  | Fixed | Roof
NJSTRE1545388142 | NJSRRE1544886945 | Transition Incentive Program | Englishtown | 7726 | 17 | 15.08 | Residential | Yes | Behind the Meter | Net-metered residential rooftop and canopy |  | None | Vision Solar LLC | JCP&L | Accepted | 2020-04-23 | 2020-04-28 | 2021-10-30 | lg solar | lg335n1k-v5 | Solar Panels |  | 0.335 | 8 | 110 | 35 |  | Fixed | Roof
NJSTRE1545388146 | NJSRRE1544701695 | Transition Incentive Program | Jackson | 8527 | 18 | 6.51 | Residential | Yes | Behind the Meter | Net-metered residential rooftop and canopy |  | None | Powerlutions | JCP&L | Accepted |  | 2020-03-19 | 2021-10-30 | Trina | TSM-310 DD05A | Solar Panels |  | 0.31 | 8 | 218 | 20 |  | Fixed | Roof
NJSTRE1545388148 | NJSRRE1544760991 | Transition Incentive Program | Medford | 8055 | 13 | 11.34 | Residential | Yes | Behind the Meter | Behind the Meter |  | None | Tesla Energy Operations Inc | AC Electric | Eligible for TI Program | 2020-03-24 | 2020-03-27 | 2021-10-30 | Hanwha Q CELLS | Q.PEAK DUO BLK-G5/SC315 | Solar Panels |  | 0.315 | 8 | 253 | 40 |  | Fixed | Roof
NJSTRE1545388155 | NJSRRE1544857733 | Transition Incentive Program | Marmora | 8223 | 21 | 12.58 | Residential | No | Behind the Meter | Net-metered residential rooftop and canopy |  | None | Castle Energy, LLC | AC Electric | Final As-Built Received | 2020-04-20 | 2020-04-23 | 2021-10-30 | Hanwha Q-Cells | Q.Peak DUO BLK-G6 340 | Solar Panels |  | 0.34 | 9 | 218 | 23 |  | Fixed | Roof
NJSTRE1545388156 | NJSRRE1544775242 | Transition Incentive Program | Union | 7088 | 10 | 7.04 | Residential | No | Behind the Meter | Net-metered residential rooftop and canopy |  | None | Whitman Construction, LLC | PSE&G | Final As-Built Received | 2020-03-31 | 2020-04-09 | 2021-10-30 | Trina Solar | TSM-320DD05H | Solar Panels |  | 0.32 | 5 | 77 | 20 |  | Fixed | Roof
NJSTRE1545388159 | NJSRRE1544560361 | Transition Incentive Program | Williamtown | 8094 | 15 | 7.04 | Residential | Yes | Behind the Meter | Behind the Meter |  | None | Skyline Solar, LLC | AC Electric | Eligible for TI Program | 2020-03-02 | 2020-03-05 | 2021-10-30 | Hanwha Q-Cells | Q.PEAK DUO-G5 320 | Solar Panels |  | 0.32 | 22 | 261 | 36 |  | Fixed | Roof
NJSTRE1545388170 | NJSRRE1544838562 | Transition Incentive Program | Vineland | 8361 | 20 | 11.22 | Residential | Yes | Behind the Meter | Behind the Meter |  | None | Trinity Solar | Vineland Muni Electric | Eligible for TI Program | 2020-04-14 | 2020-04-21 | 2021-10-30 | HANWHA | Q.PEAK DUO BLK-G6 340 | Solar Panels |  | 0.34 | 5 | 94 | 30 |  | Fixed | Roof
NJSTRE1545388171 | NJSRRE1544582534 | Transition Incentive Program | South Plainfield | 7080 | 11 | 10.54 | Residential | No | Behind the Meter | Behind the Meter |  | None | Sunrun Installation Services, Inc. | PSE&G | Eligible for TI Program | 2020-03-03 | 2020-03-06 | 2021-10-30 | REC Solar | REC310TP2M | Solar Panels |  | 0.31 | 14 | 85 | 34 |  | Fixed | Roof
NJSTRE1545388174 | NJSRRE1544767343 | Transition Incentive Program | Mckee City | 8234 | 19 | 10.85 | Residential | Yes | Behind the Meter | Net-metered residential rooftop and canopy |  | None | Bright Planet Solar | AC Electric | Accepted |  | 2020-03-31 | 2021-10-30 | LONGI | LR-60HPB-310M | Solar Panels |  | 0.31 | 11 | 291 | 36 |  | Fixed | Roof
NJSTRE1545388179 | NJSRRE1544566635 | Transition Incentive Program | Kenilworth | 7033 | 10 | 45.2 | Commercial | No | Behind the Meter | Net-metered non-residential rooftop and canopy |  | None | Spectacular Solar | PSE&G | Final As-Built Received | 2020-03-17 | 2020-03-18 | 2021-10-30 | Trinasolar | TSM-DE14A | Solar Panels |  | 0.345 | 131 | 0 | 0 |  | Fixed | Roof
NJSTRE1545388182 | NJSRRE1544773572 | Transition Incentive Program | Teaneck | 7666 | 7 | 4.91 | Residential | Yes | Behind the Meter | Net-metered residential rooftop and canopy |  | None | SunPower Corporation, Systems | PSE&G | Accepted |  | 2020-04-09 | 2021-10-30 | SUNPOWER | SPR-E20-327-E-AC | Solar Panels |  | 0.327 | 3 | 114 | 15 |  | Fixed | Roof
NJSTRE1545387941 | NJSRRE1544813255 | Transition Incentive Program | Spring Lake | 7762 | 17 | 7.75 | Residential | No | Behind the Meter | Behind the Meter |  | None | Sunrun Installation Services, Inc. | JCP&L | Eligible for TI Program | 2020-04-08 | 2020-04-15 | 2021-10-30 | REC Solar | REC310TP2M | Solar Panels |  | 0.31 | 1 | 72 | 30 |  | Fixed | Roof
NJSTRE1545387941 | NJSRRE1544813255 | Transition Incentive Program | Spring Lake | 7762 | 17 | 7.75 | Residential | No | Behind the Meter | Behind the Meter |  | None | Sunrun Installation Services, Inc. | JCP&L | Eligible for TI Program | 2020-04-08 | 2020-04-15 | 2021-10-30 | REC Solar | REC310TP2M | Solar Panels |  | 0.31 | 4 | 252 | 44 |  | Fixed | Roof
NJSTRE1545387958 | NJSRRE1544816402 | Transition Incentive Program | Clifton | 7011 | 6 | 6.08 | Residential | Yes | Behind the Meter | Net-metered residential rooftop and canopy |  | None | Trinity Solar | PSE&G | Final As-Built Received |  | 2020-04-15 | 2021-10-30 | HANWHA | Q.PEAK DUO BLK-G5 315 | Solar Panels |  | 0.32 | 3 | 167 | 20 |  | Fixed | Roof
NJSTRE1545387965 | NJSRRE1544838613 | Transition Incentive Program | Palmyra | 8065 | 13 | 4.08 | Residential | No | Behind the Meter | Net-metered residential rooftop and canopy |  | None | Trinity Solar | PSE&G | Final As-Built Received |  | 2020-04-21 | 2021-10-30 | Hanwha | Q.PEAK DUO BLK-G6 340 | Solar Panels |  | 0.34 | 12 | 233 | 27 |  | Fixed | Roof
NJSTRE1545387974 | NJSRRE1544817863 | Transition Incentive Program | beachwood | 8722 | 18 | 8.32 | Residential | No | Behind the Meter | Net-metered residential rooftop and canopy |  | None | Whitman Construction, LLC | JCP&L | Accepted | 2020-04-09 | 2020-04-15 | 2021-10-30 | Trina Solar | TSM-320DD05H | Solar Panels |  | 0.32 | 4 | 73 | 18 |  | Fixed | Roof
NJSTRE1545387981 | NJSRRE1544630806 | Transition Incentive Program | MAPLEWOOD | 7040 | 9 | 8.38 | Residential | No | Behind the Meter | Behind the Meter |  | None | Infinity Solar Systems | PSE&G | Eligible for TI Program | 2020-03-12 | 2020-03-17 | 2021-10-30 | LG | LG335N1K-V5 | Solar Panels |  | 0.335 | 22 | 220 | 20 |  | Fixed | Roof
NJSTRE1545387997 | NJSRRE1544857812 | Transition Incentive Program | Morris Plains | 7950 | 3 | 8.64 | Residential | Yes | Behind the Meter | Net-metered residential rooftop and canopy |  | None | Vivint Solar Developer, LLC | JCP&L | Accepted | 2020-04-17 | 2020-04-24 | 2021-10-30 | Jinko Solar | JKM320M-60HBL | Solar Panels |  | 0.32 | 5 | 187 | 38 |  | Fixed | Roof
NJSTRE1545388001 | NJSRRE1544845633 | Transition Incentive Program | Monroeville | 8343 | 16 | 24.48 | Residential | Yes | Behind the Meter | Net-metered residential rooftop and canopy |  | None | Castle Energy, LLC | AC Electric | Final As-Built Received | 2020-04-15 | 2020-04-22 | 2021-10-30 | Hanwha Q-Cells | Q.Peak DUO BLK-G6 340 | Solar Panels |  | 0.34 | 12 | 51 | 26 |  | Fixed | Roof
NJSTRE1545388002 | NJSRRE1544621596 | Transition Incentive Program | Trenton | 8620 | 12 | 6.08 | Residential | Yes | Behind the Meter | Net-metered residential rooftop and canopy |  | None | Vivint Solar Developer, LLC | PSE&G | Accepted | 2020-03-10 | 2020-03-12 | 2021-10-30 | JINKO SOLAR | JKM320M-60HBL | Solar Panels |  | 0.32 | 13 | 261 | 22 |  | Fixed | Roof
NJSTRE1545388009 | NJSRRE1544903551 | Transition Incentive Program | Thorofare (West Deptford) | 8086 | 15 | 12.24 | Residential | No | Behind the Meter | Net-metered residential rooftop and canopy |  | None | NJ Solar Power, LLC | PSE&G | Final As-Built Received | 2020-04-27 | 2020-04-30 | 2021-10-30 | Pansasonic | VBHN340SA17 | Solar Panels |  | 0.34 | 3 | 72 | 45 |  | Fixed | Roof
NJSTRE1545388011 | NJSRRE1544623041 | Transition Incentive Program | Westville | 8093 | 15 | 6.08 | Residential | Yes | Behind the Meter | Behind the Meter |  | None | Orbit Energy & Power, LLC | PSE&G | Eligible for TI Program | 2020-03-10 | 2020-03-12 | 2021-10-30 | Hanwha | Q.PEAK DUO BLK G-5 320 | Solar Panels |  | 0.32 | 15 | 212 | 15 |  | Fixed | Roof
NJSTRE1545388029 | NJSRRE1544819194 | Transition Incentive Program | Paramus | 7652 | 7 | 11.2 | Residential | No | Behind the Meter | Behind the Meter |  | None | Green Power Energy | PSE&G | Eligible for TI Program | 2020-04-10 | 2020-04-17 | 2021-10-30 | LG Electronics | LG350N1C-V5 | Solar Panels |  | 0.35 | 32 | 205 | 25 |  | Fixed | Roof
NJSTRE1545388030 | NJSRRE1544903603 | Transition Incentive Program | LONG BEACH | 8008 | 18 | 7.04 | Residential | No | Behind the Meter | Behind the Meter |  | None | Infinity Solar Systems | AC Electric | Eligible for TI Program | 2020-04-27 | 2020-04-30 | 2021-10-30 | LG | LG335N1K-V5 | Solar Panels |  | 0.335 | 11 | 209 | 20 |  | Fixed | Roof
NJSTRE1545388099 | NJSRRE1544852623 | Transition Incentive Program | Belvidere | 7823 | 2 | 7.71 | Residential | Yes | Behind the Meter | Behind the Meter |  | None | Pro Custom Solar dba Momentum Solar | JCP&L | Eligible for TI Program | 2020-04-16 | 2020-04-23 | 2021-10-30 | HANWHA | Q.PEAK DUO BLK G6+ 335 | Solar Panels |  | 0.335 | 14 | 208 | 30 |  | Fixed | Roof
NJSTRE1545388099 | NJSRRE1544852623 | Transition Incentive Program | Belvidere | 7823 | 2 | 7.71 | Residential | Yes | Behind the Meter | Behind the Meter |  | None | Pro Custom Solar dba Momentum Solar | JCP&L | Eligible for TI Program | 2020-04-16 | 2020-04-23 | 2021-10-30 | HANWHA | Q.PEAK DUO BLK G6+ 335 | Solar Panels |  | 0.335 | 9 | 118 | 34 |  | Fixed | Roof
NJSTRE1545388105 | NJSRRE1544623079 | Transition Incentive Program | Elizabeth City | 7202 | 10 | 4.34 | Residential | Yes | Behind the Meter | Net-metered residential rooftop and canopy |  | None | Bright Planet Solar | PSE&G | Accepted |  | 2020-03-12 | 2021-10-30 | LONGI | LR-60HPB-310M | Solar Panels |  | 0.31 | 14 | 220 | 26 |  | Fixed | Roof
NJSTRE1545388110 | NJSRRE1544630798 | Transition Incentive Program | Neptune City | 7753 | 17 | 10.85 | Residential | Yes | Behind the Meter | Behind the Meter |  | None | Sunrun Installation Services, Inc. | JCP&L | Eligible for TI Program | 2020-03-12 | 2020-03-17 | 2021-10-30 | REC Solar | REC310TP2M | Solar Panels |  | 0.31 | 1 | 331 | 30 |  | Fixed | Roof
NJSTRE1545388110 | NJSRRE1544630798 | Transition Incentive Program | Neptune City | 7753 | 17 | 10.85 | Residential | Yes | Behind the Meter | Behind the Meter |  | None | Sunrun Installation Services, Inc. | JCP&L | Eligible for TI Program | 2020-03-12 | 2020-03-17 | 2021-10-30 | REC Solar | REC310TP2M | Solar Panels |  | 0.31 | 29 | 240 | 30 |  | Fixed | Roof
NJSTRE1545388126 | NJSRRE1544708925 | Transition Incentive Program | Sewell | 8080 | 15 | 11.73 | Residential | Yes | Behind the Meter | Net-metered residential rooftop and canopy |  | None | Vision Solar LLC | AC Electric | Accepted | 2020-03-17 | 2020-03-20 | 2021-10-30 | lg solar | lg335n1k-v5 | Solar Panels |  | 0.335 | 11 | 188 | 25 |  | Fixed | Roof
NJSTRE1545388126 | NJSRRE1544708925 | Transition Incentive Program | Sewell | 8080 | 15 | 11.73 | Residential | Yes | Behind the Meter | Net-metered residential rooftop and canopy |  | None | Vision Solar LLC | AC Electric | Accepted | 2020-03-17 | 2020-03-20 | 2021-10-30 | lg solar | lg335n1k-v5 | Solar Panels |  | 0.335 | 4 | 278 | 12 |  | Fixed | Roof
NJSTRE1545388136 | NJSRRE1544776297 | Transition Incentive Program | Wayne | 7470 | 6 | 9.72 | Residential | Yes | Behind the Meter | Net-metered residential rooftop and canopy |  | None | Pro Custom Solar dba Momentum Solar | PSE&G | Final As-Built Received | 2020-03-31 | 2020-04-09 | 2021-10-30 | Hanwha | Q.Peak DUO BLK-G6+ 335 | Solar Panels |  | 0.335 | 10 | 251 | 43 |  | Fixed | Roof
NJSTRE1545388136 | NJSRRE1544776297 | Transition Incentive Program | Wayne | 7470 | 6 | 9.72 | Residential | Yes | Behind the Meter | Net-metered residential rooftop and canopy |  | None | Pro Custom Solar dba Momentum Solar | PSE&G | Final As-Built Received | 2020-03-31 | 2020-04-09 | 2021-10-30 | Hanwha | Q.Peak DUO BLK-G6+ 335 | Solar Panels |  | 0.335 | 6 | 251 | 30 |  | Fixed | Roof
NJSTRE1545388141 | NJSRRE1544884773 | Transition Incentive Program | East Brunswick | 8816 | 11 | 9.38 | Residential | Yes | Behind the Meter | Behind the Meter |  | None | Pro Custom Solar dba Momentum Solar | PSE&G | Eligible for TI Program | 2020-04-22 | 2020-04-28 | 2021-10-30 | HANWHA | Q.PEAK DUO BLK G6+ 335 | Solar Panels |  | 0.335 | 16 | 245 | 21 |  | Fixed | Roof
NJSTRE1545388141 | NJSRRE1544884773 | Transition Incentive Program | East Brunswick | 8816 | 11 | 9.38 | Residential | Yes | Behind the Meter | Behind the Meter |  | None | Pro Custom Solar dba Momentum Solar | PSE&G | Eligible for TI Program | 2020-04-22 | 2020-04-28 | 2021-10-30 | HANWHA | Q.PEAK DUO BLK G6+ 335 | Solar Panels |  | 0.335 | 4 | 335 | 19 |  | Fixed | Roof
NJSTRE1545388144 | NJSRRE1544884789 | Transition Incentive Program | West Windsor TWP | 8550 | 12 | 10.7 | Residential | No | Behind the Meter | Net-metered residential rooftop and canopy |  | None | Tesla Energy Operations Inc. | PSE&G | Accepted | 2020-04-22 | 2020-04-29 | 2021-10-30 | Tesla | SR60T1 | Solar Panels |  | 0.05847 | 32 | 121 | 23 |  | Fixed | Roof
NJSTRE1545387684 | NJSRRE1544143800 | Transition Incentive Program | Freehold | 7728 | 17 | 11.52 | Residential | No | Behind the Meter | Net-metered residential rooftop and canopy |  | None | Solar Spectrum LLC | JCP&L | Accepted | 2020-01-08 | 2020-01-13 | 2021-10-30 | Q Cells | Q.PEAK-DUO-G7-320 | Solar Panels |  | 0.32 | 18 | 127 | 17 |  | Fixed | Roof
NJSTRE1545387690 | NJSRRE1544512279 | Transition Incentive Program | SICKLERVILLE | 8081 | 14 | 9.77 | Residential | No | Behind the Meter | Net-metered residential rooftop and canopy |  | None | Vivint Solar Developer, LLC | AC Electric | Accepted | 2020-02-22 | 2020-02-24 | 2021-10-30 | LG | LG315N1K-V5 | Solar Panels |  | 0.315 | 23 | 164 | 34 |  | Fixed | Roof
NJSTRE1545387700 | NJSRRE1544161787 | Transition Incentive Program | Fort Lee | 7024 | 7 | 4.34 | Residential | Yes | Behind the Meter | Behind the Meter |  | None | Sunrun Installation Services, Inc. | PSE&G | Eligible for TI Program | 2020-01-13 | 2020-01-16 | 2021-10-30 | REC Solar | REC310TP2M | Solar Panels |  | 0.31 | 6 | 292 | 18 |  | Fixed | Roof
NJSTRE1545387708 | NJSRRE1544310921 | Transition Incentive Program | Hazlet | 7730 | 17 | 7.56 | Residential | Yes | Behind the Meter | Net-metered residential rooftop and canopy |  | None | Vivint Solar Developer, LLC | JCP&L | Accepted | 2020-01-28 | 2020-01-30 | 2021-10-30 | Hanwha Solar | Q.PEAK BLK-G5 315 | Solar Panels |  | 0.315 | 5 | 117 | 9 |  | Fixed | Roof
NJSTRE1545387708 | NJSRRE1544310921 | Transition Incentive Program | Hazlet | 7730 | 17 | 7.56 | Residential | Yes | Behind the Meter | Net-metered residential rooftop and canopy |  | None | Vivint Solar Developer, LLC | JCP&L | Accepted | 2020-01-28 | 2020-01-30 | 2021-10-30 | Hanwha Solar | Q.PEAK BLK-G5 315 | Solar Panels |  | 0.315 | 9 | 297 | 36 |  | Fixed | Roof
NJSTRE1545387718 | NJSRRE1543557207 | Transition Incentive Program | Princeton | 8540 | 12 | 10.85 | Residential | No | Behind the Meter | Net-metered residential rooftop and canopy |  | None | Green Power Energy | PSE&G | Accepted |  | 2019-12-20 | 2021-10-30 | LG Electronics | LG350N1C-V5 | Solar Panels |  | 0.35 | 15 | 65 | 32 |  | Fixed | Roof
NJSTRE1545387720 | NJSRRE1544442742 | Transition Incentive Program | Morganville | 7751 | 17 | 7.35 | Residential | Yes | Behind the Meter | Behind the Meter |  | None | Pro Custom Solar dba Momentum Solar | JCP&L | Eligible for TI Program | 2020-02-13 | 2020-02-18 | 2021-10-30 | LG ELECTRONICS | LG 350N1C-V5 | Solar Panels |  | 0.35 | 7 | 186 | 40 |  | Fixed | Roof
NJSTRE1545387720 | NJSRRE1544442742 | Transition Incentive Program | Morganville | 7751 | 17 | 7.35 | Residential | Yes | Behind the Meter | Behind the Meter |  | None | Pro Custom Solar dba Momentum Solar | JCP&L | Eligible for TI Program | 2020-02-13 | 2020-02-18 | 2021-10-30 | LG ELECTRONICS | LG 350N1C-V5 | Solar Panels |  | 0.35 | 7 | 276 | 30 |  | Fixed | Roof
NJSTRE1545387733 | NJSRRE1544220932 | Transition Incentive Program | SEWELL | 8080 | 15 | 25.83 | Residential | Yes | Behind the Meter | Net-metered residential rooftop and canopy |  | None | Vivint Solar Developer, LLC | AC Electric | Accepted | 2020-01-24 | 2020-01-28 | 2021-10-30 | HANWHA SOLAR | Q.PEAK BLK-G5 315 | Solar Panels |  | 0.315 | 7 | 75 | 18 |  | Fixed | Roof
NJSTRE1545387737 | NJSRRE1543481502 | Transition Incentive Program | Manahawkin | 8050 | 18 | 14.81 | Residential | Yes | Behind the Meter | Net-metered residential rooftop and canopy |  | None | Vivint Solar Developer, LLC | AC Electric | Accepted | 2019-12-07 | 2019-12-09 | 2021-10-30 | HANWHA SOLAR | Q.PEAK BLK-G5 315 | Solar Panels |  | 0.315 | 8 | 229 | 31 |  | Fixed | Roof
NJSTRE1545387742 | NJSRRE1543505576 | Transition Incentive Program | Mickleton | 8056 | 15 | 23 | Residential | Yes | Behind the Meter | Net-metered residential rooftop and canopy |  | None | Vivint Solar Developer, LLC | AC Electric | Accepted | 2019-12-10 | 2019-12-12 | 2021-10-30 | HANWHA SOLAR | Q.PEAK BLK-G5 315 | Solar Panels |  | 0.315 | 3 | 206 | 31 |  | Fixed | Roof
NJSTRE1545387742 | NJSRRE1543505576 | Transition Incentive Program | Mickleton | 8056 | 15 | 23 | Residential | Yes | Behind the Meter | Net-metered residential rooftop and canopy |  | None | Vivint Solar Developer, LLC | AC Electric | Accepted | 2019-12-10 | 2019-12-12 | 2021-10-30 | HANWHA SOLAR | Q.PEAK BLK-G5 315 | Solar Panels |  | 0.315 | 3 | 26 | 31 |  | Fixed | Roof
NJSTRE1545388108 | NJSRRE1544612791 | Transition Incentive Program | Whippany | 7981 | 3 | 4.03 | Residential | Yes | Behind the Meter | Behind the Meter |  | None | 1st Light Energy Inc | JCP&L | Eligible for TI Program | 2020-03-06 | 2020-03-11 | 2021-10-30 | Longi | LR6-60HPB-310M | Solar Panels |  | 0.31 | 5 | 77 | 27 |  | Fixed | Roof
NJSTRE1545388127 | NJSRRE1544620158 | Transition Incentive Program | Medford Farms | 8088 | 13 | 13.65 | Residential | No | Behind the Meter | Behind the Meter |  | None | Raynor Electric | AC Electric | Eligible for TI Program | 2020-03-09 | 2020-03-12 | 2021-10-30 | Qcell | DUO L-G5 390 | Solar Panels |  | 0.39 | 35 | 180 | 30 |  | Fixed | Ground
NJSTRE1545388128 | NJSRRE1544838990 | Transition Incentive Program | Barnegat | 8005 | 18 | 45.05 | Commercial | No | Behind the Meter | Net-metered non-residential rooftop and canopy |  | None | Ameresco | JCP&L | Accepted |  | 2020-04-30 | 2021-10-30 | JA | JAM72S09 385/PR | Solar Panels |  | 0.385 | 117 | 131/221/311 | 18 |  | Fixed | Roof
NJSTRE1545388133 | NJSRRE1544597813 | Transition Incentive Program | Branchville | 7826 | 1 | 6.12 | Residential | No | Behind the Meter | Behind the Meter |  | None | Green Power Energy | JCP&L | Eligible for TI Program | 2020-03-04 | 2020-03-09 | 2021-10-30 | LG Electronics | LG340N1C-V5 | Solar Panels |  | 0.34 | 18 | 232 | 23 |  | Fixed | Roof
NJSTRE1545388134 | NJSRRE1544727875 | Transition Incentive Program | MARLTON | 8053 |  | 7.68 | Residential | Yes | Behind the Meter | Net-metered residential rooftop and canopy |  | None | Vivint Solar Developer, LLC | PSE&G | Accepted | 2020-03-19 | 2020-03-24 | 2021-10-30 | Jinko Solar | JKM320M-60HBL | Solar Panels |  | 0.32 | 4 | 75 | 23 |  | Fixed | Roof
NJSTRE1545388138 | NJSRRE1544680804 | Transition Incentive Program | East Brunswick | 8816 | 11 | 12.6 | Residential | No | Behind the Meter | Behind the Meter |  | None | Green Sun Energy Services, LLC | PSE&G | Eligible for TI Program | 2020-03-13 | 2020-03-18 | 2021-10-30 | LG | 350N1C-V5 NeON-2 | Solar Panels |  | 0.35 | 10 | 54 | 39 |  | Fixed | Roof
NJSTRE1545388142 | NJSRRE1544886945 | Transition Incentive Program | Englishtown | 7726 | 17 | 15.08 | Residential | Yes | Behind the Meter | Net-metered residential rooftop and canopy |  | None | Vision Solar LLC | JCP&L | Accepted | 2020-04-23 | 2020-04-28 | 2021-10-30 | lg solar | lg335n1k-v5 | Solar Panels |  | 0.335 | 7 | 110 | 24 |  | Fixed | Roof
NJSTRE1545388142 | NJSRRE1544886945 | Transition Incentive Program | Englishtown | 7726 | 17 | 15.08 | Residential | Yes | Behind the Meter | Net-metered residential rooftop and canopy |  | None | Vision Solar LLC | JCP&L | Accepted | 2020-04-23 | 2020-04-28 | 2021-10-30 | lg solar | lg335n1k-v5 | Solar Panels |  | 0.335 | 7 | 290 | 24 |  | Fixed | Roof
NJSTRE1545388151 | NJSRRE1544759047 | Transition Incentive Program | Essex Fells TWP | 7021 | 9 | 9.77 | Residential | Yes | Behind the Meter | Net-metered residential rooftop and canopy |  | None | Tesla Energy Operations Inc. | PSE&G | Final As-Built Received | 2020-03-23 | 2020-03-26 | 2021-10-30 | Hanwha Q CELLS | Q.PEAK DUO BLK-G5/SC315 | Solar Panels |  | 0.315 | 16 | 141 | 27 |  | Fixed | Roof
NJSTRE1545388155 | NJSRRE1544857733 | Transition Incentive Program | Marmora | 8223 | 21 | 12.58 | Residential | No | Behind the Meter | Net-metered residential rooftop and canopy |  | None | Castle Energy, LLC | AC Electric | Final As-Built Received | 2020-04-20 | 2020-04-23 | 2021-10-30 | Hanwha Q-Cells | Q.Peak DUO BLK-G6 340 | Solar Panels |  | 0.34 | 11 | 37 | 20 |  | Fixed | Roof
NJSTRE1545388155 | NJSRRE1544857733 | Transition Incentive Program | Marmora | 8223 | 21 | 12.58 | Residential | No | Behind the Meter | Net-metered residential rooftop and canopy |  | None | Castle Energy, LLC | AC Electric | Final As-Built Received | 2020-04-20 | 2020-04-23 | 2021-10-30 | Hanwha Q-Cells | Q.Peak DUO BLK-G6 340 | Solar Panels |  | 0.34 | 7 | 129 | 20 |  | Fixed | Roof
NJSTRE1545388166 | NJSRRE1544903646 | Transition Incentive Program | Nutley | 7110 | 9 | 3.1 | Residential | Yes | Behind the Meter | Behind the Meter |  | None | Sunrun Installation Services, Inc. | PSE&G | Eligible for TI Program | 2020-04-27 | 2020-04-30 | 2021-10-30 | REC Solar | REC310TP2M | Solar Panels |  | 0.31 | 4 | 210 | 18 |  | Fixed | Roof
NJSTRE1545388035 | NJSRRE1544836502 | Transition Incentive Program | Weehawken | 7086 | 8 | 2.79 | Residential | Yes | Behind the Meter | Behind the Meter |  | None | Sunrun Installation Services, Inc. | PSE&G | Eligible for TI Program | 2020-04-13 | 2020-04-21 | 2021-10-30 | REC Solar | REC310TP2M | Solar Panels |  | 0.31 | 4 | 207 | 10 |  | Fixed | Roof
NJSTRE1545388051 | NJSRRE1544775248 | Transition Incentive Program | Smithville | 8205 | 19 | 7.25 | Residential | No | Behind the Meter | Behind the Meter |  | None | All Season Solar | AC Electric | Eligible for TI Program | 2020-03-31 | 2020-04-09 | 2021-10-30 | Certainteed | CT315HC11-04 | Solar Panels |  | 0.315 | 3 | 207 | 23 |  | Fixed | Roof
NJSTRE1545388062 | NJSRRE1544562092 | Transition Incentive Program | BELLEVILLE TWP | 7109 | 9 | 3.78 | Residential | Yes | Behind the Meter | Net-metered residential rooftop and canopy |  | None | Tesla Energy Operations Inc. | PSE&G | Final As-Built Received | 2020-03-02 | 2020-03-05 | 2021-10-30 | Hanwha Q CELLS | Q.PEAK DUO BLK-G5/SC315 | Solar Panels |  | 0.315 | 8 | 193 | 23 |  | Fixed | Roof
NJSTRE1545388069 | NJSRRE1544892816 | Transition Incentive Program | DELRAN | 8075 | 13 | 7.04 | Residential | No | Behind the Meter | Net-metered residential rooftop and canopy |  | None | Infinity Solar Systems | PSE&G | Accepted |  | 2020-04-29 | 2021-10-30 | LG | LG335N1K-V5 | Solar Panels |  | 0.335 | 8 | 211 | 20 |  | Fixed | Roof
NJSTRE1545388074 | NJSRRE1544695735 | Transition Incentive Program | Riverdale | 7457 | 3 | 4.36 | Residential | Yes | Behind the Meter | Behind the Meter |  | None | Pro Custom Solar dba Momentum Solar | JCP&L | Eligible for TI Program | 2020-03-16 | 2020-03-19 | 2021-10-30 | HANWHA | Q.PEAK DUO BLK G6+ 335 | Solar Panels |  | 0.335 | 13 | 181 | 24 |  | Fixed | Roof
NJSTRE1545388079 | NJSRRE1544898550 | Transition Incentive Program | Wenonah | 8090 | 15 | 15.02 | Commercial | No | Behind the Meter | Net-metered non-residential rooftop and canopy |  | None | Ameresco | AC Electric | Accepted |  | 2020-04-30 | 2021-10-30 | JA | JAM72S09 385/PR | Solar Panels |  | 0.385 | 39 | 128/173/218/264 | 32 |  | Fixed | Roof
NJSTRE1545388080 | NJSRRE1544766453 | Transition Incentive Program | Willingboro | 8046 | 13 | 14.4 | Residential | Yes | Behind the Meter | Net-metered residential rooftop and canopy |  | None | Whitman Construction, LLC | PSE&G | Final As-Built Received | 2020-03-26 | 2020-03-31 | 2021-10-30 | Trina Solar | TSM-320DD05H | Solar Panels |  | 0.32 | 33 | 235 | 21 |  | Fixed | Roof
NJSTRE1545388084 | NJSRRE1544613277 | Transition Incentive Program | Clementon | 8021 | 14 | 8.37 | Residential | Yes | Behind the Meter | Net-metered residential rooftop and canopy |  | None | Whitman Construction, LLC | PSE&G | Accepted | 2020-03-06 | 2020-03-11 | 2021-10-30 | Trina Solar | TSM-310DDSA17 | Solar Panels |  | 0.31 | 11 | 171 | 15 |  | Fixed | Roof
NJSTRE1545388089 | NJSRRE1544845624 | Transition Incentive Program | SICKLERVILLE | 8081 | 14 | 5.44 | Residential | Yes | Behind the Meter | Net-metered residential rooftop and canopy |  | None | Vivint Solar Developer, LLC | AC Electric | Accepted | 2020-04-17 | 2020-04-23 | 2021-10-30 | JINKO SOLAR | JKM320M-60HBL | Solar Panels |  | 0.32 | 17 | 133 | 26 |  | Fixed | Roof
NJSTRE1545388090 | NJSRRE1544892968 | Transition Incentive Program | Montague Township | 7827 | 1 | 6.2 | Residential | Yes | Behind the Meter | Behind the Meter |  | None | Sunrun Installation Services, Inc. | Orange Rockland Electric | Eligible for TI Program | 2020-04-24 | 2020-04-29 | 2021-10-30 | REC Solar | REC310TP2M | Solar Panels |  | 0.31 | 13 | 220 | 27 |  | Fixed | Roof
NJSTRE1545388096 | NJSRRE1544680862 | Transition Incentive Program | Egg Harbor Township | 8234 | 19 | 5.78 | Residential | Yes | Behind the Meter | Behind the Meter |  | None | Trinity Solar | AC Electric | Eligible for TI Program | 2020-03-13 | 2020-03-18 | 2021-10-30 | Hanwha | Q.PEAK DUO BLK-G6 340 | Solar Panels |  | 0.34 | 17 | 250 | 40 |  | Fixed | Roof
NJSTRE1545388108 | NJSRRE1544612791 | Transition Incentive Program | Whippany | 7981 | 3 | 4.03 | Residential | Yes | Behind the Meter | Behind the Meter |  | None | 1st Light Energy Inc | JCP&L | Eligible for TI Program | 2020-03-06 | 2020-03-11 | 2021-10-30 | Longi | LR6-60HPB-310M | Solar Panels |  | 0.31 | 8 | 167 | 27 |  | Fixed | Roof
NJSTRE1545388149 | NJSRRE1544773610 | Transition Incentive Program | Elizabeth City | 7208 | 10 | 7.44 | Residential | No | Behind the Meter | Net-metered residential rooftop and canopy |  | None | Palmetto Solar LLC | PSE&G | Accepted | 2020-03-30 | 2020-04-09 | 2021-10-30 | Yingli | YL310D-30B | Solar Panels |  | 0.31 | 13 | 101 | 34 |  | Fixed | Roof
NJSTRE1545388153 | NJSRRE1544582448 | Transition Incentive Program | SADDLE BROOK | 7663 | 7 | 3.84 | Residential | Yes | Behind the Meter | Net-metered residential rooftop and canopy |  | None | Vivint Solar Developer, LLC | PSE&G | Accepted | 2020-03-04 | 2020-03-06 | 2021-10-30 | JINKO SOLAR | JKM320M-60HBL | Solar Panels |  | 0.32 | 5 | 351 | 27 |  | Fixed | Roof
NJSTRE1545388158 | NJSRRE1544844052 | Transition Incentive Program | Union | 7083 | 10 | 6.82 | Residential | Yes | Behind the Meter | Behind the Meter |  | None | Sunrun Installation Services, Inc. | PSE&G | Eligible for TI Program | 2020-04-15 | 2020-04-27 | 2021-10-30 | REC Solar | REC310TP2M | Solar Panels |  | 0.31 | 11 | 35 | 23 |  | Fixed | Roof
NJSTRE1545388169 | NJSRRE1544776226 | Transition Incentive Program | Bridgeton | 8302 | 20 | 9.61 | Residential | No | Behind the Meter | Behind the Meter |  | None | Sunrun Installation Services, Inc. | AC Electric | Eligible for TI Program | 2020-03-31 | 2020-04-10 | 2021-10-30 | REC Solar | REC310TP2M | Solar Panels |  | 0.31 | 31 | 182 | 30 |  | Fixed | Roof
NJSTRE1545388172 | NJSRRE1544837977 | Transition Incentive Program | Little Falls | 7424 | 6 | 5.7 | Residential | Yes | Behind the Meter | Net-metered residential rooftop and canopy |  | None | Trinity Solar | PSE&G | Final As-Built Received |  | 2020-04-21 | 2021-10-30 | HANWHA | QPEAK DUO BLK-G6 335 | Solar Panels |  | 0.335 | 10 | 194 | 40 |  | Fixed | Roof
NJSTRE1545388177 | NJSRRE1544626006 | Transition Incentive Program | Plainfield | 7062 | 10 | 3.35 | Residential | Yes | Behind the Meter | Net-metered residential rooftop and canopy |  | None | Vision Solar LLC | PSE&G | Accepted | 2020-03-11 | 2020-03-16 | 2021-10-30 | lg solar | lg335n1k-v5 | Solar Panels |  | 0.335 | 10 | 178 | 10 |  | Fixed | Roof
NJSTRE1545388193 | NJSRRE1544813211 | Transition Incentive Program | Teaneck | 7666 | 7 | 11.03 | Residential | Yes | Behind the Meter | Net-metered residential rooftop and canopy |  | None | Trinity Solar | PSE&G | Final As-Built Received |  | 2020-04-14 | 2021-10-30 | HANWHA | Q.PEAK DUO BLK-G5 315 | Solar Panels |  | 0.315 | 9 | 111 | 19 |  | Fixed | Roof
NJSTRE1545388193 | NJSRRE1544813211 | Transition Incentive Program | Teaneck | 7666 | 7 | 11.03 | Residential | Yes | Behind the Meter | Net-metered residential rooftop and canopy |  | None | Trinity Solar | PSE&G | Final As-Built Received |  | 2020-04-14 | 2021-10-30 | HANWHA | Q.PEAK DUO BLK-G5 315 | Solar Panels |  | 0.315 | 14 | 113 | 31 |  | Fixed | Roof
NJSTRE1545388199 | NJSRRE1544903626 | Transition Incentive Program | Englewood | 7631 | 7 | 6.82 | Residential | Yes | Behind the Meter | Behind the Meter |  | None | Sunrun Installation Services, Inc. | PSE&G | Eligible for TI Program | 2020-04-27 | 2020-04-30 | 2021-10-30 | LONGi Green Energy Technology Co Ltd | LR6-60HPB-310M | Solar Panels |  | 0.31 | 4 | 173 | 30 |  | Fixed | Roof
NJSTRE1545388213 | NJSRRE1544757134 | Transition Incentive Program | Rahway City | 7065 | 10 | 6.51 | Residential | No | Behind the Meter | Net-metered residential rooftop and canopy |  | None | Palmetto Solar LLC | PSE&G | Accepted | 2020-03-23 | 2020-03-26 | 2021-10-30 | Yingli | YL310D-30B | Solar Panels |  | 0.31 | 5 | 191 | 27 |  | Fixed | Roof
NJSTRE1545388215 | NJSRRE1544886356 | Transition Incentive Program | NEW BRUNSWICK | 8901 | 11 | 13.76 | Residential | Yes | Behind the Meter | Net-metered residential rooftop and canopy |  | None | Vivint Solar Developer, LLC | PSE&G | Accepted | 2020-04-23 | 2020-04-28 | 2021-10-30 | Jinko Solar | JKM320M-60HBL | Solar Panels |  | 0.32 | 12 | 219 | 27 |  | Fixed | Roof
NJSTRE1545388221 | NJSRRE1544805680 | Transition Incentive Program | Delran | 8075 | 13 | 9.72 | Residential | Yes | Behind the Meter | Behind the Meter |  | None | Pro Custom Solar dba Momentum Solar | PSE&G | Eligible for TI Program | 2020-04-07 | 2020-04-13 | 2021-10-30 | Hanwha | Q.Peak DUO BLK-G6+ 335 | Solar Panels |  | 0.335 | 13 | 82 | 30 |  | Fixed | Roof
NJSTRE1545388222 | NJSRRE1544724291 | Transition Incentive Program | Haddon | 8107 | 14 | 3.1 | Residential | Yes | Behind the Meter | Behind the Meter |  | None | Sunrun Installation Services, Inc. | PSE&G | Eligible for TI Program | 2020-03-19 | 2020-03-24 | 2021-10-30 | REC Solar | REC310TP2M | Solar Panels |  | 0.31 | 5 | 297 | 18 |  | Fixed | Roof
NJSTRE1545388142 | NJSRRE1544886945 | Transition Incentive Program | Englishtown | 7726 | 17 | 15.08 | Residential | Yes | Behind the Meter | Net-metered residential rooftop and canopy |  | None | Vision Solar LLC | JCP&L | Accepted | 2020-04-23 | 2020-04-28 | 2021-10-30 | lg solar | lg335n1k-v5 | Solar Panels |  | 0.335 | 6 | 20 | 35 |  | Fixed | Roof
NJSTRE1545388143 | NJSRRE1544868497 | Transition Incentive Program | TRENTON | 8690 | 12 | 4.48 | Residential | Yes | Behind the Meter | Net-metered residential rooftop and canopy |  | None | Vivint Solar Developer, LLC | PSE&G | Accepted | 2020-04-21 | 2020-04-27 | 2021-10-30 | Jinko Solar | JKM320M-60HBL | Solar Panels |  | 0.32 | 10 | 350 | 44 |  | Fixed | Roof
NJSTRE1545388144 | NJSRRE1544884789 | Transition Incentive Program | West Windsor TWP | 8550 | 12 | 10.7 | Residential | No | Behind the Meter | Net-metered residential rooftop and canopy |  | None | Tesla Energy Operations Inc. | PSE&G | Accepted | 2020-04-22 | 2020-04-29 | 2021-10-30 | Tesla | SR60T1 | Solar Panels |  | 0.05847 | 42 | 301 | 23 |  | Fixed | Roof
NJSTRE1545388155 | NJSRRE1544857733 | Transition Incentive Program | Marmora | 8223 | 21 | 12.58 | Residential | No | Behind the Meter | Net-metered residential rooftop and canopy |  | None | Castle Energy, LLC | AC Electric | Final As-Built Received | 2020-04-20 | 2020-04-23 | 2021-10-30 | Hanwha Q-Cells | Q.Peak DUO BLK-G6 340 | Solar Panels |  | 0.34 | 3 | 127 | 23 |  | Fixed | Roof
NJSTRE1545388161 | NJSRRE1544768588 | Transition Incentive Program | Clayton | 8312 | 15 | 5.78 | Residential | Yes | Behind the Meter | Behind the Meter |  | None | Trinity Solar | AC Electric | Eligible for TI Program | 2020-03-27 | 2020-04-01 | 2021-10-30 | Hanwha 340 | Q.PEAK DUO BLK-G6 340 | Solar Panels |  | 0.34 | 17 | 169 | 27 |  | Fixed | Roof
NJSTRE1545388165 | NJSRRE1544777648 | Transition Incentive Program | Moorestown | 8057 | 13 | 11.2 | Residential | Yes | Behind the Meter | Net-metered residential rooftop and canopy |  | None | Vivint Solar Developer, LLC | PSE&G | Accepted | 2020-04-01 | 2020-04-09 | 2021-10-30 | Jinko Solar | JKM320M-60HBL | Solar Panels |  | 0.32 | 15 | 81 | 26 |  | Fixed | Roof
NJSTRE1545388171 | NJSRRE1544582534 | Transition Incentive Program | South Plainfield | 7080 | 11 | 10.54 | Residential | No | Behind the Meter | Behind the Meter |  | None | Sunrun Installation Services, Inc. | PSE&G | Eligible for TI Program | 2020-03-03 | 2020-03-06 | 2021-10-30 | REC Solar | REC310TP2M | Solar Panels |  | 0.31 | 3 | 85 | 34 |  | Fixed | Roof
NJSTRE1545388174 | NJSRRE1544767343 | Transition Incentive Program | Mckee City | 8234 | 19 | 10.85 | Residential | Yes | Behind the Meter | Net-metered residential rooftop and canopy |  | None | Bright Planet Solar | AC Electric | Accepted |  | 2020-03-31 | 2021-10-30 | LONGI | LR-60HPB-310M | Solar Panels |  | 0.31 | 8 | 111 | 36 |  | Fixed | Roof
NJSTRE1545388181 | NJSRRE1544729058 | Transition Incentive Program | Union Twp | 7083 | 10 | 13.95 | Residential | Yes | Behind the Meter | Net-metered residential rooftop and canopy |  | None | Bright Planet Solar | PSE&G | Accepted |  | 2020-03-24 | 2021-10-30 | LONGI | LR-60HPB-310M | Solar Panels |  | 0.31 | 11 | 86 | 22 |  | Fixed | Roof
NJSTRE1545388182 | NJSRRE1544773572 | Transition Incentive Program | Teaneck | 7666 | 7 | 4.91 | Residential | Yes | Behind the Meter | Net-metered residential rooftop and canopy |  | None | SunPower Corporation, Systems | PSE&G | Accepted |  | 2020-04-09 | 2021-10-30 | SUNPOWER | SPR-E20-327-E-AC | Solar Panels |  | 0.327 | 12 | 114 | 35 |  | Fixed | Roof
NJSTRE1545388185 | NJSRRE1544893954 | Transition Incentive Program | Cape May | 8204 | 21 | 8.4 | Residential | Yes | Behind the Meter | Behind the Meter |  | None | Pro Custom Solar dba Momentum Solar | AC Electric | Eligible for TI Program | 2020-04-24 | 2020-04-29 | 2021-10-30 | LG ELECTRONICS | LG 350N1C-V5 | Solar Panels |  | 0.35 | 6 | 108 | 43 |  | Fixed | Roof
NJSTRE1545388192 | NJSRRE1544759220 | Transition Incentive Program | Westhampton | 8060 | 13 | 10.54 | Residential | Yes | Behind the Meter | Net-metered residential rooftop and canopy |  | None | Bright Planet Solar | PSE&G | Accepted |  | 2020-03-26 | 2021-10-30 | LONGI | LR-60HPB-310M | Solar Panels |  | 0.31 | 14 | 130 | 33 |  | Fixed | Roof
NJSTRE1545388195 | NJSRRE1544819178 | Transition Incentive Program | Carteret | 7008 | 11 | 3.84 | Residential | Yes | Behind the Meter | Net-metered residential rooftop and canopy |  | None | Sunrun Installation Services, Inc. | PSE&G | Final As-Built Received |  | 2020-04-17 | 2021-10-30 | Hanwha Q-Cells | Q.PEAK DUO-G7 320 | Solar Panels |  | 0.32 | 12 | 204 | 20 |  | Fixed | Roof
NJSTRE1545388186 | NJSRRE1544626396 | Transition Incentive Program | Elizabeth | 7202 | 10 | 9.61 | Residential | No | Behind the Meter | Net-metered residential rooftop and canopy |  | None | Palmetto Solar LLC | PSE&G | Accepted | 2020-03-11 | 2020-03-16 | 2021-10-30 | Yingli | 310D-30B | Solar Panels |  | 0.31 | 31 | 180 | 25 |  | Fixed | Roof
NJSTRE1545388192 | NJSRRE1544759220 | Transition Incentive Program | Westhampton | 8060 | 13 | 10.54 | Residential | Yes | Behind the Meter | Net-metered residential rooftop and canopy |  | None | Bright Planet Solar | PSE&G | Accepted |  | 2020-03-26 | 2021-10-30 | LONGI | LR-60HPB-310M | Solar Panels |  | 0.31 | 15 | 130 | 33 |  | Fixed | Roof
NJSTRE1545388198 | NJSRRE1544597137 | Transition Incentive Program | Toms River | 8755 | 18 | 9.92 | Residential | No | Behind the Meter | Net-metered residential rooftop and canopy |  | None | Powerlutions | JCP&L | Accepted |  | 2020-03-09 | 2021-10-30 | Trina | TSM-310 DD05A | Solar Panels |  | 0.31 | 7 | 246 | 20 |  | Fixed | Roof
NJSTRE1545388202 | NJSRRE1544865706 | Transition Incentive Program | Middletown | 7748 | 17 | 10.2 | Residential | Yes | Behind the Meter | Behind the Meter |  | None | Trinity Solar | JCP&L | Eligible for TI Program | 2020-04-20 | 2020-04-24 | 2021-10-30 | HANWHA | Q.PEAK DUO BLK-G6 340 | Solar Panels |  | 0.34 | 30 | 180 | 30 |  | Fixed | Roof
NJSTRE1545388206 | NJSRRE1544813170 | Transition Incentive Program | Teaneck | 7666 | 7 | 3.78 | Residential | Yes | Behind the Meter | Net-metered residential rooftop and canopy |  | None | Trinity Solar | PSE&G | Final As-Built Received |  | 2020-04-14 | 2021-10-30 | HANWHA | Q.PEAK DUO BLK-G5 315 | Solar Panels |  | 0.315 | 6 | 111 | 19 |  | Fixed | Roof
NJSTRE1545388215 | NJSRRE1544886356 | Transition Incentive Program | NEW BRUNSWICK | 8901 | 11 | 13.76 | Residential | Yes | Behind the Meter | Net-metered residential rooftop and canopy |  | None | Vivint Solar Developer, LLC | PSE&G | Accepted | 2020-04-23 | 2020-04-28 | 2021-10-30 | Jinko Solar | JKM320M-60HBL | Solar Panels |  | 0.32 | 6 | 39 | 21 |  | Fixed | Roof
NJSTRE1545388217 | NJSRRE1544626009 | Transition Incentive Program | South Brunswick | 8824 | 11 | 6.27 | Residential | No | Behind the Meter | Net-metered residential rooftop and canopy |  | None | Whitman Construction, LLC | PSE&G | Accepted | 2020-03-11 | 2020-03-16 | 2021-10-30 | Panasonic | VBHN330SA17 | Solar Panels |  | 0.33 | 19 | 152 | 20 |  | Fixed | Roof
NJSTRE1545388226 | NJSRRE1544736075 | Transition Incentive Program | WHARTON | 7885 | 3 | 6.72 | Residential | Yes | Behind the Meter | Net-metered residential rooftop and canopy |  | None | Vivint Solar Developer, LLC | JCP&L | Accepted |  | 2020-03-24 | 2021-10-30 | JINKO SOLAR | JKM320M-60HBL | Solar Panels |  | 0.32 | 13 | 188 | 31 |  | Fixed | Roof
NJSTRE1545388244 | NJSRRE1544681475 | Transition Incentive Program | Delran | 8075 | 13 | 14.52 | Residential | No | Behind the Meter | Behind the Meter |  | None | NJ Solar Power, LLC | PSE&G | Eligible for TI Program | 2020-03-13 | 2020-03-18 | 2021-10-30 | Panasonic | VBHN330SA17 | Solar Panels |  | 0.33 | 14 | 271 | 18 |  | Fixed | Roof
NJSTRE1545388246 | NJSRRE1544905364 | Transition Incentive Program | Paulsboro | 8066 | 15 | 9.38 | Residential | Yes | Behind the Meter | Behind the Meter |  | None | Pro Custom Solar dba Momentum Solar | AC Electric | Eligible for TI Program | 2020-04-27 | 2020-04-30 | 2021-10-30 | Hanwha | Q.PEAK DUO BLK G6+ 335 | Solar Panels |  | 0.335 | 28 | 340 | 15 |  | Fixed | Roof
NJSTRE1545388250 | NJSRRE1544695666 | Transition Incentive Program | Del Haven | 8251 | 21 | 9.52 | Residential | Yes | Behind the Meter | Behind the Meter |  | None | Trinity Solar | AC Electric | Eligible for TI Program | 2020-03-16 | 2020-03-18 | 2021-10-30 | HANWHA | Q.PEAK DUO BLK-G6 340 | Solar Panels |  | 0.34 | 17 | 123 | 18 |  | Fixed | Roof
NJSTRE1545388256 | NJSRRE1544617463 | Transition Incentive Program | Manahawkin | 8050 | 18 | 12.06 | Residential | No | Behind the Meter | Net-metered residential rooftop and canopy |  | None | Seabright Solar | AC Electric | Final As-Built Received |  | 2020-03-11 | 2021-10-30 | Sunpower | SPR-X21-335 | Solar Panels |  | 0.335 | 25 | 141 | 40 |  | Fixed | Roof
NJSTRE1545388261 | NJSRRE1544898376 | Transition Incentive Program | MORRIS PLAINS | 7950 | 3 | 9.28 | Residential | Yes | Behind the Meter | Net-metered residential rooftop and canopy |  | None | Vivint Solar Developer, LLC | JCP&L | Accepted | 2020-04-24 | 2020-04-30 | 2021-10-30 | JINKO SOLAR | JKM320M-60HBL | Solar Panels |  | 0.32 | 10 | 231 | 30 |  | Fixed | Roof
NJSTRE1545388166 | NJSRRE1544903646 | Transition Incentive Program | Nutley | 7110 | 9 | 3.1 | Residential | Yes | Behind the Meter | Behind the Meter |  | None | Sunrun Installation Services, Inc. | PSE&G | Eligible for TI Program | 2020-04-27 | 2020-04-30 | 2021-10-30 | REC Solar | REC310TP2M | Solar Panels |  | 0.31 | 5 | 211 | 45 |  | Fixed | Roof
NJSTRE1545388170 | NJSRRE1544838562 | Transition Incentive Program | Vineland | 8361 | 20 | 11.22 | Residential | Yes | Behind the Meter | Behind the Meter |  | None | Trinity Solar | Vineland Muni Electric | Eligible for TI Program | 2020-04-14 | 2020-04-21 | 2021-10-30 | HANWHA | Q.PEAK DUO BLK-G6 340 | Solar Panels |  | 0.34 | 6 | 184 | 43 |  | Fixed | Roof
NJSTRE1545388171 | NJSRRE1544582534 | Transition Incentive Program | South Plainfield | 7080 | 11 | 10.54 | Residential | No | Behind the Meter | Behind the Meter |  | None | Sunrun Installation Services, Inc. | PSE&G | Eligible for TI Program | 2020-03-03 | 2020-03-06 | 2021-10-30 | REC Solar | REC310TP2M | Solar Panels |  | 0.31 | 17 | 265 | 34 |  | Fixed | Roof
NJSTRE1545388175 | NJSRRE1544819203 | Transition Incentive Program | Galloway | 8205 | 19 | 17.85 | Residential | Yes | Behind the Meter | Net-metered residential rooftop and canopy |  | None | Pro Custom Solar dba Momentum Solar | AC Electric | As-Built Incomplete - Review | 2020-04-10 | 2020-04-17 | 2021-10-30 | lg electronics | LG 350N1C-V5 | Solar Panels |  | 0.35 | 3 | 237 | 30 |  | Fixed | Roof
NJSTRE1545388175 | NJSRRE1544819203 | Transition Incentive Program | Galloway | 8205 | 19 | 17.85 | Residential | Yes | Behind the Meter | Net-metered residential rooftop and canopy |  | None | Pro Custom Solar dba Momentum Solar | AC Electric | As-Built Incomplete - Review | 2020-04-10 | 2020-04-17 | 2021-10-30 | LG electronics | LG 350N1C-V5 | Solar Panels |  | 0.35 | 17 | 237 | 31 |  | Fixed | Roof
NJSTRE1545388180 | NJSRRE1544836674 | Transition Incentive Program | Brick | 8723 | 18 | 11.2 | Residential | No | Behind the Meter | Net-metered residential rooftop and canopy |  | None | Whitman Construction, LLC | JCP&L | Final As-Built Received | 2020-04-13 | 2020-04-20 | 2021-10-30 | Trina | TSM-320 DD05H.05 | Solar Panels |  | 0.32 | 31 | 187 | 30 |  | Fixed | Roof
NJSTRE1545388185 | NJSRRE1544893954 | Transition Incentive Program | Cape May | 8204 | 21 | 8.4 | Residential | Yes | Behind the Meter | Behind the Meter |  | None | Pro Custom Solar dba Momentum Solar | AC Electric | Eligible for TI Program | 2020-04-24 | 2020-04-29 | 2021-10-30 | LG ELECTRONICS | LG 350N1C-V5 | Solar Panels |  | 0.35 | 5 | 108 | 46 |  | Fixed | Roof
NJSTRE1545388191 | NJSRRE1544779351 | Transition Incentive Program | estell manor | 8319 | 19 | 11.73 | Residential | Yes | Behind the Meter | Net-metered residential rooftop and canopy |  | None | Vision Solar LLC | AC Electric | Final As-Built Received | 2020-04-01 | 2020-04-09 | 2021-10-30 | lg solar | lg335n1k-v5 | Solar Panels |  | 0.335 | 35 | 147 | 26 |  | Fixed | Roof
NJSTRE1545388196 | NJSRRE1544625676 | Transition Incentive Program | UNION | 7083 | 10 | 6.3 | Residential | Yes | Behind the Meter | Net-metered residential rooftop and canopy |  | None | Suntuity Solar LLC | PSE&G | Final As-Built Received | 2020-03-11 | 2020-03-16 | 2021-10-30 | Hanwha Solar | Q-Cells 315 Mono | Solar Panels |  | 0.315 | 4 | 97 | 19 |  | Fixed | Roof
NJSTRE1545388197 | NJSRRE1544817791 | Transition Incentive Program | Warren | 7059 | 5 | 5.58 | Residential | Yes | Behind the Meter | Behind the Meter |  | None | Sunrun Installation Services, Inc. | JCP&L | Eligible for TI Program | 2020-04-09 | 2020-04-15 | 2021-10-30 | REC Solar | REC310TP2M | Solar Panels |  | 0.31 | 9 | 197 | 27 |  | Fixed | Roof
NJSTRE1545388214 | NJSRRE1544768580 | Transition Incentive Program | MIDDLESEX | 8846 | 11 | 7.56 | Residential | Yes | Behind the Meter | Net-metered residential rooftop and canopy |  | None | Suntuity Solar LLC | PSE&G | Accepted | 2020-03-27 | 2020-04-01 | 2021-10-30 | Hanwha Solar | Q-Cells 315 Mono | Solar Panels |  | 0.315 | 12 | 198 | 24 |  | Fixed | Roof
NJSTRE1545388224 | NJSRRE1544775905 | Transition Incentive Program | Egg Harbor Township | 8234 | 19 | 6.7 | Residential | Yes | Behind the Meter | Net-metered residential rooftop and canopy |  | None | Castle Energy, LLC | AC Electric | Accepted | 2020-03-31 | 2020-04-09 | 2021-10-30 | Hanwha Q-Cells | Q.Peak DUO BLK-G6 335 | Solar Panels |  | 0.335 | 16 | 291 | 10 |  | Fixed | Roof
NJSTRE1545387891 | NJSRRE1544758904 | Transition Incentive Program | Little ferry | 7643 | 7 | 10.39 | Residential | Yes | Behind the Meter | Net-metered residential rooftop and canopy |  | None | Vision Solar LLC | PSE&G | Accepted | 2020-03-25 | 2020-03-26 | 2021-10-30 | lg solar | lg335n1k | Solar Panels |  | 0.335 | 14 | 157 | 33 |  | Fixed | Roof
NJSTRE1545387893 | NJSRRE1544680171 | Transition Incentive Program | Marlton | 8053 | 13 | 6.72 | Residential | Yes | Behind the Meter | Net-metered residential rooftop and canopy |  | None | Vivint Solar Developer, LLC | PSE&G | Accepted | 2020-03-13 | 2020-03-18 | 2021-10-30 | JINKO SOLAR | JKM320M-60HBL | Solar Panels |  | 0.32 | 10 | 237 | 29 |  | Fixed | Roof
NJSTRE1545387902 | NJSRRE1544610798 | Transition Incentive Program | SCOTCH PLAINS | 7076 | 10 | 18.2 | Residential | No | Behind the Meter | Behind the Meter |  | None | Infinity Solar Systems | PSE&G | Eligible for TI Program | 2020-03-05 | 2020-03-10 | 2021-10-30 | LG | LG350N1C-V5 | Solar Panels |  | 0.35 | 3 | 217 | 35 |  | Fixed | Roof
NJSTRE1545387902 | NJSRRE1544610798 | Transition Incentive Program | SCOTCH PLAINS | 7076 | 10 | 18.2 | Residential | No | Behind the Meter | Behind the Meter |  | None | Infinity Solar Systems | PSE&G | Eligible for TI Program | 2020-03-05 | 2020-03-10 | 2021-10-30 | LG | LG350N1C-V5 | Solar Panels |  | 0.35 | 5 | 127 | 5 |  | Fixed | Roof
NJSTRE1545387905 | NJSRRE1544621619 | Transition Incentive Program | BOONTON | 7005 | 3 | 10.88 | Residential | Yes | Behind the Meter | Net-metered residential rooftop and canopy |  | None | Vivint Solar Developer, LLC | JCP&L | Accepted | 2020-03-10 | 2020-03-12 | 2021-10-30 | JINKO SOLAR | JKM320M-60HBL | Solar Panels |  | 0.32 | 8 | 301 | 29 |  | Fixed | Roof
NJSTRE1545387916 | NJSRRE1544705363 | Transition Incentive Program | KEASBEY | 8832 | 11 | 3.52 | Residential | Yes | Behind the Meter | Net-metered residential rooftop and canopy |  | None | Vivint Solar Developer, LLC | PSE&G | Accepted | 2020-03-19 | 2020-03-20 | 2021-10-30 | Jinko Solar | JKM320M-60HBL | Solar Panels |  | 0.32 | 7 | 188 | 25 |  | Fixed | Roof
NJSTRE1545387924 | NJSRRE1544777562 | Transition Incentive Program | Monroe Township | 8094 | 15 | 12.8 | Residential | No | Behind the Meter | Behind the Meter |  | None | Green Power Energy | AC Electric | Eligible for TI Program | 2020-04-01 | 2020-04-09 | 2021-10-30 | Hanwha | Q.PEAK DUO L-G7.2 400 | Solar Panels |  | 0.4 | 32 | 180 | 20 |  | Fixed | Ground
NJSTRE1545387932 | NJSRRE1544626547 | Transition Incentive Program | Newton | 7860 | 1 | 13.64 | Residential | Yes | Behind the Meter | Behind the Meter |  | None | 1st Light Energy Inc | JCP&L | Eligible for TI Program | 2020-03-11 | 2020-03-16 | 2021-10-30 | Longi | LR6-60HPB-310M | Solar Panels |  | 0.31 | 21 | 215 | 34 |  | Fixed | Roof
NJSTRE1545387932 | NJSRRE1544626547 | Transition Incentive Program | Newton | 7860 | 1 | 13.64 | Residential | Yes | Behind the Meter | Behind the Meter |  | None | 1st Light Energy Inc | JCP&L | Eligible for TI Program | 2020-03-11 | 2020-03-16 | 2021-10-30 | Longi | LR6-60HPB-310M | Solar Panels |  | 0.31 | 8 | 35 | 34 |  | Fixed | Roof
NJSTRE1545387934 | NJSRRE1544816590 | Transition Incentive Program | Mckee City | 8234 | 19 | 19.62 | Residential | Yes | Behind the Meter | Net-metered residential rooftop and canopy |  | None | SunnyMac LLC | AC Electric | Accepted |  | 2020-04-15 | 2021-10-30 | SunPower | SPR-E20-327 | Solar Panels |  | 0.327 | 13 | 210 | 3 |  | Fixed | Roof
NJSTRE1545387942 | NJSRRE1544582528 | Transition Incentive Program | Prospect Park | 7508 | 6 | 5.89 | Residential | Yes | Behind the Meter | Behind the Meter |  | None | Sunrun Installation Services, Inc. | PSE&G | Eligible for TI Program | 2020-03-03 | 2020-03-06 | 2021-10-30 | REC Solar | REC310TP2M | Solar Panels |  | 0.31 | 9 | 135 | 34 |  | Fixed | Roof
NJSTRE1545387942 | NJSRRE1544582528 | Transition Incentive Program | Prospect Park | 7508 | 6 | 5.89 | Residential | Yes | Behind the Meter | Behind the Meter |  | None | Sunrun Installation Services, Inc. | PSE&G | Eligible for TI Program | 2020-03-03 | 2020-03-06 | 2021-10-30 | REC Solar | REC310TP2M | Solar Panels |  | 0.31 | 10 | 315 | 34 |  | Fixed | Roof
NJSTRE1545388206 | NJSRRE1544813170 | Transition Incentive Program | Teaneck | 7666 | 7 | 3.78 | Residential | Yes | Behind the Meter | Net-metered residential rooftop and canopy |  | None | Trinity Solar | PSE&G | Final As-Built Received |  | 2020-04-14 | 2021-10-30 | HANWHA | Q.PEAK DUO BLK-G5 315 | Solar Panels |  | 0.315 | 6 | 291 | 17 |  | Fixed | Roof
NJSTRE1545388213 | NJSRRE1544757134 | Transition Incentive Program | Rahway City | 7065 | 10 | 6.51 | Residential | No | Behind the Meter | Net-metered residential rooftop and canopy |  | None | Palmetto Solar LLC | PSE&G | Accepted | 2020-03-23 | 2020-03-26 | 2021-10-30 | Yingli | YL310D-30B | Solar Panels |  | 0.31 | 11 | 101 | 27 |  | Fixed | Roof
NJSTRE1545388214 | NJSRRE1544768580 | Transition Incentive Program | MIDDLESEX | 8846 | 11 | 7.56 | Residential | Yes | Behind the Meter | Net-metered residential rooftop and canopy |  | None | Suntuity Solar LLC | PSE&G | Accepted | 2020-03-27 | 2020-04-01 | 2021-10-30 | Hanwha Solar | Q-Cells 315 Mono | Solar Panels |  | 0.315 | 6 | 108 | 22 |  | Fixed | Roof
NJSTRE1545388216 | NJSRRE1544551343 | Transition Incentive Program | GLASSBORO | 8028 | 15 | 8.32 | Residential | Yes | Behind the Meter | Net-metered residential rooftop and canopy |  | None | Vivint Solar Developer, LLC | AC Electric | Accepted | 2020-02-29 | 2020-03-04 | 2021-10-30 | Jinko Solar | JKM320M-60HBL | Solar Panels |  | 0.32 | 5 | 74 | 16 |  | Fixed | Roof
NJSTRE1545388226 | NJSRRE1544736075 | Transition Incentive Program | WHARTON | 7885 | 3 | 6.72 | Residential | Yes | Behind the Meter | Net-metered residential rooftop and canopy |  | None | Vivint Solar Developer, LLC | JCP&L | Accepted |  | 2020-03-24 | 2021-10-30 | JINKO SOLAR | JKM320M-60HBL | Solar Panels |  | 0.32 | 8 | 8 | 31 |  | Fixed | Roof
NJSTRE1545388228 | NJSRRE1544754464 | Transition Incentive Program | Neptune | 7753 | 17 | 4.76 | Residential | No | Behind the Meter | Net-metered residential rooftop and canopy |  | None | Trinity Solar | JCP&L | Final As-Built Received | 2020-03-23 | 2020-03-25 | 2021-10-30 | HANWHA | Q.PEAK DUO BLK-G6 340 | Solar Panels |  | 0.34 | 14 | 147 | 8 |  | Fixed | Roof
NJSTRE1545388229 | NJSRRE1544868068 | Transition Incentive Program | Ringoes | 7726 | 17 | 5.28 | Residential | No | Behind the Meter | Behind the Meter |  | None | Panatec Corporation | JCP&L | Eligible for TI Program | 2020-04-21 | 2020-04-27 | 2021-10-30 | Panasonic | VBHN330SA17E | Solar Panels |  | 0.33 | 16 | 240 | 25 |  | Fixed | Roof
NJSTRE1545388237 | NJSRRE1544724278 | Transition Incentive Program | CLIFTON | 7011 | 6 | 5.76 | Residential | Yes | Behind the Meter | Net-metered residential rooftop and canopy |  | None | Vivint Solar Developer, LLC | PSE&G | Accepted | 2020-03-19 | 2020-03-24 | 2021-10-30 | JINKO SOLAR | JKM320M-60HBL | Solar Panels |  | 0.32 | 18 | 166 | 30 |  | Fixed | Roof
NJSTRE1545388238 | NJSRRE1544690208 | Transition Incentive Program | Freehold | 7728 | 17 | 9.24 | Commercial | No | Behind the Meter | Behind the Meter |  | None | ECS Energy, Ltd. | JCP&L | Eligible for TI Program | 2020-03-14 | 2020-03-18 | 2021-10-30 | Axitec | AC-385MH/144S | Solar Panels |  | 0.385 | 4 | 96 | 10 |  | Fixed | Roof
NJSTRE1545388240 | NJSRRE1544868084 | Transition Incentive Program | Pennsauken Township | 8109 | 14 | 5.36 | Residential | No | Behind the Meter | Behind the Meter |  | None | Green Power Energy | PSE&G | Eligible for TI Program | 2020-04-21 | 2020-04-27 | 2021-10-30 | LG Electronics | LG335N1C-V5 | Solar Panels |  | 0.335 | 10 | 338 | 10 |  | Fixed | Roof
NJSTRE1545388241 | NJSRRE1544857829 | Transition Incentive Program | BRIDGEWATER | 8807 | 5 | 3.2 | Residential | Yes | Behind the Meter | Net-metered residential rooftop and canopy |  | None | Vivint Solar Developer, LLC | PSE&G | Accepted | 2020-04-21 | 2020-04-24 | 2021-10-30 | JINKO SOLAR | JKM320M-60HBL | Solar Panels |  | 0.32 | 10 | 83 | 23 |  | Fixed | Roof
NJSTRE1545388250 | NJSRRE1544695666 | Transition Incentive Program | Del Haven | 8251 | 21 | 9.52 | Residential | Yes | Behind the Meter | Behind the Meter |  | None | Trinity Solar | AC Electric | Eligible for TI Program | 2020-03-16 | 2020-03-18 | 2021-10-30 | HANWHA | Q.PEAK DUO BLK-G6 340 | Solar Panels |  | 0.34 | 11 | 303 | 18 |  | Fixed | Roof
NJSTRE1545388252 | NJSRRE1544905106 | Transition Incentive Program | Cherry Hill | 8034 | 14 | 9.24 | Commercial | No | Behind the Meter | Net-metered non-residential rooftop and canopy |  | None | Ameresco | PSE&G | Accepted |  | 2020-04-30 | 2021-10-30 | JA | JAM72S09 385/PR | Solar Panels |  | 0.385 | 24 | 215 | 10 |  | Fixed | Roof
NJSTRE1545387748 | NJSRRE1543451641 | Transition Incentive Program | Beach Haven | 8008 | 18 | 8.91 | Residential | No | Behind the Meter | Behind the Meter |  | None | Sunrun Installation Services, Inc. | AC Electric | Eligible for TI Program | 2019-11-27 | 2019-12-03 | 2021-10-30 | LG Electronics | LG330N1C-A5 | Solar Panels |  | 0.33 | 4 | 301 | 18 |  | Fixed | Roof
NJSTRE1545387748 | NJSRRE1543451641 | Transition Incentive Program | Beach Haven | 8008 | 18 | 8.91 | Residential | No | Behind the Meter | Behind the Meter |  | None | Sunrun Installation Services, Inc. | AC Electric | Eligible for TI Program | 2019-11-27 | 2019-12-03 | 2021-10-30 | LG Electronics | LG330N1C-A5 | Solar Panels |  | 0.33 | 12 | 210 | 18 |  | Fixed | Roof
NJSTRE1545387752 | NJSRRE1544202370 | Transition Incentive Program | Maywood | 7607 | 7 | 6.21 | Residential | No | Behind the Meter | Behind the Meter |  | None | Sunrun Installation Services, Inc. | PSE&G | Eligible for TI Program | 2020-01-21 | 2020-01-31 | 2021-10-30 | LG Electronics | LG345N1C-V5 | Solar Panels |  | 0.345 | 18 | 288 | 18 |  | Fixed | Roof
NJSTRE1545387758 | NJSRRE1544466989 | Transition Incentive Program | Edison | 8817 | 11 | 13.23 | Residential | No | Behind the Meter | Net-metered residential rooftop and canopy |  | None | Trinity Solar | PSE&G | Accepted |  | 2020-02-20 | 2021-10-30 | Hanwha 315 | Q.PEAK DUO BLK-G5 315 | Solar Panels |  | 0.315 | 12 | 251 | 25 |  | Fixed | Roof
NJSTRE1545387758 | NJSRRE1544466989 | Transition Incentive Program | Edison | 8817 | 11 | 13.23 | Residential | No | Behind the Meter | Net-metered residential rooftop and canopy |  | None | Trinity Solar | PSE&G | Accepted |  | 2020-02-20 | 2021-10-30 | Hanwha 315 | Q.PEAK DUO BLK-G5 315 | Solar Panels |  | 0.315 | 4 | 161 | 25 |  | Fixed | Roof
NJSTRE1545387765 | NJSRRE1544344136 | Transition Incentive Program | South Plainfield | 7080 | 11 | 7.13 | Residential | Yes | Behind the Meter | Behind the Meter |  | None | Sunrun Installation Services, Inc. | PSE&G | Eligible for TI Program | 2020-01-31 | 2020-02-05 | 2021-10-30 | REC Solar | REC310TP2M | Solar Panels |  | 0.31 | 15 | 166 | 23 |  | Fixed | Roof
NJSTRE1545387765 | NJSRRE1544344136 | Transition Incentive Program | South Plainfield | 7080 | 11 | 7.13 | Residential | Yes | Behind the Meter | Behind the Meter |  | None | Sunrun Installation Services, Inc. | PSE&G | Eligible for TI Program | 2020-01-31 | 2020-02-05 | 2021-10-30 | REC Solar | REC310TP2M | Solar Panels |  | 0.31 | 4 | 256 | 30 |  | Fixed | Roof
NJSTRE1545387773 | NJSRRE1544442707 | Transition Incentive Program | Willingboro | 8046 | 13 | 9.28 | Residential | Yes | Behind the Meter | Net-metered residential rooftop and canopy |  | None | Vivint Solar Developer, LLC | PSE&G | Accepted | 2020-02-18 | 2020-02-18 | 2021-10-30 | JINKO SOLAR | JKM320M-60HBL | Solar Panels |  | 0.32 | 19 | 147 | 27 |  | Fixed | Roof
NJSTRE1545387773 | NJSRRE1544442707 | Transition Incentive Program | Willingboro | 8046 | 13 | 9.28 | Residential | Yes | Behind the Meter | Net-metered residential rooftop and canopy |  | None | Vivint Solar Developer, LLC | PSE&G | Accepted | 2020-02-18 | 2020-02-18 | 2021-10-30 | JINKO SOLAR | JKM320M-60HBL | Solar Panels |  | 0.32 | 10 | 327 | 27 |  | Fixed | Roof
NJSTRE1545387784 | NJSRRE1544156688 | Transition Incentive Program | Mount Laurel | 8054 | 13 | 9.14 | Residential | Yes | Behind the Meter | Net-metered residential rooftop and canopy |  | None | Vivint Solar Developer, LLC | PSE&G | Accepted | 2020-01-10 | 2020-01-15 | 2021-10-30 | Hanwha Solar | Q.PEAK BLK-G5 315 | Solar Panels |  | 0.315 | 4 | 81 | 21 |  | Fixed | Roof
NJSTRE1545387789 | NJSRRE1544543752 | Transition Incentive Program | Cherry Hill TwP | 8003 | 14 | 8.16 | Residential | Yes | Behind the Meter | Net-metered residential rooftop and canopy |  | None | Tesla Energy Operations Inc | PSE&G | Final As-Built Received | 2020-02-26 | 2020-03-02 | 2021-10-30 | Hanwha Q CELLS | Q.Peak DUO BLK-G6+ 340 | Solar Panels |  | 0.34 | 12 | 280 | 23 |  | Fixed | Roof
NJSTRE1545387789 | NJSRRE1544543752 | Transition Incentive Program | Cherry Hill TwP | 8003 | 14 | 8.16 | Residential | Yes | Behind the Meter | Net-metered residential rooftop and canopy |  | None | Tesla Energy Operations Inc | PSE&G | Final As-Built Received | 2020-02-26 | 2020-03-02 | 2021-10-30 | Hanwha Q CELLS | Q.Peak DUO BLK-G6+ 340 | Solar Panels |  | 0.34 | 12 | 100 | 23 |  | Fixed | Roof
NJSTRE1545388233 | NJSRRE1544775872 | Transition Incentive Program | Howell | 7731 | 17 | 15.08 | Residential | Yes | Behind the Meter | Behind the Meter |  | None | Pro Custom Solar dba Momentum Solar | JCP&L | Eligible for TI Program | 2020-03-31 | 2020-04-09 | 2021-10-30 | Hanwha | Q.Peak DUO BLK-G6+ 335 | Solar Panels |  | 0.335 | 4 | 240 | 23 |  | Fixed | Roof
NJSTRE1545388233 | NJSRRE1544775872 | Transition Incentive Program | Howell | 7731 | 17 | 15.08 | Residential | Yes | Behind the Meter | Behind the Meter |  | None | Pro Custom Solar dba Momentum Solar | JCP&L | Eligible for TI Program | 2020-03-31 | 2020-04-09 | 2021-10-30 | Hanwha | Q.Peak DUO BLK-G6+ 335 | Solar Panels |  | 0.335 | 5 | 60 | 22 |  | Fixed | Roof
NJSTRE1545388238 | NJSRRE1544690208 | Transition Incentive Program | Freehold | 7728 | 17 | 9.24 | Commercial | No | Behind the Meter | Behind the Meter |  | None | ECS Energy, Ltd. | JCP&L | Eligible for TI Program | 2020-03-14 | 2020-03-18 | 2021-10-30 | Axitec | AC-385MH/144S | Solar Panels |  | 0.385 | 10 | 96 | 30 |  | Fixed | Roof
NJSTRE1545388239 | NJSRRE1544760247 | Transition Incentive Program | Palmyra | 8065 | 13 | 8.96 | Residential | No | Behind the Meter | Behind the Meter |  | None | Orbit Energy & Power, LLC | PSE&G | Eligible for TI Program | 2020-03-24 | 2020-03-27 | 2021-10-30 | Hanwha | Q.Peak Duo BLK G5 320W | Solar Panels |  | 0.32 | 28 | 142 | 40 |  | Fixed | Roof
NJSTRE1545388251 | NJSRRE1544626952 | Transition Incentive Program | Clifton | 7012 | 6 | 8.06 | Residential | Yes | Behind the Meter | Behind the Meter |  | None | Sunrun Installation Services, Inc. | PSE&G | Eligible for TI Program | 2020-03-11 | 2020-03-17 | 2021-10-30 | REC Solar | REC310TP2M | Solar Panels |  | 0.31 | 15 | 222 | 9 |  | Fixed | Roof
NJSTRE1545388251 | NJSRRE1544626952 | Transition Incentive Program | Clifton | 7012 | 6 | 8.06 | Residential | Yes | Behind the Meter | Behind the Meter |  | None | Sunrun Installation Services, Inc. | PSE&G | Eligible for TI Program | 2020-03-11 | 2020-03-17 | 2021-10-30 | REC Solar | REC310TP2M | Solar Panels |  | 0.31 | 11 | 42 | 9 |  | Fixed | Roof
NJSTRE1545388257 | NJSRRE1544766987 | Transition Incentive Program | Lakewood | 7801 | 3 | 12.29 | Residential | No | Behind the Meter | Net-metered residential rooftop and canopy |  | None | Tesla Energy Operations | JCP&L | Accepted | 2020-03-26 | 2020-03-31 | 2021-10-30 | Hanwha Q CELLS | Q.PEAK DUO BLK-G5/SC315 | Solar Panels |  | 0.315 | 8 | 7 | 40 |  | Fixed | Roof | outside
NJSTRE1545388257 | NJSRRE1544766987 | Transition Incentive Program | Lakewood | 7801 | 3 | 12.29 | Residential | No | Behind the Meter | Net-metered residential rooftop and canopy |  | None | Tesla Energy Operations | JCP&L | Accepted | 2020-03-26 | 2020-03-31 | 2021-10-30 | Hanwha Q CELLS | Q.PEAK DUO BLK-G5/SC315 | Solar Panels |  | 0.315 | 8 | 187 | 40 |  | Fixed | Roof | Outside
NJSTRE1545388260 | NJSRRE1544760895 | Transition Incentive Program | Gloucester City | 8030 | 14 | 8.16 | Residential | Yes | Behind the Meter | Behind the Meter |  | None | Trinity Solar | PSE&G | Eligible for TI Program | 2020-03-24 | 2020-03-27 | 2021-10-30 | HANWHA | Q.PEAK DUO BLK-G6 340 | Solar Panels |  | 0.34 | 8 | 274 | 16 |  | Fixed | Roof
NJSTRE1545388265 | NJSRRE1544844016 | Transition Incentive Program | Bergenfield | 7621 | 7 | 2.04 | Residential | Yes | Behind the Meter | Behind the Meter |  | None | Trinity Solar | PSE&G | Eligible for TI Program | 2020-04-15 | 2020-04-22 | 2021-10-30 | HANWHA | Q.PEAK DUO BLK-G6 340 | Solar Panels |  | 0.34 | 3 | 177 | 28 |  | Fixed | Roof
NJSTRE1545388272 | NJSRRE1544760944 | Transition Incentive Program | Whiting | 8759 | 18 | 6.46 | Residential | Yes | Behind the Meter | Net-metered residential rooftop and canopy |  | None | Trinity Solar | JCP&L | Accepted | 2020-03-24 | 2020-03-27 | 2021-10-30 | Hanwha | Q.PEAK DUO BLK-G6 340 | Solar Panels |  | 0.34 | 19 | 42 | 18 |  | Fixed | Roof
NJSTRE1545388286 | NJSRRE1544868569 | Transition Incentive Program | Swedesboro | 8085 | 15 | 12.1 | Residential | Yes | Behind the Meter | Behind the Meter |  | None | Seabright Solar | AC Electric | Eligible for TI Program | 2020-04-30 | 2020-04-30 | 2021-10-30 | Sunpower | SPR-E20-327 | Solar Panels |  | 0.327 | 16 | 200 | 27 |  | Fixed | Roof
NJSTRE1545388286 | NJSRRE1544868569 | Transition Incentive Program | Swedesboro | 8085 | 15 | 12.1 | Residential | Yes | Behind the Meter | Behind the Meter |  | None | Seabright Solar | AC Electric | Eligible for TI Program | 2020-04-30 | 2020-04-30 | 2021-10-30 | Sunpower | SPR-E20-327 | Solar Panels |  | 0.327 | 6 | 200 | 27 |  | Fixed | Roof
NJSTRE1545388112 | NJSRRE1544729059 | Transition Incentive Program | Sayreville | 8872 | 11 | 3.84 | Residential | Yes | Behind the Meter | Behind the Meter |  | None | Skyline Solar, LLC | JCP&L | Eligible for TI Program | 2020-03-20 | 2020-03-24 | 2021-10-30 | Hanwha Q-Cells | Q.PEAK DUO-G5 320 | Solar Panels |  | 0.32 | 12 | 181,91 | 37 |  | Fixed | Roof
NJSTRE1545388113 | NJSRRE1544802183 | Transition Incentive Program | STEWARTSVILLE | 8886 | 2 | 4.73 | Residential | No | Behind the Meter | Net-metered residential rooftop and canopy |  | None | Vivint Solar Developer, LLC | JCP&L | Accepted | 2020-04-06 | 2020-04-09 | 2021-10-30 | LG | LG315N1K-V5 | Solar Panels |  | 0.315 | 15 | 190 | 29 |  | Fixed | Roof
NJSTRE1545388117 | NJSRRE1544773472 | Transition Incentive Program | ,EGG HARBOR TOWNSHIP | 8234 | 19 | 4.76 | Residential | Yes | Behind the Meter | Behind the Meter |  | None | Trinity Solar | AC Electric | Eligible for TI Program | 2020-03-30 | 2020-04-09 | 2021-10-30 | HANWHA | Q.PEAK DUO BLK-G6 340 | Solar Panels |  | 0.34 | 14 | 160 | 40 |  | Fixed | Roof
NJSTRE1545388118 | NJSRRE1544772356 | Transition Incentive Program | West Deptford | 8086 | 15 | 8.45 | Residential | No | Behind the Meter | Behind the Meter |  | None | Sunny Corp | AC Electric | Eligible for TI Program | 2020-03-29 | 2020-04-02 | 2021-10-30 | Panasonic | 325ka03 | Solar Panels |  | 0.325 | 26 | 222 | 0.41 |  | Fixed | Roof
NJSTRE1545388119 | NJSRRE1544818158 | Transition Incentive Program | DEPTFORD | 8090 | 15 | 3.52 | Residential | Yes | Behind the Meter | Net-metered residential rooftop and canopy |  | None | Vivint Solar Developer, LLC | PSE&G | Accepted | 2020-04-09 | 2020-04-16 | 2021-10-30 | JINKO SOLAR | JKM320M-60HBL | Solar Panels |  | 0.32 | 11 | 172 | 34 |  | Fixed | Roof
NJSTRE1545388138 | NJSRRE1544680804 | Transition Incentive Program | East Brunswick | 8816 | 11 | 12.6 | Residential | No | Behind the Meter | Behind the Meter |  | None | Green Sun Energy Services, LLC | PSE&G | Eligible for TI Program | 2020-03-13 | 2020-03-18 | 2021-10-30 | LG | 350N1C-V5 NeON-2 | Solar Panels |  | 0.35 | 12 | 234 | 13 |  | Fixed | Roof
NJSTRE1545388138 | NJSRRE1544680804 | Transition Incentive Program | East Brunswick | 8816 | 11 | 12.6 | Residential | No | Behind the Meter | Behind the Meter |  | None | Green Sun Energy Services, LLC | PSE&G | Eligible for TI Program | 2020-03-13 | 2020-03-18 | 2021-10-30 | LG | 350N1C-V5 NeON-2 | Solar Panels |  | 0.35 | 14 | 54 | 30 |  | Fixed | Roof
NJSTRE1545388142 | NJSRRE1544886945 | Transition Incentive Program | Englishtown | 7726 | 17 | 15.08 | Residential | Yes | Behind the Meter | Net-metered residential rooftop and canopy |  | None | Vision Solar LLC | JCP&L | Accepted | 2020-04-23 | 2020-04-28 | 2021-10-30 | lg solar | lg335n1k-v5 | Solar Panels |  | 0.335 | 3 | 200 | 24 |  | Fixed | Roof
NJSTRE1545388142 | NJSRRE1544886945 | Transition Incentive Program | Englishtown | 7726 | 17 | 15.08 | Residential | Yes | Behind the Meter | Net-metered residential rooftop and canopy |  | None | Vision Solar LLC | JCP&L | Accepted | 2020-04-23 | 2020-04-28 | 2021-10-30 | lg solar | lg335n1k-v5 | Solar Panels |  | 0.335 | 8 | 290 | 35 |  | Fixed | Roof
NJSTRE1545388149 | NJSRRE1544773610 | Transition Incentive Program | Elizabeth City | 7208 | 10 | 7.44 | Residential | No | Behind the Meter | Net-metered residential rooftop and canopy |  | None | Palmetto Solar LLC | PSE&G | Accepted | 2020-03-30 | 2020-04-09 | 2021-10-30 | Yingli | YL310D-30B | Solar Panels |  | 0.31 | 11 | 101 | 45 |  | Fixed | Roof
NJSTRE1545388150 | NJSRRE1544869527 | Transition Incentive Program | Ocean | 7712 | 17 | 7.68 | Residential | No | Behind the Meter | Net-metered residential rooftop and canopy |  | None | Whitman Construction, LLC | JCP&L | Final As-Built Received | 2020-04-22 | 2020-04-27 | 2021-10-30 | Trina | TSM-320 DD05H.05 | Solar Panels |  | 0.32 | 24 | 222 | 23 |  | Fixed | Roof
NJSTRE1545388151 | NJSRRE1544759047 | Transition Incentive Program | Essex Fells TWP | 7021 | 9 | 9.77 | Residential | Yes | Behind the Meter | Net-metered residential rooftop and canopy |  | None | Tesla Energy Operations Inc. | PSE&G | Final As-Built Received | 2020-03-23 | 2020-03-26 | 2021-10-30 | Hanwha Q CELLS | Q.PEAK DUO BLK-G5/SC315 | Solar Panels |  | 0.315 | 15 | 141 | 43 |  | Fixed | Roof
NJSTRE1545388155 | NJSRRE1544857733 | Transition Incentive Program | Marmora | 8223 | 21 | 12.58 | Residential | No | Behind the Meter | Net-metered residential rooftop and canopy |  | None | Castle Energy, LLC | AC Electric | Final As-Built Received | 2020-04-20 | 2020-04-23 | 2021-10-30 | Hanwha Q-Cells | Q.Peak DUO BLK-G6 340 | Solar Panels |  | 0.34 | 7 | 309 | 20 |  | Fixed | Roof
NJSTRE1545388235 | NJSRRE1544754557 | Transition Incentive Program | Wyckoff TWP | 7481 | 7 | 6.03 | Residential | No | Behind the Meter | Net-metered residential rooftop and canopy |  | None | Palmetto Solar LLC | PSE&G | Accepted | 2020-03-23 | 2020-03-26 | 2021-10-30 | LG | LG335N1C-A5 | Solar Panels |  | 0.335 | 18 | 180 | 25 |  | Fixed | Roof
NJSTRE1545388236 | NJSRRE1544818057 | Transition Incentive Program | MANAHAWKIN | 8050 | 18 | 5.12 | Residential | Yes | Behind the Meter | Net-metered residential rooftop and canopy |  | None | Vivint Solar Developer, LLC | AC Electric | Accepted | 2020-04-09 | 2020-04-16 | 2021-10-30 | JINKO SOLAR | JKM320M-60HBL | Solar Panels |  | 0.32 | 16 | 241 | 22 |  | Fixed | Roof
NJSTRE1545388242 | NJSRRE1544560385 | Transition Incentive Program | Mantua | 8051 | 15 | 8.64 | Residential | No | Behind the Meter | Behind the Meter |  | None | Orbit Energy & Power, LLC | AC Electric | Eligible for TI Program | 2020-03-02 | 2020-03-04 | 2021-10-30 | Hanwha | Q.PEAK DUO BLK G-5 320 | Solar Panels |  | 0.32 | 23 | 147 | 22 |  | Fixed | Roof
NJSTRE1545388243 | NJSRRE1544728913 | Transition Incentive Program | Galloway | 8205 | 19 | 32.13 | Residential | No | Behind the Meter | Net-metered residential ground mount |  | None | Suntuity Solar LLC | AC Electric | Final As-Built Received | 2020-03-20 | 2020-03-24 | 2021-10-30 | Yingli Green Energy | YL315D-30b | Solar Panels |  | 0.315 | 102 | 136 | 10 |  | Fixed | Ground
NJSTRE1545388248 | NJSRRE1544765216 | Transition Incentive Program | Ocean City | 8226 | 21 | 14.74 | Residential | No | Behind the Meter | Behind the Meter |  | None | Green Power Energy | AC Electric | Eligible for TI Program | 2020-03-25 | 2020-03-30 | 2021-10-30 | LG Electronics | LG335N1C-V5 | Solar Panels |  | 0.335 | 27 | 229 | 10 |  | Fixed | Roof
NJSTRE1545388254 | NJSRRE1544766498 | Transition Incentive Program | Westfield Town | 7090 | 10 | 3.78 | Residential | Yes | Behind the Meter | Net-metered residential rooftop and canopy |  | None | Tesla Energy Operations Inc | PSE&G | Accepted | 2020-03-26 | 2020-03-31 | 2021-10-30 | Hanwha Q Cells | Q.PEAK DUO BLK-G5/SC315 | Solar Panels |  | 0.315 | 12 | 217 | 37 |  | Fixed | Roof
NJSTRE1545388258 | NJSRRE1544869515 | Transition Incentive Program | somers point | 8224 | 13 | 15.36 | Residential | No | Behind the Meter | Behind the Meter |  | ACE | Sun Up Zero Down | AC Electric | Eligible for TI Program | 2020-04-22 | 2020-04-28 | 2021-10-30 | trina | TSM-320 DD05H.05 (II) | Solar Panels |  | 0.32 | 18 | 183 | 45 |  | Fixed | Roof
NJSTRE1545388263 | NJSRRE1544768800 | Transition Incentive Program | Rochelle Park | 7662 | 7 | 6.7 | Residential | Yes | Behind the Meter | Net-metered residential rooftop and canopy |  | None | Pro Custom Solar dba Momentum Solar | PSE&G | Accepted | 2020-03-27 | 2020-04-01 | 2021-10-30 | Hanwha | Q.Peak DUO BLK-G6+ 335 | Solar Panels |  | 0.335 | 5 | 196 | 26 |  | Fixed | Roof
NJSTRE1545388274 | NJSRRE1544623036 | Transition Incentive Program | Atlantic City | 8401 | 19 | 3.35 | Residential | Yes | Behind the Meter | Net-metered residential rooftop and canopy |  | None | Vision Solar LLC | AC Electric | Accepted | 2020-03-10 | 2020-03-12 | 2021-10-30 | lg solar | lg335n1k-v5 | Solar Panels |  | 0.335 | 3 | 152 | 20 |  | Fixed | Roof
NJSTRE1545388274 | NJSRRE1544623036 | Transition Incentive Program | Atlantic City | 8401 | 19 | 3.35 | Residential | Yes | Behind the Meter | Net-metered residential rooftop and canopy |  | None | Vision Solar LLC | AC Electric | Accepted | 2020-03-10 | 2020-03-12 | 2021-10-30 | lg solar | lg335n1k-v5 | Solar Panels |  | 0.335 | 1 | 152 | 39 |  | Fixed | Roof
NJSTRE1545388279 | NJSRRE1544626565 | Transition Incentive Program | Woodstown | 8098 | 16 | 16.25 | Residential | No | Behind the Meter | Behind the Meter |  | None | Sunny Corp | AC Electric | Eligible for TI Program | 2020-03-11 | 2020-03-16 | 2021-10-30 | Panasonic | 325ka03 | Solar Panels |  | 0.325 | 8 | 129 | 40 |  | Fixed | Roof
NJSTRE1545388279 | NJSRRE1544626565 | Transition Incentive Program | Woodstown | 8098 | 16 | 16.25 | Residential | No | Behind the Meter | Behind the Meter |  | None | Sunny Corp | AC Electric | Eligible for TI Program | 2020-03-11 | 2020-03-16 | 2021-10-30 | Panasonic | 325KA03 | Solar Panels |  | 0.325 | 8 | 309 | 40 |  | Fixed | Roof
NJSTRE1545388283 | NJSRRE1544770229 | Transition Incentive Program | Egg Harbor Township | 8234 | 19 | 6.82 | Residential | Yes | Behind the Meter | Net-metered residential rooftop and canopy |  | None | Bright Planet Solar | AC Electric | Accepted |  | 2020-04-01 | 2021-10-30 | LONGI | LR-60HPB-310M | Solar Panels |  | 0.31 | 15 | 269 | 22 |  | Fixed | Roof
NJSTRE1545388267 | NJSRRE1544779344 | Transition Incentive Program | South Hackensack | 7606 | 7 | 3.06 | Residential | No | Behind the Meter | Net-metered residential rooftop and canopy |  | None | Trinity Solar | PSE&G | Accepted |  | 2020-04-09 | 2021-10-30 | HANWHA | Q.PEAK DUO BLK-G6 340 | Solar Panels |  | 0.34 | 6 | 287 | 18 |  | Fixed | Roof
NJSTRE1545388270 | NJSRRE1544759429 | Transition Incentive Program | Woodstown | 8098 | 16 | 3.78 | Residential | Yes | Behind the Meter | Net-metered residential rooftop and canopy |  | None | Tesla Energy Operations Inc | AC Electric | Accepted | 2020-03-23 | 2020-03-26 | 2021-10-30 | Hanwha Q CELLS | Q.PEAK DUO | Solar Panels |  | 0.315 | 12 | 180 | 30 |  | Fixed | Roof
NJSTRE1545388271 | NJSRRE1544610826 | Transition Incentive Program | SICKLERVILLE | 8081 | 14 | 14 | Residential | No | Behind the Meter | Behind the Meter |  | None | Infinity Solar Systems | AC Electric | Eligible for TI Program | 2020-03-05 | 2020-03-10 | 2021-10-30 | LG | LG350N1C-V5 | Solar Panels |  | 0.35 | 12 | 27 | 25 |  | Fixed | Roof
NJSTRE1545388275 | NJSRRE1544816588 | Transition Incentive Program | Sicklerville | 8081 | 14 | 8.16 | Residential | Yes | Behind the Meter | Net-metered residential rooftop and canopy |  | None | Trinity Solar | AC Electric | Accepted | 2020-04-08 | 2020-04-15 | 2021-10-30 | Hanwha | Q.PEAK DUO BLK-G6 340 | Solar Panels |  | 0.34 | 11 | 129 | 23 |  | Fixed | Roof
NJSTRE1545388277 | NJSRRE1544613382 | Transition Incentive Program | North Plainsfield Boro | 7060 | 10 | 4.34 | Residential | No | Behind the Meter | Behind the Meter |  | None | 1st Light Energy Inc | PSE&G | Eligible for TI Program | 2020-03-06 | 2020-03-11 | 2021-10-30 | Longi | LR6-60HPB-310M | Solar Panels |  | 0.31 | 3 | 221 | 20 |  | Fixed | Roof
NJSTRE1545388278 | NJSRRE1544708506 | Transition Incentive Program | South Plainfield | 7080 | 11 | 10.54 | Residential | No | Behind the Meter | Behind the Meter |  | None | Trinity Solar | PSE&G | Eligible for TI Program | 2020-03-17 | 2020-03-20 | 2021-10-30 | HANWHA | Q.PEAK DUO BLK-G6 340 | Solar Panels |  | 0.34 | 12 | 156 | 23 |  | Fixed | Roof
NJSTRE1545388280 | NJSRRE1544624394 | Transition Incentive Program | Edison | 8817 | 11 | 4.14 | Residential | No | Behind the Meter | Behind the Meter |  | None | Pro Custom Solar dba Momentum Solar | PSE&G | Eligible for TI Program | 2020-03-10 | 2020-03-13 | 2021-10-30 | LG ELECTRONICS | LG 345N1C-V5 | Solar Panels |  | 0.345 | 12 | 145 | 39 |  | Fixed | Roof
NJSTRE1545388282 | NJSRRE1544617467 | Transition Incentive Program | Manville | 8835 | 5 | 4.02 | Residential | Yes | Behind the Meter | Behind the Meter |  | None | Pro Custom Solar dba Momentum Solar | PSE&G | Eligible for TI Program | 2020-03-06 | 2020-03-11 | 2021-10-30 | Hanwha | Q.Peak DUO BLK-G6+ 335 | Solar Panels |  | 0.335 | 3 | 94 | 35 |  | Fixed | Roof
NJSTRE1545388284 | NJSRRE1544582452 | Transition Incentive Program | Montvale | 7645 | 7 | 10.72 | Residential | No | Behind the Meter | Behind the Meter |  | None | Green Power Energy | Orange Rockland Electric | Eligible for TI Program | 2020-03-03 | 2020-03-06 | 2021-10-30 | Hanwha | Q-Cells Q.PEAK DUO BLK-G6 335 | Solar Panels |  | 0.335 | 2 | 209 | 27 |  | Fixed | Roof
NJSTRE1545388285 | NJSRRE1544680286 | Transition Incentive Program | Absecon | 8205 | 19 | 7.68 | Residential | Yes | Behind the Meter | Net-metered residential rooftop and canopy |  | None | Vivint Solar Developer, LLC | AC Electric | Accepted | 2020-03-13 | 2020-03-18 | 2021-10-30 | JINKO SOLAR | JKM320M-60HBL | Solar Panels |  | 0.32 | 12 | 101 | 28 |  | Fixed | Roof
NJSTRE1545388291 | NJSRRE1544797775 | Transition Incentive Program | bridgewaterm twp | 8836 | 5 | 12.06 | Residential | Yes | Behind the Meter | Net-metered residential rooftop and canopy |  | None | Vision Solar LLC | PSE&G | Accepted | 2020-04-04 | 2020-04-09 | 2021-10-30 | lg solar | lg335n1k-v5 | Solar Panels |  | 0.335 | 2 | 272 | 14 |  | Fixed | Roof
NJSTRE1545388293 | NJSRRE1544708843 | Transition Incentive Program | Randolph | 7869 | 3 | 15.81 | Residential | Yes | Behind the Meter | Behind the Meter |  | None | Sunrun Installation Services, Inc. | JCP&L | Eligible for TI Program | 2020-03-17 | 2020-03-20 | 2021-10-30 | REC Solar | REC310TP2M | Solar Panels |  | 0.31 | 14 | 204 | 40 |  | Fixed | Roof
NJSTRE1545388295 | NJSRRE1544813235 | Transition Incentive Program | BAYVILLE | 8721 | 18 | 8.37 | Residential | Yes | Behind the Meter | Behind the Meter |  | None | Sunrun Installation Services, Inc. | JCP&L | Eligible for TI Program | 2020-04-08 | 2020-04-14 | 2021-10-30 | REC Solar | REC310TP2M | Solar Panels |  | 0.31 | 5 | 188 | 23 |  | Fixed | Roof
NJSTRE1545388253 | NJSRRE1544613399 | Transition Incentive Program | Hawthorne | 7506 | 6 | 7.48 | Residential | Yes | Behind the Meter | Behind the Meter |  | None | Trinity Solar | PSE&G | Eligible for TI Program | 2020-03-06 | 2020-03-11 | 2021-10-30 | HANWHA | Q.PEAK DUO BLK-G6 340 | Solar Panels |  | 0.34 | 22 | 106 | 30 |  | Fixed | Roof
NJSTRE1545388271 | NJSRRE1544610826 | Transition Incentive Program | SICKLERVILLE | 8081 | 14 | 14 | Residential | No | Behind the Meter | Behind the Meter |  | None | Infinity Solar Systems | AC Electric | Eligible for TI Program | 2020-03-05 | 2020-03-10 | 2021-10-30 | LG | LG350N1C-V5 | Solar Panels |  | 0.35 | 8 | 207 | 20 |  | Fixed | Roof
NJSTRE1545388273 | NJSRRE1544869487 | Transition Incentive Program | Cape May Court House | 8210 | 21 | 11.66 | Residential | Yes | Behind the Meter | Net-metered residential rooftop and canopy |  | None | Suntuity Solar LLC | AC Electric | Accepted | 2020-04-22 | 2020-04-27 | 2021-10-30 | Hanwha Solar | Q-Cells 315 Mono | Solar Panels |  | 0.315 | 19 | 104 | 21 |  | Fixed | Roof
NJSTRE1545388279 | NJSRRE1544626565 | Transition Incentive Program | Woodstown | 8098 | 16 | 16.25 | Residential | No | Behind the Meter | Behind the Meter |  | None | Sunny Corp | AC Electric | Eligible for TI Program | 2020-03-11 | 2020-03-16 | 2021-10-30 | Panasonic | 325KA03 | Solar Panels |  | 0.325 | 12 | 309 | 40 |  | Fixed | Roof
NJSTRE1545388282 | NJSRRE1544617467 | Transition Incentive Program | Manville | 8835 | 5 | 4.02 | Residential | Yes | Behind the Meter | Behind the Meter |  | None | Pro Custom Solar dba Momentum Solar | PSE&G | Eligible for TI Program | 2020-03-06 | 2020-03-11 | 2021-10-30 | Hanwha | Q.Peak DUO BLK-G6+ 335 | Solar Panels |  | 0.335 | 9 | 274 | 35 |  | Fixed | Roof
NJSTRE1545388289 | NJSRRE1544624235 | Transition Incentive Program | Plainfield | 7060 | 10 | 8.37 | Residential | No | Behind the Meter | Behind the Meter |  | None | Sunrun Installation Services, Inc. | PSE&G | Eligible for TI Program | 2020-03-10 | 2020-03-13 | 2021-10-30 | REC Solar | REC310TP2M | Solar Panels |  | 0.31 | 25 | 170 | 40 |  | Fixed | Roof
NJSTRE1545388291 | NJSRRE1544797775 | Transition Incentive Program | bridgewaterm twp | 8836 | 5 | 12.06 | Residential | Yes | Behind the Meter | Net-metered residential rooftop and canopy |  | None | Vision Solar LLC | PSE&G | Accepted | 2020-04-04 | 2020-04-09 | 2021-10-30 | lg solar | lg335n1kv5 | Solar Panels |  | 0.335 | 23 | 182 | 14 |  | Fixed | Roof
NJSTRE1545388299 | NJSRRE1544773193 | Transition Incentive Program | Wall Township | 7719 | 17 | 9.05 | Residential | No | Behind the Meter | Net-metered residential rooftop and canopy |  | None | Green Power Energy | JCP&L | Final As-Built Received |  | 2020-04-02 | 2021-10-30 | LG Electronics | LG335N1C-V5 | Solar Panels |  | 0.335 | 8 | 280 | 30 |  | Fixed | Roof
NJSTRE1545388300 | NJSRRE1544773831 | Transition Incentive Program | Spotswood | 8884 | 11 | 6.54 | Residential | No | Behind the Meter | Net-metered residential rooftop and canopy |  | None | SunPower Corporation, Systems | JCP&L | Accepted |  | 2020-04-09 | 2021-10-30 | SUNPOWER | SPR-E20-327-E-AC | Solar Panels |  | 0.327 | 12 | 154 | 23 |  | Fixed | Roof
NJSTRE1545388310 | NJSRRE1544903629 | Transition Incentive Program | Carteret | 7008 | 11 | 3.45 | Residential | Yes | Behind the Meter | Net-metered residential rooftop and canopy |  | None | Sunrun Installation Services, Inc. | PSE&G | Accepted |  | 2020-04-30 | 2021-10-30 | LG Electronics | LG345N1C-V5 | Solar Panels |  | 0.345 | 10 | 35 | 45 |  | Fixed | Roof
NJSTRE1545388311 | NJSRRE1544768729 | Transition Incentive Program | Mount Laurel | 8054 | 13 | 9.92 | Residential | Yes | Behind the Meter | Net-metered residential ground mount |  | None | CE Team Inc. | PSE&G | Accepted | 2020-03-27 | 2020-04-01 | 2021-10-30 | axitec | AC-310MH | Solar Panels |  | 0.31 | 32 | 238 | 34 |  | Fixed | Roof
NJSTRE1545388321 | NJSRRE1544708797 | Transition Incentive Program | Moorestown | 8057 | 13 | 15.12 | Residential | Yes | Behind the Meter | Net-metered residential rooftop and canopy |  | None | Tesla Energy Operations | PSE&G | Accepted | 2020-03-17 | 2020-03-20 | 2021-10-30 | Hanwha Q CELLS | # Q.PEAK DUO BLK-G5/SC315 | Solar Panels |  | 0.315 | 5 | 236 | 45 |  | Fixed | Roof | Outside
NJSTRE1545388321 | NJSRRE1544708797 | Transition Incentive Program | Moorestown | 8057 | 13 | 15.12 | Residential | Yes | Behind the Meter | Net-metered residential rooftop and canopy |  | None | Tesla Energy Operations | PSE&G | Accepted | 2020-03-17 | 2020-03-20 | 2021-10-30 | Hanwha Q CELLS # | Q.PEAK DUO BLK-G5/SC315 | Solar Panels |  | 0.315 | 19 | 236 | 18 |  | Fixed | Roof | Outside
NJSTRE1545387794 | NJSRRE1543473740 | Transition Incentive Program | Columbus | 8022 | 13 | 23.31 | Residential | Yes | Behind the Meter | Net-metered residential rooftop and canopy |  | None | Suntuity Solar LLC | PSE&G | Accepted | 2019-12-03 | 2019-12-05 | 2021-10-30 | Yingli Green Energy | YL315D-30b | Solar Panels |  | 0.315 | 18 | 97 | 30 |  | Fixed | Roof
NJSTRE1545387794 | NJSRRE1543473740 | Transition Incentive Program | Columbus | 8022 | 13 | 23.31 | Residential | Yes | Behind the Meter | Net-metered residential rooftop and canopy |  | None | Suntuity Solar LLC | PSE&G | Accepted | 2019-12-03 | 2019-12-05 | 2021-10-30 | Yingli Green Energy | YL315D-30b | Solar Panels |  | 0.315 | 18 | 277 | 30 |  | Fixed | Roof
NJSTRE1545387799 | NJSRRE1544353146 | Transition Incentive Program | West Orange | 7052 | 9 | 18.55 | Residential | Yes | Behind the Meter | Behind the Meter |  | None | Pro Custom Solar dba Momentum Solar | PSE&G | Eligible for TI Program | 2020-02-04 | 2020-02-07 | 2021-10-30 | lg electronics | LG 350N1C-V5 | Solar Panels |  | 0.35 | 7 | 188 | 7 |  | Fixed | Roof
NJSTRE1545387799 | NJSRRE1544353146 | Transition Incentive Program | West Orange | 7052 | 9 | 18.55 | Residential | Yes | Behind the Meter | Behind the Meter |  | None | Pro Custom Solar dba Momentum Solar | PSE&G | Eligible for TI Program | 2020-02-04 | 2020-02-07 | 2021-10-30 | lg electronics | LG 350N1C-V5 | Solar Panels |  | 0.35 | 7 | 8 | 20 |  | Fixed | Roof
NJSTRE1545387803 | NJSRRE1544705366 | Transition Incentive Program | Pemberton | 8068 | 13 | 7.48 | Residential | Yes | Behind the Meter | Net-metered residential rooftop and canopy |  | None | Trinity Solar | JCP&L | Final As-Built Received |  | 2020-03-20 | 2021-10-30 | Hanwha 340 | Q.PEAK DUO BLK-G6 340 | Solar Panels |  | 0.34 | 14 | 242 | 17 |  | Fixed | Roof
NJSTRE1545387808 | NJSRRE1544621615 | Transition Incentive Program | NEPTUNE | 7753 | 17 | 5.12 | Residential | Yes | Behind the Meter | Net-metered residential rooftop and canopy |  | None | Vivint Solar Developer, LLC | JCP&L | Accepted | 2020-03-10 | 2020-03-12 | 2021-10-30 | JINKO SOLAR | JKM320M-60HBL | Solar Panels |  | 0.32 | 11 | 204 | 34 |  | Fixed | Roof
NJSTRE1545387810 | NJSRRE1544817772 | Transition Incentive Program | Wildwood | 8260 | 21 | 5.6 | Residential | No | Behind the Meter | Net-metered residential rooftop and canopy |  | None | Green Power Energy | AC Electric | Final As-Built Received |  | 2020-04-16 | 2021-10-30 | LG Electronics | LG350N1C-V5 | Solar Panels |  | 0.35 | 4 | 135 | 40 |  | Fixed | Roof
NJSTRE1545387814 | NJSRRE1544708791 | Transition Incentive Program | Whiting | 8759 | 18 | 5.1 | Residential | Yes | Behind the Meter | Net-metered residential rooftop and canopy |  | None | Trinity Solar | JCP&L | Final As-Built Received |  | 2020-03-20 | 2021-10-30 | Hanwha | Q.PEAK DUO BLK-G6 340 | Solar Panels |  | 0.34 | 9 | 69 | 18 |  | Fixed | Roof
NJSTRE1545387818 | NJSRRE1544805682 | Transition Incentive Program | RIVER EDGE | 7661 | 7 | 5.76 | Residential | Yes | Behind the Meter | Net-metered residential rooftop and canopy |  | None | Vivint Solar Developer, LLC | PSE&G | Accepted | 2020-04-07 | 2020-04-13 | 2021-10-30 | JINKO SOLAR | JKM320M-60HBL | Solar Panels |  | 0.32 | 14 | 199 | 22 |  | Fixed | Roof
NJSTRE1545387818 | NJSRRE1544805682 | Transition Incentive Program | RIVER EDGE | 7661 | 7 | 5.76 | Residential | Yes | Behind the Meter | Net-metered residential rooftop and canopy |  | None | Vivint Solar Developer, LLC | PSE&G | Accepted | 2020-04-07 | 2020-04-13 | 2021-10-30 | JINKO SOLAR | JKM320M-60HBL | Solar Panels |  | 0.32 | 4 | 199 | 20 |  | Fixed | Roof
NJSTRE1545387824 | NJSRRE1544630788 | Transition Incentive Program | Leonia | 7605 | 7 | 5.58 | Residential | Yes | Behind the Meter | Behind the Meter |  | None | Sunrun Installation Services, Inc. | PSE&G | Eligible for TI Program | 2020-03-12 | 2020-03-17 | 2021-10-30 | REC Solar | REC310TP2M | Solar Panels |  | 0.31 | 18 | 204 | 30 |  | Fixed | Roof
NJSTRE1545387828 | NJSRRE1544626786 | Transition Incentive Program | Absecon | 8201 | 19 | 15.37 | Residential | Yes | Behind the Meter | Net-metered residential rooftop and canopy |  | None | Seabright Solar | AC Electric | Accepted | 2020-03-19 | 2020-03-20 | 2021-10-30 | Sunpower | SPR-E20-327 | Solar Panels |  | 0.327 | 13 | 222 | 40 |  | Fixed | Roof
NJSTRE1545387945 | NJSRRE1544630448 | Transition Incentive Program | Mount Laurel | 8054 | 13 | 6.62 | Residential | No | Behind the Meter | Net-metered residential rooftop and canopy |  | None | Trinity Solar | PSE&G | Final As-Built Received |  | 2020-03-17 | 2021-10-30 | Hanwha | Q.PEAK DUO BLK-G5 315 | Solar Panels |  | 0.315 | 7 | 136 | 31 |  | Fixed | Roof
NJSTRE1545387954 | NJSRRE1544621031 | Transition Incentive Program | Waterford Works | 8089 | 14 | 12.06 | Residential | Yes | Behind the Meter | Net-metered residential rooftop and canopy |  | None | Vision Solar LLC | AC Electric | Accepted | 2020-03-09 | 2020-03-11 | 2021-10-30 | lg solar | lg335n1k-v5 | Solar Panels |  | 0.335 | 4 | 127 | 24 |  | Fixed | Roof
NJSTRE1545387957 | NJSRRE1544626078 | Transition Incentive Program | NEPTUNE | 7753 | 17 | 7.48 | Residential | Yes | Behind the Meter | Net-metered residential rooftop and canopy |  | None | Trinity Solar | JCP&L | Final As-Built Received | 2020-03-11 | 2020-03-16 | 2021-10-30 | HANWHA | Q.PEAK DUO BLK-G6 340 | Solar Panels |  | 0.34 | 14 | 193 | 23 |  | Fixed | Roof
NJSTRE1545387966 | NJSRRE1544613360 | Transition Incentive Program | BAYVILLE | 8721 | 18 | 7.36 | Residential | Yes | Behind the Meter | Net-metered residential rooftop and canopy |  | None | Vivint Solar Developer, LLC | JCP&L | Accepted | 2020-03-06 | 2020-03-11 | 2021-10-30 | Jinko Solar | JKM320M-60HBL | Solar Panels |  | 0.32 | 12 | 109 | 23 |  | Fixed | Roof
NJSTRE1545387967 | NJSRRE1544758860 | Transition Incentive Program | Ridgefield Park Village | 7660 | 7 | 9.38 | Residential | No | Behind the Meter | Net-metered residential rooftop and canopy |  | None | SunnyMac LLC | PSE&G | Accepted |  | 2020-03-26 | 2021-10-30 | SunPower | X21335 | Solar Panels |  | 0.335 | 8 | 107 | 34 |  | Fixed | Roof
NJSTRE1545387979 | NJSRRE1544598412 | Transition Incentive Program | West Berlin | 8091 | 14 | 16.12 | Residential | No | Behind the Meter | Net-metered residential rooftop and canopy |  | None | Sun 101 LLC | AC Electric | Accepted | 2020-03-04 | 2020-03-10 | 2021-10-30 | AXITEC | AC-310M | Solar Panels |  | 0.31 | 39 | 154 | 11 |  | Fixed | Roof
NJSTRE1545387980 | NJSRRE1544893951 | Transition Incentive Program | Bridgewater Twp | 8807 | 5 | 9.9 | Residential | No | Behind the Meter | Behind the Meter |  | None | Panatec Corporation | PSE&G | Eligible for TI Program | 2020-04-24 | 2020-04-29 | 2021-10-30 | Panasonic | VBHN330SA17E | Solar Panels |  | 0.33 | 30 | 245 | 25 |  | Fixed | Roof
NJSTRE1545387988 | NJSRRE1544612671 | Transition Incentive Program | Egg Harbor Township | 8234 | 19 | 6.12 | Residential | Yes | Behind the Meter | Behind the Meter |  | None | Trinity Solar | AC Electric | Eligible for TI Program | 2020-03-06 | 2020-03-11 | 2021-10-30 | Hanwha 340 | Q.PEAK DUO BLK-G6 340 | Solar Panels |  | 0.34 | 5 | 192 | 34 |  | Fixed | Roof
NJSTRE1545387991 | NJSRRE1544767346 | Transition Incentive Program | East Rutherford | 7073 | 7 | 10.88 | Residential | Yes | Behind the Meter | Net-metered residential rooftop and canopy |  | None | Trinity Solar | PSE&G | Final As-Built Received |  | 2020-03-31 | 2021-10-30 | Hanwha | Q.PEAK DUO BLK-G6 340 | Solar Panels |  | 0.34 | 2 | 203 | 23 |  | Fixed | Roof
NJSTRE1545387992 | NJSRRE1544893433 | Transition Incentive Program | Lyndhurst | 7071 | 7 | 5.44 | Residential | Yes | Behind the Meter | Behind the Meter |  | None | Trinity Solar | PSE&G | Eligible for TI Program | 2020-04-24 | 2020-04-29 | 2021-10-30 | Hanwha | Q.PEAK DUO BLK-G6 340 | Solar Panels |  | 0.34 | 10 | 307 | 30 |  | Fixed | Roof
NJSTRE1545388001 | NJSRRE1544845633 | Transition Incentive Program | Monroeville | 8343 | 16 | 24.48 | Residential | Yes | Behind the Meter | Net-metered residential rooftop and canopy |  | None | Castle Energy, LLC | AC Electric | Final As-Built Received | 2020-04-15 | 2020-04-22 | 2021-10-30 | Hanwha Q-Cells | Q.Peak DUO BLK-G6 340 | Solar Panels |  | 0.34 | 17 | 231 | 23 |  | Fixed | Roof
NJSTRE1545388007 | NJSRRE1544701272 | Transition Incentive Program | Newton | 7860 | 1 | 16.43 | Residential | No | Behind the Meter | Behind the Meter |  | None | 1st Light Energy Inc | JCP&L | Eligible for TI Program | 2020-03-16 | 2020-03-19 | 2021-10-30 | Longi | LR6-60HPB-310M | Solar Panels |  | 0.31 | 18 | 253 | 37 |  | Fixed | Roof
NJSTRE1545388007 | NJSRRE1544701272 | Transition Incentive Program | Newton | 7860 | 1 | 16.43 | Residential | No | Behind the Meter | Behind the Meter |  | None | 1st Light Energy Inc | JCP&L | Eligible for TI Program | 2020-03-16 | 2020-03-19 | 2021-10-30 | Longi | LR6-60HPB-310M | Solar Panels |  | 0.31 | 20 | 207 | 34 |  | Fixed | Roof
NJSTRE1545388300 | NJSRRE1544773831 | Transition Incentive Program | Spotswood | 8884 | 11 | 6.54 | Residential | No | Behind the Meter | Net-metered residential rooftop and canopy |  | None | SunPower Corporation, Systems | JCP&L | Accepted |  | 2020-04-09 | 2021-10-30 | SUNPOWER | SPR-E20-327-E-AC | Solar Panels |  | 0.327 | 8 | 154 | 23 |  | Fixed | Roof
NJSTRE1545388317 | NJSRRE1544773312 | Transition Incentive Program | Linden | 7036 | 10 | 9.05 | Residential | Yes | Behind the Meter | Net-metered residential rooftop and canopy |  | None | Pro Custom Solar dba Momentum Solar | PSE&G | Final As-Built Received | 2020-03-30 | 2020-04-02 | 2021-10-30 | hanwha | Q. PEAK DUO BLK-G6+335 | Solar Panels |  | 0.335 | 2 | 309 | 30 |  | Fixed | Roof
NJSTRE1545388317 | NJSRRE1544773312 | Transition Incentive Program | Linden | 7036 | 10 | 9.05 | Residential | Yes | Behind the Meter | Net-metered residential rooftop and canopy |  | None | Pro Custom Solar dba Momentum Solar | PSE&G | Final As-Built Received | 2020-03-30 | 2020-04-02 | 2021-10-30 | Hanwha | Q.Peak DUO BLK-G6+ 335 | Solar Panels |  | 0.335 | 7 | 128 | 27 |  | Fixed | Roof
NJSTRE1545388324 | NJSRRE1544582297 | Transition Incentive Program | Pleasantville | 8232 | 19 | 4.96 | Residential | Yes | Behind the Meter | Behind the Meter |  | None | Sunrun Installation Services, Inc. | AC Electric | Eligible for TI Program | 2020-03-03 | 2020-03-06 | 2021-10-30 | REC Solar | REC310TP2M | Solar Panels |  | 0.31 | 3 | 303 | 25 |  | Fixed | Roof
NJSTRE1545388325 | NJSRRE1544611007 | Transition Incentive Program | Camden City | 8105 | 14 | 6.82 | Residential | Yes | Behind the Meter | Behind the Meter |  | None | 1st Light Energy Inc | PSE&G | Eligible for TI Program | 2020-03-05 | 2020-03-10 | 2021-10-30 | Longi | LR6-60HPB-310M | Solar Panels |  | 0.31 | 9 | 58 | 5 |  | Fixed | Roof
NJSTRE1545388329 | NJSRRE1544735635 | Transition Incentive Program | Kenilworth | 7033 | 10 | 9.18 | Residential | Yes | Behind the Meter | Behind the Meter |  | None | Trinity Solar | PSE&G | Eligible for TI Program | 2020-03-20 | 2020-03-24 | 2021-10-30 | Hanwha | Q.PEAK DUO BLK-G6 340 | Solar Panels |  | 0.34 | 8 | 156 | 23 |  | Fixed | Roof
NJSTRE1545388330 | NJSRRE1544621038 | Transition Incentive Program | Mount Freedom | 7970 | 3 | 9.92 | Residential | Yes | Behind the Meter | Net-metered residential rooftop and canopy |  | None | Bright Planet Solar | JCP&L | Final As-Built Received |  | 2020-03-11 | 2021-10-30 | LONGI | LR-60HPB-310M | Solar Panels |  | 0.31 | 9 | 82 | 26 |  | Fixed | Roof
NJSTRE1545388333 | NJSRRE1544905122 | Transition Incentive Program | Evesham Twp | 8053 | 13 | 30.8 | Commercial | No | Behind the Meter | Net-metered non-residential rooftop and canopy |  | None | Ameresco | PSE&G | Accepted |  | 2020-04-30 | 2021-10-30 | JA | JAM72S09 385/PR | Solar Panels |  | 0.385 | 80 | 171/173 | 10 |  | Fixed | Roof
NJSTRE1545388352 | NJSRRE1544869501 | Transition Incentive Program | West Deptford | 8096 | 15 | 3.25 | Residential | No | Behind the Meter | Net-metered residential rooftop and canopy |  | None | SunnyCorp | PSE&G | Accepted | 2020-04-22 | 2020-04-27 | 2021-10-30 | Panasonic | VBHN325KA03 | Solar Panels |  | 0.325 | 10 | 204 | 35 |  | Fixed | Roof
NJSTRE1545388357 | NJSRRE1544616426 | Transition Incentive Program | HASKELL | 7420 | 6 | 11.34 | Residential | No | Behind the Meter | Net-metered residential rooftop and canopy |  | None | Tesla Energy Operations Inc. | JCP&L | Accepted | 2020-03-06 | 2020-03-11 | 2021-10-30 | Hanwha Q CELLS | Q.PEAK DUO BLK-G5/SC315 | Solar Panels |  | 0.315 | 16 | 85 | 32 |  | Fixed | Roof
NJSTRE1545388363 | NJSRRE1544796554 | Transition Incentive Program | Hopatcong | 7843 | 1 | 14.57 | Residential | Yes | Behind the Meter | Behind the Meter |  | None | Sunrun Installation Services, Inc. | JCP&L | Eligible for TI Program | 2020-04-03 | 2020-04-09 | 2021-10-30 | REC Solar | REC310TP2M | Solar Panels |  | 0.31 | 30 | 82 | 34 |  | Fixed | Roof
NJSTRE1545388365 | NJSRRE1544852635 | Transition Incentive Program | Pine Brook | 7058 | 3 | 11.34 | Residential | No | Behind the Meter | Net-metered residential rooftop and canopy |  | None | Tesla Energy Operations Inc | JCP&L | Accepted | 2020-04-16 | 2020-04-23 | 2021-10-30 | Hanwha Q CELLS | Q.PEAK DUO BLK-G5/SC315 | Solar Panels |  | 0.315 | 9 | 167 | 34 |  | Fixed | Roof
NJSTRE1545388166 | NJSRRE1544903646 | Transition Incentive Program | Nutley | 7110 | 9 | 3.1 | Residential | Yes | Behind the Meter | Behind the Meter |  | None | Sunrun Installation Services, Inc. | PSE&G | Eligible for TI Program | 2020-04-27 | 2020-04-30 | 2021-10-30 | REC Solar | REC310TP2M | Solar Panels |  | 0.31 | 1 | 209 | 14 |  | Fixed | Roof
NJSTRE1545388175 | NJSRRE1544819203 | Transition Incentive Program | Galloway | 8205 | 19 | 17.85 | Residential | Yes | Behind the Meter | Net-metered residential rooftop and canopy |  | None | Pro Custom Solar dba Momentum Solar | AC Electric | As-Built Incomplete - Review | 2020-04-10 | 2020-04-17 | 2021-10-30 | lg electronics | LG 350N1C-V5 | Solar Panels |  | 0.35 | 13 | 57 | 31 |  | Fixed | Roof
NJSTRE1545388175 | NJSRRE1544819203 | Transition Incentive Program | Galloway | 8205 | 19 | 17.85 | Residential | Yes | Behind the Meter | Net-metered residential rooftop and canopy |  | None | Pro Custom Solar dba Momentum Solar | AC Electric | As-Built Incomplete - Review | 2020-04-10 | 2020-04-17 | 2021-10-30 | lg electronics | LG 350N1C-V5 | Solar Panels |  | 0.35 | 12 | 57 | 31 |  | Fixed | Roof
NJSTRE1545388180 | NJSRRE1544836674 | Transition Incentive Program | Brick | 8723 | 18 | 11.2 | Residential | No | Behind the Meter | Net-metered residential rooftop and canopy |  | None | Whitman Construction, LLC | JCP&L | Final As-Built Received | 2020-04-13 | 2020-04-20 | 2021-10-30 | TRINA | TSM 320 DD05H.05 | Solar Panels |  | 0.32 | 4 | 98 | 30 |  | Fixed | Roof
NJSTRE1545388181 | NJSRRE1544729058 | Transition Incentive Program | Union Twp | 7083 | 10 | 13.95 | Residential | Yes | Behind the Meter | Net-metered residential rooftop and canopy |  | None | Bright Planet Solar | PSE&G | Accepted |  | 2020-03-24 | 2021-10-30 | LONGI | LR-60HPB-310M | Solar Panels |  | 0.31 | 26 | 266 | 22 |  | Fixed | Roof
NJSTRE1545388185 | NJSRRE1544893954 | Transition Incentive Program | Cape May | 8204 | 21 | 8.4 | Residential | Yes | Behind the Meter | Behind the Meter |  | None | Pro Custom Solar dba Momentum Solar | AC Electric | Eligible for TI Program | 2020-04-24 | 2020-04-29 | 2021-10-30 | LG ELECTRONICS | LG 350N1C-V5 | Solar Panels |  | 0.35 | 6 | 288 | 43 |  | Fixed | Roof
NJSTRE1545388185 | NJSRRE1544893954 | Transition Incentive Program | Cape May | 8204 | 21 | 8.4 | Residential | Yes | Behind the Meter | Behind the Meter |  | None | Pro Custom Solar dba Momentum Solar | AC Electric | Eligible for TI Program | 2020-04-24 | 2020-04-29 | 2021-10-30 | LG ELECTRONICS | LG 350N1C-V5 | Solar Panels |  | 0.35 | 7 | 288 | 42 |  | Fixed | Roof
NJSTRE1545388196 | NJSRRE1544625676 | Transition Incentive Program | UNION | 7083 | 10 | 6.3 | Residential | Yes | Behind the Meter | Net-metered residential rooftop and canopy |  | None | Suntuity Solar LLC | PSE&G | Final As-Built Received | 2020-03-11 | 2020-03-16 | 2021-10-30 | Hanwha Solar | Q-Cells 315 Mono | Solar Panels |  | 0.315 | 16 | 97 | 27 |  | Fixed | Roof
NJSTRE1545388207 | NJSRRE1544903555 | Transition Incentive Program | North Plainfield | 7060 | 10 | 7.04 | Residential | Yes | Behind the Meter | Behind the Meter |  | None | Steve Whitman LLC | PSE&G | Eligible for TI Program | 2020-04-27 | 2020-04-30 | 2021-10-30 | Hanwha Q-Cells | Q.PEAK DUO-G5 320 | Solar Panels |  | 0.32 | 22 | 129309 | 38 |  | Fixed | Roof
NJSTRE1545388213 | NJSRRE1544757134 | Transition Incentive Program | Rahway City | 7065 | 10 | 6.51 | Residential | No | Behind the Meter | Net-metered residential rooftop and canopy |  | None | Palmetto Solar LLC | PSE&G | Accepted | 2020-03-23 | 2020-03-26 | 2021-10-30 | Yingli | YL310D-30B | Solar Panels |  | 0.31 | 5 | 191 | 26 |  | Fixed | Roof
NJSTRE1545388214 | NJSRRE1544768580 | Transition Incentive Program | MIDDLESEX | 8846 | 11 | 7.56 | Residential | Yes | Behind the Meter | Net-metered residential rooftop and canopy |  | None | Suntuity Solar LLC | PSE&G | Accepted | 2020-03-27 | 2020-04-01 | 2021-10-30 | Hanwha Solar | Q-Cells 315 Mono | Solar Panels |  | 0.315 | 6 | 288 | 22 |  | Fixed | Roof
NJSTRE1545388219 | NJSRRE1544620624 | Transition Incentive Program | Paterson | 7503 | 6 | 33.6 | Residential | No | Behind the Meter | Net-metered non-residential rooftop and canopy |  | None | Maier Solar Engineering dba Solar Me | PSE&G | Accepted |  | 2020-03-11 | 2021-10-30 | Hanwha | Q.CELL DUO BLK-G5 320W | Solar Panels |  | 0.32 | 105 | 160 | 10 |  | Fixed | Roof
NJSTRE1545386831 | NJSRRE1544468829 | Transition Incentive Program | Lyndhurst | 7071 | 7 | 4.73 | Residential | Yes | Behind the Meter | Behind the Meter |  | None | Trinity Solar | PSE&G | Eligible for TI Program | 2020-02-18 | 2020-02-20 | 2021-10-30 | Hanwha | Q.PEAK DUO BLK-G5 315 | Solar Panels |  | 0.315 | 13 | 127 | 33 |  | Fixed | Roof
NJSTRE1545386837 | NJSRRE1544171611 | Transition Incentive Program | PINEHURST | 8201 | 19 | 8.19 | Residential | Yes | Behind the Meter | Net-metered residential rooftop and canopy |  | None | Vivint Solar Developer, LLC | AC Electric | Accepted | 2020-01-15 | 2020-01-20 | 2021-10-30 | HANWHA SOLAR | Q.PEAK BLK-G5 315 | Solar Panels |  | 0.315 | 8 | 192 | 21 |  | Fixed | Roof
NJSTRE1545386846 | NJSRRE1543496233 | Transition Incentive Program | Mickleton | 8056 | 15 | 25.68 | Residential | No | Behind the Meter | Behind the Meter |  | None | Sunny Corp | AC Electric | Eligible for TI Program | 2019-12-06 | 2019-12-10 | 2021-10-30 | PANASONIC | VBHN325KA03 | Solar Panels |  | 0.325 | 3 | 262 | 44 |  | Fixed | Roof
NJSTRE1545386846 | NJSRRE1543496233 | Transition Incentive Program | Mickleton | 8056 | 15 | 25.68 | Residential | No | Behind the Meter | Behind the Meter |  | None | Sunny Corp | AC Electric | Eligible for TI Program | 2019-12-06 | 2019-12-10 | 2021-10-30 | PANASONIC | VBHN325KA03 | Solar Panels |  | 0.325 | 20 | 172 | 33 |  | Fixed | Roof
NJSTRE1545386850 | NJSRRE1543572412 | Transition Incentive Program | West Windsor Township | 8550 | 12 | 13.05 | Residential | Yes | Behind the Meter | Behind the Meter |  | None | Sunrun Installation Services, Inc. | PSE&G | Eligible for TI Program | 2019-12-19 | 2019-12-26 | 2021-10-30 | REC Solar | REC290TP2 BLK | Solar Panels |  | 0.29 | 22 | 112 | 34 |  | Fixed | Roof
NJSTRE1545386854 | NJSRRE1543463273 | Transition Incentive Program | Jackson | 8527 | 18 | 9.6 | Residential | Yes | Behind the Meter | Behind the Meter |  | None | Skyline Solar, LLC | JCP&L | Eligible for TI Program | 2019-12-02 | 2019-12-04 | 2021-10-30 | Hanwha Q-Cells | Q.PEAK DUO-G5 320 | Solar Panels |  | 0.32 | 30 | 177,177,87 | 30 |  | Fixed | Roof
NJSTRE1545386858 | NJSRRE1543500295 | Transition Incentive Program | WAYNE | 7470 | 6 | 15.75 | Residential | Yes | Behind the Meter | Net-metered residential rooftop and canopy |  | None | Vivint Solar Developer, LLC | PSE&G | Accepted | 2019-12-09 | 2019-12-10 | 2021-10-30 | HANWHA SOLAR | Q.PEAK BLK-G5 315 | Solar Panels |  | 0.315 | 7 | 167 | 45 |  | Fixed | Roof
NJSTRE1545386861 | NJSRRE1544423124 | Transition Incentive Program | Seaside Heights | 8751 | 18 | 5.27 | Residential | Yes | Behind the Meter | Net-metered residential rooftop and canopy |  | JCPL | New Jersey Clean Energy Solutions | JCP&L | Final As-Built Received | 2020-02-10 | 2020-02-12 | 2021-10-30 | Trina | TSM-DD05H.05 Blk 310W | Solar Panels |  | 0.31 | 5 | 278 | 33 |  | Fixed | Roof
NJSTRE1545386868 | NJSRRE1544151515 | Transition Incentive Program | Lakewood Township | 8701 | 18 | 16.32 | Residential | Yes | Behind the Meter | Behind the Meter |  | None | Sunrun Installation Services, Inc. | JCP&L | Eligible for TI Program | 2020-01-09 | 2020-01-14 | 2021-10-30 | Hanwha Q-Cells | Q.PEAK DUO-G7 320 | Solar Panels |  | 0.32 | 7 | 272 | 30 |  | Fixed | Roof
NJSTRE1545386871 | NJSRRE1544358226 | Transition Incentive Program | Union | 7083 | 10 | 4.03 | Residential | No | Behind the Meter | Net-metered residential rooftop and canopy |  | None | Whitman Construction, LLC | PSE&G | Final As-Built Received | 2020-02-05 | 2020-02-07 | 2021-10-30 | Trina Solar | TSM-310DD05A | Solar Panels |  | 0.31 | 4 | 213 | 39 |  | Fixed | Roof
NJSTRE1545386873 | NJSRRE1544419548 | Transition Incentive Program | Monroe Township | 8831 | 11 | 5.99 | Residential | Yes | Behind the Meter | Net-metered residential rooftop and canopy |  | None | Vivint Solar Developer, LLC | JCP&L | Accepted | 2020-02-07 | 2020-02-11 | 2021-10-30 | HANWHA SOLAR | Q.PEAK BLK-G5 315 | Solar Panels |  | 0.315 | 12 | 261 | 19 |  | Fixed | Roof
NJSTRE1545386879 | NJSRRE1543565086 | Transition Incentive Program | Prospect Park | 7508 | 6 | 6.21 | Residential | Yes | Behind the Meter | Net-metered residential rooftop and canopy |  | None | SunPower Corporation, Systems | PSE&G | Accepted |  | 2019-12-20 | 2021-10-30 | SUNPOWER | SPR-E20-327-E-AC | Solar Panels |  | 0.327 | 8 | 134 | 7 |  | Fixed | Roof
NJSTRE1545387834 | NJSRRE1544884663 | Transition Incentive Program | Trenton | 8619 | 12 | 2.68 | Residential | Yes | Behind the Meter | Behind the Meter |  | None | Pro Custom Solar dba Momentum Solar | PSE&G | Eligible for TI Program | 2020-04-22 | 2020-04-28 | 2021-10-30 | HANWHA | Q.PEAK DUO BLK G6+ 335 | Solar Panels |  | 0.335 | 8 | 175 | 31 |  | Fixed | Roof
NJSTRE1545387842 | NJSRRE1544857693 | Transition Incentive Program | Newark | 7107 | 9 | 6.7 | Residential | No | Behind the Meter | Behind the Meter |  | None | Skyline Solar LLC | PSE&G | Eligible for TI Program | 2020-04-17 | 2020-04-23 | 2021-10-30 | LG | LG335 | Solar Panels |  | 0.335 | 12 | 202 | 37 |  | Fixed | Roof
NJSTRE1545387851 | NJSRRE1544610793 | Transition Incentive Program | Mount Laurel | 8054 | 13 | 14.28 | Residential | No | Behind the Meter | Net-metered residential rooftop and canopy |  | None | Trinity Solar | PSE&G | Final As-Built Received |  | 2020-03-10 | 2021-10-30 | HANWHA | Q.PEAK DUO BLK-G6 340 | Solar Panels |  | 0.34 | 21 | 63 | 18 |  | Fixed | Roof
NJSTRE1545387862 | NJSRRE1544736092 | Transition Incentive Program | UNION | 7083 | 10 | 8.32 | Residential | Yes | Behind the Meter | Behind the Meter |  | None | Vivint Solar Developer, LLC | PSE&G | Eligible for TI Program | 2020-03-23 | 2020-03-25 | 2021-10-30 | JINKO SOLAR | JKM320M-60HBL | Solar Panels |  | 0.32 | 7 | 245 | 23 |  | Fixed | Roof
NJSTRE1545387863 | NJSRRE1544701593 | Transition Incentive Program | Elizabeth | 7208 | 10 | 8.99 | Residential | Yes | Behind the Meter | Behind the Meter |  | None | Sunrun Installation Services, Inc. | PSE&G | Eligible for TI Program | 2020-03-16 | 2020-03-19 | 2021-10-30 | REC Solar | REC310TP2M | Solar Panels |  | 0.31 | 7 | 228 | 37 |  | Fixed | Roof
NJSTRE1545387863 | NJSRRE1544701593 | Transition Incentive Program | Elizabeth | 7208 | 10 | 8.99 | Residential | Yes | Behind the Meter | Behind the Meter |  | None | Sunrun Installation Services, Inc. | PSE&G | Eligible for TI Program | 2020-03-16 | 2020-03-19 | 2021-10-30 | REC Solar | REC310TP2M | Solar Panels |  | 0.31 | 2 | 228 | 14 |  | Fixed | Roof
NJSTRE1545387875 | NJSRRE1544799849 | Transition Incentive Program | Willingboro | 8046 | 13 | 11.56 | Residential | No | Behind the Meter | Net-metered residential rooftop and canopy |  | None | Trinity Solar | PSE&G | Final As-Built Received |  | 2020-04-09 | 2021-10-30 | HANWHA | Q.PEAK DUO BLK-G6 340 | Solar Panels |  | 0.34 | 23 | 90 | 23 |  | Fixed | Roof
NJSTRE1545387875 | NJSRRE1544799849 | Transition Incentive Program | Willingboro | 8046 | 13 | 11.56 | Residential | No | Behind the Meter | Net-metered residential rooftop and canopy |  | None | Trinity Solar | PSE&G | Final As-Built Received |  | 2020-04-09 | 2021-10-30 | HANWHA | Q.PEAK DUO BLK-G6 340 | Solar Panels |  | 0.34 | 11 | 180 | 20 |  | Fixed | Roof
NJSTRE1545387893 | NJSRRE1544680171 | Transition Incentive Program | Marlton | 8053 | 13 | 6.72 | Residential | Yes | Behind the Meter | Net-metered residential rooftop and canopy |  | None | Vivint Solar Developer, LLC | PSE&G | Accepted | 2020-03-13 | 2020-03-18 | 2021-10-30 | JINKO SOLAR | JKM320M-60HBL | Solar Panels |  | 0.32 | 5 | 327 | 24 |  | Fixed | Roof
NJSTRE1545387898 | NJSRRE1544730712 | Transition Incentive Program | Browns Mills | 8015 | 13 | 5.36 | Residential | Yes | Behind the Meter | Net-metered residential rooftop and canopy |  | None | Trinity Solar | JCP&L | Final As-Built Received |  | 2020-03-24 | 2021-10-30 | HANWHA | QPEAK DUO BLK-G6 335 | Solar Panels |  | 0.335 | 16 | 197 | 23 |  | Fixed | Roof
NJSTRE1545387902 | NJSRRE1544610798 | Transition Incentive Program | SCOTCH PLAINS | 7076 | 10 | 18.2 | Residential | No | Behind the Meter | Behind the Meter |  | None | Infinity Solar Systems | PSE&G | Eligible for TI Program | 2020-03-05 | 2020-03-10 | 2021-10-30 | LG | LG350N1C-V5 | Solar Panels |  | 0.35 | 6 | 37 | 35 |  | Fixed | Roof
NJSTRE1545387903 | NJSRRE1544680142 | Transition Incentive Program | Elizabeth | 7202 | 10 | 4.02 | Residential | Yes | Behind the Meter | Behind the Meter |  | None | Pro Custom Solar dba Momentum Solar | PSE&G | Eligible for TI Program | 2020-03-13 | 2020-03-17 | 2021-10-30 | Hanwha | Q.Peak DUO BLK-G6+ 335 | Solar Panels |  | 0.335 | 12 | 148 | 36 |  | Fixed | Roof
NJSTRE1545387904 | NJSRRE1544820549 | Transition Incentive Program | FAIR LAWN | 7410 | 7 | 5.44 | Residential | Yes | Behind the Meter | Net-metered residential rooftop and canopy |  | None | Vivint Solar Developer, LLC | PSE&G | Accepted | 2020-04-10 | 2020-04-20 | 2021-10-30 | JINKO SOLAR | JKM320M-60HBL | Solar Panels |  | 0.32 | 17 | 295 | 26 |  | Fixed | Roof
NJSTRE1545386883 | NJSRRE1543571034 | Transition Incentive Program | Rockaway | 7866 | 3 | 13.55 | Residential | Yes | Behind the Meter | Behind the Meter |  | None | Pro Custom Solar dba Momentum Solar | JCP&L | Eligible for TI Program | 2019-12-19 | 2020-01-08 | 2021-10-30 | Hanwha | Q.Peak DUO BLK-G5 315 | Solar Panels |  | 0.315 | 9 | 311 | 21 |  | Fixed | Roof
NJSTRE1545386889 | NJSRRE1544326481 | Transition Incentive Program | Belleville | 7109 | 9 | 6.21 | Residential | Yes | Behind the Meter | Behind the Meter |  | None | Seabright Solar | PSE&G | Eligible for TI Program | 2020-02-20 | 2020-02-20 | 2021-10-30 | Sunpower | SPR-E20-327 | Solar Panels |  | 0.327 | 6 | 16 | 42 |  | Fixed | Roof
NJSTRE1545386896 | NJSRRE1544358298 | Transition Incentive Program | Orange City | 7050 | 9 | 10.54 | Residential | Yes | Behind the Meter | Behind the Meter |  | None | Sunrun Installation Services, Inc. | PSE&G | Eligible for TI Program | 2020-02-05 | 2020-02-07 | 2021-10-30 | REC Solar | REC310TP2M | Solar Panels |  | 0.31 | 18 | 216 | 34 |  | Fixed | Roof
NJSTRE1545386898 | NJSRRE1544546600 | Transition Incentive Program | MANAHAWKIN | 8050 | 18 | 14.72 | Residential | Yes | Behind the Meter | Net-metered residential rooftop and canopy |  | None | Vivint Solar Developer, LLC | AC Electric | Accepted | 2020-02-28 | 2020-03-03 | 2021-10-30 | JINKO SOLAR | JKM320M-60HBL | Solar Panels |  | 0.32 | 2 | 335 | 27 |  | Fixed | Roof
NJSTRE1545386903 | NJSRRE1544162019 | Transition Incentive Program | Roselle | 7203 | 10 | 11.97 | Residential | Yes | Behind the Meter | Net-metered residential rooftop and canopy |  | None | Vivint Solar Developer, LLC | PSE&G | Accepted | 2020-01-15 | 2020-01-16 | 2021-10-30 | HANWHA SOLAR | Q.PEAK BLK-G5 315 | Solar Panels |  | 0.315 | 24 | 304 | 21 |  | Fixed | Roof
NJSTRE1545386910 | NJSRRE1543586377 | Transition Incentive Program | Forked River | 8731 | 18 | 13.05 | Residential | Yes | Behind the Meter | Behind the Meter |  | None | Sunrun Installation Services, Inc. | JCP&L | Eligible for TI Program | 2019-12-20 | 2019-12-26 | 2021-10-30 | REC Solar | REC290TP2 BLK | Solar Panels |  | 0.29 | 10 | 293 | 34 |  | Fixed | Roof
NJSTRE1545386914 | NJSRRE1544391118 | Transition Incentive Program | Oceanport | 7757 | 17 | 13.23 | Residential | Yes | Behind the Meter | Net-metered residential rooftop and canopy |  | None | Trinity Solar | JCP&L | Final As-Built Received | 2020-02-06 | 2020-02-10 | 2021-10-30 | Hanwha | Q.PEAK DUO BLK-G5 315 | Solar Panels |  | 0.315 | 2 | 281 | 33 |  | Fixed | Roof
NJSTRE1545386916 | NJSRRE1544219938 | Transition Incentive Program | Wall | 7719 | 17 | 14.26 | Residential | Yes | Behind the Meter | Behind the Meter |  | None | Sunrun Installation Services, Inc. | JCP&L | Eligible for TI Program | 2020-01-24 | 2020-01-28 | 2021-10-30 | REC Solar | REC310TP2M | Solar Panels |  | 0.31 | 7 | 296 | 27 |  | Fixed | Roof
NJSTRE1545386918 | NJSRRE1544130525 | Transition Incentive Program | SICKLERVILLE | 8081 | 14 | 5.04 | Residential | Yes | Behind the Meter | Net-metered residential rooftop and canopy |  | None | Vivint Solar Developer, LLC | AC Electric | Accepted | 2020-01-08 | 2020-01-10 | 2021-10-30 | HANWHA SOLAR | Q.PEAK BLK-G5 315 | Solar Panels |  | 0.315 | 3 | 204 | 27 |  | Fixed | Roof
NJSTRE1545386922 | NJSRRE1543827067 | Transition Incentive Program | Elizabeth | 7208 | 10 | 5.67 | Residential | Yes | Behind the Meter | Behind the Meter |  | None | Pro Custom Solar dba Momentum Solar | PSE&G | Eligible for TI Program | 2019-12-30 | 2020-01-03 | 2021-10-30 | HANWHA | Q.Peak DUO BLK-G5 315 | Solar Panels |  | 0.315 | 2 | 138 | 13 |  | Fixed | Roof
NJSTRE1545386927 | NJSRRE1543451911 | Transition Incentive Program | EGG HARBOR TWP | 8234 | 19 | 2.52 | Residential | Yes | Behind the Meter | Net-metered residential rooftop and canopy |  | None | Vivint Solar Developer, LLC | AC Electric | Accepted | 2019-11-29 | 2019-12-03 | 2021-10-30 | Hanwha | Q.PEAK BLK-G5 315 | Solar Panels |  | 0.315 | 6 | 170 | 33 |  | Fixed | Roof
NJSTRE1545386936 | NJSRRE1544348689 | Transition Incentive Program | Bedminster | 7921 | 5 | 5.27 | Residential | No | Behind the Meter | Behind the Meter |  | None | Sunrun Installation Services, Inc. | JCP&L | Eligible for TI Program | 2020-02-03 | 2020-02-06 | 2021-10-30 | REC Solar | REC310TP2M | Solar Panels |  | 0.31 | 13 | 173 | 30 |  | Fixed | Roof
NJSTRE1545388008 | NJSRRE1544678290 | Transition Incentive Program | UNION CITY | 7087 | 8 | 7.13 | Residential | No | Behind the Meter | Net-metered residential rooftop and canopy |  | None | Sun 101 LLC | PSE&G | Accepted | 2020-03-13 | 2020-03-25 | 2021-10-30 | JINKO | JKM310M-60 | Solar Panels |  | 0.31 | 23 | 150 | 5 |  | Fixed | Roof
NJSTRE1545388010 | NJSRRE1544728917 | Transition Incentive Program | Closter | 7624 | 7 | 5.36 | Residential | Yes | Behind the Meter | Net-metered residential rooftop and canopy |  | None | Suntuity Solar LLC | Orange Rockland Electric | Accepted | 2020-03-20 | 2020-03-24 | 2021-10-30 | Hanwha Solar | Q-Cells 315 Mono | Solar Panels |  | 0.315 | 7 | 274 | 11 |  | Fixed | Roof
NJSTRE1545388018 | NJSRRE1544719404 | Transition Incentive Program | Clinton | 8809 | 4 | 7.59 | Residential | No | Behind the Meter | Behind the Meter |  | None | Sunrun Installation Services, Inc. | JCP&L | Eligible for TI Program | 2020-03-18 | 2020-03-23 | 2021-10-30 | LG Electronics | LG345N1C-V5 | Solar Panels |  | 0.345 | 20 | 86 | 18 |  | Fixed | Roof
NJSTRE1545388019 | NJSRRE1544701337 | Transition Incentive Program | Hopatcong | 7843 | 1 | 3.1 | Residential | Yes | Behind the Meter | Behind the Meter |  | None | Sunrun Installation Services, Inc. | JCP&L | Eligible for TI Program | 2020-03-16 | 2020-03-19 | 2021-10-30 | REC Solar | REC310TP2M | Solar Panels |  | 0.31 | 4 | 15 | 18 |  | Fixed | Roof
NJSTRE1545388021 | NJSRRE1544819168 | Transition Incentive Program | Bridgewater Township | 8807 | 5 | 11.16 | Residential | Yes | Behind the Meter | Behind the Meter |  | None | Sunrun Installation Services, Inc. | JCP&L | Eligible for TI Program | 2020-04-10 | 2020-04-17 | 2021-10-30 | REC Solar | REC310TP2M | Solar Panels |  | 0.31 | 9 | 270 | 18 |  | Fixed | Roof
NJSTRE1545388034 | NJSRRE1544637395 | Transition Incentive Program | Pleasantville | 8232 | 19 | 8.18 | Residential | Yes | Behind the Meter | Net-metered residential rooftop and canopy |  | None | Castle Energy, LLC | AC Electric | Accepted | 2020-03-12 | 2020-03-17 | 2021-10-30 | SunPower | SPR-E20-327-C-AC | Solar Panels |  | 0.327 | 23 | 207 | 23 |  | Fixed | Roof
NJSTRE1545388042 | NJSRRE1544764935 | Transition Incentive Program | Hillsborough Township | 8844 | 5 | 11.34 | Residential | Yes | Behind the Meter | Net-metered residential rooftop and canopy |  | None | Tesla Energy Operations Inc. | PSE&G | Accepted | 2020-03-25 | 2020-03-30 | 2021-10-30 | Hanwha Q CELLS | Q.PEAK DUO BLK-G5/SC315 | Solar Panels |  | 0.315 | 12 | 184 | 34 |  | Fixed | Roof
NJSTRE1545388067 | NJSRRE1544813215 | Transition Incentive Program | Dorothy | 8317 | 19 | 9.92 | Residential | No | Behind the Meter | Net-metered residential rooftop and canopy |  | ACE | Sun Up Zero Down | AC Electric | Accepted | 2020-04-08 | 2020-04-15 | 2021-10-30 | Trina | TSM-320-DD06M.05(II) | Solar Panels |  | 0.32 | 31 | 182 | 23 |  | Fixed | Roof
NJSTRE1545388068 | NJSRRE1544857489 | Transition Incentive Program | Lyndhurst | 7071 | 7 | 2.38 | Residential | No | Behind the Meter | Net-metered residential rooftop and canopy |  | None | Trinity Solar | PSE&G | Final As-Built Received |  | 2020-04-23 | 2021-10-30 | Hanwha | Q.PEAK DUO BLK-G6 340 | Solar Panels |  | 0.34 | 2 | 218 | 40 |  | Fixed | Roof
NJSTRE1545388076 | NJSRRE1544855159 | Transition Incentive Program | CLIFTON | 7011 | 6 | 8.04 | Residential | No | Behind the Meter | Behind the Meter |  | None | Infinity Solar Systems | PSE&G | Eligible for TI Program | 2020-04-17 | 2020-04-23 | 2021-10-30 | LG | LG335N1K-V5 | Solar Panels |  | 0.335 | 9 | 166 | 35 |  | Fixed | Roof
NJSTRE1545388078 | NJSRRE1544729071 | Transition Incentive Program | Brigantine | 8203 | 19 | 12.73 | Residential | No | Behind the Meter | Behind the Meter |  | None | Green Power Energy | AC Electric | Eligible for TI Program | 2020-03-20 | 2020-03-24 | 2021-10-30 | Hanwha | Q.PEAK DUO BLK-G6 | Solar Panels |  | 0.335 | 16 | 172 | 18 |  | Fixed | Roof
NJSTRE1545388086 | NJSRRE1544690210 | Transition Incentive Program | Freehold | 7728 | 17 | 9.24 | Commercial | No | Behind the Meter | Behind the Meter |  | None | ECS Energy, Ltd. | JCP&L | Eligible for TI Program | 2020-03-14 | 2020-03-18 | 2021-10-30 | Axitec | AC-385MH/144S | Solar Panels |  | 0.385 | 10 | 96 | 30 |  | Fixed | Roof
NJSTRE1545388088 | NJSRRE1544708911 | Transition Incentive Program | Manalapan Township | 7726 | 17 | 8.06 | Residential | Yes | Behind the Meter | Behind the Meter |  | None | Sunrun Installation Services, Inc. | JCP&L | Eligible for TI Program | 2020-03-17 | 2020-03-20 | 2021-10-30 | REC Solar | REC310TP2M | Solar Panels |  | 0.31 | 5 | 234 | 14 |  | Fixed | Roof
NJSTRE1545388224 | NJSRRE1544775905 | Transition Incentive Program | Egg Harbor Township | 8234 | 19 | 6.7 | Residential | Yes | Behind the Meter | Net-metered residential rooftop and canopy |  | None | Castle Energy, LLC | AC Electric | Accepted | 2020-03-31 | 2020-04-09 | 2021-10-30 | Hanwha Q-Cells | Q.Peak DUO BLK-G6 335 | Solar Panels |  | 0.335 | 4 | 111 | 10 |  | Fixed | Roof
NJSTRE1545388225 | NJSRRE1544805380 | Transition Incentive Program | East Orange | 7018 | 9 | 5.12 | Residential | Yes | Behind the Meter | Behind the Meter |  | None | Steve Whitman LLC | PSE&G | Eligible for TI Program | 2020-04-07 | 2020-04-13 | 2021-10-30 | Hanwha Q-Cells | Q.PEAK DUO-G5 320 | Solar Panels |  | 0.32 | 16 | 114204 | 22 |  | Fixed | Roof
NJSTRE1545388242 | NJSRRE1544560385 | Transition Incentive Program | Mantua | 8051 | 15 | 8.64 | Residential | No | Behind the Meter | Behind the Meter |  | None | Orbit Energy & Power, LLC | AC Electric | Eligible for TI Program | 2020-03-02 | 2020-03-04 | 2021-10-30 | Hanwha | Q.PEAK DUO BLK G-5 320 | Solar Panels |  | 0.32 | 4 | 327 | 22 |  | Fixed | Roof
NJSTRE1545388248 | NJSRRE1544765216 | Transition Incentive Program | Ocean City | 8226 | 21 | 14.74 | Residential | No | Behind the Meter | Behind the Meter |  | None | Green Power Energy | AC Electric | Eligible for TI Program | 2020-03-25 | 2020-03-30 | 2021-10-30 | LG Electronics | LG335N1C-V5 | Solar Panels |  | 0.335 | 17 | 138 | 25 |  | Fixed | Roof
NJSTRE1545388258 | NJSRRE1544869515 | Transition Incentive Program | somers point | 8224 | 13 | 15.36 | Residential | No | Behind the Meter | Behind the Meter |  | ACE | Sun Up Zero Down | AC Electric | Eligible for TI Program | 2020-04-22 | 2020-04-28 | 2021-10-30 | trina | TSM-320 DD05H.05 (II) | Solar Panels |  | 0.32 | 9 | 93 | 30 |  | Fixed | Roof
NJSTRE1545388263 | NJSRRE1544768800 | Transition Incentive Program | Rochelle Park | 7662 | 7 | 6.7 | Residential | Yes | Behind the Meter | Net-metered residential rooftop and canopy |  | None | Pro Custom Solar dba Momentum Solar | PSE&G | Accepted | 2020-03-27 | 2020-04-01 | 2021-10-30 | Hanwha | Q.Peak DUO BLK-G6+ 335 | Solar Panels |  | 0.335 | 12 | 196 | 26 |  | Fixed | Roof
NJSTRE1545388263 | NJSRRE1544768800 | Transition Incentive Program | Rochelle Park | 7662 | 7 | 6.7 | Residential | Yes | Behind the Meter | Net-metered residential rooftop and canopy |  | None | Pro Custom Solar dba Momentum Solar | PSE&G | Accepted | 2020-03-27 | 2020-04-01 | 2021-10-30 | Hanwha | Q.Peak DUO BLK-G6+ 335 | Solar Panels |  | 0.335 | 3 | 106 | 20 |  | Fixed | Roof
NJSTRE1545388269 | NJSRRE1544621560 | Transition Incentive Program | POMONA | 8240 | 19 | 3.52 | Residential | Yes | Behind the Meter | Net-metered residential rooftop and canopy |  | None | Vivint Solar Developer, LLC | AC Electric | Accepted | 2020-03-10 | 2020-03-12 | 2021-10-30 | JINKO SOLAR | JKM320M-60HBL | Solar Panels |  | 0.32 | 11 | 221 | 18 |  | Fixed | Roof
NJSTRE1545388274 | NJSRRE1544623036 | Transition Incentive Program | Atlantic City | 8401 | 19 | 3.35 | Residential | Yes | Behind the Meter | Net-metered residential rooftop and canopy |  | None | Vision Solar LLC | AC Electric | Accepted | 2020-03-10 | 2020-03-12 | 2021-10-30 | lg solar | lg335n1k-v5 | Solar Panels |  | 0.335 | 5 | 242 | 39 |  | Fixed | Roof
NJSTRE1545388274 | NJSRRE1544623036 | Transition Incentive Program | Atlantic City | 8401 | 19 | 3.35 | Residential | Yes | Behind the Meter | Net-metered residential rooftop and canopy |  | None | Vision Solar LLC | AC Electric | Accepted | 2020-03-10 | 2020-03-12 | 2021-10-30 | lg solar | lg335n1k-v5 | Solar Panels |  | 0.335 | 1 | 152 | 7 |  | Fixed | Roof
NJSTRE1545388279 | NJSRRE1544626565 | Transition Incentive Program | Woodstown | 8098 | 16 | 16.25 | Residential | No | Behind the Meter | Behind the Meter |  | None | Sunny Corp | AC Electric | Eligible for TI Program | 2020-03-11 | 2020-03-16 | 2021-10-30 | Panasonic | 325ka03 | Solar Panels |  | 0.325 | 17 | 129 | 40 |  | Fixed | Roof
NJSTRE1545388283 | NJSRRE1544770229 | Transition Incentive Program | Egg Harbor Township | 8234 | 19 | 6.82 | Residential | Yes | Behind the Meter | Net-metered residential rooftop and canopy |  | None | Bright Planet Solar | AC Electric | Accepted |  | 2020-04-01 | 2021-10-30 | LONGI | LR-60HPB-310M | Solar Panels |  | 0.31 | 7 | 89 | 22 |  | Fixed | Roof
NJSTRE1545387914 | NJSRRE1544852668 | Transition Incentive Program | CLIFTON | 7013 | 6 | 5.76 | Residential | Yes | Behind the Meter | Net-metered residential rooftop and canopy |  | None | Vivint Solar Developer, LLC | PSE&G | Accepted | 2020-04-17 | 2020-04-23 | 2021-10-30 | Jinko Solar | JKM320M-60HBL | Solar Panels |  | 0.32 | 18 | 43 | 25 |  | Fixed | Roof
NJSTRE1545387925 | NJSRRE1544820541 | Transition Incentive Program | LAWRENCE TOWNSHIP | 8648 | 12 | 4.16 | Residential | Yes | Behind the Meter | Net-metered residential rooftop and canopy |  | None | Vivint Solar Developer, LLC | PSE&G | Accepted | 2020-04-10 | 2020-04-20 | 2021-10-30 | JINKO SOLAR | JKM320M-60HBL | Solar Panels |  | 0.32 | 7 | 327 | 22 |  | Fixed | Roof
NJSTRE1545387925 | NJSRRE1544820541 | Transition Incentive Program | LAWRENCE TOWNSHIP | 8648 | 12 | 4.16 | Residential | Yes | Behind the Meter | Net-metered residential rooftop and canopy |  | None | Vivint Solar Developer, LLC | PSE&G | Accepted | 2020-04-10 | 2020-04-20 | 2021-10-30 | JINKO SOLAR | JKM320M-60HBL | Solar Panels |  | 0.32 | 6 | 237 | 22 |  | Fixed | Roof
NJSTRE1545387929 | NJSRRE1544760168 | Transition Incentive Program | West Winsor | 8550 | 12 | 4.48 | Residential | No | Behind the Meter | Behind the Meter |  | None | US Clean Energy Construction Inc. | PSE&G | Eligible for TI Program | 2020-03-24 | 2020-03-26 | 2021-10-30 | Trina | Trina320 | Solar Panels |  | 0.32 | 7 | 184 | 20 |  | Fixed | Roof
NJSTRE1545387934 | NJSRRE1544816590 | Transition Incentive Program | Mckee City | 8234 | 19 | 19.62 | Residential | Yes | Behind the Meter | Net-metered residential rooftop and canopy |  | None | SunnyMac LLC | AC Electric | Accepted |  | 2020-04-15 | 2021-10-30 | SunPower | SPR-E20-327 | Solar Panels |  | 0.327 | 19 | 210 | 27 |  | Fixed | Roof
NJSTRE1545387939 | NJSRRE1544773587 | Transition Incentive Program | SEWELL | 8080 | 15 | 4.8 | Residential | Yes | Behind the Meter | Net-metered residential rooftop and canopy |  | None | Vivint Solar Developer, LLC | AC Electric | Accepted | 2020-03-30 | 2020-04-09 | 2021-10-30 | JINKO SOLAR | JKM320M-60HBL | Solar Panels |  | 0.32 | 15 | 129 | 26 |  | Fixed | Roof
NJSTRE1545387944 | NJSRRE1544817670 | Transition Incentive Program | Plainfield | 7062 | 10 | 13.07 | Residential | Yes | Behind the Meter | Net-metered residential rooftop and canopy |  | None | Pro Custom Solar dba Momentum Solar | PSE&G | Accepted | 2020-04-09 | 2020-04-15 | 2021-10-30 | Hanwha | Q.Peak DUO BLK-G6+ 335 | Solar Panels |  | 0.335 | 15 | 37 | 34 |  | Fixed | Roof
NJSTRE1545387944 | NJSRRE1544817670 | Transition Incentive Program | Plainfield | 7062 | 10 | 13.07 | Residential | Yes | Behind the Meter | Net-metered residential rooftop and canopy |  | None | Pro Custom Solar dba Momentum Solar | PSE&G | Accepted | 2020-04-09 | 2020-04-15 | 2021-10-30 | Hanwha | Q.Peak DUO BLK-G6+ 335 | Solar Panels |  | 0.335 | 9 | 128 | 23 |  | Fixed | Roof
NJSTRE1545387955 | NJSRRE1544611295 | Transition Incentive Program | Millville | 8332 | 20 | 15.6 | Residential | No | Behind the Meter | Net-metered residential ground mount |  | None | Castle Energy, LLC | AC Electric | Accepted | 2020-03-05 | 2020-03-11 | 2021-10-30 | Hanwha Q-Cells | Q.Peak DUO-G5 325 | Solar Panels |  | 0.325 | 48 | 180 | 25 |  | Fixed | Roof
NJSTRE1545387956 | NJSRRE1544598183 | Transition Incentive Program | Newton | 7860 | 1 | 11.39 | Residential | Yes | Behind the Meter | Behind the Meter |  | None | Pro Custom Solar dba Momentum Solar | JCP&L | Eligible for TI Program | 2020-03-04 | 2020-03-09 | 2021-10-30 | Hanwha | Q.Peak DUO BLK-G6+ 335 | Solar Panels |  | 0.335 | 16 | 131 | 13 |  | Fixed | Roof
NJSTRE1545387967 | NJSRRE1544758860 | Transition Incentive Program | Ridgefield Park Village | 7660 | 7 | 9.38 | Residential | No | Behind the Meter | Net-metered residential rooftop and canopy |  | None | SunnyMac LLC | PSE&G | Accepted |  | 2020-03-26 | 2021-10-30 | SunPower | X21335 | Solar Panels |  | 0.335 | 12 | 197 | 23 |  | Fixed | Roof
NJSTRE1545387967 | NJSRRE1544758860 | Transition Incentive Program | Ridgefield Park Village | 7660 | 7 | 9.38 | Residential | No | Behind the Meter | Net-metered residential rooftop and canopy |  | None | SunnyMac LLC | PSE&G | Accepted |  | 2020-03-26 | 2021-10-30 | SunPower | X21335 | Solar Panels |  | 0.335 | 2 | 197 | 41 |  | Fixed | Roof
NJSTRE1545387971 | NJSRRE1544761205 | Transition Incentive Program | Rahway | 7065 | 10 | 7.13 | Residential | Yes | Behind the Meter | Behind the Meter |  | None | Sunrun Installation Services, Inc. | PSE&G | Eligible for TI Program | 2020-03-24 | 2020-03-27 | 2021-10-30 | REC Solar | REC310TP2M | Solar Panels |  | 0.31 | 6 | 210 | 9 |  | Fixed | Roof
NJSTRE1545388288 | NJSRRE1544846903 | Transition Incentive Program | South Amboy | 8879 | 11 | 9.05 | Residential | Yes | Behind the Meter | Behind the Meter |  | None | Pro Custom Solar dba Momentum Solar | JCP&L | Eligible for TI Program | 2020-04-15 | 2020-04-22 | 2021-10-30 | HANWHA | Q.PEAK DUO BLK G6+ 335 | Solar Panels |  | 0.335 | 7 | 305 | 26 |  | Fixed | Roof
NJSTRE1545388288 | NJSRRE1544846903 | Transition Incentive Program | South Amboy | 8879 | 11 | 9.05 | Residential | Yes | Behind the Meter | Behind the Meter |  | None | Pro Custom Solar dba Momentum Solar | JCP&L | Eligible for TI Program | 2020-04-15 | 2020-04-22 | 2021-10-30 | HANWHA | Q.PEAK DUO BLK G6+ 335 | Solar Panels |  | 0.335 | 8 | 35 | 25 |  | Fixed | Roof
NJSTRE1545388291 | NJSRRE1544797775 | Transition Incentive Program | bridgewaterm twp | 8836 | 5 | 12.06 | Residential | Yes | Behind the Meter | Net-metered residential rooftop and canopy |  | None | Vision Solar LLC | PSE&G | Accepted | 2020-04-04 | 2020-04-09 | 2021-10-30 | lg solar | lg335n1k-v5 | Solar Panels |  | 0.335 | 5 | 272 | 14 |  | Fixed | Roof
NJSTRE1545388297 | NJSRRE1544766679 | Transition Incentive Program | Florence | 8518 | 13 | 5.78 | Residential | No | Behind the Meter | Behind the Meter |  | None | Trinity Solar | PSE&G | Eligible for TI Program | 2020-03-26 | 2020-03-31 | 2021-10-30 | HANWHA | Q.PEAK DUO BLK-G6 340 | Solar Panels |  | 0.34 | 17 | 190 | 30 |  | Fixed | Roof
NJSTRE1545388303 | NJSRRE1544681509 | Transition Incentive Program | Cranford | 7016 | 10 | 6.65 | Residential | No | Behind the Meter | Net-metered residential rooftop and canopy |  | None | Pro Custom Solar dba Momentum Solar | PSE&G | Accepted |  | 2020-03-18 | 2021-10-30 | lg electronics | LG 350N1C-V5 | Solar Panels |  | 0.35 | 7 | 111 | 19 |  | Fixed | Roof
NJSTRE1545388308 | NJSRRE1544624277 | Transition Incentive Program | Roselle Park | 7204 | 10 | 5.76 | Residential | Yes | Behind the Meter | Net-metered residential rooftop and canopy |  | None | Vivint Solar Developer, LLC | PSE&G | Accepted | 2020-03-10 | 2020-03-13 | 2021-10-30 | Jinko Solar | JKM320M-60HBL | Solar Panels |  | 0.32 | 7 | 343 | 36 |  | Fixed | Roof
NJSTRE1545388315 | NJSRRE1544797769 | Transition Incentive Program | port republic | 8241 | 19 | 7.37 | Residential | Yes | Behind the Meter | Net-metered residential rooftop and canopy |  | None | Vision Solar LLC | AC Electric | Accepted | 2020-04-04 | 2020-04-09 | 2021-10-30 | lg solar | lg335n1k-v5 | Solar Panels |  | 0.335 | 7 | 0 | 20 |  | Fixed | Roof
NJSTRE1545388316 | NJSRRE1544724324 | Transition Incentive Program | CLIFTON | 7012 | 6 | 8.32 | Residential | Yes | Behind the Meter | Net-metered residential rooftop and canopy |  | None | Vivint Solar Developer, LLC | PSE&G | Accepted | 2020-03-19 | 2020-03-24 | 2021-10-30 | JINKO SOLAR | JKM320M-60HBL | Solar Panels |  | 0.32 | 18 | 222 | 38 |  | Fixed | Roof
NJSTRE1545388320 | NJSRRE1544846399 | Transition Incentive Program | Toms River | 8753 | 18 | 12.22 | Residential | Yes | Behind the Meter | Net-metered residential rooftop and canopy |  | None | Vivint Solar Developer, LLC | JCP&L | Accepted | 2020-04-17 | 2020-04-22 | 2021-10-30 | Trina Solar | TSM-260PD05.08 | Solar Panels |  | 0.26 | 21 | 166 | 25 |  | Fixed | Roof
NJSTRE1545388320 | NJSRRE1544846399 | Transition Incentive Program | Toms River | 8753 | 18 | 12.22 | Residential | Yes | Behind the Meter | Net-metered residential rooftop and canopy |  | None | Vivint Solar Developer, LLC | JCP&L | Accepted | 2020-04-17 | 2020-04-22 | 2021-10-30 | Trina Solar | TSM-260PD05.08 | Solar Panels |  | 0.26 | 7 | 76 | 15 |  | Fixed | Roof
NJSTRE1545388323 | NJSRRE1544767458 | Transition Incentive Program | Englewood Cliffs Boro | 8906 | 11 | 11.34 | Residential | Yes | Behind the Meter | Net-metered residential rooftop and canopy |  | None | Tesla Energy Operations Inc. | PSE&G | Accepted | 2020-03-26 | 2020-04-10 | 2021-10-30 | Hanwha Q.Cells | Q.PEAK DUO BLK-G5/SC315 | Solar Panels |  | 0.315 | 3 | 127 | 16 |  | Fixed | Roof
NJSTRE1545388323 | NJSRRE1544767458 | Transition Incentive Program | Englewood Cliffs Boro | 8906 | 11 | 11.34 | Residential | Yes | Behind the Meter | Net-metered residential rooftop and canopy |  | None | Tesla Energy Operations Inc. | PSE&G | Accepted | 2020-03-26 | 2020-04-10 | 2021-10-30 | Hanwha | Q.PEAK DUO BLK-G5/SC315 | Solar Panels |  | 0.315 | 11 | 306 | 16 |  | Fixed | Roof
NJSTRE1545388088 | NJSRRE1544708911 | Transition Incentive Program | Manalapan Township | 7726 | 17 | 8.06 | Residential | Yes | Behind the Meter | Behind the Meter |  | None | Sunrun Installation Services, Inc. | JCP&L | Eligible for TI Program | 2020-03-17 | 2020-03-20 | 2021-10-30 | REC Solar | REC310TP2M | Solar Panels |  | 0.31 | 10 | 234 | 37 |  | Fixed | Roof
NJSTRE1545388097 | NJSRRE1544817825 | Transition Incentive Program | North Middletown | 7748 | 17 | 10.2 | Residential | Yes | Behind the Meter | Behind the Meter |  | None | Trinity Solar | JCP&L | Eligible for TI Program | 2020-04-09 | 2020-04-15 | 2021-10-30 | HANWHA | Q.PEAK DUO BLK-G6 340 | Solar Panels |  | 0.34 | 15 | 93 | 27 |  | Fixed | Roof
NJSTRE1545388100 | NJSRRE1544759072 | Transition Incentive Program | LINDEN | 7036 | 10 | 8.32 | Residential | Yes | Behind the Meter | Net-metered residential rooftop and canopy |  | None | Vivint Solar Developer, LLC | PSE&G | Accepted | 2020-03-23 | 2020-03-26 | 2021-10-30 | JINKO SOLAR | JKM320M-60HBL | Solar Panels |  | 0.32 | 8 | 309 | 16 |  | Fixed | Roof
NJSTRE1545388101 | NJSRRE1544796481 | Transition Incentive Program | Ventnor City | 8406 | 19 | 4.03 | Residential | Yes | Behind the Meter | Behind the Meter |  | None | Sunrun Installation Services, Inc. | AC Electric | Eligible for TI Program | 2020-04-03 | 2020-04-09 | 2021-10-30 | REC Solar | REC310TP2M | Solar Panels |  | 0.31 | 13 | 147 | 37 |  | Fixed | Roof
NJSTRE1545388111 | NJSRRE1544767426 | Transition Incentive Program | gloucester | 8012 | 14 | 13.07 | Residential | Yes | Behind the Meter | Net-metered residential rooftop and canopy |  | None | Vision Solar LLC | PSE&G | Accepted | 2020-03-26 | 2020-03-31 | 2021-10-30 | lg solar | lg335n1k-v5 | Solar Panels |  | 0.335 | 4 | 177 | 20 |  | Fixed | Roof
NJSTRE1545388111 | NJSRRE1544767426 | Transition Incentive Program | gloucester | 8012 | 14 | 13.07 | Residential | Yes | Behind the Meter | Net-metered residential rooftop and canopy |  | None | Vision Solar LLC | PSE&G | Accepted | 2020-03-26 | 2020-03-31 | 2021-10-30 | lg solar | lg335n1k-v5 | Solar Panels |  | 0.335 | 9 | 357 | 29 |  | Fixed | Roof
NJSTRE1545388120 | NJSRRE1544779654 | Transition Incentive Program | TOMS RIVER | 8757 | 18 | 11.52 | Residential | Yes | Behind the Meter | Net-metered residential rooftop and canopy |  | None | Vivint Solar Developer, LLC | JCP&L | Accepted | 2020-04-01 | 2020-04-09 | 2021-10-30 | Jinko Solar | JKM320M-60HBL | Solar Panels |  | 0.32 | 23 | 167 | 18 |  | Fixed | Roof
NJSTRE1545388122 | NJSRRE1544701629 | Transition Incentive Program | Emerson | 7630 | 7 | 10.05 | Residential | Yes | Behind the Meter | Net-metered residential rooftop and canopy |  | None | Vision Solar LLC | PSE&G | Accepted | 2020-03-16 | 2020-03-19 | 2021-10-30 | lg solar | lg335n1k-v55 | Solar Panels |  | 0.335 | 10 | 194 | 10 |  | Fixed | Roof
NJSTRE1545388122 | NJSRRE1544701629 | Transition Incentive Program | Emerson | 7630 | 7 | 10.05 | Residential | Yes | Behind the Meter | Net-metered residential rooftop and canopy |  | None | Vision Solar LLC | PSE&G | Accepted | 2020-03-16 | 2020-03-19 | 2021-10-30 | lg solar | lg335n1k-v5 | Solar Panels |  | 0.335 | 12 | 14 | 27 |  | Fixed | Roof
NJSTRE1545388129 | NJSRRE1544630526 | Transition Incentive Program | North Arlington | 7031 | 7 | 6.37 | Residential | Yes | Behind the Meter | Behind the Meter |  | None | Pro Custom Solar dba Momentum Solar | PSE&G | Eligible for TI Program | 2020-03-12 | 2020-03-17 | 2021-10-30 | Hanwha | Q.Peak DUO BLK-G6+ 335 | Solar Panels |  | 0.335 | 19 | 124 | 29 |  | Fixed | Roof
NJSTRE1545388132 | NJSRRE1544857797 | Transition Incentive Program | Wood-Ridge | 7075 | 7 | 9.6 | Residential | No | Behind the Meter | Net-metered residential rooftop and canopy |  | None | PlugPV, LLC | PSE&G | Accepted |  | 2020-04-23 | 2021-10-30 | Hanwha Q Cell | Hanwha Q-Cell G5 Duo BLK 320 | Solar Panels |  | 0.32 | 24 | 126 | 17 |  | Fixed | Roof
NJSTRE1545388142 | NJSRRE1544886945 | Transition Incentive Program | Englishtown | 7726 | 17 | 15.08 | Residential | Yes | Behind the Meter | Net-metered residential rooftop and canopy |  | None | Vision Solar LLC | JCP&L | Accepted | 2020-04-23 | 2020-04-28 | 2021-10-30 | lg solar | lg335n1k-v5 | Solar Panels |  | 0.335 | 6 | 200 | 35 |  | Fixed | Roof
NJSTRE1545388146 | NJSRRE1544701695 | Transition Incentive Program | Jackson | 8527 | 18 | 6.51 | Residential | Yes | Behind the Meter | Net-metered residential rooftop and canopy |  | None | Powerlutions | JCP&L | Accepted |  | 2020-03-19 | 2021-10-30 | Trina | TSM-310 DD05A | Solar Panels |  | 0.31 | 13 | 217 | 20 |  | Fixed | Roof
NJSTRE1545388284 | NJSRRE1544582452 | Transition Incentive Program | Montvale | 7645 | 7 | 10.72 | Residential | No | Behind the Meter | Behind the Meter |  | None | Green Power Energy | Orange Rockland Electric | Eligible for TI Program | 2020-03-03 | 2020-03-06 | 2021-10-30 | Hanwha | Q-Cells Q.PEAK DUO BLK-G6 335 | Solar Panels |  | 0.335 | 16 | 83 | 27 |  | Fixed | Roof
NJSTRE1545388288 | NJSRRE1544846903 | Transition Incentive Program | South Amboy | 8879 | 11 | 9.05 | Residential | Yes | Behind the Meter | Behind the Meter |  | None | Pro Custom Solar dba Momentum Solar | JCP&L | Eligible for TI Program | 2020-04-15 | 2020-04-22 | 2021-10-30 | HANWHA | Q.PEAK DUO BLK G6+ 335 | Solar Panels |  | 0.335 | 3 | 125 | 26 |  | Fixed | Roof
NJSTRE1545388288 | NJSRRE1544846903 | Transition Incentive Program | South Amboy | 8879 | 11 | 9.05 | Residential | Yes | Behind the Meter | Behind the Meter |  | None | Pro Custom Solar dba Momentum Solar | JCP&L | Eligible for TI Program | 2020-04-15 | 2020-04-22 | 2021-10-30 | HANWHA | Q.PEAK DUO BLK G6+ 335 | Solar Panels |  | 0.335 | 9 | 215 | 15 |  | Fixed | Roof
NJSTRE1545388298 | NJSRRE1544838737 | Transition Incentive Program | Ewing | 8618 | 12 | 7.37 | Residential | Yes | Behind the Meter | Behind the Meter |  | None | Pro Custom Solar dba Momentum Solar | PSE&G | Eligible for TI Program | 2020-04-14 | 2020-04-21 | 2021-10-30 | HANWHA | Q.PEAK DUO BLK G6+ 335 | Solar Panels |  | 0.335 | 22 | 278 | 20 |  | Fixed | Roof
NJSTRE1545388303 | NJSRRE1544681509 | Transition Incentive Program | Cranford | 7016 | 10 | 6.65 | Residential | No | Behind the Meter | Net-metered residential rooftop and canopy |  | None | Pro Custom Solar dba Momentum Solar | PSE&G | Accepted |  | 2020-03-18 | 2021-10-30 | lg electronics | LG 350N1C-V5 | Solar Panels |  | 0.35 | 12 | 111 | 20 |  | Fixed | Roof
NJSTRE1545388308 | NJSRRE1544624277 | Transition Incentive Program | Roselle Park | 7204 | 10 | 5.76 | Residential | Yes | Behind the Meter | Net-metered residential rooftop and canopy |  | None | Vivint Solar Developer, LLC | PSE&G | Accepted | 2020-03-10 | 2020-03-13 | 2021-10-30 | Jinko Solar | JKM320M-60HBL | Solar Panels |  | 0.32 | 11 | 163 | 36 |  | Fixed | Roof
NJSTRE1545388315 | NJSRRE1544797769 | Transition Incentive Program | port republic | 8241 | 19 | 7.37 | Residential | Yes | Behind the Meter | Net-metered residential rooftop and canopy |  | None | Vision Solar LLC | AC Electric | Accepted | 2020-04-04 | 2020-04-09 | 2021-10-30 | lg solar | lg335n1k-v5 | Solar Panels |  | 0.335 | 15 | 180 | 20 |  | Fixed | Roof
NJSTRE1545388320 | NJSRRE1544846399 | Transition Incentive Program | Toms River | 8753 | 18 | 12.22 | Residential | Yes | Behind the Meter | Net-metered residential rooftop and canopy |  | None | Vivint Solar Developer, LLC | JCP&L | Accepted | 2020-04-17 | 2020-04-22 | 2021-10-30 | Trina Solar | TSM-260PD05.08 | Solar Panels |  | 0.26 | 8 | 166 | 15 |  | Fixed | Roof
NJSTRE1545388320 | NJSRRE1544846399 | Transition Incentive Program | Toms River | 8753 | 18 | 12.22 | Residential | Yes | Behind the Meter | Net-metered residential rooftop and canopy |  | None | Vivint Solar Developer, LLC | JCP&L | Accepted | 2020-04-17 | 2020-04-22 | 2021-10-30 | Trina Solar | TSM-260PD05.08 | Solar Panels |  | 0.26 | 6 | 76 | 22 |  | Fixed | Roof
NJSTRE1545388323 | NJSRRE1544767458 | Transition Incentive Program | Englewood Cliffs Boro | 8906 | 11 | 11.34 | Residential | Yes | Behind the Meter | Net-metered residential rooftop and canopy |  | None | Tesla Energy Operations Inc. | PSE&G | Accepted | 2020-03-26 | 2020-04-10 | 2021-10-30 | Hanwha | Q.PEAK DUO BLK-G5/SC315 | Solar Panels |  | 0.315 | 10 | 217 | 16 |  | Fixed | Roof
NJSTRE1545388323 | NJSRRE1544767458 | Transition Incentive Program | Englewood Cliffs Boro | 8906 | 11 | 11.34 | Residential | Yes | Behind the Meter | Net-metered residential rooftop and canopy |  | None | Tesla Energy Operations Inc. | PSE&G | Accepted | 2020-03-26 | 2020-04-10 | 2021-10-30 | Hanwha | Q.PEAK DUO BLK-G5/SC315 | Solar Panels |  | 0.315 | 12 | 37 | 16 |  | Fixed | Roof
NJSTRE1545388331 | NJSRRE1544805332 | Transition Incentive Program | Sicklerville | 8081 | 14 | 58.5 | Commercial | No | Behind the Meter | Net-metered non-residential rooftop and canopy |  | None | Luminous Solar LLC | AC Electric | Accepted | 2020-04-07 | 2020-04-10 | 2021-10-30 | Q Cell | Q CELL Q.PEAK DUO-G5 315-330 | Solar Panels |  | 0.325 | 180 | 231 | 4 |  | Fixed | Roof
NJSTRE1545386941 | NJSRRE1544309331 | Transition Incentive Program | Princeton | 8540 | 12 | 30.12 | Residential | No | Behind the Meter | Net-metered residential rooftop and canopy |  | None | Exact Solar | PSE&G | Accepted | 2020-01-27 | 2020-01-30 | 2021-10-30 | LG | LG375Q1C-V5 | Solar Panels |  | 0.375 | 10 | 0 | 18 |  | Fixed | Roof
NJSTRE1545386942 | NJSRRE1543556235 | Transition Incentive Program | BRICK | 8723 | 18 | 3.47 | Residential | Yes | Behind the Meter | Net-metered residential rooftop and canopy |  | None | Vivint Solar Developer, LLC | JCP&L | Accepted | 2019-12-17 | 2019-12-20 | 2021-10-30 | Hanwha Solar | Q.PEAK BLK-G5 315 | Solar Panels |  | 0.315 | 11 | 250 | 18 |  | Fixed | Roof
NJSTRE1545386947 | NJSRRE1544194846 | Transition Incentive Program | KEARNY | 7032 | 8 | 7 | Residential | Yes | Behind the Meter | Net-metered residential rooftop and canopy |  | None | Vivint Solar Developer, LLC | PSE&G | Accepted | 2020-01-18 | 2020-01-31 | 2021-10-30 | TRINA | TSM-280DD05.05 | Solar Panels |  | 0.28 | 3 | 37 | 34 |  | Fixed | Roof
NJSTRE1545386950 | NJSRRE1543880223 | Transition Incentive Program | Hillsborough | 8844 | 5 | 6.3 | Residential | Yes | Behind the Meter | Behind the Meter |  | None | Pro Custom Solar dba Momentum Solar | PSE&G | Eligible for TI Program | 2020-01-02 | 2020-01-07 | 2021-10-30 | HANWHA | Q.Peak DUO BLK-G5 315 | Solar Panels |  | 0.315 | 20 | 267 | 22 |  | Fixed | Roof
NJSTRE1545386952 | NJSRRE1544316090 | Transition Incentive Program | Long Beach Township | 8008 | 18 | 4.58 | Residential | No | Behind the Meter | Net-metered residential rooftop and canopy |  | None | SunPower Corporation, Systems | AC Electric | Accepted |  | 2020-01-30 | 2021-10-30 | SUNPOWER | SPR-E20-327-E-AC | Solar Panels |  | 0.327 | 14 | 209 | 24 |  | Fixed | Roof
NJSTRE1545386956 | NJSRRE1544201285 | Transition Incentive Program | Franklin Township | 8873 | 5 | 11.12 | Residential | No | Behind the Meter | Net-metered residential rooftop and canopy |  | None | SunPower Corporation, Systems | PSE&G | Accepted |  | 2020-01-27 | 2021-10-30 | SUNPOWER | SPR-E20-327-E-AC | Solar Panels |  | 0.327 | 22 | 279 | 20 |  | Fixed | Roof
NJSTRE1545386959 | NJSRRE1544501774 | Transition Incentive Program | South Brunswick Township | 8852 | 11 | 9.32 | Residential | No | Behind the Meter | Behind the Meter |  | None | Sunrun Installation Services, Inc. | PSE&G | Eligible for TI Program | 2020-02-19 | 2020-02-24 | 2021-10-30 | LG Electronics | LG345N1C-V5 | Solar Panels |  | 0.345 | 12 | 133 | 45 |  | Fixed | Roof
NJSTRE1545386964 | NJSRRE1544511404 | Transition Incentive Program | Manasquan | 8736 | 17 | 6.93 | Residential | Yes | Behind the Meter | Behind the Meter |  | None | Trinity Solar | JCP&L | Eligible for TI Program | 2020-02-20 | 2020-02-24 | 2021-10-30 | Hanwha | Q.PEAK DUO BLK-G5 315 | Solar Panels |  | 0.315 | 5 | 219 | 40 |  | Fixed | Roof
NJSTRE1545386967 | NJSRRE1544219710 | Transition Incentive Program | Union Beach | 7735 | 17 | 6.93 | Residential | Yes | Behind the Meter | Net-metered residential rooftop and canopy |  | None | Suntuity Solar LLC | JCP&L | Accepted | 2020-01-24 | 2020-01-28 | 2021-10-30 | Hanwha Solar | Q-Cells 315 Mono | Solar Panels |  | 0.315 | 3 | 313 | 24 |  | Fixed | Roof
NJSTRE1545386968 | NJSRRE1543502121 | Transition Incentive Program | Belleville | 7109 | 9 | 6.08 | Residential | Yes | Behind the Meter | Behind the Meter |  | None | Pro Custom Solar dba Momentum Solar | PSE&G | Eligible for TI Program | 2019-12-09 | 2019-12-12 | 2021-10-30 | HANWHA | Q.PEAK DUO BLK-G5 315 | Solar Panels |  | 0.345 | 3 | 30 | 8 |  | Fixed | Roof
NJSTRE1545386971 | NJSRRE1544469016 | Transition Incentive Program | Glassboro | 8028 | 15 | 9.45 | Residential | Yes | Behind the Meter | Behind the Meter |  | None | Trinity Solar | AC Electric | Eligible for TI Program | 2020-02-18 | 2020-02-20 | 2021-10-30 | Hanwha 315 | Q.PEAK DUO BLK-G5 315 | Solar Panels |  | 0.315 | 8 | 113 | 23 |  | Fixed | Roof
NJSTRE1545386976 | NJSRRE1543464070 | Transition Incentive Program | Paterson | 7522 | 6 | 20.8 | Commercial | No | Behind the Meter | Net-metered non-residential rooftop and canopy |  | None | Advanced Solar & Energy Solutions, LLC | PSE&G | Final As-Built Received | 2019-12-02 | 2019-12-09 | 2021-10-30 | Trina Solar | TSM325w | Solar Panels |  | 0.325 | 32 | 50 | 19 |  | Fixed | Roof
NJSTRE1545388290 | NJSRRE1544719773 | Transition Incentive Program | Williamstown | 8094 | 15 | 8.06 | Residential | No | Behind the Meter | Net-metered residential rooftop and canopy |  | None | Spectacular Solar | AC Electric | Accepted | 2020-03-18 | 2020-03-23 | 2021-10-30 | Trinasolar | TSM-DD05H.05 | Solar Panels |  | 0.31 | 5 | 310 | 45 |  | Fixed | Roof
NJSTRE1545388290 | NJSRRE1544719773 | Transition Incentive Program | Williamstown | 8094 | 15 | 8.06 | Residential | No | Behind the Meter | Net-metered residential rooftop and canopy |  | None | Spectacular Solar | AC Electric | Accepted | 2020-03-18 | 2020-03-23 | 2021-10-30 | Trinasolar | TSM-DD05H.05 | Solar Panels |  | 0.31 | 4 | 215 | 25 |  | Fixed | Roof
NJSTRE1545388294 | NJSRRE1544817939 | Transition Incentive Program | HOPATCONG | 7843 | 1 | 11.84 | Residential | Yes | Behind the Meter | Net-metered residential rooftop and canopy |  | None | Vivint Solar Developer, LLC | JCP&L | Accepted | 2020-04-09 | 2020-04-16 | 2021-10-30 | Jinko Solar | JKM320M-60HBL | Solar Panels |  | 0.32 | 19 | 234 | 18 |  | Fixed | Roof
NJSTRE1545388294 | NJSRRE1544817939 | Transition Incentive Program | HOPATCONG | 7843 | 1 | 11.84 | Residential | Yes | Behind the Meter | Net-metered residential rooftop and canopy |  | None | Vivint Solar Developer, LLC | JCP&L | Accepted | 2020-04-09 | 2020-04-16 | 2021-10-30 | Jinko Solar | JKM320M-60HBL | Solar Panels |  | 0.32 | 18 | 54 | 18 |  | Fixed | Roof
NJSTRE1545388301 | NJSRRE1544775183 | Transition Incentive Program | Union | 7083 | 10 | 6.08 | Residential | No | Behind the Meter | Net-metered residential rooftop and canopy |  | None | Whitman Construction, LLC | PSE&G | Accepted | 2020-03-31 | 2020-04-09 | 2021-10-30 | Trina Solar | TSM-320DD05H | Solar Panels |  | 0.32 | 3 | 196 | 31 |  | Fixed | Roof
NJSTRE1545388301 | NJSRRE1544775183 | Transition Incentive Program | Union | 7083 | 10 | 6.08 | Residential | No | Behind the Meter | Net-metered residential rooftop and canopy |  | None | Whitman Construction, LLC | PSE&G | Accepted | 2020-03-31 | 2020-04-09 | 2021-10-30 | Trina Solar | TSM-320DD05H | Solar Panels |  | 0.32 | 8 | 286 | 30 |  | Fixed | Roof
NJSTRE1545388307 | NJSRRE1544681450 | Transition Incentive Program | Long Branch | 7740 | 17 | 5.44 | Residential | Yes | Behind the Meter | Behind the Meter |  | None | Trinity Solar | JCP&L | Eligible for TI Program | 2020-03-13 | 2020-03-18 | 2021-10-30 | Hanwha | Q.PEAK DUO BLK-G6 340 | Solar Panels |  | 0.34 | 4 | 151 | 43 |  | Fixed | Roof
NJSTRE1545388312 | NJSRRE1544796136 | Transition Incentive Program | Hammonton | 8037 | 19 | 8.16 | Residential | No | Behind the Meter | Net-metered residential rooftop and canopy |  | None | Trinity Solar | AC Electric | Final As-Built Received | 2020-04-03 | 2020-04-09 | 2021-10-30 | HANWHA | Q.PEAK DUO BLK-G6 340 | Solar Panels |  | 0.34 | 22 | 129 | 19 |  | Fixed | Roof
NJSTRE1545388312 | NJSRRE1544796136 | Transition Incentive Program | Hammonton | 8037 | 19 | 8.16 | Residential | No | Behind the Meter | Net-metered residential rooftop and canopy |  | None | Trinity Solar | AC Electric | Final As-Built Received | 2020-04-03 | 2020-04-09 | 2021-10-30 | HANWHA | Q.PEAK DUO BLK-G6 340 | Solar Panels |  | 0.34 | 2 | 129 | 19 |  | Fixed | Roof
NJSTRE1545388321 | NJSRRE1544708797 | Transition Incentive Program | Moorestown | 8057 | 13 | 15.12 | Residential | Yes | Behind the Meter | Net-metered residential rooftop and canopy |  | None | Tesla Energy Operations | PSE&G | Accepted | 2020-03-17 | 2020-03-20 | 2021-10-30 | Hanwha Q CELLS | Q.PEAK DUO BLK-G5/SC315 | Solar Panels |  | 0.315 | 4 | 24 | 236 |  | Fixed | Roof | Outside
NJSTRE1545388325 | NJSRRE1544611007 | Transition Incentive Program | Camden City | 8105 | 14 | 6.82 | Residential | Yes | Behind the Meter | Behind the Meter |  | None | 1st Light Energy Inc | PSE&G | Eligible for TI Program | 2020-03-05 | 2020-03-10 | 2021-10-30 | Longi | LR6-60HPB-310M | Solar Panels |  | 0.31 | 5 | 150 | 40 |  | Fixed | Roof
NJSTRE1545388330 | NJSRRE1544621038 | Transition Incentive Program | Mount Freedom | 7970 | 3 | 9.92 | Residential | Yes | Behind the Meter | Net-metered residential rooftop and canopy |  | None | Bright Planet Solar | JCP&L | Final As-Built Received |  | 2020-03-11 | 2021-10-30 | LONGI | LR-60HPB-310M | Solar Panels |  | 0.31 | 9 | 262 | 26 |  | Fixed | Roof
NJSTRE1545388341 | NJSRRE1544620016 | Transition Incentive Program | Clifton | 7011 | 6 | 6.3 | Residential | Yes | Behind the Meter | Net-metered residential rooftop and canopy |  | None | Suntuity Solar LLC | PSE&G | Accepted | 2020-03-07 | 2020-03-12 | 2021-10-30 | Hanwha Solar | Q-Cells 315 Mono | Solar Panels |  | 0.315 | 7 | 77 | 40 |  | Fixed | Roof
NJSTRE1545388332 | NJSRRE1544622987 | Transition Incentive Program | Belleville | 7109 | 9 | 6.93 | Residential | No | Behind the Meter | Net-metered residential rooftop and canopy |  | None | Trinity Solar | PSE&G | Final As-Built Received | 2020-03-10 | 2020-03-12 | 2021-10-30 | HANWHA | Q.PEAK DUO BLK-G5 315 | Solar Panels |  | 0.315 | 10 | 121 | 27 |  | Fixed | Roof
NJSTRE1545388337 | NJSRRE1544854583 | Transition Incentive Program | Bergenfield | 7621 | 7 | 7.75 | Residential | Yes | Behind the Meter | Behind the Meter |  | None | Sunrun Installation Services, Inc. | PSE&G | Eligible for TI Program | 2020-04-17 | 2020-04-23 | 2021-10-30 | REC Solar | REC310TP2M | Solar Panels |  | 0.31 | 25 | 266 | 34 |  | Fixed | Roof
NJSTRE1545388345 | NJSRRE1544836961 | Transition Incentive Program | Middletown | 7748 | 17 | 7 | Residential | No | Behind the Meter | Net-metered residential rooftop and canopy |  | None | Solar Mite Solutions | JCP&L | Accepted | 2020-04-13 | 2020-04-21 | 2021-10-30 | Trina | TSM PA05 | Solar Panels |  | 0.25 | 10 | 16 | 17 |  | Fixed | Roof | Array 1
NJSTRE1545388351 | NJSRRE1544805265 | Transition Incentive Program | Bridgewater | 8807 | 5 | 6.46 | Residential | No | Behind the Meter | Behind the Meter |  | None | Pro Custom Solar dba Momentum Solar | PSE&G | Eligible for TI Program | 2020-04-07 | 2020-04-10 | 2021-10-30 | Hanwha | Q.Peak DUO BLK-G6+ 340 | Solar Panels |  | 0.34 | 6 | 84 | 19 |  | Fixed | Roof
NJSTRE1545388356 | NJSRRE1544857770 | Transition Incentive Program | Galloway | 8205 | 19 | 7.04 | Residential | No | Behind the Meter | Behind the Meter |  | ACE | EMT Renewables | AC Electric | Eligible for TI Program | 2020-04-17 | 2020-04-24 | 2021-10-30 | Trina | 320-BLK | Solar Panels |  | 0.32 | 6 | 131 | 19 |  | Fixed | Roof
NJSTRE1545388362 | NJSRRE1544630517 | Transition Incentive Program | Harrison | 7029 | 8 | 7 | Residential | Yes | Behind the Meter | Behind the Meter |  | None | Pro Custom Solar dba Momentum Solar | PSE&G | Eligible for TI Program | 2020-03-12 | 2020-03-17 | 2021-10-30 | lg electronics | LG 350N1C-V5 | Solar Panels |  | 0.35 | 4 | 87 | 36 |  | Fixed | Roof
NJSTRE1545388366 | NJSRRE1544886091 | Transition Incentive Program | WILLINGBORO | 8046 | 13 | 5.99 | Residential | Yes | Behind the Meter | Net-metered residential rooftop and canopy |  | None | Suntuity Solar LLC | PSE&G | Accepted | 2020-04-23 | 2020-04-28 | 2021-10-30 | Hanwha Solar | Q-Cells 315 Mono | Solar Panels |  | 0.315 | 10 | 72 | 20 |  | Fixed | Roof
NJSTRE1545388370 | NJSRRE1544765210 | Transition Incentive Program | Blackwood | 8012 | 14 | 12.06 | Residential | No | Behind the Meter | Behind the Meter |  | None | Green Power Energy | PSE&G | Eligible for TI Program | 2020-03-25 | 2020-03-30 | 2021-10-30 | LG Electronics | LG335N1C-V5 | Solar Panels |  | 0.335 | 11 | 275 | 20 |  | Fixed | Roof
NJSTRE1545388370 | NJSRRE1544765210 | Transition Incentive Program | Blackwood | 8012 | 14 | 12.06 | Residential | No | Behind the Meter | Behind the Meter |  | None | Green Power Energy | PSE&G | Eligible for TI Program | 2020-03-25 | 2020-03-30 | 2021-10-30 | LG Electronics | LG335N1C-V5 | Solar Panels |  | 0.335 | 13 | 185 | 20 |  | Fixed | Roof
NJSTRE1545388376 | NJSRRE1544566488 | Transition Incentive Program | MATAWAN | 7747 | 17 | 6.62 | Residential | No | Behind the Meter | Net-metered residential rooftop and canopy |  | None | Suntuity Solar LLC | JCP&L | Accepted | 2020-03-03 | 2020-03-05 | 2021-10-30 | Hanwha Solar | Q-Cells 315 Mono | Solar Panels |  | 0.315 | 15 | 185 | 31 |  | Fixed | Roof
NJSTRE1545388381 | NJSRRE1544892812 | Transition Incentive Program | Swedesboro | 8085 | 15 | 6.82 | Residential | Yes | Behind the Meter | Net-metered residential rooftop and canopy |  | None | Sunrun Installation Services, Inc. | AC Electric | Final As-Built Received |  | 2020-04-29 | 2021-10-30 | REC Solar | REC310TP2M | Solar Panels |  | 0.31 | 11 | 126 | 27 |  | Fixed | Roof
NJSTRE1545388382 | NJSRRE1544705276 | Transition Incentive Program | National Park | 8063 | 15 | 13.6 | Residential | Yes | Behind the Meter | Net-metered residential rooftop and canopy |  | None | Trinity Solar | PSE&G | Final As-Built Received | 2020-03-17 | 2020-03-19 | 2021-10-30 | HANWHA | Q.PEAK DUO BLK-G6 340 | Solar Panels |  | 0.34 | 31 | 202 | 27 |  | Fixed | Roof
NJSTRE1545387978 | NJSRRE1544890276 | Transition Incentive Program | LAWRENCE TWP | 8648 | 12 | 9.6 | Residential | Yes | Behind the Meter | Net-metered residential rooftop and canopy |  | None | Vivint Solar Developer, LLC | PSE&G | Accepted | 2020-04-24 | 2020-04-29 | 2021-10-30 | Jinko Solar | JKM320M-60HBL | Solar Panels |  | 0.32 | 10 | 334 | 32 |  | Fixed | Roof
NJSTRE1545387990 | NJSRRE1544796127 | Transition Incentive Program | Hawthorne | 7506 | 6 | 5.76 | Residential | Yes | Behind the Meter | Net-metered residential rooftop and canopy |  | None | Vivint Solar Developer, LLC | PSE&G | Accepted | 2020-04-03 | 2020-04-09 | 2021-10-30 | JINKO SOLAR | JKM320M-60HBL | Solar Panels |  | 0.32 | 9 | 264 | 9 |  | Fixed | Roof
NJSTRE1545388009 | NJSRRE1544903551 | Transition Incentive Program | Thorofare (West Deptford) | 8086 | 15 | 12.24 | Residential | No | Behind the Meter | Net-metered residential rooftop and canopy |  | None | NJ Solar Power, LLC | PSE&G | Final As-Built Received | 2020-04-27 | 2020-04-30 | 2021-10-30 | Panasonic | VBHN340SA17 | Solar Panels |  | 0.34 | 20 | 162 | 30 |  | Fixed | Roof
NJSTRE1545388015 | NJSRRE1544727432 | Transition Incentive Program | Annandale | 8801 | 4 | 15.12 | Residential | No | Behind the Meter | Behind the Meter |  | None | Tesla Energy Operations Inc | JCP&L | Eligible for TI Program | 2020-03-19 | 2020-03-24 | 2021-10-30 | Hanwha Q Cells | Q.PEAK DUO BLK-G5/SC315 | Solar Panels |  | 0.315 | 5 | 138 | 34 |  | Fixed | Roof
NJSTRE1545388020 | NJSRRE1544766551 | Transition Incentive Program | Turnersville | 8012 | 14 | 11.84 | Residential | Yes | Behind the Meter | Net-metered residential rooftop and canopy |  | None | All Season Solar | AC Electric | Final As-Built Received | 2020-03-26 | 2020-03-31 | 2021-10-30 | Trina | TSMDD06M.05II | Solar Panels |  | 0.32 | 31 | 120 | 15 |  | Fixed | Roof
NJSTRE1545388026 | NJSRRE1544720966 | Transition Incentive Program | Clementon | 8021 | 14 | 4.34 | Residential | No | Behind the Meter | Net-metered residential rooftop and canopy |  | None | Spectacular Solar | AC Electric | Accepted | 2020-03-19 | 2020-03-24 | 2021-10-30 | Trinasolar | TSM-DD05.08(II) | Solar Panels |  | 0.31 | 14 | 225 | 22 |  | Fixed | Roof
NJSTRE1545388032 | NJSRRE1544621569 | Transition Incentive Program | New Milford | 7646 | 7 | 4.8 | Residential | Yes | Behind the Meter | Net-metered residential rooftop and canopy |  | None | Vivint Solar Developer, LLC | PSE&G | Accepted | 2020-03-10 | 2020-03-12 | 2021-10-30 | JINKO SOLAR | JKM320M-60HBL | Solar Panels |  | 0.32 | 8 | 238 | 24 |  | Fixed | Roof
NJSTRE1545388033 | NJSRRE1544892777 | Transition Incentive Program | Ocean City | 8226 | 21 | 5.36 | Residential | No | Behind the Meter | Behind the Meter |  | None | Solar Specialists of New Jersey LLC | AC Electric | Eligible for TI Program | 2020-04-24 | 2020-04-29 | 2021-10-30 | Certainteed | CT315M11-04 | Solar Panels |  | 0.315 | 5 | 228 | 14 |  | Fixed | Roof | House
NJSTRE1545388033 | NJSRRE1544892777 | Transition Incentive Program | Ocean City | 8226 | 21 | 5.36 | Residential | No | Behind the Meter | Behind the Meter |  | None | Solar Specialists of New Jersey LLC | AC Electric | Eligible for TI Program | 2020-04-24 | 2020-04-29 | 2021-10-30 | Certaineed | CT315M11-04 | Solar Panels |  | 0.315 | 5 | 138 | 30 |  | Fixed | Roof | House
NJSTRE1545388042 | NJSRRE1544764935 | Transition Incentive Program | Hillsborough Township | 8844 | 5 | 11.34 | Residential | Yes | Behind the Meter | Net-metered residential rooftop and canopy |  | None | Tesla Energy Operations Inc. | PSE&G | Accepted | 2020-03-25 | 2020-03-30 | 2021-10-30 | Hanwha Q CELLS | Q.PEAK DUO BLK-G5/SC315 | Solar Panels |  | 0.315 | 8 | 94 | 45 |  | Fixed | Roof
NJSTRE1545388049 | NJSRRE1544868138 | Transition Incentive Program | Belford | 7718 | 17 | 5.76 | Residential | Yes | Behind the Meter | Net-metered residential rooftop and canopy |  | None | All Season Solar | AC Electric | Final As-Built Received | 2020-04-21 | 2020-04-27 | 2021-10-30 | Trina | TSMDD06M.05II | Solar Panels |  | 0.32 | 18 | 93 | 24 |  | Fixed | Roof
NJSTRE1545388054 | NJSRRE1544724198 | Transition Incentive Program | DEPTFORD TWP | 8096 | 15 | 4.73 | Residential | Yes | Behind the Meter | Net-metered residential rooftop and canopy |  | None | Tesla Energy Operations Inc. | PSE&G | Accepted | 2020-03-19 | 2020-03-24 | 2021-10-30 | Hanwha Q CELLS | Q.PEAK DUO BLK-G5/SC315 | Solar Panels |  | 0.315 | 15 | 75 | 30 |  | Fixed | Roof
NJSTRE1545388367 | NJSRRE1544894050 | Transition Incentive Program | Roselle Park | 7204 | 10 | 9.3 | Residential | Yes | Behind the Meter | Behind the Meter |  | None | Sunrun Installation Services, Inc. | PSE&G | Eligible for TI Program | 2020-04-24 | 2020-04-29 | 2021-10-30 | REC Solar | REC310TP2M | Solar Panels |  | 0.31 | 3 | 333 | 18 |  | Fixed | Roof
NJSTRE1545388368 | NJSRRE1544818012 | Transition Incentive Program | Atco | 8004 | 14 | 6.4 | Residential | No | Behind the Meter | Behind the Meter |  | None | Orbit Energy & Power, LLC | AC Electric | Eligible for TI Program | 2020-04-09 | 2020-04-16 | 2021-10-30 | Hanwha | Q.Peak Duo BLK G5 320W | Solar Panels |  | 0.32 | 20 | 136 | 20 |  | Fixed | Roof
NJSTRE1545388372 | NJSRRE1544796089 | Transition Incentive Program | hackettstown | 7840 | 2 | 2.01 | Residential | Yes | Behind the Meter | Net-metered residential rooftop and canopy |  | None | Vision Solar LLC | JCP&L | Accepted | 2020-04-03 | 2020-04-09 | 2021-10-30 | lg solar | lg335n1k-v5 | Solar Panels |  | 0.335 | 6 | 192 | 36 |  | Fixed | Roof
NJSTRE1545388373 | NJSRRE1544805633 | Transition Incentive Program | Moorestown | 8057 | 13 | 9.05 | Residential | Yes | Behind the Meter | Net-metered residential rooftop and canopy |  | None | Pro Custom Solar dba Momentum Solar | PSE&G | Final As-Built Received | 2020-04-07 | 2020-04-13 | 2021-10-30 | LG | LG 350N1C-V5 | Solar Panels |  | 0.335 | 9 | 108 | 23 |  | Fixed | Roof
NJSTRE1545388379 | NJSRRE1544617443 | Transition Incentive Program | Long Valley | 7853 | 3 | 9.8 | Residential | Yes | Behind the Meter | Behind the Meter |  | None | Pro Custom Solar dba Momentum Solar | JCP&L | Eligible for TI Program | 2020-03-06 | 2020-03-11 | 2021-10-30 | lg electronics | LG 350N1C-V5 | Solar Panels |  | 0.35 | 23 | 156 | 18 |  | Fixed | Roof
NJSTRE1545388379 | NJSRRE1544617443 | Transition Incentive Program | Long Valley | 7853 | 3 | 9.8 | Residential | Yes | Behind the Meter | Behind the Meter |  | None | Pro Custom Solar dba Momentum Solar | JCP&L | Eligible for TI Program | 2020-03-06 | 2020-03-11 | 2021-10-30 | lg electronics | LG 350N1C-V5 | Solar Panels |  | 0.35 | 5 | 156 | 18 |  | Fixed | Roof
NJSTRE1545388383 | NJSRRE1544805646 | Transition Incentive Program | PLAINFIELD | 7060 | 10 | 7.04 | Residential | Yes | Behind the Meter | Net-metered residential rooftop and canopy |  | None | Vivint Solar Developer, LLC | PSE&G | Accepted | 2020-04-07 | 2020-04-13 | 2021-10-30 | JINKO SOLAR | JKM320M-60HBL | Solar Panels |  | 0.32 | 8 | 282 | 23 |  | Fixed | Roof
NJSTRE1545388389 | NJSRRE1544864978 | Transition Incentive Program | Mantua | 8051 | 15 | 12.24 | Residential | Yes | Behind the Meter | Behind the Meter |  | None | Trinity Solar | AC Electric | Eligible for TI Program | 2020-04-20 | 2020-04-24 | 2021-10-30 | HANWHA | Q.PEAK DUO BLK-G6 340 | Solar Panels |  | 0.34 | 16 | 118 | 34 |  | Fixed | Roof
NJSTRE1545388394 | NJSRRE1544796513 | Transition Incentive Program | Cherry Hill | 8002 | 14 | 10.54 | Residential | Yes | Behind the Meter | Behind the Meter |  | None | Trinity Solar | PSE&G | Eligible for TI Program | 2020-04-03 | 2020-04-09 | 2021-10-30 | Hanwha | Q.PEAK DUO BLK-G6 340 | Solar Panels |  | 0.34 | 8 | 137 | 14 |  | Fixed | Roof
NJSTRE1545388398 | NJSRRE1544892891 | Transition Incentive Program | Newfoundland | 7435 | 6 | 11.29 | Residential | Yes | Behind the Meter | Behind the Meter |  | None | Sunrun Installation Services, Inc. | JCP&L | Eligible for TI Program | 2020-04-24 | 2020-04-29 | 2021-10-30 | LONGi Green Energy Technology Co Ltd | LR6-60HPB-305M | Solar Panels |  | 0.305 | 3 | 53 | 27 |  | Fixed | Roof
NJSTRE1545388399 | NJSRRE1544892902 | Transition Incentive Program | KEYPORT | 7735 | 17 | 5.12 | Residential | Yes | Behind the Meter | Net-metered residential rooftop and canopy |  | None | Vivint Solar Developer, LLC | JCP&L | Accepted | 2020-04-24 | 2020-04-29 | 2021-10-30 | JINKO SOLAR | JKM320M-60HBL | Solar Panels |  | 0.32 | 16 | 169 | 30 |  | Fixed | Roof
NJSTRE1545388404 | NJSRRE1544801919 | Transition Incentive Program | Glendora | 8029 | 14 | 7.59 | Residential | Yes | Behind the Meter | Net-metered residential rooftop and canopy |  | None | Whitman Construction, LLC | PSE&G | Accepted | 2020-04-06 | 2020-04-09 | 2021-10-30 | Panasonic | VBHN330SA17 | Solar Panels |  | 0.33 | 7 | 250 | 16 |  | Fixed | Roof
NJSTRE1545388148 | NJSRRE1544760991 | Transition Incentive Program | Medford | 8055 | 13 | 11.34 | Residential | Yes | Behind the Meter | Behind the Meter |  | None | Tesla Energy Operations Inc | AC Electric | Eligible for TI Program | 2020-03-24 | 2020-03-27 | 2021-10-30 | Hanwha Q CELLS | Q.PEAK DUO BLK-G5/SC315 | Solar Panels |  | 0.315 | 6 | 73 | 40 |  | Fixed | Roof
NJSTRE1545388156 | NJSRRE1544775242 | Transition Incentive Program | Union | 7088 | 10 | 7.04 | Residential | No | Behind the Meter | Net-metered residential rooftop and canopy |  | None | Whitman Construction, LLC | PSE&G | Final As-Built Received | 2020-03-31 | 2020-04-09 | 2021-10-30 | Trina Solar | TSM-320DD05H | Solar Panels |  | 0.32 | 13 | 168 | 36 |  | Fixed | Roof
NJSTRE1545388156 | NJSRRE1544775242 | Transition Incentive Program | Union | 7088 | 10 | 7.04 | Residential | No | Behind the Meter | Net-metered residential rooftop and canopy |  | None | Whitman Construction, LLC | PSE&G | Final As-Built Received | 2020-03-31 | 2020-04-09 | 2021-10-30 | Trina Solar | TSM-320DD05H | Solar Panels |  | 0.32 | 4 | 257 | 9 |  | Fixed | Roof
NJSTRE1545388157 | NJSRRE1544612570 | Transition Incentive Program | Colts Neck | 7722 | 17 | 864 | Government Facility | No | Behind the Meter | Net-metered non-residential ground mount |  | None | CS Energy LLC | JCP&L | Accepted | 2020-03-12 | 2020-03-12 | 2021-10-30 | Hanwha | Q.PEAK DUO L-G6.2 | Solar Panels |  | 0.4 | 2160 | 180 | 20 |  | Fixed | Ground
NJSTRE1545388158 | NJSRRE1544844052 | Transition Incentive Program | Union | 7083 | 10 | 6.82 | Residential | Yes | Behind the Meter | Behind the Meter |  | None | Sunrun Installation Services, Inc. | PSE&G | Eligible for TI Program | 2020-04-15 | 2020-04-27 | 2021-10-30 | REC Solar | REC310TP2M | Solar Panels |  | 0.31 | 8 | 216 | 45 |  | Fixed | Roof
NJSTRE1545388170 | NJSRRE1544838562 | Transition Incentive Program | Vineland | 8361 | 20 | 11.22 | Residential | Yes | Behind the Meter | Behind the Meter |  | None | Trinity Solar | Vineland Muni Electric | Eligible for TI Program | 2020-04-14 | 2020-04-21 | 2021-10-30 | HANWHA | Q.PEAK DUO BLK-G6 340 | Solar Panels |  | 0.34 | 19 | 274 | 30 |  | Fixed | Roof
NJSTRE1545388170 | NJSRRE1544838562 | Transition Incentive Program | Vineland | 8361 | 20 | 11.22 | Residential | Yes | Behind the Meter | Behind the Meter |  | None | Trinity Solar | Vineland Muni Electric | Eligible for TI Program | 2020-04-14 | 2020-04-21 | 2021-10-30 | HANWHA | Q.PEAK DUO BLK-G6 340 | Solar Panels |  | 0.34 | 3 | 94 | 30 |  | Fixed | Roof
NJSTRE1545388176 | NJSRRE1544593075 | Transition Incentive Program | Belleville Twp | 7109 | 9 | 7.52 | Residential | No | Behind the Meter | Net-metered residential rooftop and canopy |  | None | SunnyMac LLC | PSE&G | Accepted |  | 2020-03-09 | 2021-10-30 | SunPower | SPR-E20327 | Solar Panels |  | 0.327 | 17 | 127 | 33 |  | Fixed | Roof
NJSTRE1545388189 | NJSRRE1544796840 | Transition Incentive Program | SOUTH ORANGE | 7079 | 9 | 19.52 | Residential | Yes | Behind the Meter | Net-metered residential rooftop and canopy |  | None | Vivint Solar Developer, LLC | PSE&G | Final As-Built Received |  | 2020-04-09 | 2021-10-30 | Jinko Solar | JKM320M-60HBL | Solar Panels |  | 0.32 | 32 | 111 | 6 |  | Fixed | Roof
NJSTRE1545388197 | NJSRRE1544817791 | Transition Incentive Program | Warren | 7059 | 5 | 5.58 | Residential | Yes | Behind the Meter | Behind the Meter |  | None | Sunrun Installation Services, Inc. | JCP&L | Eligible for TI Program | 2020-04-09 | 2020-04-15 | 2021-10-30 | REC Solar | REC310TP2M | Solar Panels |  | 0.31 | 9 | 17 | 18 |  | Fixed | Roof
NJSTRE1545388198 | NJSRRE1544597137 | Transition Incentive Program | Toms River | 8755 | 18 | 9.92 | Residential | No | Behind the Meter | Net-metered residential rooftop and canopy |  | None | Powerlutions | JCP&L | Accepted |  | 2020-03-09 | 2021-10-30 | Trina | TSM-310 DD05A | Solar Panels |  | 0.31 | 16 | 156 | 20 |  | Fixed | Roof
NJSTRE1545388199 | NJSRRE1544903626 | Transition Incentive Program | Englewood | 7631 | 7 | 6.82 | Residential | Yes | Behind the Meter | Behind the Meter |  | None | Sunrun Installation Services, Inc. | PSE&G | Eligible for TI Program | 2020-04-27 | 2020-04-30 | 2021-10-30 | LONGi Green Energy Technology Co Ltd | LR6-60HPB-310M | Solar Panels |  | 0.31 | 14 | 354 | 37 |  | Fixed | Roof
NJSTRE1545388200 | NJSRRE1544626099 | Transition Incentive Program | PLEASANTVILLE | 8232 | 19 | 18.5 | Commercial | No | Behind the Meter | Behind the Meter |  | None | KISS ELECTRIC LLC | AC Electric | Eligible for TI Program | 2020-03-11 | 2020-03-16 | 2021-10-30 | VSUN | VSUN370-72M | Solar Panels |  | 0.37 | 50 | LANDSCAPE | 2 |  | Fixed | Roof
NJSTRE1545388332 | NJSRRE1544622987 | Transition Incentive Program | Belleville | 7109 | 9 | 6.93 | Residential | No | Behind the Meter | Net-metered residential rooftop and canopy |  | None | Trinity Solar | PSE&G | Final As-Built Received | 2020-03-10 | 2020-03-12 | 2021-10-30 | HANWHA | Q.PEAK DUO BLK-G5 315 | Solar Panels |  | 0.315 | 12 | 301 | 27 |  | Fixed | Roof
NJSTRE1545388345 | NJSRRE1544836961 | Transition Incentive Program | Middletown | 7748 | 17 | 7 | Residential | No | Behind the Meter | Net-metered residential rooftop and canopy |  | None | Solar Mite Solutions | JCP&L | Accepted | 2020-04-13 | 2020-04-21 | 2021-10-30 | Trina | TSM 300DD05A | Solar Panels |  | 0.3 | 15 | 232 | 35 |  | Fixed | Roof | Array 2
NJSTRE1545388351 | NJSRRE1544805265 | Transition Incentive Program | Bridgewater | 8807 | 5 | 6.46 | Residential | No | Behind the Meter | Behind the Meter |  | None | Pro Custom Solar dba Momentum Solar | PSE&G | Eligible for TI Program | 2020-04-07 | 2020-04-10 | 2021-10-30 | Hanwha | Q.Peak DUO BLK-G6+ 340 | Solar Panels |  | 0.34 | 3 | 174 | 19 |  | Fixed | Roof
NJSTRE1545388351 | NJSRRE1544805265 | Transition Incentive Program | Bridgewater | 8807 | 5 | 6.46 | Residential | No | Behind the Meter | Behind the Meter |  | None | Pro Custom Solar dba Momentum Solar | PSE&G | Eligible for TI Program | 2020-04-07 | 2020-04-10 | 2021-10-30 | Hanwha | Q.Peak DUO BLK-G6+ 340 | Solar Panels |  | 0.34 | 10 | 175 | 16 |  | Fixed | Roof
NJSTRE1545388356 | NJSRRE1544857770 | Transition Incentive Program | Galloway | 8205 | 19 | 7.04 | Residential | No | Behind the Meter | Behind the Meter |  | ACE | EMT Renewables | AC Electric | Eligible for TI Program | 2020-04-17 | 2020-04-24 | 2021-10-30 | Trina | 320-BLK | Solar Panels |  | 0.32 | 16 | 131 | 19 |  | Fixed | Roof
NJSTRE1545388362 | NJSRRE1544630517 | Transition Incentive Program | Harrison | 7029 | 8 | 7 | Residential | Yes | Behind the Meter | Behind the Meter |  | None | Pro Custom Solar dba Momentum Solar | PSE&G | Eligible for TI Program | 2020-03-12 | 2020-03-17 | 2021-10-30 | lg electronics | LG 350N1C-V5 | Solar Panels |  | 0.35 | 4 | 267 | 36 |  | Fixed | Roof
NJSTRE1545388362 | NJSRRE1544630517 | Transition Incentive Program | Harrison | 7029 | 8 | 7 | Residential | Yes | Behind the Meter | Behind the Meter |  | None | Pro Custom Solar dba Momentum Solar | PSE&G | Eligible for TI Program | 2020-03-12 | 2020-03-17 | 2021-10-30 | lg electronics | LG 350N1C-V5 | Solar Panels |  | 0.35 | 12 | 177 | 6 |  | Fixed | Roof
NJSTRE1545388366 | NJSRRE1544886091 | Transition Incentive Program | WILLINGBORO | 8046 | 13 | 5.99 | Residential | Yes | Behind the Meter | Net-metered residential rooftop and canopy |  | None | Suntuity Solar LLC | PSE&G | Accepted | 2020-04-23 | 2020-04-28 | 2021-10-30 | Hanwha Solar | Q-Cells 315 Mono | Solar Panels |  | 0.315 | 9 | 252 | 20 |  | Fixed | Roof
NJSTRE1545388370 | NJSRRE1544765210 | Transition Incentive Program | Blackwood | 8012 | 14 | 12.06 | Residential | No | Behind the Meter | Behind the Meter |  | None | Green Power Energy | PSE&G | Eligible for TI Program | 2020-03-25 | 2020-03-30 | 2021-10-30 | LG Electronics | LG335N1C-V5 | Solar Panels |  | 0.335 | 12 | 95 | 20 |  | Fixed | Roof
NJSTRE1545388375 | NJSRRE1544836493 | Transition Incentive Program | Marlboro | 7746 | 17 | 8.64 | Residential | Yes | Behind the Meter | Net-metered residential rooftop and canopy |  | None | Vivint Solar Developer, LLC | JCP&L | Final As-Built Received | 2020-04-13 | 2020-04-20 | 2021-10-30 | JINKO SOLAR | JKM320M-60HBL | Solar Panels |  | 0.32 | 27 | 162 | 25 |  | Fixed | Roof
NJSTRE1545388376 | NJSRRE1544566488 | Transition Incentive Program | MATAWAN | 7747 | 17 | 6.62 | Residential | No | Behind the Meter | Net-metered residential rooftop and canopy |  | None | Suntuity Solar LLC | JCP&L | Accepted | 2020-03-03 | 2020-03-05 | 2021-10-30 | Hanwha Solar | Q-Cells 315 Mono | Solar Panels |  | 0.315 | 6 | 95 | 31 |  | Fixed | Roof
NJSTRE1545388381 | NJSRRE1544892812 | Transition Incentive Program | Swedesboro | 8085 | 15 | 6.82 | Residential | Yes | Behind the Meter | Net-metered residential rooftop and canopy |  | None | Sunrun Installation Services, Inc. | AC Electric | Final As-Built Received |  | 2020-04-29 | 2021-10-30 | REC Solar | REC310TP2M | Solar Panels |  | 0.31 | 11 | 306 | 27 |  | Fixed | Roof | 306
NJSTRE1545388322 | NJSRRE1544612679 | Transition Incentive Program | CHERRY HILL | 8002 | 14 | 11.52 | Residential | Yes | Behind the Meter | Net-metered residential rooftop and canopy |  | None | Vivint Solar Developer, LLC | PSE&G | Accepted | 2020-03-06 | 2020-03-11 | 2021-10-30 | Jinko Solar | JKM320M-60HBL | Solar Panels |  | 0.32 | 8 | 280 | 10 |  | Fixed | Roof
NJSTRE1545388322 | NJSRRE1544612679 | Transition Incentive Program | CHERRY HILL | 8002 | 14 | 11.52 | Residential | Yes | Behind the Meter | Net-metered residential rooftop and canopy |  | None | Vivint Solar Developer, LLC | PSE&G | Accepted | 2020-03-06 | 2020-03-11 | 2021-10-30 | Jinko Solar | JKM320M-60HBL | Solar Panels |  | 0.32 | 14 | 10 | 22 |  | Fixed | Roof
NJSTRE1545388328 | NJSRRE1544767707 | Transition Incentive Program | Mount Laurel | 8054 | 13 | 11.39 | Residential | No | Behind the Meter | Behind the Meter |  | None | Green Power Energy | PSE&G | Eligible for TI Program | 2020-03-26 | 2020-03-31 | 2021-10-30 | LG Electronics | LG335N1K-V5 | Solar Panels |  | 0.335 | 28 | 185 | 2 |  | Fixed | Roof
NJSTRE1545388329 | NJSRRE1544735635 | Transition Incentive Program | Kenilworth | 7033 | 10 | 9.18 | Residential | Yes | Behind the Meter | Behind the Meter |  | None | Trinity Solar | PSE&G | Eligible for TI Program | 2020-03-20 | 2020-03-24 | 2021-10-30 | Hanwha | Q.PEAK DUO BLK-G6 340 | Solar Panels |  | 0.34 | 11 | 156 | 23 |  | Fixed | Roof
NJSTRE1545388330 | NJSRRE1544621038 | Transition Incentive Program | Mount Freedom | 7970 | 3 | 9.92 | Residential | Yes | Behind the Meter | Net-metered residential rooftop and canopy |  | None | Bright Planet Solar | JCP&L | Final As-Built Received |  | 2020-03-11 | 2021-10-30 | LONGI | LR-60HPB-310M | Solar Panels |  | 0.31 | 7 | 82 | 26 |  | Fixed | Roof
NJSTRE1545388340 | NJSRRE1544852178 | Transition Incentive Program | Egg Harbor Township | 8234 | 19 | 7.85 | Residential | No | Behind the Meter | Net-metered residential rooftop and canopy |  | None | SunPower Capital, LLC | AC Electric | Accepted | 2020-04-16 | 2020-04-23 | 2021-10-30 | SunPower | SPR-E20-327-E-AC | Solar Panels |  | 0.327 | 24 | 201 | 31 |  | Fixed | Roof
NJSTRE1545388354 | NJSRRE1544680275 | Transition Incentive Program | Hackettstown | 7840 | 2 | 17.92 | Residential | No | Behind the Meter | Net-metered residential rooftop and canopy |  | None | Maier Solar Engineering dba Solar Me | JCP&L | Accepted | 2020-03-13 | 2020-03-18 | 2021-10-30 | Hanwha | Q.CELL DUO BLK-G5 320 | Solar Panels |  | 0.32 | 40 | 255 | 18 |  | Fixed | Roof
NJSTRE1545388363 | NJSRRE1544796554 | Transition Incentive Program | Hopatcong | 7843 | 1 | 14.57 | Residential | Yes | Behind the Meter | Behind the Meter |  | None | Sunrun Installation Services, Inc. | JCP&L | Eligible for TI Program | 2020-04-03 | 2020-04-09 | 2021-10-30 | REC Solar | REC310TP2M | Solar Panels |  | 0.31 | 17 | 262 | 34 |  | Fixed | Roof
NJSTRE1545388365 | NJSRRE1544852635 | Transition Incentive Program | Pine Brook | 7058 | 3 | 11.34 | Residential | No | Behind the Meter | Net-metered residential rooftop and canopy |  | None | Tesla Energy Operations Inc | JCP&L | Accepted | 2020-04-16 | 2020-04-23 | 2021-10-30 | Hanwha Q CELLS | Q.PEAK DUO BLK-G5/SC315 | Solar Panels |  | 0.315 | 9 | 77 | 34 |  | Fixed | Roof
NJSTRE1545388374 | NJSRRE1544868562 | Transition Incentive Program | MERCHANTVILLE | 8109 | 14 | 9.28 | Residential | Yes | Behind the Meter | Net-metered residential rooftop and canopy |  | None | Vivint Solar Developer, LLC | PSE&G | Accepted | 2020-04-21 | 2020-04-27 | 2021-10-30 | Jinko Solar | JKM320M-60HBL | Solar Panels |  | 0.32 | 17 | 86 | 26 |  | Fixed | Roof
NJSTRE1545388383 | NJSRRE1544805646 | Transition Incentive Program | PLAINFIELD | 7060 | 10 | 7.04 | Residential | Yes | Behind the Meter | Net-metered residential rooftop and canopy |  | None | Vivint Solar Developer, LLC | PSE&G | Accepted | 2020-04-07 | 2020-04-13 | 2021-10-30 | JINKO SOLAR | JKM320M-60HBL | Solar Panels |  | 0.32 | 3 | 12 | 23 |  | Fixed | Roof
NJSTRE1545388059 | NJSRRE1544836690 | Transition Incentive Program | Pennsauken TWP | 8109 | 14 | 10.39 | Residential | Yes | Behind the Meter | Net-metered residential rooftop and canopy |  | None | Vision Solar LLC | PSE&G | Accepted | 2020-04-13 | 2020-04-21 | 2021-10-30 | lg solar | lg335n1k-v5 | Solar Panels |  | 0.335 | 3 | 31 | 22 |  | Fixed | Roof
NJSTRE1545388059 | NJSRRE1544836690 | Transition Incentive Program | Pennsauken TWP | 8109 | 14 | 10.39 | Residential | Yes | Behind the Meter | Net-metered residential rooftop and canopy |  | None | Vision Solar LLC | PSE&G | Accepted | 2020-04-13 | 2020-04-21 | 2021-10-30 | lgsolar | lg335n1k-v5 | Solar Panels |  | 0.335 | 13 | 121 | 22 |  | Fixed | Roof
NJSTRE1545388066 | NJSRRE1544796084 | Transition Incentive Program | Somerset | 8873 | 5 | 9.6 | Residential | Yes | Behind the Meter | Behind the Meter |  | None | Steve Whitman LLC | PSE&G | Eligible for TI Program | 2020-04-03 | 2020-04-09 | 2021-10-30 | Hanwha Q-Cells | Q.PEAK DUO-G5 320 | Solar Panels |  | 0.32 | 30 | 128 | 24 |  | Fixed | Roof
NJSTRE1545388071 | NJSRRE1544698996 | Transition Incentive Program | Sewell | 8080 | 15 | 9.6 | Residential | No | Behind the Meter | Net-metered residential rooftop and canopy |  | None | Sun Up Zero Down | AC Electric | Accepted | 2020-03-16 | 2020-03-19 | 2021-10-30 | LG | LG320N1K-A5 | Solar Panels |  | 0.32 | 18 | 162 | 25 |  | Fixed | Roof
NJSTRE1545388077 | NJSRRE1544720054 | Transition Incentive Program | Waldwick | 7463 | 7 | 13.4 | Residential | No | Behind the Meter | Net-metered residential rooftop and canopy |  | None | Solar Living, Inc. | PSE&G | Accepted | 2020-03-18 | 2020-03-24 | 2021-10-30 | LG | 335N1C | Solar Panels |  | 0.335 | 20 | 94 | 25 |  | Fixed | Roof
NJSTRE1545388083 | NJSRRE1544761221 | Transition Incentive Program | Monroe Township | 8831 | 11 | 15.12 | Residential | No | Behind the Meter | Net-metered residential rooftop and canopy |  | None | Tesla Energy Operations Inc. | JCP&L | Accepted | 2020-03-24 | 2020-03-27 | 2021-10-30 | Hanwha Q CELLS | Q.PEAK DUO BLK-G5/SC315 | Solar Panels |  | 0.315 | 14 | 269 | 32 |  | Fixed | Roof
NJSTRE1545388083 | NJSRRE1544761221 | Transition Incentive Program | Monroe Township | 8831 | 11 | 15.12 | Residential | No | Behind the Meter | Net-metered residential rooftop and canopy |  | None | Tesla Energy Operations Inc. | JCP&L | Accepted | 2020-03-24 | 2020-03-27 | 2021-10-30 | Hanwha Q CELLS | Q.PEAK DUO BLK-G5/SC315 | Solar Panels |  | 0.315 | 18 | 269 | 32 |  | Fixed | Roof
NJSTRE1545388087 | NJSRRE1544708396 | Transition Incentive Program | Totowa | 7512 | 6 | 6.3 | Residential | Yes | Behind the Meter | Behind the Meter |  | None | Pro Custom Solar dba Momentum Solar | PSE&G | Eligible for TI Program | 2020-03-17 | 2020-03-20 | 2021-10-30 | LG Electronics | LG 350N1C-V5 | Solar Panels |  | 0.35 | 14 | 113 | 36 |  | Fixed | Roof
NJSTRE1545388088 | NJSRRE1544708911 | Transition Incentive Program | Manalapan Township | 7726 | 17 | 8.06 | Residential | Yes | Behind the Meter | Behind the Meter |  | None | Sunrun Installation Services, Inc. | JCP&L | Eligible for TI Program | 2020-03-17 | 2020-03-20 | 2021-10-30 | REC Solar | REC310TP2M | Solar Panels |  | 0.31 | 3 | 54 | 37 |  | Fixed | Roof
NJSTRE1545388093 | NJSRRE1544623058 | Transition Incentive Program | Flemington | 8822 | 4 | 7.04 | Residential | Yes | Behind the Meter | Behind the Meter |  | None | Skyline Solar, LLC | JCP&L | Eligible for TI Program | 2020-03-10 | 2020-03-12 | 2021-10-30 | Hanwha Q-Cells | Q.PEAK DUO-G5 320 | Solar Panels |  | 0.32 | 22 | 95275 | 29 |  | Fixed | Roof
NJSTRE1545388106 | NJSRRE1544776352 | Transition Incentive Program | KEYPORT | 7735 | 17 | 9.6 | Residential | Yes | Behind the Meter | Net-metered residential rooftop and canopy |  | None | Vivint Solar Developer, LLC | JCP&L | Accepted | 2020-03-31 | 2020-04-09 | 2021-10-30 | Jinko Solar | JKM320M-60HBL | Solar Panels |  | 0.32 | 24 | 168 | 30 |  | Fixed | Roof
NJSTRE1545388110 | NJSRRE1544630798 | Transition Incentive Program | Neptune City | 7753 | 17 | 10.85 | Residential | Yes | Behind the Meter | Behind the Meter |  | None | Sunrun Installation Services, Inc. | JCP&L | Eligible for TI Program | 2020-03-12 | 2020-03-17 | 2021-10-30 | REC Solar | REC310TP2M | Solar Panels |  | 0.31 | 4 | 151 | 30 |  | Fixed | Roof
NJSTRE1545388110 | NJSRRE1544630798 | Transition Incentive Program | Neptune City | 7753 | 17 | 10.85 | Residential | Yes | Behind the Meter | Behind the Meter |  | None | Sunrun Installation Services, Inc. | JCP&L | Eligible for TI Program | 2020-03-12 | 2020-03-17 | 2021-10-30 | REC Solar | REC310TP2M | Solar Panels |  | 0.31 | 1 | 60 | 30 |  | Fixed | Roof
NJSTRE1545388208 | NJSRRE1544565287 | Transition Incentive Program | Plainsboro | 8536 | 11 | 6.82 | Residential | No | Behind the Meter | Behind the Meter |  | None | Sunrun Installation Services, Inc. | PSE&G | Eligible for TI Program | 2020-03-02 | 2020-03-05 | 2021-10-30 | REC Solar | REC310TP2M | Solar Panels |  | 0.31 | 12 | 73 | 34 |  | Fixed | Roof
NJSTRE1545388221 | NJSRRE1544805680 | Transition Incentive Program | Delran | 8075 | 13 | 9.72 | Residential | Yes | Behind the Meter | Behind the Meter |  | None | Pro Custom Solar dba Momentum Solar | PSE&G | Eligible for TI Program | 2020-04-07 | 2020-04-13 | 2021-10-30 | Hanwha | Q.Peak DUO BLK-G6+ 335 | Solar Panels |  | 0.335 | 16 | 83 | 30 |  | Fixed | Roof
NJSTRE1545388222 | NJSRRE1544724291 | Transition Incentive Program | Haddon | 8107 | 14 | 3.1 | Residential | Yes | Behind the Meter | Behind the Meter |  | None | Sunrun Installation Services, Inc. | PSE&G | Eligible for TI Program | 2020-03-19 | 2020-03-24 | 2021-10-30 | REC Solar | REC310TP2M | Solar Panels |  | 0.31 | 3 | 117 | 18 |  | Fixed | Roof
NJSTRE1545388223 | NJSRRE1544905064 | Transition Incentive Program | Lebanon | 8833 | 4 | 8.38 | Residential | No | Behind the Meter | Behind the Meter |  | None | Green Power Energy | JCP&L | Eligible for TI Program | 2020-04-27 | 2020-04-30 | 2021-10-30 | LG Electronics | LG335N1K-V5 | Solar Panels |  | 0.335 | 25 | 204 | 30 |  | Fixed | Roof
NJSTRE1545388232 | NJSRRE1544805413 | Transition Incentive Program | Clifton | 7011 | 6 | 2.21 | Residential | Yes | Behind the Meter | Behind the Meter |  | None | Trinity Solar | PSE&G | Eligible for TI Program | 2020-04-07 | 2020-04-10 | 2021-10-30 | Hanwha | Q.PEAK DUO BLK-G5 315 | Solar Panels |  | 0.315 | 2 | 61 | 40 |  | Fixed | Roof
NJSTRE1545388233 | NJSRRE1544775872 | Transition Incentive Program | Howell | 7731 | 17 | 15.08 | Residential | Yes | Behind the Meter | Behind the Meter |  | None | Pro Custom Solar dba Momentum Solar | JCP&L | Eligible for TI Program | 2020-03-31 | 2020-04-09 | 2021-10-30 | Hanwha | Q.Peak DUO BLK-G6+ 335 | Solar Panels |  | 0.335 | 19 | 240 | 22 |  | Fixed | Roof
NJSTRE1545388244 | NJSRRE1544681475 | Transition Incentive Program | Delran | 8075 | 13 | 14.52 | Residential | No | Behind the Meter | Behind the Meter |  | None | NJ Solar Power, LLC | PSE&G | Eligible for TI Program | 2020-03-13 | 2020-03-18 | 2021-10-30 | Panasonic | VBHN330SA17 | Solar Panels |  | 0.33 | 5 | 181 | 18 |  | Fixed | Roof
NJSTRE1545388247 | NJSRRE1544705262 | Transition Incentive Program | EAST ORANGE | 7018 | 9 | 7.25 | Residential | Yes | Behind the Meter | Net-metered residential rooftop and canopy |  | None | Suntuity Solar LLC | PSE&G | Accepted | 2020-03-17 | 2020-03-19 | 2021-10-30 | Hanwha Solar | Q-Cells 315 Mono | Solar Panels |  | 0.315 | 11 | 20 | 43 |  | Fixed | Roof
NJSTRE1545388256 | NJSRRE1544617463 | Transition Incentive Program | Manahawkin | 8050 | 18 | 12.06 | Residential | No | Behind the Meter | Net-metered residential rooftop and canopy |  | None | Seabright Solar | AC Electric | Final As-Built Received |  | 2020-03-11 | 2021-10-30 | Sunpower | SPR-X21-335 | Solar Panels |  | 0.335 | 11 | 141 | 40 |  | Fixed | Roof
NJSTRE1545388258 | NJSRRE1544869515 | Transition Incentive Program | somers point | 8224 | 13 | 15.36 | Residential | No | Behind the Meter | Behind the Meter |  | ACE | Sun Up Zero Down | AC Electric | Eligible for TI Program | 2020-04-22 | 2020-04-28 | 2021-10-30 | trina | TSM-320 DD05H.05 (II) | Solar Panels |  | 0.32 | 21 | 93 | 30 |  | Fixed | Roof
NJSTRE1545388267 | NJSRRE1544779344 | Transition Incentive Program | South Hackensack | 7606 | 7 | 3.06 | Residential | No | Behind the Meter | Net-metered residential rooftop and canopy |  | None | Trinity Solar | PSE&G | Accepted |  | 2020-04-09 | 2021-10-30 | HANWHA | Q.PEAK DUO BLK-G6 340 | Solar Panels |  | 0.34 | 3 | 197 | 9 |  | Fixed | Roof
NJSTRE1545388275 | NJSRRE1544816588 | Transition Incentive Program | Sicklerville | 8081 | 14 | 8.16 | Residential | Yes | Behind the Meter | Net-metered residential rooftop and canopy |  | None | Trinity Solar | AC Electric | Accepted | 2020-04-08 | 2020-04-15 | 2021-10-30 | Hanwha | Q.PEAK DUO BLK-G6 340 | Solar Panels |  | 0.34 | 13 | 309 | 23 |  | Fixed | Roof
NJSTRE1545388277 | NJSRRE1544613382 | Transition Incentive Program | North Plainsfield Boro | 7060 | 10 | 4.34 | Residential | No | Behind the Meter | Behind the Meter |  | None | 1st Light Energy Inc | PSE&G | Eligible for TI Program | 2020-03-06 | 2020-03-11 | 2021-10-30 | Longi | LR6-60HPB-310M | Solar Panels |  | 0.31 | 2 | 221 | 20 |  | Fixed | Roof
NJSTRE1545388367 | NJSRRE1544894050 | Transition Incentive Program | Roselle Park | 7204 | 10 | 9.3 | Residential | Yes | Behind the Meter | Behind the Meter |  | None | Sunrun Installation Services, Inc. | PSE&G | Eligible for TI Program | 2020-04-24 | 2020-04-29 | 2021-10-30 | REC Solar | REC310TP2M | Solar Panels |  | 0.31 | 8 | 64 | 23 |  | Fixed | Roof
NJSTRE1545388369 | NJSRRE1544838587 | Transition Incentive Program | Irvington | 7111 | 9 | 6.51 | Residential | Yes | Behind the Meter | Behind the Meter |  | None | Sunrun Installation Services, Inc. | PSE&G | Eligible for TI Program | 2020-04-14 | 2020-04-21 | 2021-10-30 | REC Solar | REC310TP2M | Solar Panels |  | 0.31 | 2 | 98 | 23 |  | Fixed | Roof
NJSTRE1545388382 | NJSRRE1544705276 | Transition Incentive Program | National Park | 8063 | 15 | 13.6 | Residential | Yes | Behind the Meter | Net-metered residential rooftop and canopy |  | None | Trinity Solar | PSE&G | Final As-Built Received | 2020-03-17 | 2020-03-19 | 2021-10-30 | HANWHA | Q.PEAK DUO BLK-G6 340 | Solar Panels |  | 0.34 | 9 | 112 | 14 |  | Fixed | Roof
NJSTRE1545388393 | NJSRRE1544567240 | Transition Incentive Program | Linden | 7036 | 10 | 5.12 | Residential | Yes | Behind the Meter | Behind the Meter |  | None | Skyline Solar, LLC | PSE&G | Eligible for TI Program | 2020-03-03 | 2020-03-06 | 2021-10-30 | Hanwha Q-Cells | Q.PEAK DUO-G5 320 | Solar Panels |  | 0.32 | 16 | 128 | 33 |  | Fixed | Roof
NJSTRE1545388397 | NJSRRE1544695676 | Transition Incentive Program | Monroe Township | 8831 | 11 | 13.07 | Residential | No | Behind the Meter | Behind the Meter |  | None | Green Power Energy | JCP&L | Eligible for TI Program | 2020-03-16 | 2020-03-18 | 2021-10-30 | LG Electronics | LG335N1C-V5 | Solar Panels |  | 0.335 | 29 | 81 | 27 |  | Fixed | Roof
NJSTRE1545388420 | NJSRRE1544867144 | Transition Incentive Program | Stanhope | 7874 | 1 | 9.05 | Residential | No | Behind the Meter | Behind the Meter |  | None | Green Power Energy | JCP&L | Eligible for TI Program | 2020-04-21 | 2020-04-27 | 2021-10-30 | LG Electronics | LG335N1C-V5 | Solar Panels |  | 0.335 | 6 | 218 | 27 |  | Fixed | Roof
NJSTRE1545388422 | NJSRRE1544893048 | Transition Incentive Program | Little Egg Harbor Township | 8087 | 18 | 8.99 | Residential | Yes | Behind the Meter | Net-metered residential rooftop and canopy |  | None | Sunrun Installation Services, Inc. | AC Electric | Final As-Built Received | 2020-04-24 | 2020-04-29 | 2021-10-30 | REC Solar | REC310TP2M | Solar Panels |  | 0.31 | 10 | 222 | 34 |  | Fixed | Roof
NJSTRE1545388426 | NJSRRE1544680182 | Transition Incentive Program | ATCO | 8004 | 14 | 5.76 | Residential | Yes | Behind the Meter | Net-metered residential rooftop and canopy |  | None | Vivint Solar Developer, LLC | AC Electric | Accepted | 2020-03-13 | 2020-03-18 | 2021-10-30 | JINKO SOLAR | JKM320M-60HBL | Solar Panels |  | 0.32 | 18 | 101 | 34 |  | Fixed | Roof
NJSTRE1545388429 | NJSRRE1544804627 | Transition Incentive Program | UNION TWP | 7083 | 10 | 5.04 | Residential | Yes | Behind the Meter | Net-metered residential rooftop and canopy |  | None | Suntuity Solar LLC | PSE&G | Accepted | 2020-04-07 | 2020-04-10 | 2021-10-30 | Hanwha Solar | Q-Cells 315 Mono | Solar Panels |  | 0.315 | 6 | 294 | 27 |  | Fixed | Roof
NJSTRE1545388430 | NJSRRE1544727558 | Transition Incentive Program | ROSELLE | 7203 | 10 | 6.72 | Residential | Yes | Behind the Meter | Net-metered residential rooftop and canopy |  | None | Vivint Solar Developer, LLC | PSE&G | Accepted | 2020-03-19 | 2020-03-24 | 2021-10-30 | Jinko Solar | JKM320M-60HBL | Solar Panels |  | 0.32 | 13 | 170 | 35 |  | Fixed | Roof
NJSTRE1545388433 | NJSRRE1544886316 | Transition Incentive Program | BLACKWOOD | 8012 | 14 | 5.76 | Residential | Yes | Behind the Meter | Net-metered residential rooftop and canopy |  | None | Vivint Solar Developer, LLC | AC Electric | Accepted | 2020-04-23 | 2020-04-28 | 2021-10-30 | Jinko Solar | JKM320M-60HBL | Solar Panels |  | 0.32 | 6 | 158 | 19 |  | Fixed | Roof
NJSTRE1545388435 | NJSRRE1544719229 | Transition Incentive Program | Hackensack | 7601 | 7 | 7.04 | Residential | Yes | Behind the Meter | Behind the Meter |  | None | Skyline Solar, LLC | PSE&G | Eligible for TI Program | 2020-03-18 | 2020-03-23 | 2021-10-30 | Hanwha Q-Cells | Q.PEAK DUO-G5 320 | Solar Panels |  | 0.32 | 22 | 253 | 40 |  | Fixed | Roof
NJSTRE1545388387 | NJSRRE1544720925 | Transition Incentive Program | Waretown | 8758 | 18 | 19.24 | Residential | No | Behind the Meter | Net-metered residential rooftop and canopy |  | None | Whitman Construction, LLC | JCP&L | Accepted | 2020-03-19 | 2020-03-23 | 2021-10-30 | Solaria poer | xt-370r-pd | Solar Panels |  | 0.37 | 6 | 176 | 33 |  | Fixed | Roof
NJSTRE1545388387 | NJSRRE1544720925 | Transition Incentive Program | Waretown | 8758 | 18 | 19.24 | Residential | No | Behind the Meter | Net-metered residential rooftop and canopy |  | None | Whitman Construction, LLC | JCP&L | Accepted | 2020-03-19 | 2020-03-23 | 2021-10-30 | solaria poer | xt-370r-pd | Solar Panels |  | 0.37 | 36 | 356 | 33 |  | Fixed | Roof
NJSTRE1545388392 | NJSRRE1544624263 | Transition Incentive Program | Dover | 7801 | 3 | 15.04 | Residential | Yes | Behind the Meter | Net-metered residential rooftop and canopy |  | None | Seabright Solar | JCP&L | Accepted |  | 2020-03-13 | 2021-10-30 | Sunpower | SPR-E20-327 | Solar Panels |  | 0.327 | 14 | 103 | 18 |  | Fixed | Roof
NJSTRE1545388402 | NJSRRE1544898379 | Transition Incentive Program | Perth Amboy | 8661 |  | 12.43 | Residential | Yes | Behind the Meter | Behind the Meter |  | None | Seabright Solar | PSE&G | Eligible for TI Program | 2020-04-30 | 2020-04-30 | 2021-10-30 | Sunpower | SPR-E20-327 | Solar Panels |  | 0.327 | 18 | 289 | 40 |  | Fixed | Roof
NJSTRE1545388402 | NJSRRE1544898379 | Transition Incentive Program | Perth Amboy | 8661 |  | 12.43 | Residential | Yes | Behind the Meter | Behind the Meter |  | None | Seabright Solar | PSE&G | Eligible for TI Program | 2020-04-30 | 2020-04-30 | 2021-10-30 | Sunpower | SPR-E20-327 | Solar Panels |  | 0.327 | 6 | 199 | 18 |  | Fixed | Roof
NJSTRE1545388405 | NJSRRE1544770275 | Transition Incentive Program | Stockton | 8559 | 4 | 11.46 | Residential | No | Behind the Meter | Net-metered residential rooftop and canopy |  | None | Tesla Energy Operations Inc. | JCP&L | Accepted | 2020-03-27 | 2020-04-09 | 2021-10-30 | Tesla | SR60T1 | Solar Panels |  | 0.05847 | 75 | 253 | 45 |  | Fixed | Roof
NJSTRE1545388411 | NJSRRE1544705281 | Transition Incentive Program | Clifton | 7013 | 6 | 2.52 | Residential | No | Behind the Meter | Behind the Meter |  | None | Trinity Solar | PSE&G | Eligible for TI Program | 2020-03-17 | 2020-03-19 | 2021-10-30 | HANWHA | Q.PEAK DUO BLK-G5 315 | Solar Panels |  | 0.315 | 3 | 224 | 14 |  | Fixed | Roof
NJSTRE1545388417 | NJSRRE1544865992 | Transition Incentive Program | Ocean Township | 7712 | 17 | 12.75 | Residential | No | Behind the Meter | Behind the Meter |  | None | Seabright Solar | AC Electric | Eligible for TI Program | 2020-04-22 | 2020-04-24 | 2021-10-30 | Sunpower | SPR-E20-327 | Solar Panels |  | 0.327 | 5 | 35 | 35 |  | Fixed | Roof
NJSTRE1545388417 | NJSRRE1544865992 | Transition Incentive Program | Ocean Township | 7712 | 17 | 12.75 | Residential | No | Behind the Meter | Behind the Meter |  | None | Seabright Solar | AC Electric | Eligible for TI Program | 2020-04-22 | 2020-04-24 | 2021-10-30 | Sunpower | SPR-E20-327 | Solar Panels |  | 0.327 | 15 | 125 | 36 |  | Double Axis | Roof
NJSTRE1545388422 | NJSRRE1544893048 | Transition Incentive Program | Little Egg Harbor Township | 8087 | 18 | 8.99 | Residential | Yes | Behind the Meter | Net-metered residential rooftop and canopy |  | None | Sunrun Installation Services, Inc. | AC Electric | Final As-Built Received | 2020-04-24 | 2020-04-29 | 2021-10-30 | REC Solar | REC310TP2M | Solar Panels |  | 0.31 | 5 | 132 | 40 |  | Fixed | Roof
NJSTRE1545388433 | NJSRRE1544886316 | Transition Incentive Program | BLACKWOOD | 8012 | 14 | 5.76 | Residential | Yes | Behind the Meter | Net-metered residential rooftop and canopy |  | None | Vivint Solar Developer, LLC | AC Electric | Accepted | 2020-04-23 | 2020-04-28 | 2021-10-30 | Jinko Solar | JKM320M-60HBL | Solar Panels |  | 0.32 | 3 | 248 | 19 |  | Fixed | Roof
NJSTRE1545388434 | NJSRRE1544865686 | Transition Incentive Program | Willingboro | 8046 | 13 | 8.04 | Residential | Yes | Behind the Meter | Net-metered residential rooftop and canopy |  | None | Pro Custom Solar dba Momentum Solar | PSE&G | Accepted | 2020-04-20 | 2020-04-24 | 2021-10-30 | HANWHA | Q.PEAK DUO BLK G6+ 335 | Solar Panels |  | 0.335 | 24 | 147 | 17 |  | Fixed | Roof
NJSTRE1545388440 | NJSRRE1544892915 | Transition Incentive Program | New Brunswick | 8901 | 11 | 13.64 | Commercial | No | Behind the Meter | Behind the Meter |  | None | All Season Solar | PSE&G | Eligible for TI Program | 2020-04-24 | 2020-04-29 | 2021-10-30 | Certainteed | CT310HC11-04 | Solar Panels |  | 0.31 | 44 | 243 | 10 |  | Fixed | Roof
NJSTRE1545388404 | NJSRRE1544801919 | Transition Incentive Program | Glendora | 8029 | 14 | 7.59 | Residential | Yes | Behind the Meter | Net-metered residential rooftop and canopy |  | None | Whitman Construction, LLC | PSE&G | Accepted | 2020-04-06 | 2020-04-09 | 2021-10-30 | Panasonic | VBHN330SA17 | Solar Panels |  | 0.33 | 6 | 70 | 16 |  | Fixed | Roof
NJSTRE1545388414 | NJSRRE1544851225 | Transition Incentive Program | Hackensack City | 7601 | 7 | 3.78 | Residential | No | Behind the Meter | Net-metered residential rooftop and canopy |  | None | Tesla Energy Operations Inc | PSE&G | Accepted | 2020-04-16 | 2020-04-23 | 2021-10-30 | Hanwha Q CELLS | Q.PEAK DUO BLK-G5/SC315 | Solar Panels |  | 0.315 | 12 | 189 | 1 |  | Fixed | Roof
NJSTRE1545388415 | NJSRRE1544796753 | Transition Incentive Program | Pleasantville | 8232 | 19 | 6.7 | Residential | Yes | Behind the Meter | Net-metered residential rooftop and canopy |  | None | Vision Solar LLC | AC Electric | Accepted | 2020-04-03 | 2020-04-09 | 2021-10-30 | lgsoalr | lg335n1k-v5 | Solar Panels |  | 0.335 | 8 | 296 | 11 |  | Fixed | Roof
NJSTRE1545388424 | NJSRRE1544805340 | Transition Incentive Program | Wayne | 7470 | 6 | 14.57 | Residential | Yes | Behind the Meter | Behind the Meter |  | None | Sunrun Installation Services, Inc. | PSE&G | Eligible for TI Program | 2020-04-07 | 2020-04-10 | 2021-10-30 | REC Solar | REC310TP2M | Solar Panels |  | 0.31 | 2 | 85 | 23 |  | Fixed | Roof
NJSTRE1545388431 | NJSRRE1544610950 | Transition Incentive Program | Ewing TWP | 8628 | 12 | 4.73 | Residential | No | Behind the Meter | Behind the Meter |  | None | 1st Light Energy Inc | PSE&G | Eligible for TI Program | 2020-03-05 | 2020-03-10 | 2021-10-30 | Longi | LR6-60HPB-315M | Solar Panels |  | 0.315 | 15 | 170 | 20 |  | Fixed | Roof
NJSTRE1545388432 | NJSRRE1544884268 | Transition Incentive Program | LODI | 7644 | 7 | 4.16 | Residential | Yes | Behind the Meter | Net-metered residential rooftop and canopy |  | None | Vivint Solar Developer, LLC | PSE&G | Accepted | 2020-04-22 | 2020-04-28 | 2021-10-30 | JinKo Solar | JKM320M-60HBL | Solar Panels |  | 0.32 | 13 | 38 | 19 |  | Fixed | Roof
NJSTRE1545388455 | NJSRRE1544867121 | Transition Incentive Program | WESTWOOD | 7675 | 7 | 10.88 | Residential | Yes | Behind the Meter | Net-metered residential rooftop and canopy |  | None | Vivint Solar Developer, LLC | PSE&G | Final As-Built Received | 2020-04-21 | 2020-04-27 | 2021-10-30 | Jinko Solar | JKM320M-60HBL | Solar Panels |  | 0.32 | 18 | 287 | 21 |  | Fixed | Roof
NJSTRE1545388461 | NJSRRE1544620018 | Transition Incentive Program | Bridgeton | 8302 | 20 | 6.62 | Residential | Yes | Behind the Meter | Net-metered residential rooftop and canopy |  | None | Suntuity Solar LLC | AC Electric | Accepted | 2020-03-07 | 2020-03-11 | 2021-10-30 | Hanwha Solar | Q-Cells 315 Mono | Solar Panels |  | 0.315 | 17 | 166 | 16 |  | Fixed | Roof
NJSTRE1545388472 | NJSRRE1544868444 | Transition Incentive Program | SICKLERVILLE | 8081 | 14 | 11.52 | Residential | Yes | Behind the Meter | Net-metered residential rooftop and canopy |  | None | Vivint Solar Developer, LLC | AC Electric | Accepted | 2020-04-21 | 2020-04-27 | 2021-10-30 | Jinko Solar | JKM320M-60HBL | Solar Panels |  | 0.32 | 10 | 143 | 37 |  | Fixed | Roof
NJSTRE1545388497 | NJSRRE1544768764 | Transition Incentive Program | Plainfield | 7060 | 10 | 5.12 | Residential | Yes | Behind the Meter | Behind the Meter |  | None | Skyline Solar, LLC | PSE&G | Eligible for TI Program | 2020-03-27 | 2020-04-01 | 2021-10-30 | Hanwha Q-Cells | Q.PEAK DUO-G5 320 | Solar Panels |  | 0.32 | 16 | 178 | 22 |  | Fixed | Roof
NJSTRE1545388498 | NJSRRE1544721021 | Transition Incentive Program | Clifton | 7011 | 6 | 3.74 | Residential | Yes | Behind the Meter | Behind the Meter |  | None | Trinity Solar | PSE&G | Eligible for TI Program | 2020-03-19 | 2020-03-23 | 2021-10-30 | Hanwha | Q.PEAK DUO BLK-G6 340 | Solar Panels |  | 0.34 | 11 | 167 | 23 |  | Fixed | Roof
NJSTRE1545388503 | NJSRRE1544854560 | Transition Incentive Program | Villas | 8251 | 21 | 9.3 | Residential | Yes | Behind the Meter | Behind the Meter |  | None | Sunrun Installation Services, Inc. | AC Electric | Eligible for TI Program | 2020-04-17 | 2020-04-23 | 2021-10-30 | REC Solar | REC310TP2M | Solar Panels |  | 0.31 | 8 | 118 | 18 |  | Fixed | Roof
NJSTRE1545388386 | NJSRRE1544565284 | Transition Incentive Program | Hillsborough Twp | 8844 | 5 | 8.82 | Residential | Yes | Behind the Meter | Net-metered residential rooftop and canopy |  | None | Tesla Energy Operations Inc | PSE&G | Accepted | 2020-03-02 | 2020-03-05 | 2021-10-30 | Hanwha Q CELLS | Q.PEAK DUO BLK-G5/SC315 | Solar Panels |  | 0.315 | 12 | 339 | 18 |  | Fixed | Roof
NJSTRE1545388394 | NJSRRE1544796513 | Transition Incentive Program | Cherry Hill | 8002 | 14 | 10.54 | Residential | Yes | Behind the Meter | Behind the Meter |  | None | Trinity Solar | PSE&G | Eligible for TI Program | 2020-04-03 | 2020-04-09 | 2021-10-30 | Hanwha | Q.PEAK DUO BLK-G6 340 | Solar Panels |  | 0.34 | 12 | 227 | 18 |  | Fixed | Roof
NJSTRE1545388395 | NJSRRE1544623194 | Transition Incentive Program | Egg Harbor Township | 8234 | 19 | 19.62 | Residential | No | Behind the Meter | Net-metered residential ground mount |  | None | SunPower Capital, LLC | AC Electric | Accepted | 2020-03-10 | 2020-03-12 | 2021-10-30 | SunPower | SPR-E20-327-C-AC | Solar Panels |  | 0.327 | 60 | 180 | 25 |  | Fixed | Ground
NJSTRE1545388402 | NJSRRE1544898379 | Transition Incentive Program | Perth Amboy | 8661 |  | 12.43 | Residential | Yes | Behind the Meter | Behind the Meter |  | None | Seabright Solar | PSE&G | Eligible for TI Program | 2020-04-30 | 2020-04-30 | 2021-10-30 | Sunpower | SPR-E20-327 | Solar Panels |  | 0.327 | 4 | 109 | 40 |  | Fixed | Roof
NJSTRE1545388403 | NJSRRE1544758931 | Transition Incentive Program | Egg Harbor City | 8215 | 19 | 14.74 | Residential | No | Behind the Meter | Behind the Meter |  | None | Green Power Energy | AC Electric | Eligible for TI Program | 2020-03-23 | 2020-03-26 | 2021-10-30 | Hanwha | Q.PEAK DUO BLK-G6 335 | Solar Panels |  | 0.335 | 10 | 37 | 20 |  | Fixed | Roof
NJSTRE1545388405 | NJSRRE1544770275 | Transition Incentive Program | Stockton | 8559 | 4 | 11.46 | Residential | No | Behind the Meter | Net-metered residential rooftop and canopy |  | None | Tesla Energy Operations Inc. | JCP&L | Accepted | 2020-03-27 | 2020-04-09 | 2021-10-30 | Tesla | SR60T1 | Solar Panels |  | 0.05847 | 42 | 253 | 45 |  | Fixed | Roof
NJSTRE1545388417 | NJSRRE1544865992 | Transition Incentive Program | Ocean Township | 7712 | 17 | 12.75 | Residential | No | Behind the Meter | Behind the Meter |  | None | Seabright Solar | AC Electric | Eligible for TI Program | 2020-04-22 | 2020-04-24 | 2021-10-30 | Sunpower | SPR-E20-327 | Solar Panels |  | 0.327 | 6 | 125 | 11 |  | Fixed | Roof
NJSTRE1545388424 | NJSRRE1544805340 | Transition Incentive Program | Wayne | 7470 | 6 | 14.57 | Residential | Yes | Behind the Meter | Behind the Meter |  | None | Sunrun Installation Services, Inc. | PSE&G | Eligible for TI Program | 2020-04-07 | 2020-04-10 | 2021-10-30 | REC Solar | REC310TP2M | Solar Panels |  | 0.31 | 39 | 174 | 24 |  | Fixed | Roof
NJSTRE1545388427 | NJSRRE1544903179 | Transition Incentive Program | Sewell | 8080 | 15 | 9.18 | Residential | No | Behind the Meter | Net-metered residential rooftop and canopy |  | None | NJ Solar Power, LLC | PSE&G | Accepted | 2020-04-26 | 2020-04-30 | 2021-10-30 | Panasonic | VBHN340SA17 | Solar Panels |  | 0.34 | 27 | 225 | 30 |  | Fixed | Roof
NJSTRE1545388436 | NJSRRE1544854507 | Transition Incentive Program | Sicklerville | 8081 | 14 | 6.93 | Residential | Yes | Behind the Meter | Net-metered residential rooftop and canopy |  | None | Suntuity Solar LLC | AC Electric | Accepted | 2020-04-17 | 2020-04-24 | 2021-10-30 | Hanwha Solar | Q-Cells 315 Mono | Solar Panels |  | 0.315 | 12 | 261 | 26 |  | Fixed | Roof
NJSTRE1545388439 | NJSRRE1544790978 | Transition Incentive Program | West Berlin | 8091 | 14 | 9.52 | Residential | No | Behind the Meter | Net-metered residential rooftop and canopy |  | None | Trinity Solar | AC Electric | Accepted |  | 2020-04-09 | 2021-10-30 | Hanwha | Q.PEAK DUO BLK-G6 340 | Solar Panels |  | 0.34 | 16 | 62 | 18 |  | Fixed | Roof
NJSTRE1545388459 | NJSRRE1544820416 | Transition Incentive Program | CARTERET | 7008 | 11 | 2.34 | Residential | Yes | Behind the Meter | Net-metered residential rooftop and canopy |  | None | Vivint Solar Developer, LLC | PSE&G | Accepted | 2020-04-10 | 2020-04-20 | 2021-10-30 | JINKO SOLAR | JKM260P-60 | Solar Panels |  | 0.26 | 3 | 192 | 17 |  | Fixed | Roof
NJSTRE1545388471 | NJSRRE1544770231 | Transition Incentive Program | Plainfield | 7062 | 10 | 3.6 | Residential | Yes | Behind the Meter | Net-metered residential rooftop and canopy |  | None | SunPower Corporation, Systems | PSE&G | Accepted |  | 2020-04-02 | 2021-10-30 | SUNPOWER | SPR-E20-327-E-AC | Solar Panels |  | 0.327 | 8 | 307 | 43 |  | Fixed | Roof
NJSTRE1545388446 | NJSRRE1544620467 | Transition Incentive Program | Englewood Cliffs | 7623 |  | 94.8 | Non Profit | No | Behind the Meter | Behind the Meter |  | None | TGI Solutions | PSE&G | Eligible for TI Program | 2020-03-08 | 2020-03-11 | 2021-10-30 | Certainteed solar | CT395HC11-04 | Solar Panels |  | 0.395 | 240 | 153 | 10 |  | Fixed | Roof | ROOF
NJSTRE1545388457 | NJSRRE1544719655 | Transition Incentive Program | Newark | 7107 | 9 | 10.54 | Residential | Yes | Behind the Meter | Behind the Meter |  | None | Sunrun Installation Services, Inc. | PSE&G | Eligible for TI Program | 2020-03-18 | 2020-03-23 | 2021-10-30 | REC Solar | REC310TP2M | Solar Panels |  | 0.31 | 17 | 115 | 14 |  | Fixed | Roof
NJSTRE1545388459 | NJSRRE1544820416 | Transition Incentive Program | CARTERET | 7008 | 11 | 2.34 | Residential | Yes | Behind the Meter | Net-metered residential rooftop and canopy |  | None | Vivint Solar Developer, LLC | PSE&G | Accepted | 2020-04-10 | 2020-04-20 | 2021-10-30 | JINKO SOLAR | JKM260P-60 | Solar Panels |  | 0.26 | 6 | 12 | 37 |  | Fixed | Roof
NJSTRE1545388465 | NJSRRE1544582350 | Transition Incentive Program | DELAIR | 8110 | 14 | 5.76 | Residential | Yes | Behind the Meter | Net-metered residential rooftop and canopy |  | None | Vivint Solar Developer, LLC | PSE&G | Accepted | 2020-03-04 | 2020-03-06 | 2021-10-30 | Jinko Solar | JKM320M-60HBL | Solar Panels |  | 0.32 | 9 | 287 | 26 |  | Fixed | Roof
NJSTRE1545388481 | NJSRRE1544838895 | Transition Incentive Program | Hackensack | 7601 | 7 | 6.37 | Residential | Yes | Behind the Meter | Net-metered residential rooftop and canopy |  | None | Pro Custom Solar dba Momentum Solar | PSE&G | Accepted | 2020-04-14 | 2020-04-22 | 2021-10-30 | HANWHA | Q.PEAK DUO BLK G6+ 335 | Solar Panels |  | 0.335 | 4 | 308 | 10 |  | Fixed | Roof
NJSTRE1545388490 | NJSRRE1544759164 | Transition Incentive Program | Paulsboro | 8066 | 15 | 5.44 | Residential | No | Behind the Meter | Behind the Meter |  | None | Orbit Energy & Power, LLC | AC Electric | Eligible for TI Program | 2020-03-23 | 2020-03-26 | 2021-10-30 | Hanwha | Q.Peak Duo BLK G5 320W | Solar Panels |  | 0.32 | 17 | 252 | 28 |  | Fixed | Roof
NJSTRE1545388495 | NJSRRE1544843985 | Transition Incentive Program | Scotch Plains | 7076 | 10 | 15.75 | Residential | No | Behind the Meter | Behind the Meter |  | None | Green Power Energy | PSE&G | Eligible for TI Program | 2020-04-15 | 2020-04-22 | 2021-10-30 | LG Electronics | LG375Q1C-V5 | Solar Panels |  | 0.375 | 16 | 40 | 22 |  | Fixed | Roof
NJSTRE1545388496 | NJSRRE1544820556 | Transition Incentive Program | SADDLE BROOK | 7663 | 7 | 7.68 | Residential | Yes | Behind the Meter | Net-metered residential rooftop and canopy |  | None | Vivint Solar Developer, LLC | PSE&G | Accepted | 2020-04-10 | 2020-04-20 | 2021-10-30 | JINKO SOLAR | JKM320M-60HBL | Solar Panels |  | 0.32 | 6 | 341 | 22 |  | Fixed | Roof
NJSTRE1545388499 | NJSRRE1544612660 | Transition Incentive Program | West Milford | 7480 | 6 | 7.04 | Residential | Yes | Behind the Meter | Behind the Meter |  | None | Skyline Solar, LLC | Orange Rockland Electric | Eligible for TI Program | 2020-03-06 | 2020-03-11 | 2021-10-30 | Hanwha Q-Cells | Q.PEAK DUO-G5 320 | Solar Panels |  | 0.32 | 22 | 181 | 19 |  | Fixed | Roof
NJSTRE1545388502 | NJSRRE1544766671 | Transition Incentive Program | Maplewood TWP | 7040 | 9 | 3.78 | Residential | Yes | Behind the Meter | Net-metered residential rooftop and canopy |  | None | Tesla Energy Operations Inc | PSE&G | Accepted | 2020-03-26 | 2020-03-31 | 2021-10-30 | Hanwha Q Cells | Q.PEAK DUO BLK-G5/SC315 | Solar Panels |  | 0.315 | 2 | 108 | 21 |  | Fixed | Roof
NJSTRE1545388509 | NJSRRE1544865385 | Transition Incentive Program | Hammonton | 8037 | 19 | 9.72 | Residential | No | Behind the Meter | Net-metered residential rooftop and canopy |  | None | Green Power Energy | AC Electric | Final As-Built Received |  | 2020-04-24 | 2021-10-30 | LG Electronics | LG335N1C-V5 | Solar Panels |  | 0.335 | 20 | 130 | 25 |  | Fixed | Roof
NJSTRE1545388511 | NJSRRE1544775879 | Transition Incentive Program | Neshanic Station | 8853 | 5 | 10.54 | Residential | No | Behind the Meter | Net-metered residential rooftop and canopy |  | None | Spectacular Solar | JCP&L | Accepted | 2020-03-31 | 2020-04-09 | 2021-10-30 | Trinasolar | TSM-DD05A.08(II) | Solar Panels |  | 0.31 | 34 | 180 | 30 |  | Fixed | Ground | Backyard
NJSTRE1545388386 | NJSRRE1544565284 | Transition Incentive Program | Hillsborough Twp | 8844 | 5 | 8.82 | Residential | Yes | Behind the Meter | Net-metered residential rooftop and canopy |  | None | Tesla Energy Operations Inc | PSE&G | Accepted | 2020-03-02 | 2020-03-05 | 2021-10-30 | Hanwha Q CELLS | Q.PEAK DUO BLK-G5/SC315 | Solar Panels |  | 0.315 | 16 | 339 | 38 |  | Fixed | Roof
NJSTRE1545388387 | NJSRRE1544720925 | Transition Incentive Program | Waretown | 8758 | 18 | 19.24 | Residential | No | Behind the Meter | Net-metered residential rooftop and canopy |  | None | Whitman Construction, LLC | JCP&L | Accepted | 2020-03-19 | 2020-03-23 | 2021-10-30 | Solaria 370 | xt-370r-pd | Solar Panels |  | 0.37 | 10 | 176 | 33 |  | Fixed | Roof
NJSTRE1545388392 | NJSRRE1544624263 | Transition Incentive Program | Dover | 7801 | 3 | 15.04 | Residential | Yes | Behind the Meter | Net-metered residential rooftop and canopy |  | None | Seabright Solar | JCP&L | Accepted |  | 2020-03-13 | 2021-10-30 | Sunpower | SPR-E20-327 | Solar Panels |  | 0.327 | 32 | 283 | 18 |  | Fixed | Roof
NJSTRE1545388402 | NJSRRE1544898379 | Transition Incentive Program | Perth Amboy | 8661 |  | 12.43 | Residential | Yes | Behind the Meter | Behind the Meter |  | None | Seabright Solar | PSE&G | Eligible for TI Program | 2020-04-30 | 2020-04-30 | 2021-10-30 | Sunpower | SPR-E20-327 | Solar Panels |  | 0.327 | 10 | 109 | 6 |  | Fixed | Roof
NJSTRE1545388405 | NJSRRE1544770275 | Transition Incentive Program | Stockton | 8559 | 4 | 11.46 | Residential | No | Behind the Meter | Net-metered residential rooftop and canopy |  | None | Tesla Energy Operations Inc. | JCP&L | Accepted | 2020-03-27 | 2020-04-09 | 2021-10-30 | Tesla | SR60T1 | Solar Panels |  | 0.05847 | 42 | 73 | 18 |  | Fixed | Roof
NJSTRE1545388405 | NJSRRE1544770275 | Transition Incentive Program | Stockton | 8559 | 4 | 11.46 | Residential | No | Behind the Meter | Net-metered residential rooftop and canopy |  | None | Tesla Energy Operations Inc. | JCP&L | Accepted | 2020-03-27 | 2020-04-09 | 2021-10-30 | Tesla | SR60T1 | Solar Panels |  | 0.05847 | 17 | 163 | 45 |  | Fixed | Roof
NJSTRE1545388411 | NJSRRE1544705281 | Transition Incentive Program | Clifton | 7013 | 6 | 2.52 | Residential | No | Behind the Meter | Behind the Meter |  | None | Trinity Solar | PSE&G | Eligible for TI Program | 2020-03-17 | 2020-03-19 | 2021-10-30 | HANWHA | Q.PEAK DUO BLK-G5 315 | Solar Panels |  | 0.315 | 5 | 224 | 34 |  | Fixed | Roof
NJSTRE1545388417 | NJSRRE1544865992 | Transition Incentive Program | Ocean Township | 7712 | 17 | 12.75 | Residential | No | Behind the Meter | Behind the Meter |  | None | Seabright Solar | AC Electric | Eligible for TI Program | 2020-04-22 | 2020-04-24 | 2021-10-30 | Sunpower | SPR-E20-327 | Solar Panels |  | 0.327 | 5 | 215 | 35 |  | Fixed | Roof
NJSTRE1545388417 | NJSRRE1544865992 | Transition Incentive Program | Ocean Township | 7712 | 17 | 12.75 | Residential | No | Behind the Meter | Behind the Meter |  | None | Seabright Solar | AC Electric | Eligible for TI Program | 2020-04-22 | 2020-04-24 | 2021-10-30 | Sunpower | SPR-E20-327 | Solar Panels |  | 0.327 | 8 | 125 | 11 |  | Fixed | Roof
NJSTRE1545388422 | NJSRRE1544893048 | Transition Incentive Program | Little Egg Harbor Township | 8087 | 18 | 8.99 | Residential | Yes | Behind the Meter | Net-metered residential rooftop and canopy |  | None | Sunrun Installation Services, Inc. | AC Electric | Final As-Built Received | 2020-04-24 | 2020-04-29 | 2021-10-30 | REC Solar | REC310TP2M | Solar Panels |  | 0.31 | 11 | 42 | 34 |  | Fixed | Roof
NJSTRE1545388422 | NJSRRE1544893048 | Transition Incentive Program | Little Egg Harbor Township | 8087 | 18 | 8.99 | Residential | Yes | Behind the Meter | Net-metered residential rooftop and canopy |  | None | Sunrun Installation Services, Inc. | AC Electric | Final As-Built Received | 2020-04-24 | 2020-04-29 | 2021-10-30 | REC Solar | REC310TP2M | Solar Panels |  | 0.31 | 3 | 132 | 34 |  | Fixed | Roof
NJSTRE1545388429 | NJSRRE1544804627 | Transition Incentive Program | UNION TWP | 7083 | 10 | 5.04 | Residential | Yes | Behind the Meter | Net-metered residential rooftop and canopy |  | None | Suntuity Solar LLC | PSE&G | Accepted | 2020-04-07 | 2020-04-10 | 2021-10-30 | Hanwha Solar | Q-Cells 315 Mono | Solar Panels |  | 0.315 | 4 | 204 | 27 |  | Fixed | Roof
NJSTRE1545388126 | NJSRRE1544708925 | Transition Incentive Program | Sewell | 8080 | 15 | 11.73 | Residential | Yes | Behind the Meter | Net-metered residential rooftop and canopy |  | None | Vision Solar LLC | AC Electric | Accepted | 2020-03-17 | 2020-03-20 | 2021-10-30 | lg solar | lg335n1k-v5 | Solar Panels |  | 0.335 | 2 | 188 | 26 |  | Fixed | Roof
NJSTRE1545388136 | NJSRRE1544776297 | Transition Incentive Program | Wayne | 7470 | 6 | 9.72 | Residential | Yes | Behind the Meter | Net-metered residential rooftop and canopy |  | None | Pro Custom Solar dba Momentum Solar | PSE&G | Final As-Built Received | 2020-03-31 | 2020-04-09 | 2021-10-30 | Hanwha | Q.Peak DUO BLK-G6+ 335 | Solar Panels |  | 0.335 | 4 | 161 | 31 |  | Fixed | Roof
NJSTRE1545388136 | NJSRRE1544776297 | Transition Incentive Program | Wayne | 7470 | 6 | 9.72 | Residential | Yes | Behind the Meter | Net-metered residential rooftop and canopy |  | None | Pro Custom Solar dba Momentum Solar | PSE&G | Final As-Built Received | 2020-03-31 | 2020-04-09 | 2021-10-30 | Hanwha | Q.Peak DUO BLK-G6+ 335 | Solar Panels |  | 0.335 | 9 | 71 | 43 |  | Fixed | Roof
NJSTRE1545388141 | NJSRRE1544884773 | Transition Incentive Program | East Brunswick | 8816 | 11 | 9.38 | Residential | Yes | Behind the Meter | Behind the Meter |  | None | Pro Custom Solar dba Momentum Solar | PSE&G | Eligible for TI Program | 2020-04-22 | 2020-04-28 | 2021-10-30 | HANWHA | Q.PEAK DUO BLK G6+ 335 | Solar Panels |  | 0.335 | 8 | 155 | 19 |  | Fixed | Roof
NJSTRE1545388144 | NJSRRE1544884789 | Transition Incentive Program | West Windsor TWP | 8550 | 12 | 10.7 | Residential | No | Behind the Meter | Net-metered residential rooftop and canopy |  | None | Tesla Energy Operations Inc. | PSE&G | Accepted | 2020-04-22 | 2020-04-29 | 2021-10-30 | Tesla | SR60T1 | Solar Panels |  | 0.05847 | 45 | 121 | 23 |  | Fixed | Roof
NJSTRE1545388144 | NJSRRE1544884789 | Transition Incentive Program | West Windsor TWP | 8550 | 12 | 10.7 | Residential | No | Behind the Meter | Net-metered residential rooftop and canopy |  | None | Tesla Energy Operations Inc. | PSE&G | Accepted | 2020-04-22 | 2020-04-29 | 2021-10-30 | Tesla | SR60T1 | Solar Panels |  | 0.05847 | 64 | 301 | 23 |  | Fixed | Roof
NJSTRE1545388148 | NJSRRE1544760991 | Transition Incentive Program | Medford | 8055 | 13 | 11.34 | Residential | Yes | Behind the Meter | Behind the Meter |  | None | Tesla Energy Operations Inc | AC Electric | Eligible for TI Program | 2020-03-24 | 2020-03-27 | 2021-10-30 | Hanwha Q CELLS | Q.PEAK DUO BLK-G5/SC315 | Solar Panels |  | 0.315 | 22 | 163 | 34 |  | Fixed | Roof
NJSTRE1545388153 | NJSRRE1544582448 | Transition Incentive Program | SADDLE BROOK | 7663 | 7 | 3.84 | Residential | Yes | Behind the Meter | Net-metered residential rooftop and canopy |  | None | Vivint Solar Developer, LLC | PSE&G | Accepted | 2020-03-04 | 2020-03-06 | 2021-10-30 | JINKO SOLAR | JKM320M-60HBL | Solar Panels |  | 0.32 | 7 | 261 | 27 |  | Fixed | Roof
NJSTRE1545388172 | NJSRRE1544837977 | Transition Incentive Program | Little Falls | 7424 | 6 | 5.7 | Residential | Yes | Behind the Meter | Net-metered residential rooftop and canopy |  | None | Trinity Solar | PSE&G | Final As-Built Received |  | 2020-04-21 | 2021-10-30 | HANWHA | QPEAK DUO BLK-G6 335 | Solar Panels |  | 0.335 | 7 | 194 | 40 |  | Fixed | Roof
NJSTRE1545388176 | NJSRRE1544593075 | Transition Incentive Program | Belleville Twp | 7109 | 9 | 7.52 | Residential | No | Behind the Meter | Net-metered residential rooftop and canopy |  | None | SunnyMac LLC | PSE&G | Accepted |  | 2020-03-09 | 2021-10-30 | SunPower | SPR-E20327 | Solar Panels |  | 0.327 | 6 | 217 | 11 |  | Fixed | Roof
NJSTRE1545388188 | NJSRRE1544773655 | Transition Incentive Program | Morganville | 7751 | 17 | 7.13 | Residential | No | Behind the Meter | Behind the Meter |  | None | Sunrun Installation Services, Inc. | JCP&L | Eligible for TI Program | 2020-03-30 | 2020-04-09 | 2021-10-30 | REC Solar | REC310TP2M | Solar Panels |  | 0.31 | 23 | 139 | 23 |  | Fixed | Roof
NJSTRE1545388193 | NJSRRE1544813211 | Transition Incentive Program | Teaneck | 7666 | 7 | 11.03 | Residential | Yes | Behind the Meter | Net-metered residential rooftop and canopy |  | None | Trinity Solar | PSE&G | Final As-Built Received |  | 2020-04-14 | 2021-10-30 | HANWHA | Q.PEAK DUO BLK-G5 315 | Solar Panels |  | 0.315 | 3 | 111 | 20 |  | Fixed | Roof
NJSTRE1545388472 | NJSRRE1544868444 | Transition Incentive Program | SICKLERVILLE | 8081 | 14 | 11.52 | Residential | Yes | Behind the Meter | Net-metered residential rooftop and canopy |  | None | Vivint Solar Developer, LLC | AC Electric | Accepted | 2020-04-21 | 2020-04-27 | 2021-10-30 | Jinko Solar | JKM320M-60HBL | Solar Panels |  | 0.32 | 8 | 54 | 25 |  | Fixed | Roof
NJSTRE1545388474 | NJSRRE1544720973 | Transition Incentive Program | Robinsville | 8691 | 12 | 8 | Residential | No | Behind the Meter | Net-metered residential rooftop and canopy |  | None | Reliable Power and Solar | JCP&L | Final As-Built Received | 2020-03-19 | 2020-03-23 | 2021-10-30 | Hanwha | 320 | Solar Panels |  | 0.32 | 15 | 170 | 36 |  | Fixed | Roof | roof
NJSTRE1545388496 | NJSRRE1544820556 | Transition Incentive Program | SADDLE BROOK | 7663 | 7 | 7.68 | Residential | Yes | Behind the Meter | Net-metered residential rooftop and canopy |  | None | Vivint Solar Developer, LLC | PSE&G | Accepted | 2020-04-10 | 2020-04-20 | 2021-10-30 | JINKO SOLAR | JKM320M-60HBL | Solar Panels |  | 0.32 | 8 | 341 | 22 |  | Fixed | Roof
NJSTRE1545388496 | NJSRRE1544820556 | Transition Incentive Program | SADDLE BROOK | 7663 | 7 | 7.68 | Residential | Yes | Behind the Meter | Net-metered residential rooftop and canopy |  | None | Vivint Solar Developer, LLC | PSE&G | Accepted | 2020-04-10 | 2020-04-20 | 2021-10-30 | JINKO SOLAR | JKM320M-60HBL | Solar Panels |  | 0.32 | 3 | 71 | 22 |  | Fixed | Roof
NJSTRE1545388500 | NJSRRE1544624391 | Transition Incentive Program | Swedesboro | 8085 | 15 | 14.41 | Residential | Yes | Behind the Meter | Behind the Meter |  | None | Pro Custom Solar dba Momentum Solar | AC Electric | Eligible for TI Program | 2020-03-10 | 2020-03-13 | 2021-10-30 | HANWHA | Q.PEAK DUO BLK G6+ 335 | Solar Panels |  | 0.335 | 13 | 142 | 21 |  | Fixed | Roof
NJSTRE1545388500 | NJSRRE1544624391 | Transition Incentive Program | Swedesboro | 8085 | 15 | 14.41 | Residential | Yes | Behind the Meter | Behind the Meter |  | None | Pro Custom Solar dba Momentum Solar | AC Electric | Eligible for TI Program | 2020-03-10 | 2020-03-13 | 2021-10-30 | HANWHA | Q.PEAK DUO BLK G6+ 335 | Solar Panels |  | 0.335 | 8 | 52 | 21 |  | Fixed | Roof
NJSTRE1545388508 | NJSRRE1544698240 | Transition Incentive Program | Long Branch | 7740 | 17 | 7.14 | Residential | Yes | Behind the Meter | Behind the Meter |  | None | Trinity Solar | JCP&L | Eligible for TI Program | 2020-03-16 | 2020-03-19 | 2021-10-30 | Hanwha 340 | Q.PEAK DUO BLK-G6 340 | Solar Panels |  | 0.34 | 7 | 82 | 30 |  | Fixed | Roof
NJSTRE1545388521 | NJSRRE1544813268 | Transition Incentive Program | Plainfield | 7062 | 10 | 6.21 | Residential | Yes | Behind the Meter | Behind the Meter |  | None | Sunrun Installation Services, Inc. | PSE&G | Eligible for TI Program | 2020-04-08 | 2020-04-15 | 2021-10-30 | LG Electronics | LG345N1C-V5 | Solar Panels |  | 0.345 | 9 | 139 | 27 |  | Fixed | Roof
NJSTRE1545388529 | NJSRRE1544565285 | Transition Incentive Program | Blairstown | 7825 | 2 | 5.58 | Residential | Yes | Behind the Meter | Behind the Meter |  | None | Sunrun Installation Services, Inc. | JCP&L | Eligible for TI Program | 2020-03-02 | 2020-03-05 | 2021-10-30 | REC Solar | REC310TP2M | Solar Panels |  | 0.31 | 8 | 236 | 9 |  | Fixed | Roof
NJSTRE1545388533 | NJSRRE1544680282 | Transition Incentive Program | MOORESTOWN | 8057 | 13 | 16.75 | Residential | No | Behind the Meter | Behind the Meter |  | None | Infinity Solar Systems | PSE&G | Eligible for TI Program | 2020-03-13 | 2020-03-18 | 2021-10-30 | LG | LG335N1K-V5 | Solar Panels |  | 0.335 | 38 | 125 | 30 |  | Fixed | Roof
NJSTRE1545388542 | NJSRRE1544802335 | Transition Incentive Program | Monroeville | 8343 | 16 | 19.47 | Residential | No | Behind the Meter | Behind the Meter |  | None | Sunny Corp | AC Electric | Eligible for TI Program | 2020-04-06 | 2020-04-09 | 2021-10-30 | Panasonic | 330KA17 | Solar Panels |  | 0.33 | 12 | 66 | 17 |  | Fixed | Roof
NJSTRE1545388552 | NJSRRE1544768990 | Transition Incentive Program | Cranford Twp | 7016 | 10 | 5.74 | Residential | No | Behind the Meter | Net-metered residential rooftop and canopy |  | None | SunnyMac LLC | PSE&G | Accepted |  | 2020-04-01 | 2021-10-30 | SunPower, | A-Series410 | Solar Panels |  | 0.41 | 14 | 220 | 25 |  | Fixed | Roof
NJSTRE1545388554 | NJSRRE1544868403 | Transition Incentive Program | Skillman | 8558 | 5 | 10.39 | Residential | Yes | Behind the Meter | Net-metered residential rooftop and canopy |  | None | Pro Custom Solar dba Momentum Solar | PSE&G | Accepted | 2020-04-21 | 2020-04-27 | 2021-10-30 | HANWHA | Q.PEAK DUO BLK G6+ 335 | Solar Panels |  | 0.335 | 10 | 108 | 32 |  | Fixed | Roof
NJSTRE1545388513 | NJSRRE1544559324 | Transition Incentive Program | Sewell | 8080 | 15 | 17.09 | Residential | Yes | Behind the Meter | Net-metered residential rooftop and canopy |  | None | Vision Solar LLC | AC Electric | Accepted | 2020-02-29 | 2020-03-04 | 2021-10-30 | lg solar | lg335n1k-v5 | Solar Panels |  | 0.335 | 9 | 237 | 20 |  | Fixed | Roof
NJSTRE1545388519 | NJSRRE1544646650 | Transition Incentive Program | Bayville | 8721 | 18 | 9.52 | Residential | No | Behind the Meter | Behind the Meter |  | None | NJ Solar Power, LLC | JCP&L | Eligible for TI Program | 2020-03-12 | 2020-03-17 | 2021-10-30 | Panasonic | VBHN340SA17 | Solar Panels |  | 0.34 | 28 | 90 | 18 |  | Fixed | Roof
NJSTRE1545388521 | NJSRRE1544813268 | Transition Incentive Program | Plainfield | 7062 | 10 | 6.21 | Residential | Yes | Behind the Meter | Behind the Meter |  | None | Sunrun Installation Services, Inc. | PSE&G | Eligible for TI Program | 2020-04-08 | 2020-04-15 | 2021-10-30 | LG Electronics | LG345N1C-V5 | Solar Panels |  | 0.345 | 9 | 320 | 27 |  | Fixed | Roof
NJSTRE1545388524 | NJSRRE1544810430 | Transition Incentive Program | MANAHAWKIN | 8050 | 18 | 12.48 | Residential | Yes | Behind the Meter | Net-metered residential rooftop and canopy |  | None | Vivint Solar Developer, LLC | AC Electric | Accepted | 2020-04-08 | 2020-04-13 | 2021-10-30 | JINKO SOLAR | JKM320M-60HBL | Solar Panels |  | 0.32 | 17 | 245 | 19 |  | Fixed | Roof
NJSTRE1545388527 | NJSRRE1544802112 | Transition Incentive Program | Laurel Springs | 8021 | 14 | 8.32 | Residential | No | Behind the Meter | Net-metered residential rooftop and canopy |  | None | Whitman Construction, LLC | AC Electric | Accepted | 2020-04-07 | 2020-04-09 | 2021-10-30 | Trina Solar | TSM-320DD05H | Solar Panels |  | 0.32 | 2 | 126 | 19 |  | Fixed | Roof
NJSTRE1545388529 | NJSRRE1544565285 | Transition Incentive Program | Blairstown | 7825 | 2 | 5.58 | Residential | Yes | Behind the Meter | Behind the Meter |  | None | Sunrun Installation Services, Inc. | JCP&L | Eligible for TI Program | 2020-03-02 | 2020-03-05 | 2021-10-30 | REC Solar | REC310TP2M | Solar Panels |  | 0.31 | 10 | 234 | 30 |  | Fixed | Roof
NJSTRE1545388535 | NJSRRE1544708882 | Transition Incentive Program | Egg Harbor Township | 8234 | 19 | 13.08 | Residential | Yes | Behind the Meter | Net-metered residential rooftop and canopy |  | None | Castle Energy, LLC | AC Electric | Final As-Built Received | 2020-03-17 | 2020-03-20 | 2021-10-30 | SunPower | SPR-E20-327-E-AC | Solar Panels |  | 0.327 | 2 | 201 | 12 |  | Fixed | Roof
NJSTRE1545388537 | NJSRRE1544617388 | Transition Incentive Program | Sewell | 8080 | 15 | 8.45 | Residential | Yes | Behind the Meter | Net-metered residential rooftop and canopy |  | None | Seabright Solar | AC Electric | Accepted |  | 2020-03-11 | 2021-10-30 | Sunpower | SPR-P17-345 | Solar Panels |  | 0.345 | 7 | 80 | 9 |  | Fixed | Roof
NJSTRE1545388539 | NJSRRE1544894003 | Transition Incentive Program | Jersey City | 7304 | 8 | 6.03 | Residential | Yes | Behind the Meter | Net-metered residential rooftop and canopy |  | None | Pro Custom Solar dba Momentum Solar | PSE&G | Accepted | 2020-04-24 | 2020-04-29 | 2021-10-30 | HANWHA | Q.PEAK DUO BLK G6+ 335 | Solar Panels |  | 0.335 | 18 | 22 | 4 |  | Fixed | Roof
NJSTRE1545388542 | NJSRRE1544802335 | Transition Incentive Program | Monroeville | 8343 | 16 | 19.47 | Residential | No | Behind the Meter | Behind the Meter |  | None | Sunny Corp | AC Electric | Eligible for TI Program | 2020-04-06 | 2020-04-09 | 2021-10-30 | Panasonic | 330KA17 | Solar Panels |  | 0.33 | 30 | 246 | 44 |  | Fixed | Roof
NJSTRE1545388548 | NJSRRE1544680130 | Transition Incentive Program | Bergenfield | 7621 | 7 | 5.44 | Residential | Yes | Behind the Meter | Behind the Meter |  | None | Trinity Solar | PSE&G | Eligible for TI Program | 2020-03-13 | 2020-03-17 | 2021-10-30 | HANWHA | Q.PEAK DUO BLK-G6 340 | Solar Panels |  | 0.34 | 16 | 177 | 23 |  | Fixed | Roof
NJSTRE1545388557 | NJSRRE1544794068 | Transition Incentive Program | ELIZABETH | 7201 | 10 | 6.4 | Residential | Yes | Behind the Meter | Net-metered residential rooftop and canopy |  | None | Vivint Solar Developer, LLC | PSE&G | Accepted |  | 2020-04-09 | 2021-10-30 | Jinko Solar | JKM320M-60HBL | Solar Panels |  | 0.32 | 20 | 292 | 23 |  | Fixed | Roof
NJSTRE1545388566 | NJSRRE1544865176 | Transition Incentive Program | Somerset | 8873 | 5 | 3.69 | Residential | Yes | Behind the Meter | Net-metered residential rooftop and canopy |  | None | Pro Custom Solar dba Momentum Solar | PSE&G | Accepted | 2020-04-20 | 2020-04-24 | 2021-10-30 | HANWHA | Q.PEAK DUO BLK G6+ 335 | Solar Panels |  | 0.335 | 11 | 147 | 22 |  | Fixed | Roof
NJSTRE1545386983 | NJSRRE1544347595 | Transition Incentive Program | Woodbine | 8270 | 21 | 11.77 | Residential | Yes | Behind the Meter | Net-metered residential rooftop and canopy |  | None | Castle Energy, LLC | AC Electric | Accepted | 2020-02-03 | 2020-02-05 | 2021-10-30 | SunPower | SPR-E20-327-C-AC | Solar Panels |  | 0.327 | 8 | 345 | 7 |  | Fixed | Roof
NJSTRE1545386985 | NJSRRE1544316800 | Transition Incentive Program | Brick | 8724 | 18 | 10.15 | Residential | Yes | Behind the Meter | Behind the Meter |  | None | Pro Custom Solar dba Momentum Solar | JCP&L | Eligible for TI Program | 2020-01-28 | 2020-01-30 | 2021-10-30 | lg electronics | LG 350N1C-V5 | Solar Panels |  | 0.35 | 4 | 337 | 28 |  | Fixed | Roof
NJSTRE1545386990 | NJSRRE1544220922 | Transition Incentive Program | SWEDESBORO | 8085 | 15 | 11.97 | Residential | Yes | Behind the Meter | Net-metered residential rooftop and canopy |  | None | Vivint Solar Developer, LLC | AC Electric | Accepted | 2020-01-24 | 2020-01-28 | 2021-10-30 | Hanwha Solar | Q.PEAK BLK-G5 315 | Solar Panels |  | 0.315 | 12 | 174 | 30 |  | Fixed | Roof
NJSTRE1545386998 | NJSRRE1543421592 | Transition Incentive Program | Union | 7083 | 10 | 3.77 | Residential | Yes | Behind the Meter | Behind the Meter |  | None | Sunrun Installation Services, Inc. | PSE&G | Eligible for TI Program | 2019-11-19 | 2019-11-21 | 2021-10-30 | REC Solar | REC290TP2 BLK | Solar Panels |  | 0.29 | 13 | 308 | 9 |  | Fixed | Roof
NJSTRE1545387005 | NJSRRE1543443408 | Transition Incentive Program | Morristown | 7960 | 3 | 4.06 | Residential | Yes | Behind the Meter | Behind the Meter |  | None | Sunrun Installation Services, Inc. | JCP&L | Eligible for TI Program | 2019-11-25 | 2019-11-27 | 2021-10-30 | REC Solar | REC290TP2 BLK | Solar Panels |  | 0.29 | 14 | 142 | 34 |  | Fixed | Roof
NJSTRE1545387008 | NJSRRE1544465850 | Transition Incentive Program | Long Valley | 7853 | 3 | 15.4 | Residential | Yes | Behind the Meter | Behind the Meter |  | None | Pro Custom Solar dba Momentum Solar | JCP&L | Eligible for TI Program | 2020-02-17 | 2020-02-19 | 2021-10-30 | LG ELECTRONICS | LG 350N1C-V5 | Solar Panels |  | 0.35 | 24 | 284 | 20 |  | Fixed | Roof
NJSTRE1545387015 | NJSRRE1543853067 | Transition Incentive Program | Deptford Twp | 8090 | 15 | 3.84 | Residential | Yes | Behind the Meter | Behind the Meter |  | None | Skyline Solar, LLC | PSE&G | Eligible for TI Program | 2020-01-02 | 2020-01-07 | 2021-10-30 | Hanwha Q-Cells | Q.PEAK DUO-G5 320 | Solar Panels |  | 0.32 | 12 | 130 | 26 |  | Fixed | Roof
NJSTRE1545387027 | NJSRRE1543446998 | Transition Incentive Program | Phillipsburg | 8865 | 2 | 15.95 | Residential | Yes | Behind the Meter | Behind the Meter |  | None | Sunrun Installation Services, Inc. | JCP&L | Eligible for TI Program | 2019-11-26 | 2019-12-02 | 2021-10-30 | REC Solar | REC290TP2 BLK | Solar Panels |  | 0.29 | 29 | 10 | 18 |  | Fixed | Roof
NJSTRE1545387033 | NJSRRE1543478013 | Transition Incentive Program | Cardiff | 8232 | 19 | 9.77 | Residential | No | Behind the Meter | Behind the Meter |  | None | All Season Solar | AC Electric | Eligible for TI Program | 2019-12-04 | 2019-12-06 | 2021-10-30 | Certain Teed | CT315HC11-04 | Solar Panels |  | 0.315 | 28 | 168 | 23 |  | Fixed | Roof
NJSTRE1545387037 | NJSRRE1543536894 | Transition Incentive Program | Ridgefield Park | 7660 | 7 | 5.12 | Residential | Yes | Behind the Meter | Behind the Meter |  | None | Skyline Solar, LLC | PSE&G | Eligible for TI Program | 2019-12-13 | 2020-01-16 | 2021-10-30 | Hanwha Q-Cells | Q.PEAK DUO-G5 320 | Solar Panels |  | 0.32 | 16 | 108198 | 35 |  | Fixed | Roof
NJSTRE1545387041 | NJSRRE1544354920 | Transition Incentive Program | Mullica Hill | 8062 | 15 | 7.56 | Residential | Yes | Behind the Meter | Net-metered residential rooftop and canopy |  | None | Vivint Solar Developer, LLC | AC Electric | Accepted | 2020-02-05 | 2020-02-07 | 2021-10-30 | Hanwha Solar | Q.PEAK BLK-G5 315 | Solar Panels |  | 0.315 | 2 | 247 | 42 |  | Fixed | Roof
NJSTRE1545387043 | NJSRRE1544546641 | Transition Incentive Program | Palisades Park | 7650 | 7 | 14.88 | Residential | Yes | Behind the Meter | Behind the Meter |  | None | Sunrun Installation Services, Inc. | PSE&G | Eligible for TI Program | 2020-02-27 | 2020-03-03 | 2021-10-30 | REC Solar | REC310TP2M | Solar Panels |  | 0.31 | 11 | 307 | 23 |  | Fixed | Roof
NJSTRE1545387051 | NJSRRE1544165363 | Transition Incentive Program | Clifton | 7011 | 6 | 11.38 | Residential | No | Behind the Meter | Net-metered residential rooftop and canopy |  | None | Accord Power Inc | PSE&G | Accepted | 2020-01-16 | 2020-01-20 | 2021-10-30 | Hanwah | Q.Cell 325 | Solar Panels |  | 0.325 | 9 | 188 | 23 |  | Fixed | Roof
NJSTRE1545387057 | NJSRRE1543555950 | Transition Incentive Program | Indian Mills | 8088 | 13 | 12.47 | Residential | Yes | Behind the Meter | Behind the Meter |  | None | Sunrun Installation Services, Inc. | AC Electric | Eligible for TI Program | 2019-12-17 | 2019-12-27 | 2021-10-30 | REC Solar | REC290TP2 BLK | Solar Panels |  | 0.29 | 31 | 255 | 40 |  | Fixed | Roof
NJSTRE1545387059 | NJSRRE1544431460 | Transition Incentive Program | Linden | 7036 | 10 | 10.4 | Residential | Yes | Behind the Meter | Behind the Meter |  | None | Orbit Energy & Power, LLC | PSE&G | Eligible for TI Program | 2020-02-11 | 2020-02-14 | 2021-10-30 | HANWHA | Q.PEAK DUO BLK - G5 315W | Solar Panels |  | 0.315 | 4 | 129 | 23 |  | Fixed | Roof
NJSTRE1545387061 | NJSRRE1543880426 | Transition Incentive Program | Elizabeth | 7208 | 10 | 8.4 | Residential | Yes | Behind the Meter | Behind the Meter |  | None | Pro Custom Solar dba Momentum Solar | PSE&G | Eligible for TI Program | 2020-01-02 | 2020-01-08 | 2021-10-30 | LG ELECTRONICS | LG 350N1C-V5 | Solar Panels |  | 0.35 | 9 | 215 | 25 |  | Fixed | Roof
NJSTRE1545387065 | NJSRRE1544466533 | Transition Incentive Program | Orange | 7050 | 9 | 9.05 | Residential | Yes | Behind the Meter | Behind the Meter |  | None | Pro Custom Solar dba Momentum Solar | PSE&G | Eligible for TI Program | 2020-02-17 | 2020-02-20 | 2021-10-30 | HANWHA | Q.PEAK DUO BLK G6+ 335 | Solar Panels |  | 0.335 | 11 | 306 | 36 |  | Fixed | Roof
NJSTRE1545387069 | NJSRRE1543825293 | Transition Incentive Program | PLAINFIELD | 7060 | 10 | 5.67 | Residential | Yes | Behind the Meter | Net-metered residential rooftop and canopy |  | None | Vivint Solar Developer, LLC | PSE&G | Accepted |  | 2020-01-03 | 2021-10-30 | Hanwha Solar | Q.PEAK BLK-G5 315 | Solar Panels |  | 0.315 | 5 | 72 | 11 |  | Fixed | Roof
NJSTRE1545387074 | NJSRRE1544501595 | Transition Incentive Program | PATERSON CITY | 7502 | 6 | 3.78 | Residential | Yes | Behind the Meter | Net-metered residential rooftop and canopy |  | None | Vision Solar LLC | PSE&G | Accepted | 2020-02-19 | 2020-02-24 | 2021-10-30 | HANWHA QCELLS | QPEAK DUO G5 | Solar Panels |  | 0.315 | 9 | 50 | 18 |  | Fixed | Roof
NJSTRE1545387081 | NJSRRE1544352902 | Transition Incentive Program | Wood-Ridge | 7075 | 7 | 3.72 | Residential | Yes | Behind the Meter | Behind the Meter |  | None | Sunrun Installation Services, Inc. | PSE&G | Eligible for TI Program | 2020-02-04 | 2020-02-07 | 2021-10-30 | REC Solar | REC310TP2M | Solar Panels |  | 0.31 | 12 | 217 | 43 |  | Fixed | Roof
NJSTRE1545387085 | NJSRRE1543651565 | Transition Incentive Program | Oakland | 7436 | 7 | 11.97 | Residential | No | Behind the Meter | Net-metered residential rooftop and canopy |  | None | Suntuity Solar LLC | Orange Rockland Electric | Accepted | 2019-12-23 | 2019-12-27 | 2021-10-30 | Yingli Green Energy | YL315D-30b | Solar Panels |  | 0.315 | 12 | 37 | 25 |  | Fixed | Roof
NJSTRE1545387088 | NJSRRE1543974496 | Transition Incentive Program | Princeton | 8540 | 12 | 15.37 | Residential | No | Behind the Meter | Net-metered residential rooftop and canopy |  | None | Green Power Energy | PSE&G | Final As-Built Received |  | 2020-01-08 | 2021-10-30 | LG Electronics | LG335N1K-V5 | Solar Panels |  | 0.335 | 5 | 328 | 30 |  | Fixed | Roof
NJSTRE1545387091 | NJSRRE1544450741 | Transition Incentive Program | Scotch Plains | 7076 | 10 | 9.1 | Residential | No | Behind the Meter | Net-metered residential rooftop and canopy |  | None | Green Power Energy | PSE&G | Final As-Built Received |  | 2020-02-18 | 2021-10-30 | LG Electronics | LG350N1C-V5 | Solar Panels |  | 0.35 | 1 | 210 | 35 |  | Fixed | Roof
NJSTRE1545387095 | NJSRRE1544164831 | Transition Incentive Program | Cherry Hill | 8003 | 14 | 12.71 | Residential | Yes | Behind the Meter | Net-metered residential rooftop and canopy |  | None | Sunrun Installation Services, Inc. | PSE&G | Final As-Built Received |  | 2020-01-17 | 2021-10-30 | REC Solar | REC310TP2M | Solar Panels |  | 0.31 | 4 | 231 | 11 |  | Fixed | Roof
NJSTRE1545388278 | NJSRRE1544708506 | Transition Incentive Program | South Plainfield | 7080 | 11 | 10.54 | Residential | No | Behind the Meter | Behind the Meter |  | None | Trinity Solar | PSE&G | Eligible for TI Program | 2020-03-17 | 2020-03-20 | 2021-10-30 | HANWHA | Q.PEAK DUO BLK-G6 340 | Solar Panels |  | 0.34 | 19 | 246 | 23 |  | Fixed | Roof
NJSTRE1545388284 | NJSRRE1544582452 | Transition Incentive Program | Montvale | 7645 | 7 | 10.72 | Residential | No | Behind the Meter | Behind the Meter |  | None | Green Power Energy | Orange Rockland Electric | Eligible for TI Program | 2020-03-03 | 2020-03-06 | 2021-10-30 | Hanwha | Q-Cells Q.PEAK DUO BLK-G6 335 | Solar Panels |  | 0.335 | 7 | 82 | 27 |  | Fixed | Roof
NJSTRE1545388293 | NJSRRE1544708843 | Transition Incentive Program | Randolph | 7869 | 3 | 15.81 | Residential | Yes | Behind the Meter | Behind the Meter |  | None | Sunrun Installation Services, Inc. | JCP&L | Eligible for TI Program | 2020-03-17 | 2020-03-20 | 2021-10-30 | REC Solar | REC310TP2M | Solar Panels |  | 0.31 | 27 | 114 | 30 |  | Fixed | Roof
NJSTRE1545388293 | NJSRRE1544708843 | Transition Incentive Program | Randolph | 7869 | 3 | 15.81 | Residential | Yes | Behind the Meter | Behind the Meter |  | None | Sunrun Installation Services, Inc. | JCP&L | Eligible for TI Program | 2020-03-17 | 2020-03-20 | 2021-10-30 | REC Solar | REC310TP2M | Solar Panels |  | 0.31 | 7 | 294 | 30 |  | Fixed | Roof
NJSTRE1545388295 | NJSRRE1544813235 | Transition Incentive Program | BAYVILLE | 8721 | 18 | 8.37 | Residential | Yes | Behind the Meter | Behind the Meter |  | None | Sunrun Installation Services, Inc. | JCP&L | Eligible for TI Program | 2020-04-08 | 2020-04-14 | 2021-10-30 | REC Solar | REC310TP2M | Solar Panels |  | 0.31 | 22 | 8 | 23 |  | Fixed | Roof
NJSTRE1545388304 | NJSRRE1544633826 | Transition Incentive Program | Cherry Hill | 8003 | 14 | 6.21 | Residential | No | Behind the Meter | Behind the Meter |  | None | Sunrun Installation Services, Inc. | PSE&G | Eligible for TI Program | 2020-03-12 | 2020-03-17 | 2021-10-30 | LG Electronics | LG345N1C-V5 | Solar Panels |  | 0.345 | 18 | 177 | 34 |  | Fixed | Roof
NJSTRE1545388307 | NJSRRE1544681450 | Transition Incentive Program | Long Branch | 7740 | 17 | 5.44 | Residential | Yes | Behind the Meter | Behind the Meter |  | None | Trinity Solar | JCP&L | Eligible for TI Program | 2020-03-13 | 2020-03-18 | 2021-10-30 | Hanwha | Q.PEAK DUO BLK-G6 340 | Solar Panels |  | 0.34 | 4 | 151 | 22 |  | Fixed | Roof
NJSTRE1545388316 | NJSRRE1544724324 | Transition Incentive Program | CLIFTON | 7012 | 6 | 8.32 | Residential | Yes | Behind the Meter | Net-metered residential rooftop and canopy |  | None | Vivint Solar Developer, LLC | PSE&G | Accepted | 2020-03-19 | 2020-03-24 | 2021-10-30 | JINKO SOLAR | JKM320M-60HBL | Solar Panels |  | 0.32 | 8 | 42 | 8 |  | Fixed | Roof
NJSTRE1545388317 | NJSRRE1544773312 | Transition Incentive Program | Linden | 7036 | 10 | 9.05 | Residential | Yes | Behind the Meter | Net-metered residential rooftop and canopy |  | None | Pro Custom Solar dba Momentum Solar | PSE&G | Final As-Built Received | 2020-03-30 | 2020-04-02 | 2021-10-30 | Hanwha | Q.Peak DUO BLK-G6+ 335 | Solar Panels |  | 0.335 | 18 | 129 | 30 |  | Fixed | Roof
NJSTRE1545388320 | NJSRRE1544846399 | Transition Incentive Program | Toms River | 8753 | 18 | 12.22 | Residential | Yes | Behind the Meter | Net-metered residential rooftop and canopy |  | None | Vivint Solar Developer, LLC | JCP&L | Accepted | 2020-04-17 | 2020-04-22 | 2021-10-30 | Trina Solar | TSM-260PD05.08 | Solar Panels |  | 0.26 | 5 | 256 | 22 |  | Fixed | Roof
NJSTRE1545388324 | NJSRRE1544582297 | Transition Incentive Program | Pleasantville | 8232 | 19 | 4.96 | Residential | Yes | Behind the Meter | Behind the Meter |  | None | Sunrun Installation Services, Inc. | AC Electric | Eligible for TI Program | 2020-03-03 | 2020-03-06 | 2021-10-30 | REC Solar | REC310TP2M | Solar Panels |  | 0.31 | 2 | 123 | 23 |  | Fixed | Roof
NJSTRE1545388324 | NJSRRE1544582297 | Transition Incentive Program | Pleasantville | 8232 | 19 | 4.96 | Residential | Yes | Behind the Meter | Behind the Meter |  | None | Sunrun Installation Services, Inc. | AC Electric | Eligible for TI Program | 2020-03-03 | 2020-03-06 | 2021-10-30 | REC Solar | REC310TP2M | Solar Panels |  | 0.31 | 9 | 125 | 30 |  | Fixed | Roof
NJSTRE1545388441 | NJSRRE1544765082 | Transition Incentive Program | Vernon Township | 7462 | 1 | 11.34 | Residential | No | Behind the Meter | Behind the Meter |  | None | Tesla Energy Operations | JCP&L | Eligible for TI Program | 2020-03-25 | 2020-03-30 | 2021-10-30 | Hanwha Q CELLS | Q.PEAK DUO BLK-G5/SC315 | Solar Panels |  | 0.315 | 18 | 256 | 18 |  | Fixed | Roof | Outside
NJSTRE1545388448 | NJSRRE1544598062 | Transition Incentive Program | Newark | 7108 | 9 | 7.13 | Residential | No | Behind the Meter | Behind the Meter |  | None | Sunrun Installation Services, Inc. | PSE&G | Eligible for TI Program | 2020-03-04 | 2020-03-09 | 2021-10-30 | REC Solar | REC310TP2M | Solar Panels |  | 0.31 | 12 | 287 | 30 |  | Fixed | Roof
NJSTRE1545388458 | NJSRRE1544724186 | Transition Incentive Program | New Brunswick City | 8901 | 11 | 6.51 | Residential | No | Behind the Meter | Net-metered residential rooftop and canopy |  | None | Palmetto Solar LLC | PSE&G | Accepted | 2020-03-19 | 2020-03-24 | 2021-10-30 | Yingli | 310D-30b | Solar Panels |  | 0.31 | 11 | 360 | 25 |  | Fixed | Roof
NJSTRE1545388463 | NJSRRE1544836541 | Transition Incentive Program | Whippany | 7981 | 3 | 6.2 | Residential | Yes | Behind the Meter | Behind the Meter |  | None | 1st Light Energy Inc | JCP&L | Eligible for TI Program | 2020-04-13 | 2020-04-20 | 2021-10-30 | Longi | LR6-60HPB-310M | Solar Panels |  | 0.31 | 6 | 209 | 23 |  | Fixed | Roof
NJSTRE1545388464 | NJSRRE1544805337 | Transition Incentive Program | Audubon Boro | 8106 | 14 | 7.75 | Residential | Yes | Behind the Meter | Behind the Meter |  | None | 1st Light Energy Inc | PSE&G | Eligible for TI Program | 2020-04-07 | 2020-04-13 | 2021-10-30 | Longi | LR6-60HPB-310M | Solar Panels |  | 0.31 | 20 | 5 | 9 |  | Fixed | Roof
NJSTRE1545388469 | NJSRRE1544776327 | Transition Incentive Program | Howell | 7731 | 17 | 10.89 | Residential | No | Behind the Meter | Behind the Meter |  | None | Maier Solar Engineering dba Solar Me | JCP&L | Eligible for TI Program | 2020-03-31 | 2020-04-09 | 2021-10-30 | Panasonic | VBHN330SA17 | Solar Panels |  | 0.33 | 33 | 145 | 15 |  | Fixed | Roof
NJSTRE1545388470 | NJSRRE1544710189 | Transition Incentive Program | Carneys Point | 8069 | 16 | 3.84 | Residential | Yes | Behind the Meter | Behind the Meter |  | None | Skyline Solar, LLC | AC Electric | Eligible for TI Program | 2020-03-18 | 2020-03-24 | 2021-10-30 | Hanwha Q-Cells | Q.PEAK DUO-G5 320 | Solar Panels |  | 0.32 | 12 | 118 | 24 |  | Fixed | Roof
NJSTRE1545388489 | NJSRRE1544779617 | Transition Incentive Program | Randolph | 7869 | 3 | 5.56 | Residential | No | Behind the Meter | Net-metered residential rooftop and canopy |  | None | Ad Energy LLC | JCP&L | Accepted | 2020-04-01 | 2020-04-09 | 2021-10-30 | SunPower | SPR-E20-327-DC | Solar Panels |  | 0.327 | 3 | 252 | 16 |  | Fixed | Roof
NJSTRE1545388495 | NJSRRE1544843985 | Transition Incentive Program | Scotch Plains | 7076 | 10 | 15.75 | Residential | No | Behind the Meter | Behind the Meter |  | None | Green Power Energy | PSE&G | Eligible for TI Program | 2020-04-15 | 2020-04-22 | 2021-10-30 | LG Electronics | LG375Q1C-V5 | Solar Panels |  | 0.375 | 13 | 130 | 25 |  | Fixed | Roof
NJSTRE1545388496 | NJSRRE1544820556 | Transition Incentive Program | SADDLE BROOK | 7663 | 7 | 7.68 | Residential | Yes | Behind the Meter | Net-metered residential rooftop and canopy |  | None | Vivint Solar Developer, LLC | PSE&G | Accepted | 2020-04-10 | 2020-04-20 | 2021-10-30 | JINKO SOLAR | JKM320M-60HBL | Solar Panels |  | 0.32 | 5 | 161 | 22 |  | Fixed | Roof
NJSTRE1545388501 | NJSRRE1544597856 | Transition Incentive Program | Newark City | 7104 | 9 | 5.89 | Residential | Yes | Behind the Meter | Behind the Meter |  | None | Sunrun Installation Services, Inc. | PSE&G | Eligible for TI Program | 2020-03-04 | 2020-03-09 | 2021-10-30 | REC Solar | REC310TP2M | Solar Panels |  | 0.31 | 17 | 202 | 10 |  | Fixed | Roof
NJSTRE1545388505 | NJSRRE1544680791 | Transition Incentive Program | Brick Township | 8723 | 18 | 5.56 | Residential | No | Behind the Meter | Net-metered residential rooftop and canopy |  | None | SunPower Corporation, Systems | JCP&L | Accepted | 2020-03-13 | 2020-03-18 | 2021-10-30 | SUNPOWER | SPR-E20-327-E-AC | Solar Panels |  | 0.327 | 17 | 129 | 33 |  | Fixed | Roof
NJSTRE1545388516 | NJSRRE1544710368 | Transition Incentive Program | Pennsauken Twp | 8110 | 14 | 13.07 | Residential | Yes | Behind the Meter | Net-metered residential rooftop and canopy |  | None | Castle Energy, LLC | PSE&G | Accepted | 2020-03-18 | 2020-03-23 | 2021-10-30 | Hanwha Q-Cells | Q.Peak DUO-BLK-G6 335 | Solar Panels |  | 0.335 | 19 | 153 | 22 |  | Fixed | Roof
NJSTRE1545388198 | NJSRRE1544597137 | Transition Incentive Program | Toms River | 8755 | 18 | 9.92 | Residential | No | Behind the Meter | Net-metered residential rooftop and canopy |  | None | Powerlutions | JCP&L | Accepted |  | 2020-03-09 | 2021-10-30 | Trina | TSM-310 DD05A | Solar Panels |  | 0.31 | 4 | 66 | 20 |  | Fixed | Roof
NJSTRE1545388198 | NJSRRE1544597137 | Transition Incentive Program | Toms River | 8755 | 18 | 9.92 | Residential | No | Behind the Meter | Net-metered residential rooftop and canopy |  | None | Powerlutions | JCP&L | Accepted |  | 2020-03-09 | 2021-10-30 | Trina | TSM-310 DD05A | Solar Panels |  | 0.31 | 5 | 247 | 20 |  | Fixed | Roof
NJSTRE1545388215 | NJSRRE1544886356 | Transition Incentive Program | NEW BRUNSWICK | 8901 | 11 | 13.76 | Residential | Yes | Behind the Meter | Net-metered residential rooftop and canopy |  | None | Vivint Solar Developer, LLC | PSE&G | Accepted | 2020-04-23 | 2020-04-28 | 2021-10-30 | Jinko Solar | JKM320M-60HBL | Solar Panels |  | 0.32 | 10 | 309 | 21 |  | Fixed | Roof
NJSTRE1545388215 | NJSRRE1544886356 | Transition Incentive Program | NEW BRUNSWICK | 8901 | 11 | 13.76 | Residential | Yes | Behind the Meter | Net-metered residential rooftop and canopy |  | None | Vivint Solar Developer, LLC | PSE&G | Accepted | 2020-04-23 | 2020-04-28 | 2021-10-30 | Jinko Solar | JKM320M-60HBL | Solar Panels |  | 0.32 | 15 | 39 | 27 |  | Fixed | Roof
NJSTRE1545388216 | NJSRRE1544551343 | Transition Incentive Program | GLASSBORO | 8028 | 15 | 8.32 | Residential | Yes | Behind the Meter | Net-metered residential rooftop and canopy |  | None | Vivint Solar Developer, LLC | AC Electric | Accepted | 2020-02-29 | 2020-03-04 | 2021-10-30 | Jinko Solar | JKM320M-60HBL | Solar Panels |  | 0.32 | 21 | 254 | 16 |  | Fixed | Roof
NJSTRE1545388233 | NJSRRE1544775872 | Transition Incentive Program | Howell | 7731 | 17 | 15.08 | Residential | Yes | Behind the Meter | Behind the Meter |  | None | Pro Custom Solar dba Momentum Solar | JCP&L | Eligible for TI Program | 2020-03-31 | 2020-04-09 | 2021-10-30 | Hanwha | Q.Peak DUO BLK-G6+ 335 | Solar Panels |  | 0.335 | 17 | 240 | 24 |  | Fixed | Roof
NJSTRE1545388238 | NJSRRE1544690208 | Transition Incentive Program | Freehold | 7728 | 17 | 9.24 | Commercial | No | Behind the Meter | Behind the Meter |  | None | ECS Energy, Ltd. | JCP&L | Eligible for TI Program | 2020-03-14 | 2020-03-18 | 2021-10-30 | Axitec | AC-385MH/144S | Solar Panels |  | 0.385 | 10 | 276 | 30 |  | Fixed | Roof
NJSTRE1545388245 | NJSRRE1544764747 | Transition Incentive Program | Sicklerville | 8081 | 14 | 12.4 | Residential | Yes | Behind the Meter | Behind the Meter |  | None | Pro Custom Solar dba Momentum Solar | AC Electric | Eligible for TI Program | 2020-03-25 | 2020-03-31 | 2021-10-30 | Hanwha | Q.Peak DUO BLK-G6+ 335 | Solar Panels |  | 0.335 | 19 | 69 | 36 |  | Fixed | Roof
NJSTRE1545388245 | NJSRRE1544764747 | Transition Incentive Program | Sicklerville | 8081 | 14 | 12.4 | Residential | Yes | Behind the Meter | Behind the Meter |  | None | Pro Custom Solar dba Momentum Solar | AC Electric | Eligible for TI Program | 2020-03-25 | 2020-03-31 | 2021-10-30 | Hanwha | Q.Peak DUO BLK-G6+ 335 | Solar Panels |  | 0.335 | 18 | 69 | 35 |  | Fixed | Roof
NJSTRE1545388261 | NJSRRE1544898376 | Transition Incentive Program | MORRIS PLAINS | 7950 | 3 | 9.28 | Residential | Yes | Behind the Meter | Net-metered residential rooftop and canopy |  | None | Vivint Solar Developer, LLC | JCP&L | Accepted | 2020-04-24 | 2020-04-30 | 2021-10-30 | JINKO SOLAR | JKM320M-60HBL | Solar Panels |  | 0.32 | 14 | 141 | 30 |  | Fixed | Roof
NJSTRE1545388261 | NJSRRE1544898376 | Transition Incentive Program | MORRIS PLAINS | 7950 | 3 | 9.28 | Residential | Yes | Behind the Meter | Net-metered residential rooftop and canopy |  | None | Vivint Solar Developer, LLC | JCP&L | Accepted | 2020-04-24 | 2020-04-30 | 2021-10-30 | JINKO SOLAR | JKM320M-60HBL | Solar Panels |  | 0.32 | 5 | 321 | 30 |  | Fixed | Roof
NJSTRE1545388441 | NJSRRE1544765082 | Transition Incentive Program | Vernon Township | 7462 | 1 | 11.34 | Residential | No | Behind the Meter | Behind the Meter |  | None | Tesla Energy Operations | JCP&L | Eligible for TI Program | 2020-03-25 | 2020-03-30 | 2021-10-30 | Hanwha Q CELLS | Q.PEAK DUO BLK-G5/SC315 | Solar Panels |  | 0.315 | 18 | 76 | 18 |  | Fixed | Roof | Outside
NJSTRE1545388447 | NJSRRE1544903167 | Transition Incentive Program | Millville | 8332 | 20 | 9.75 | Residential | No | Behind the Meter | Behind the Meter |  | None | Solar Solutions LLC | AC Electric | Eligible for TI Program | 2020-04-26 | 2020-04-30 | 2021-10-30 | Canadian Solar | CS1H-325 | Solar Panels |  | 0.325 | 8 | 282 | 26 |  | Fixed | Roof
NJSTRE1545388448 | NJSRRE1544598062 | Transition Incentive Program | Newark | 7108 | 9 | 7.13 | Residential | No | Behind the Meter | Behind the Meter |  | None | Sunrun Installation Services, Inc. | PSE&G | Eligible for TI Program | 2020-03-04 | 2020-03-09 | 2021-10-30 | REC Solar | REC310TP2M | Solar Panels |  | 0.31 | 11 | 107 | 30 |  | Fixed | Roof
NJSTRE1545388457 | NJSRRE1544719655 | Transition Incentive Program | Newark | 7107 | 9 | 10.54 | Residential | Yes | Behind the Meter | Behind the Meter |  | None | Sunrun Installation Services, Inc. | PSE&G | Eligible for TI Program | 2020-03-18 | 2020-03-23 | 2021-10-30 | REC Solar | REC310TP2M | Solar Panels |  | 0.31 | 17 | 295 | 14 |  | Fixed | Roof
NJSTRE1545388458 | NJSRRE1544724186 | Transition Incentive Program | New Brunswick City | 8901 | 11 | 6.51 | Residential | No | Behind the Meter | Net-metered residential rooftop and canopy |  | None | Palmetto Solar LLC | PSE&G | Accepted | 2020-03-19 | 2020-03-24 | 2021-10-30 | Yingli | 310D-30b | Solar Panels |  | 0.31 | 10 | 180 | 25 |  | Fixed | Roof
NJSTRE1545388463 | NJSRRE1544836541 | Transition Incentive Program | Whippany | 7981 | 3 | 6.2 | Residential | Yes | Behind the Meter | Behind the Meter |  | None | 1st Light Energy Inc | JCP&L | Eligible for TI Program | 2020-04-13 | 2020-04-20 | 2021-10-30 | Longi | LR6-60HPB-310M | Solar Panels |  | 0.31 | 14 | 120 | 23 |  | Fixed | Roof
NJSTRE1545388471 | NJSRRE1544770231 | Transition Incentive Program | Plainfield | 7062 | 10 | 3.6 | Residential | Yes | Behind the Meter | Net-metered residential rooftop and canopy |  | None | SunPower Corporation, Systems | PSE&G | Accepted |  | 2020-04-02 | 2021-10-30 | SUNPOWER | SPR-E20-327-E-AC | Solar Panels |  | 0.327 | 3 | 127 | 43 |  | Fixed | Roof
NJSTRE1545388476 | NJSRRE1544553640 | Transition Incentive Program | Hillsborough | 8844 | 5 | 9.72 | Residential | Yes | Behind the Meter | Net-metered residential rooftop and canopy |  | None | Vision Solar LLC | PSE&G | Accepted | 2020-02-29 | 2020-03-04 | 2021-10-30 | lg solar | lg335n1k-v5 | Solar Panels |  | 0.335 | 29 | 116 | 16 |  | Fixed | Roof
NJSTRE1545388489 | NJSRRE1544779617 | Transition Incentive Program | Randolph | 7869 | 3 | 5.56 | Residential | No | Behind the Meter | Net-metered residential rooftop and canopy |  | None | Ad Energy LLC | JCP&L | Accepted | 2020-04-01 | 2020-04-09 | 2021-10-30 | SunPower | SPR-E20-327-DC | Solar Panels |  | 0.327 | 14 | 162 | 13 |  | Fixed | Roof
NJSTRE1545388495 | NJSRRE1544843985 | Transition Incentive Program | Scotch Plains | 7076 | 10 | 15.75 | Residential | No | Behind the Meter | Behind the Meter |  | None | Green Power Energy | PSE&G | Eligible for TI Program | 2020-04-15 | 2020-04-22 | 2021-10-30 | LG Electronics | LG375Q1C-V5 | Solar Panels |  | 0.375 | 13 | 220 | 22 |  | Fixed | Roof
NJSTRE1545388517 | NJSRRE1544884654 | Transition Incentive Program | Dover | 7801 | 3 | 14.07 | Residential | Yes | Behind the Meter | Net-metered residential rooftop and canopy |  | None | Pro Custom Solar dba Momentum Solar | JCP&L | Accepted | 2020-04-22 | 2020-04-28 | 2021-10-30 | HANWHA | Q.PEAK DUO BLK G6+ 335 | Solar Panels |  | 0.335 | 25 | 262 | 33 |  | Fixed | Roof
NJSTRE1545388538 | NJSRRE1544767374 | Transition Incentive Program | MANAHAWKIN | 8050 | 18 | 10.24 | Residential | Yes | Behind the Meter | Net-metered residential rooftop and canopy |  | None | Vivint Solar Developer, LLC | AC Electric | Accepted | 2020-03-27 | 2020-03-31 | 2021-10-30 | Jinko Solar | JKM320M-60HBL | Solar Panels |  | 0.32 | 27 | 245 | 33 |  | Fixed | Roof
NJSTRE1545388326 | NJSRRE1544796031 | Transition Incentive Program | deptford twp | 8096 | 15 | 12.06 | Residential | Yes | Behind the Meter | Net-metered residential rooftop and canopy |  | None | Vision Solar LLC | PSE&G | Final As-Built Received | 2020-04-03 | 2020-04-14 | 2021-10-30 | lg solar | lg335n1k-v5 | Solar Panels |  | 0.335 | 29 | 143 | 29 |  | Fixed | Roof
NJSTRE1545388336 | NJSRRE1544869486 | Transition Incentive Program | Goshen | 8218 | 21 | 5.99 | Residential | Yes | Behind the Meter | Net-metered residential rooftop and canopy |  | None | Suntuity Solar LLC | AC Electric | Accepted | 2020-04-22 | 2020-04-28 | 2021-10-30 | Hanwha Solar | Q-Cells 315 Mono | Solar Panels |  | 0.315 | 14 | 14 | 21 |  | Fixed | Roof
NJSTRE1545388346 | NJSRRE1544852610 | Transition Incentive Program | Keyport | 7735 | 17 | 8.64 | Residential | Yes | Behind the Meter | Net-metered residential rooftop and canopy |  | None | Vivint Solar Developer, LLC | JCP&L | Accepted | 2020-04-17 | 2020-04-23 | 2021-10-30 | Jinko Solar | JKM320M-60HBL | Solar Panels |  | 0.32 | 11 | 348 | 23 |  | Fixed | Roof
NJSTRE1545388357 | NJSRRE1544616426 | Transition Incentive Program | HASKELL | 7420 | 6 | 11.34 | Residential | No | Behind the Meter | Net-metered residential rooftop and canopy |  | None | Tesla Energy Operations Inc. | JCP&L | Accepted | 2020-03-06 | 2020-03-11 | 2021-10-30 | Hanwha Q CELLS | Q.PEAK DUO BLK-G5/SC315 | Solar Panels |  | 0.315 | 5 | 264 | 22 |  | Fixed | Roof
NJSTRE1545388357 | NJSRRE1544616426 | Transition Incentive Program | HASKELL | 7420 | 6 | 11.34 | Residential | No | Behind the Meter | Net-metered residential rooftop and canopy |  | None | Tesla Energy Operations Inc. | JCP&L | Accepted | 2020-03-06 | 2020-03-11 | 2021-10-30 | Hanwha Q CELLS | Q.PEAK DUO BLK-G5/SC315 | Solar Panels |  | 0.315 | 11 | 265 | 32 |  | Fixed | Roof
NJSTRE1545388361 | NJSRRE1544868387 | Transition Incentive Program | Little Egg Harbor TWP | 8087 | 18 | 14.62 | Residential | Yes | Behind the Meter | Net-metered residential rooftop and canopy |  | None | Trinity Solar | AC Electric | Final As-Built Received |  | 2020-04-27 | 2021-10-30 | Hanwha | Q.PEAK DUO BLK-G6 340 | Solar Panels |  | 0.34 | 19 | 277 | 24 |  | Fixed | Roof
NJSTRE1545388367 | NJSRRE1544894050 | Transition Incentive Program | Roselle Park | 7204 | 10 | 9.3 | Residential | Yes | Behind the Meter | Behind the Meter |  | None | Sunrun Installation Services, Inc. | PSE&G | Eligible for TI Program | 2020-04-24 | 2020-04-29 | 2021-10-30 | REC Solar | REC310TP2M | Solar Panels |  | 0.31 | 3 | 334 | 24 |  | Fixed | Roof
NJSTRE1545388367 | NJSRRE1544894050 | Transition Incentive Program | Roselle Park | 7204 | 10 | 9.3 | Residential | Yes | Behind the Meter | Behind the Meter |  | None | Sunrun Installation Services, Inc. | PSE&G | Eligible for TI Program | 2020-04-24 | 2020-04-29 | 2021-10-30 | REC Solar | REC310TP2M | Solar Panels |  | 0.31 | 3 | 154 | 24 |  | Fixed | Roof
NJSTRE1545388369 | NJSRRE1544838587 | Transition Incentive Program | Irvington | 7111 | 9 | 6.51 | Residential | Yes | Behind the Meter | Behind the Meter |  | None | Sunrun Installation Services, Inc. | PSE&G | Eligible for TI Program | 2020-04-14 | 2020-04-21 | 2021-10-30 | REC Solar | REC310TP2M | Solar Panels |  | 0.31 | 7 | 187 | 37 |  | Fixed | Roof
NJSTRE1545388377 | NJSRRE1544631809 | Transition Incentive Program | Linden | 7036 | 10 | 8.37 | Residential | Yes | Behind the Meter | Behind the Meter |  | None | Sunrun Installation Services, Inc. | PSE&G | Eligible for TI Program | 2020-03-12 | 2020-03-17 | 2021-10-30 | REC Solar | REC310TP2M | Solar Panels |  | 0.31 | 21 | 224 | 27 |  | Fixed | Roof
NJSTRE1545388388 | NJSRRE1544776044 | Transition Incentive Program | Hackensack | 7601 | 7 | 8.99 | Residential | Yes | Behind the Meter | Behind the Meter |  | None | Sunrun Installation Services, Inc. | PSE&G | Eligible for TI Program | 2020-03-31 | 2020-04-09 | 2021-10-30 | REC Solar | REC310TP2M | Solar Panels |  | 0.31 | 8 | 307 | 26 |  | Fixed | Roof
NJSTRE1545388390 | NJSRRE1544762378 | Transition Incentive Program | Linden | 7036 | 10 | 3.78 | Residential | No | Behind the Meter | Behind the Meter |  | None | Trinity Solar | PSE&G | Eligible for TI Program | 2020-03-25 | 2020-03-27 | 2021-10-30 | HANWHA | Q.PEAK DUO BLK-G5 315 | Solar Panels |  | 0.315 | 12 | 152 | 35 |  | Fixed | Roof
NJSTRE1545388517 | NJSRRE1544884654 | Transition Incentive Program | Dover | 7801 | 3 | 14.07 | Residential | Yes | Behind the Meter | Net-metered residential rooftop and canopy |  | None | Pro Custom Solar dba Momentum Solar | JCP&L | Accepted | 2020-04-22 | 2020-04-28 | 2021-10-30 | HANWHA | Q.PEAK DUO BLK G6+ 335 | Solar Panels |  | 0.335 | 17 | 82 | 37 |  | Fixed | Roof
NJSTRE1545388522 | NJSRRE1544894070 | Transition Incentive Program | Leonia | 7605 | 7 | 8.28 | Residential | Yes | Behind the Meter | Behind the Meter |  | None | Sunrun Installation Services, Inc. | PSE&G | Eligible for TI Program | 2020-04-24 | 2020-04-30 | 2021-10-30 | LG Electronics | LG345N1C-V5 | Solar Panels |  | 0.345 | 24 | 118 | 9 |  | Fixed | Roof
NJSTRE1545388538 | NJSRRE1544767374 | Transition Incentive Program | MANAHAWKIN | 8050 | 18 | 10.24 | Residential | Yes | Behind the Meter | Net-metered residential rooftop and canopy |  | None | Vivint Solar Developer, LLC | AC Electric | Accepted | 2020-03-27 | 2020-03-31 | 2021-10-30 | Jinko Solar | JKM320M-60HBL | Solar Panels |  | 0.32 | 5 | 65 | 33 |  | Fixed | Roof
NJSTRE1545388543 | NJSRRE1544758908 | Transition Incentive Program | West Windsor | 8550 | 12 | 10.54 | Residential | Yes | Behind the Meter | Net-metered residential rooftop and canopy |  | None | Bright Planet Solar | PSE&G | Accepted |  | 2020-03-26 | 2021-10-30 | LONGI | LR-60HPB-310M | Solar Panels |  | 0.31 | 24 | 135 | 39 |  | Fixed | Roof
NJSTRE1545388564 | NJSRRE1544766632 | Transition Incentive Program | Cranford | 7016 | 10 | 6.03 | Residential | Yes | Behind the Meter | Behind the Meter |  | None | Pro Custom Solar dba Momentum Solar | PSE&G | Eligible for TI Program | 2020-03-26 | 2020-03-31 | 2021-10-30 | Hanwha | Q.Peak DUO BLK-G6+ 335 | Solar Panels |  | 0.335 | 12 | 215 | 10 |  | Fixed | Roof
NJSTRE1545388568 | NJSRRE1544630776 | Transition Incentive Program | Wayne | 7470 | 6 | 9.3 | Residential | Yes | Behind the Meter | Behind the Meter |  | None | Sunrun Installation Services, Inc. | JCP&L | Eligible for TI Program | 2020-03-12 | 2020-03-17 | 2021-10-30 | REC Solar | REC310TP2M | Solar Panels |  | 0.31 | 7 | 155 | 23 |  | Fixed | Roof
NJSTRE1545388574 | NJSRRE1544819221 | Transition Incentive Program | Montgomery | 8502 | 5 | 7.7 | Residential | No | Behind the Meter | Behind the Meter |  | None | Pro Custom Solar dba Momentum Solar | PSE&G | Eligible for TI Program | 2020-04-10 | 2020-04-17 | 2021-10-30 | lg electronics | LG 350N1C-V5 | Solar Panels |  | 0.35 | 20 | 218 | 31 |  | Fixed | Roof
NJSTRE1545388578 | NJSRRE1544800727 | Transition Incentive Program | Clementon | 8021 | 14 | 10.54 | Residential | Yes | Behind the Meter | Behind the Meter |  | None | Trinity Solar | AC Electric | Eligible for TI Program | 2020-04-06 | 2020-04-09 | 2021-10-30 | Hanwha 340 | Q.PEAK DUO BLK-G6 340 | Solar Panels |  | 0.34 | 5 | 216 | 18 |  | Fixed | Roof
NJSTRE1545388582 | NJSRRE1544766645 | Transition Incentive Program | Browns Mills | 8015 | 13 | 14.62 | Residential | Yes | Behind the Meter | Net-metered residential rooftop and canopy |  | None | Trinity Solar | JCP&L | Accepted | 2020-03-26 | 2020-03-31 | 2021-10-30 | Hanwha 340 | Q.PEAK DUO BLK-G6 340 | Solar Panels |  | 0.34 | 21 | 196 | 18 |  | Fixed | Roof
NJSTRE1545388582 | NJSRRE1544766645 | Transition Incentive Program | Browns Mills | 8015 | 13 | 14.62 | Residential | Yes | Behind the Meter | Net-metered residential rooftop and canopy |  | None | Trinity Solar | JCP&L | Accepted | 2020-03-26 | 2020-03-31 | 2021-10-30 | Hanwha 340 | Q.PEAK DUO BLK-G6 340 | Solar Panels |  | 0.34 | 6 | 196 | 18 |  | Fixed | Roof
NJSTRE1545388587 | NJSRRE1544730582 | Transition Incentive Program | Southampton Township | 8088 | 13 | 16 | Residential | No | Behind the Meter | Behind the Meter |  | None | Green Power Energy | PSE&G | Eligible for TI Program | 2020-03-20 | 2020-03-26 | 2021-10-30 | Hanwha | Q.PEAK DUO L-G7.2 | Solar Panels |  | 0.4 | 40 | 150 | 15 |  | Fixed | Ground
NJSTRE1545388588 | NJSRRE1544854504 | Transition Incentive Program | Eatontown | 7724 | 17 | 4.73 | Residential | Yes | Behind the Meter | Net-metered residential rooftop and canopy |  | None | Suntuity Solar LLC | JCP&L | Accepted | 2020-04-17 | 2020-04-24 | 2021-10-30 | Hanwha Solar | Q-Cells 315 Mono | Solar Panels |  | 0.315 | 4 | 236 | 33 |  | Fixed | Roof
NJSTRE1545388265 | NJSRRE1544844016 | Transition Incentive Program | Bergenfield | 7621 | 7 | 2.04 | Residential | Yes | Behind the Meter | Behind the Meter |  | None | Trinity Solar | PSE&G | Eligible for TI Program | 2020-04-15 | 2020-04-22 | 2021-10-30 | HANWHA | Q.PEAK DUO BLK-G6 340 | Solar Panels |  | 0.34 | 3 | 357 | 23 |  | Fixed | Roof
NJSTRE1545388266 | NJSRRE1544764725 | Transition Incentive Program | Elizabeth City | 7201 | 10 | 5.12 | Residential | Yes | Behind the Meter | Behind the Meter |  | None | Skyline Solar, LLC | PSE&G | Eligible for TI Program | 2020-03-25 | 2020-03-31 | 2021-10-30 | Hanwha Q-Cells | Q.PEAK DUO-G5 320 | Solar Panels |  | 0.32 | 16 | 114 | 36 |  | Fixed | Roof
NJSTRE1545388271 | NJSRRE1544610826 | Transition Incentive Program | SICKLERVILLE | 8081 | 14 | 14 | Residential | No | Behind the Meter | Behind the Meter |  | None | Infinity Solar Systems | AC Electric | Eligible for TI Program | 2020-03-05 | 2020-03-10 | 2021-10-30 | LG | LG350N1C-V5 | Solar Panels |  | 0.35 | 3 | 27 | 20 |  | Fixed | Roof
NJSTRE1545388271 | NJSRRE1544610826 | Transition Incentive Program | SICKLERVILLE | 8081 | 14 | 14 | Residential | No | Behind the Meter | Behind the Meter |  | None | Infinity Solar Systems | AC Electric | Eligible for TI Program | 2020-03-05 | 2020-03-10 | 2021-10-30 | LG | LG350N1C-V5 | Solar Panels |  | 0.35 | 5 | 27 | 10 |  | Fixed | Roof
NJSTRE1545388277 | NJSRRE1544613382 | Transition Incentive Program | North Plainsfield Boro | 7060 | 10 | 4.34 | Residential | No | Behind the Meter | Behind the Meter |  | None | 1st Light Energy Inc | PSE&G | Eligible for TI Program | 2020-03-06 | 2020-03-11 | 2021-10-30 | Longi | LR6-60HPB-310M | Solar Panels |  | 0.31 | 7 | 133 | 20 |  | Fixed | Roof
NJSTRE1545388277 | NJSRRE1544613382 | Transition Incentive Program | North Plainsfield Boro | 7060 | 10 | 4.34 | Residential | No | Behind the Meter | Behind the Meter |  | None | 1st Light Energy Inc | PSE&G | Eligible for TI Program | 2020-03-06 | 2020-03-11 | 2021-10-30 | Longi | LR6-60HPB-310M | Solar Panels |  | 0.31 | 2 | 131 | 20 |  | Fixed | Roof
NJSTRE1545388285 | NJSRRE1544680286 | Transition Incentive Program | Absecon | 8205 | 19 | 7.68 | Residential | Yes | Behind the Meter | Net-metered residential rooftop and canopy |  | None | Vivint Solar Developer, LLC | AC Electric | Accepted | 2020-03-13 | 2020-03-18 | 2021-10-30 | JINKO SOLAR | JKM320M-60HBL | Solar Panels |  | 0.32 | 12 | 281 | 28 |  | Fixed | Roof
NJSTRE1545388286 | NJSRRE1544868569 | Transition Incentive Program | Swedesboro | 8085 | 15 | 12.1 | Residential | Yes | Behind the Meter | Behind the Meter |  | None | Seabright Solar | AC Electric | Eligible for TI Program | 2020-04-30 | 2020-04-30 | 2021-10-30 | Sunpower | SPR-E20-327 | Solar Panels |  | 0.327 | 13 | 200 | 27 |  | Fixed | Roof
NJSTRE1545388290 | NJSRRE1544719773 | Transition Incentive Program | Williamstown | 8094 | 15 | 8.06 | Residential | No | Behind the Meter | Net-metered residential rooftop and canopy |  | None | Spectacular Solar | AC Electric | Accepted | 2020-03-18 | 2020-03-23 | 2021-10-30 | Trinasolar | TSM-DD05H.05 | Solar Panels |  | 0.31 | 13 | 130 | 45 |  | Fixed | Roof
NJSTRE1545388290 | NJSRRE1544719773 | Transition Incentive Program | Williamstown | 8094 | 15 | 8.06 | Residential | No | Behind the Meter | Net-metered residential rooftop and canopy |  | None | Spectacular Solar | AC Electric | Accepted | 2020-03-18 | 2020-03-23 | 2021-10-30 | Trinasolar | TSM-DD05H.05 | Solar Panels |  | 0.31 | 4 | 45 | 25 |  | Fixed | Roof
NJSTRE1545388301 | NJSRRE1544775183 | Transition Incentive Program | Union | 7083 | 10 | 6.08 | Residential | No | Behind the Meter | Net-metered residential rooftop and canopy |  | None | Whitman Construction, LLC | PSE&G | Accepted | 2020-03-31 | 2020-04-09 | 2021-10-30 | Trina Solar | TSM-320DD05H | Solar Panels |  | 0.32 | 8 | 106 | 30 |  | Fixed | Roof
NJSTRE1545388307 | NJSRRE1544681450 | Transition Incentive Program | Long Branch | 7740 | 17 | 5.44 | Residential | Yes | Behind the Meter | Behind the Meter |  | None | Trinity Solar | JCP&L | Eligible for TI Program | 2020-03-13 | 2020-03-18 | 2021-10-30 | Hanwha | Q.PEAK DUO BLK-G6 340 | Solar Panels |  | 0.34 | 6 | 241 | 40 |  | Fixed | Roof
NJSTRE1545388318 | NJSRRE1544905127 | Transition Incentive Program | Flemington | 8822 | 4 | 24.26 | Commercial | No | Behind the Meter | Net-metered non-residential rooftop and canopy |  | None | Ameresco | JCP&L | Accepted |  | 2020-04-30 | 2021-10-30 | JA | JAM72S09 385/PR | Solar Panels |  | 0.385 | 63 | 264/85/176 | 25 |  | Fixed | Roof
NJSTRE1545388543 | NJSRRE1544758908 | Transition Incentive Program | West Windsor | 8550 | 12 | 10.54 | Residential | Yes | Behind the Meter | Net-metered residential rooftop and canopy |  | None | Bright Planet Solar | PSE&G | Accepted |  | 2020-03-26 | 2021-10-30 | LONGI | LR-60HPB-310M | Solar Panels |  | 0.31 | 10 | 225 | 45 |  | Fixed | Roof
NJSTRE1545388544 | NJSRRE1544888043 | Transition Incentive Program | Franklin Township | 8823 | 5 | 12.95 | Residential | No | Behind the Meter | Net-metered residential rooftop and canopy |  | None | Momentum Solar | PSE&G | Final As-Built Received |  | 2020-04-29 | 2021-10-30 | LG | LG 350N1C-V5 | Solar Panels |  | 0.35 | 37 | 189 | 29 |  | Fixed | Roof
NJSTRE1545388550 | NJSRRE1544610854 | Transition Incentive Program | Jersey City | 7306 | 8 | 14.25 | Residential | No | Behind the Meter | Net-metered residential rooftop and canopy |  | None | Spectacular Solar | PSE&G | Accepted | 2020-03-11 | 2020-03-17 | 2021-10-30 | Trinasolar | TSM-DE14A 375W | Solar Panels |  | 0.375 | 38 | 0 | 0 |  | Fixed | Roof
NJSTRE1545388563 | NJSRRE1544898364 | Transition Incentive Program | Hammonton | 8037 | 19 | 16.17 | Commercial | No | Behind the Meter | Net-metered non-residential rooftop and canopy |  | None | Ameresco | AC Electric | Accepted |  | 2020-04-30 | 2021-10-30 | JA | JAM72S09 385/PR | Solar Panels |  | 0.385 | 42 | 222 | 10 |  | Fixed | Roof
NJSTRE1545388564 | NJSRRE1544766632 | Transition Incentive Program | Cranford | 7016 | 10 | 6.03 | Residential | Yes | Behind the Meter | Behind the Meter |  | None | Pro Custom Solar dba Momentum Solar | PSE&G | Eligible for TI Program | 2020-03-26 | 2020-03-31 | 2021-10-30 | Hanwha | Q.Peak DUO BLK-G6+ 335 | Solar Panels |  | 0.335 | 3 | 215 | 20 |  | Fixed | Roof
NJSTRE1545388568 | NJSRRE1544630776 | Transition Incentive Program | Wayne | 7470 | 6 | 9.3 | Residential | Yes | Behind the Meter | Behind the Meter |  | None | Sunrun Installation Services, Inc. | JCP&L | Eligible for TI Program | 2020-03-12 | 2020-03-17 | 2021-10-30 | REC Solar | REC310TP2M | Solar Panels |  | 0.31 | 23 | 246 | 23 |  | Fixed | Roof
NJSTRE1545388569 | NJSRRE1544836443 | Transition Incentive Program | Morris Plains | 7950 | 3 | 8.37 | Residential | Yes | Behind the Meter | Behind the Meter |  | None | Sunrun Installation Services, Inc. | JCP&L | Eligible for TI Program | 2020-04-13 | 2020-04-20 | 2021-10-30 | LONGi Green Energy Technology Co Ltd | LR6-60HPB-310M | Solar Panels |  | 0.31 | 10 | 26 | 37 |  | Fixed | Roof
NJSTRE1545388574 | NJSRRE1544819221 | Transition Incentive Program | Montgomery | 8502 | 5 | 7.7 | Residential | No | Behind the Meter | Behind the Meter |  | None | Pro Custom Solar dba Momentum Solar | PSE&G | Eligible for TI Program | 2020-04-10 | 2020-04-17 | 2021-10-30 | lg electronics | LG 350N1C-V5 | Solar Panels |  | 0.35 | 2 | 219 | 19 |  | Fixed | Roof
NJSTRE1545388578 | NJSRRE1544800727 | Transition Incentive Program | Clementon | 8021 | 14 | 10.54 | Residential | Yes | Behind the Meter | Behind the Meter |  | None | Trinity Solar | AC Electric | Eligible for TI Program | 2020-04-06 | 2020-04-09 | 2021-10-30 | Hanwha 340 | Q.PEAK DUO BLK-G6 340 | Solar Panels |  | 0.34 | 10 | 36 | 18 |  | Fixed | Roof
NJSTRE1545388578 | NJSRRE1544800727 | Transition Incentive Program | Clementon | 8021 | 14 | 10.54 | Residential | Yes | Behind the Meter | Behind the Meter |  | None | Trinity Solar | AC Electric | Eligible for TI Program | 2020-04-06 | 2020-04-09 | 2021-10-30 | Hanwha 340 | Q.PEAK DUO BLK-G6 340 | Solar Panels |  | 0.34 | 5 | 36 | 18 |  | Fixed | Roof
NJSTRE1545388588 | NJSRRE1544854504 | Transition Incentive Program | Eatontown | 7724 | 17 | 4.73 | Residential | Yes | Behind the Meter | Net-metered residential rooftop and canopy |  | None | Suntuity Solar LLC | JCP&L | Accepted | 2020-04-17 | 2020-04-24 | 2021-10-30 | Hanwha Solar | Q-Cells 315 Mono | Solar Panels |  | 0.315 | 7 | 146 | 36 |  | Fixed | Roof
NJSTRE1545388588 | NJSRRE1544854504 | Transition Incentive Program | Eatontown | 7724 | 17 | 4.73 | Residential | Yes | Behind the Meter | Net-metered residential rooftop and canopy |  | None | Suntuity Solar LLC | JCP&L | Accepted | 2020-04-17 | 2020-04-24 | 2021-10-30 | Hanwha Solar | Q-Cells 315 Mono | Solar Panels |  | 0.315 | 4 | 56 | 33 |  | Fixed | Roof
NJSTRE1545388555 | NJSRRE1544767256 | Transition Incentive Program | Orange | 7050 | 9 | 7.92 | Residential | No | Behind the Meter | Net-metered residential rooftop and canopy |  | None | Whitman Construction, LLC | PSE&G | Accepted | 2020-03-26 | 2020-04-01 | 2021-10-30 | Panasonic | VBHN330SA17 | Solar Panels |  | 0.33 | 24 | 119 | 35 |  | Fixed | Roof
NJSTRE1545388559 | NJSRRE1544612641 | Transition Incentive Program | Freehold | 7728 | 17 | 18.52 | Residential | No | Behind the Meter | Net-metered residential rooftop and canopy |  | None | SureWave Solar | JCP&L | Accepted | 2020-03-07 | 2020-03-11 | 2021-10-30 | Trina | TSM-320-DD06m.05(II) | Solar Panels |  | 0.32 | 29 | 241 | 25 |  | Fixed | Roof
NJSTRE1545388564 | NJSRRE1544766632 | Transition Incentive Program | Cranford | 7016 | 10 | 6.03 | Residential | Yes | Behind the Meter | Behind the Meter |  | None | Pro Custom Solar dba Momentum Solar | PSE&G | Eligible for TI Program | 2020-03-26 | 2020-03-31 | 2021-10-30 | Hanwha | Q.Peak DUO BLK-G6+ 335 | Solar Panels |  | 0.335 | 3 | 35 | 34 |  | Fixed | Roof
NJSTRE1545388567 | NJSRRE1544626397 | Transition Incentive Program | Manville | 8835 | 5 | 3.78 | Residential | No | Behind the Meter | Behind the Meter |  | None | Trinity Solar | PSE&G | Eligible for TI Program | 2020-03-11 | 2020-03-16 | 2021-10-30 | HANWHA | Q.PEAK DUO BLK-G5 315 | Solar Panels |  | 0.315 | 12 | 129 | 34 |  | Fixed | Roof
NJSTRE1545388575 | NJSRRE1544566527 | Transition Incentive Program | PENNSAUKEN | 8109 | 14 | 6.4 | Residential | Yes | Behind the Meter | Net-metered residential rooftop and canopy |  | None | Vivint Solar Developer, LLC | PSE&G | Accepted | 2020-03-04 | 2020-03-05 | 2021-10-30 | Jinko Solar | JKM320M-60HBL | Solar Panels |  | 0.32 | 10 | 216 | 42 |  | Fixed | Roof
NJSTRE1545388577 | NJSRRE1544613443 | Transition Incentive Program | Moorestown | 8057 | 13 | 6.72 | Residential | Yes | Behind the Meter | Behind the Meter |  | None | Vivint Solar Developer, LLC | PSE&G | Eligible for TI Program | 2020-03-06 | 2020-03-11 | 2021-10-30 | Jinko Solar | JKM320M-60HBL | Solar Panels |  | 0.32 | 5 | 63 | 35 |  | Fixed | Roof
NJSTRE1545388578 | NJSRRE1544800727 | Transition Incentive Program | Clementon | 8021 | 14 | 10.54 | Residential | Yes | Behind the Meter | Behind the Meter |  | None | Trinity Solar | AC Electric | Eligible for TI Program | 2020-04-06 | 2020-04-09 | 2021-10-30 | Hanwha 340 | Q.PEAK DUO BLK-G6 340 | Solar Panels |  | 0.34 | 11 | 216 | 18 |  | Fixed | Roof
NJSTRE1545388584 | NJSRRE1544598228 | Transition Incentive Program | Mount Laurel Township | 8054 | 13 | 9.16 | Residential | No | Behind the Meter | Behind the Meter |  | None | Seabright Solar | PSE&G | Eligible for TI Program | 2020-03-04 | 2020-03-09 | 2021-10-30 | Sunpower | SPR-E20-327 | Solar Panels |  | 0.327 | 28 | 165 | 30 |  | Fixed | Roof
NJSTRE1545388585 | NJSRRE1544884382 | Transition Incentive Program | Plainfield | 7062 | 10 | 6.4 | Residential | Yes | Behind the Meter | Net-metered residential rooftop and canopy |  | None | Vivint Solar Developer, LLC | PSE&G | Accepted | 2020-04-22 | 2020-04-28 | 2021-10-30 | JINKO SOLAR | JKM320M-60HBL | Solar Panels |  | 0.32 | 6 | 219 | 23 |  | Fixed | Roof
NJSTRE1545388594 | NJSRRE1544761230 | Transition Incentive Program | Far Hills | 7931 | 5 | 29.45 | Residential | No | Behind the Meter | Behind the Meter |  | None | Sunrun Installation Services, Inc. | JCP&L | Eligible for TI Program | 2020-03-24 | 2020-03-27 | 2021-10-30 | REC Solar | REC310TP2M | Solar Panels |  | 0.31 | 95 | 180 | 30 |  | Fixed | Roof
NJSTRE1545388597 | NJSRRE1544680851 | Transition Incentive Program | Marlton | 8053 | 13 | 8.5 | Residential | No | Behind the Meter | Net-metered residential rooftop and canopy |  | None | Trinity Solar | PSE&G | Final As-Built Received | 2020-03-13 | 2020-03-18 | 2021-10-30 | HANWHA | Q.PEAK DUO BLK-G6 340 | Solar Panels |  | 0.34 | 21 | 270 | 19 |  | Fixed | Roof
NJSTRE1545388616 | NJSRRE1544816668 | Transition Incentive Program | TOTOWA | 7512 | 6 | 7.04 | Residential | Yes | Behind the Meter | Net-metered residential rooftop and canopy |  | None | Vivint Solar Developer, LLC | PSE&G | Accepted | 2020-04-08 | 2020-04-15 | 2021-10-30 | Jinko Solar | JKM320M-60HBL | Solar Panels |  | 0.32 | 6 | 139 | 22 |  | Fixed | Roof
NJSTRE1545388616 | NJSRRE1544816668 | Transition Incentive Program | TOTOWA | 7512 | 6 | 7.04 | Residential | Yes | Behind the Meter | Net-metered residential rooftop and canopy |  | None | Vivint Solar Developer, LLC | PSE&G | Accepted | 2020-04-08 | 2020-04-15 | 2021-10-30 | Jinko Solar | JKM320M-60HBL | Solar Panels |  | 0.32 | 10 | 49 | 39 |  | Fixed | Roof
NJSTRE1545388391 | NJSRRE1544734569 | Transition Incentive Program | North Bergen | 7047 | 8 | 8.04 | Residential | Yes | Behind the Meter | Net-metered residential rooftop and canopy |  | None | Pro Custom Solar dba Momentum Solar | PSE&G | Accepted |  | 2020-03-24 | 2021-10-30 | Hanwha | Q.Peak DUO BLK-G6+ 335 | Solar Panels |  | 0.335 | 9 | 298 | 18 |  | Fixed | Roof
NJSTRE1545388397 | NJSRRE1544695676 | Transition Incentive Program | Monroe Township | 8831 | 11 | 13.07 | Residential | No | Behind the Meter | Behind the Meter |  | None | Green Power Energy | JCP&L | Eligible for TI Program | 2020-03-16 | 2020-03-18 | 2021-10-30 | LG Electronics | LG335N1C-V5 | Solar Panels |  | 0.335 | 10 | 261 | 27 |  | Fixed | Roof
NJSTRE1545388398 | NJSRRE1544892891 | Transition Incentive Program | Newfoundland | 7435 | 6 | 11.29 | Residential | Yes | Behind the Meter | Behind the Meter |  | None | Sunrun Installation Services, Inc. | JCP&L | Eligible for TI Program | 2020-04-24 | 2020-04-29 | 2021-10-30 | LONGi Green Energy Technology Co Ltd | LR6-60HPB-305M | Solar Panels |  | 0.305 | 21 | 323 | 27 |  | Fixed | Roof
NJSTRE1545388410 | NJSRRE1544817643 | Transition Incentive Program | Little Ferry | 7643 | 7 | 5.36 | Residential | Yes | Behind the Meter | Behind the Meter |  | None | Trinity Solar | PSE&G | Eligible for TI Program | 2020-04-09 | 2020-04-15 | 2021-10-30 | HANWHA | QPEAK DUO BLK-G6 335 | Solar Panels |  | 0.335 | 16 | 156 | 45 |  | Fixed | Roof
NJSTRE1545388418 | NJSRRE1544767356 | Transition Incentive Program | Eatontown | 7724 | 17 | 464.1 | Commercial | No | Behind the Meter | Behind the Meter |  | None | InFEWsion, LLC | JCP&L | Eligible for TI Program | 2020-03-30 | 2020-03-31 | 2021-10-30 | JA Solar | JAM 72S09 390 | Solar Panels |  | 0.39 | 1190 | 146 | 5 |  | Fixed | Roof | Rooftop and parking Lot
NJSTRE1545388429 | NJSRRE1544804627 | Transition Incentive Program | UNION TWP | 7083 | 10 | 5.04 | Residential | Yes | Behind the Meter | Net-metered residential rooftop and canopy |  | None | Suntuity Solar LLC | PSE&G | Accepted | 2020-04-07 | 2020-04-10 | 2021-10-30 | Hanwha Solar | Q-Cells 315 Mono | Solar Panels |  | 0.315 | 6 | 24 | 27 |  | Fixed | Roof
NJSTRE1545388433 | NJSRRE1544886316 | Transition Incentive Program | BLACKWOOD | 8012 | 14 | 5.76 | Residential | Yes | Behind the Meter | Net-metered residential rooftop and canopy |  | None | Vivint Solar Developer, LLC | AC Electric | Accepted | 2020-04-23 | 2020-04-28 | 2021-10-30 | Jinko Solar | JKM320M-60HBL | Solar Panels |  | 0.32 | 3 | 68 | 19 |  | Fixed | Roof
NJSTRE1545388447 | NJSRRE1544903167 | Transition Incentive Program | Millville | 8332 | 20 | 9.75 | Residential | No | Behind the Meter | Behind the Meter |  | None | Solar Solutions LLC | AC Electric | Eligible for TI Program | 2020-04-26 | 2020-04-30 | 2021-10-30 | Canadian Solar | CS1H-325 | Solar Panels |  | 0.325 | 15 | 102 | 26 |  | Fixed | Roof
NJSTRE1545388456 | NJSRRE1544626905 | Transition Incentive Program | ROCHELLE PARK | 7662 | 7 | 8.32 | Residential | Yes | Behind the Meter | Net-metered residential rooftop and canopy |  | None | Vivint Solar Developer, LLC | PSE&G | Accepted | 2020-03-12 | 2020-03-16 | 2021-10-30 | Jinko Solar | JKM320M-60HBL | Solar Panels |  | 0.32 | 21 | 218 | 7 |  | Fixed | Roof
NJSTRE1545388464 | NJSRRE1544805337 | Transition Incentive Program | Audubon Boro | 8106 | 14 | 7.75 | Residential | Yes | Behind the Meter | Behind the Meter |  | None | 1st Light Energy Inc | PSE&G | Eligible for TI Program | 2020-04-07 | 2020-04-13 | 2021-10-30 | Longi | LRS6-60HPB-310M | Solar Panels |  | 0.31 | 5 | 5 | 18 |  | Fixed | Roof
NJSTRE1545388465 | NJSRRE1544582350 | Transition Incentive Program | DELAIR | 8110 | 14 | 5.76 | Residential | Yes | Behind the Meter | Net-metered residential rooftop and canopy |  | None | Vivint Solar Developer, LLC | PSE&G | Accepted | 2020-03-04 | 2020-03-06 | 2021-10-30 | Jinko Solar | JKM320M-60HBL | Solar Panels |  | 0.32 | 9 | 107 | 26 |  | Fixed | Roof
NJSTRE1545388468 | NJSRRE1544775991 | Transition Incentive Program | Ocean | 7712 | 17 | 4.8 | Residential | No | Behind the Meter | Net-metered residential rooftop and canopy |  | None | SunPower Corporation, Systems | JCP&L | Accepted |  | 2020-04-09 | 2021-10-30 | SUNPOWER | SPR-A400-G-AC | Solar Panels |  | 0.4 | 5 | 157 | 35 |  | Fixed | Roof
NJSTRE1545388321 | NJSRRE1544708797 | Transition Incentive Program | Moorestown | 8057 | 13 | 15.12 | Residential | Yes | Behind the Meter | Net-metered residential rooftop and canopy |  | None | Tesla Energy Operations | PSE&G | Accepted | 2020-03-17 | 2020-03-20 | 2021-10-30 | Hanwha Q CELLS | Q.PEAK DUO BLK-G5/SC315 | Solar Panels |  | 0.315 | 4 | 56 | 45 |  | Fixed | Roof | Outside
NJSTRE1545388324 | NJSRRE1544582297 | Transition Incentive Program | Pleasantville | 8232 | 19 | 4.96 | Residential | Yes | Behind the Meter | Behind the Meter |  | None | Sunrun Installation Services, Inc. | AC Electric | Eligible for TI Program | 2020-03-03 | 2020-03-06 | 2021-10-30 | REC Solar | REC310TP2M | Solar Panels |  | 0.31 | 2 | 305 | 10 |  | Fixed | Roof
NJSTRE1545388325 | NJSRRE1544611007 | Transition Incentive Program | Camden City | 8105 | 14 | 6.82 | Residential | Yes | Behind the Meter | Behind the Meter |  | None | 1st Light Energy Inc | PSE&G | Eligible for TI Program | 2020-03-05 | 2020-03-10 | 2021-10-30 | Longi | LR6-60HPB-310M | Solar Panels |  | 0.31 | 4 | 148 | 23 |  | Fixed | Roof
NJSTRE1545388325 | NJSRRE1544611007 | Transition Incentive Program | Camden City | 8105 | 14 | 6.82 | Residential | Yes | Behind the Meter | Behind the Meter |  | None | 1st Light Energy Inc | PSE&G | Eligible for TI Program | 2020-03-05 | 2020-03-10 | 2021-10-30 | Longi | LR6-60HPB-310M | Solar Panels |  | 0.31 | 4 | 239 | 23 |  | Fixed | Roof
NJSTRE1545388329 | NJSRRE1544735635 | Transition Incentive Program | Kenilworth | 7033 | 10 | 9.18 | Residential | Yes | Behind the Meter | Behind the Meter |  | None | Trinity Solar | PSE&G | Eligible for TI Program | 2020-03-20 | 2020-03-24 | 2021-10-30 | Hanwha | Q.PEAK DUO BLK-G6 340 | Solar Panels |  | 0.34 | 8 | 156 | 14 |  | Fixed | Roof
NJSTRE1545388341 | NJSRRE1544620016 | Transition Incentive Program | Clifton | 7011 | 6 | 6.3 | Residential | Yes | Behind the Meter | Net-metered residential rooftop and canopy |  | None | Suntuity Solar LLC | PSE&G | Accepted | 2020-03-07 | 2020-03-12 | 2021-10-30 | Hanwha Solar | Q-Cells 315 Mono | Solar Panels |  | 0.315 | 13 | 257 | 40 |  | Fixed | Roof
NJSTRE1545388342 | NJSRRE1544617421 | Transition Incentive Program | FAIR LAWN | 7410 | 7 | 2.56 | Residential | Yes | Behind the Meter | Net-metered residential rooftop and canopy |  | None | Vivint Solar Developer, LLC | PSE&G | Accepted | 2020-03-06 | 2020-03-11 | 2021-10-30 | Jinko Solar | JKM320M-60HBL | Solar Panels |  | 0.32 | 8 | 71 | 18 |  | Fixed | Roof
NJSTRE1545388367 | NJSRRE1544894050 | Transition Incentive Program | Roselle Park | 7204 | 10 | 9.3 | Residential | Yes | Behind the Meter | Behind the Meter |  | None | Sunrun Installation Services, Inc. | PSE&G | Eligible for TI Program | 2020-04-24 | 2020-04-29 | 2021-10-30 | REC Solar | REC310TP2M | Solar Panels |  | 0.31 | 4 | 154 | 18 |  | Fixed | Roof
NJSTRE1545388373 | NJSRRE1544805633 | Transition Incentive Program | Moorestown | 8057 | 13 | 9.05 | Residential | Yes | Behind the Meter | Net-metered residential rooftop and canopy |  | None | Pro Custom Solar dba Momentum Solar | PSE&G | Final As-Built Received | 2020-04-07 | 2020-04-13 | 2021-10-30 | LG | LG 350N1C-V5 | Solar Panels |  | 0.335 | 18 | 289 | 27 |  | Fixed | Roof
NJSTRE1545388378 | NJSRRE1544867140 | Transition Incentive Program | Livingston | 7039 | 9 | 3.66 | Residential | Yes | Behind the Meter | Net-metered residential rooftop and canopy |  | None | Sunrun Installation Services, Inc. | JCP&L | Final As-Built Received |  | 2020-04-27 | 2021-10-30 | LONGi Green Energy Technology Co Ltd | LR6-60HPB-305M | Solar Panels |  | 0.305 | 2 | 312 | 27 |  | Fixed | Roof
NJSTRE1545388378 | NJSRRE1544867140 | Transition Incentive Program | Livingston | 7039 | 9 | 3.66 | Residential | Yes | Behind the Meter | Net-metered residential rooftop and canopy |  | None | Sunrun Installation Services, Inc. | JCP&L | Final As-Built Received |  | 2020-04-27 | 2021-10-30 | LONGi Green Energy Technology Co Ltd | LR6-60HPB-305M | Solar Panels |  | 0.305 | 10 | 312 | 34 |  | Fixed | Roof
NJSTRE1545388383 | NJSRRE1544805646 | Transition Incentive Program | PLAINFIELD | 7060 | 10 | 7.04 | Residential | Yes | Behind the Meter | Net-metered residential rooftop and canopy |  | None | Vivint Solar Developer, LLC | PSE&G | Accepted | 2020-04-07 | 2020-04-13 | 2021-10-30 | JINKO SOLAR | JKM320M-60HBL | Solar Panels |  | 0.32 | 9 | 102 | 23 |  | Fixed | Roof
NJSTRE1545388618 | NJSRRE1544853327 | Transition Incentive Program | East Brunswick | 8816 | 11 | 10.05 | Residential | No | Behind the Meter | Net-metered residential rooftop and canopy |  | None | Morgan Associates and Consulting LLC | PSE&G | Accepted |  | 2020-04-28 | 2021-10-30 | LG | 335 | Solar Panels |  | 0.335 | 30 | 156 | 22 |  | Fixed | Roof
NJSTRE1545388619 | NJSRRE1544777578 | Transition Incentive Program | Maplewood | 7040 | 9 | 20.65 | Residential | No | Behind the Meter | Behind the Meter |  | None | Green Power Energy | PSE&G | Eligible for TI Program | 2020-04-01 | 2020-04-09 | 2021-10-30 | LG Electronics | LG350N1C-V5 | Solar Panels |  | 0.35 | 30 | 286 | 26 |  | Fixed | Roof
NJSTRE1545388627 | NJSRRE1544709066 | Transition Incentive Program | Laurel Lake | 8332 | 20 | 8.64 | Residential | Yes | Behind the Meter | Net-metered residential rooftop and canopy |  | None | Sun Up Zero Down | AC Electric | Accepted | 2020-03-17 | 2020-03-20 | 2021-10-30 | Trina | TSM-320 DD05H.05 (II) | Solar Panels |  | 0.32 | 12 | 93 | 9 |  | Fixed | Roof
NJSTRE1545388628 | NJSRRE1544855237 | Transition Incentive Program | Medford | 8055 | 13 | 25.6 | Residential | Yes | Behind the Meter | Net-metered residential rooftop and canopy |  | None | SunPower Corporation, Systems | AC Electric | Accepted |  | 2020-04-23 | 2021-10-30 | SUNPOWER | SPR-A400-G-AC | Solar Panels |  | 0.4 | 22 | 110 | 35 |  | Fixed | Roof
NJSTRE1545388628 | NJSRRE1544855237 | Transition Incentive Program | Medford | 8055 | 13 | 25.6 | Residential | Yes | Behind the Meter | Net-metered residential rooftop and canopy |  | None | SunPower Corporation, Systems | AC Electric | Accepted |  | 2020-04-23 | 2021-10-30 | SUNPOWER | SPR-A400-G-AC | Solar Panels |  | 0.4 | 7 | 290 | 35 |  | Fixed | Roof
NJSTRE1545388629 | NJSRRE1544838142 | Transition Incentive Program | Asbury | 8802 | 4 | 11.47 | Residential | No | Behind the Meter | Behind the Meter |  | None | Sunrun Installation Services, Inc. | JCP&L | Eligible for TI Program | 2020-04-14 | 2020-04-21 | 2021-10-30 | REC Solar | REC310TP2M | Solar Panels |  | 0.31 | 6 | 355 | 18 |  | Fixed | Roof
NJSTRE1545388635 | NJSRRE1544612624 | Transition Incentive Program | OCEAN CITY | 8226 | 21 | 9.14 | Residential | Yes | Behind the Meter | Net-metered residential rooftop and canopy |  | None | Vivint Solar Developer, LLC | AC Electric | Accepted | 2020-03-06 | 2020-03-11 | 2021-10-30 | Hanwha Solar | Q.PEAK BLK-G5 315 | Solar Panels |  | 0.315 | 9 | 123 | 20 |  | Fixed | Roof
NJSTRE1545388645 | NJSRRE1544633540 | Transition Incentive Program | Hammonton | 8037 | 19 | 9.38 | Residential | Yes | Behind the Meter | Net-metered residential rooftop and canopy |  | None | Vision Solar LLC | AC Electric | Accepted | 2020-03-12 | 2020-03-17 | 2021-10-30 | lg solar | lg335n1k-v5 | Solar Panels |  | 0.335 | 4 | 200 | 23 |  | Fixed | Roof
NJSTRE1545388645 | NJSRRE1544633540 | Transition Incentive Program | Hammonton | 8037 | 19 | 9.38 | Residential | Yes | Behind the Meter | Net-metered residential rooftop and canopy |  | None | Vision Solar LLC | AC Electric | Accepted | 2020-03-12 | 2020-03-17 | 2021-10-30 | lg solar | lg335n1k-v5 | Solar Panels |  | 0.335 | 14 | 200 | 10 |  | Fixed | Roof
NJSTRE1545388655 | NJSRRE1544802313 | Transition Incentive Program | Vineland | 8360 | 20 | 11.84 | Residential | Yes | Behind the Meter | Net-metered residential rooftop and canopy |  | None | Orbit Energy & Power, LLC | Vineland Muni Electric | Final As-Built Received |  | 2020-04-09 | 2021-10-30 | Hanwha | Q.Peak DUO BLK G5 320W | Solar Panels |  | 0.32 | 11 | 349 | 20 |  | Fixed | Roof
NJSTRE1545388656 | NJSRRE1544852675 | Transition Incentive Program | Newfoundland | 7435 | 6 | 8.5 | Residential | No | Behind the Meter | Behind the Meter |  | None | Pro Custom Solar dba Momentum Solar | JCP&L | Eligible for TI Program | 2020-04-16 | 2020-04-23 | 2021-10-30 | HANWHA | Q.PEAK DUO BLK G6+ 340 | Solar Panels |  | 0.34 | 12 | 182 | 21 |  | Fixed | Roof
NJSTRE1545388665 | NJSRRE1544708355 | Transition Incentive Program | WATCHUNG | 7069 | 5 | 10.68 | Residential | No | Behind the Meter | Behind the Meter |  | None | Infinity Solar Systems | PSE&G | Eligible for TI Program | 2020-03-17 | 2020-03-20 | 2021-10-30 | ENPHASE | IQ7-60-X-US | Solar Panels |  | 0.305 | 7 | 215 | 37 |  | Fixed | Roof
NJSTRE1545388668 | NJSRRE1544844072 | Transition Incentive Program | Edison | 8820 | 11 | 6.82 | Residential | Yes | Behind the Meter | Behind the Meter |  | None | Sunrun Installation Services, Inc. | PSE&G | Eligible for TI Program | 2020-04-15 | 2020-04-22 | 2021-10-30 | REC Solar | REC310TP2M | Solar Panels |  | 0.31 | 22 | 269 | 27 |  | Fixed | Roof
NJSTRE1545388478 | NJSRRE1544593106 | Transition Incentive Program | Belleville Twp | 7109 | 9 | 7.52 | Residential | No | Behind the Meter | Net-metered residential rooftop and canopy |  | None | SunnyMac LLC | PSE&G | Accepted |  | 2020-03-09 | 2021-10-30 | SunPower | SPR-E20327 | Solar Panels |  | 0.327 | 23 | 217 | 29 |  | Fixed | Roof
NJSTRE1545388481 | NJSRRE1544838895 | Transition Incentive Program | Hackensack | 7601 | 7 | 6.37 | Residential | Yes | Behind the Meter | Net-metered residential rooftop and canopy |  | None | Pro Custom Solar dba Momentum Solar | PSE&G | Accepted | 2020-04-14 | 2020-04-22 | 2021-10-30 | HANWHA | Q.PEAK DUO BLK G6+ 335 | Solar Panels |  | 0.335 | 15 | 128 | 41 |  | Fixed | Roof
NJSTRE1545388482 | NJSRRE1544903630 | Transition Incentive Program | Pleasantville | 8232 | 19 | 7.04 | Residential | Yes | Behind the Meter | Behind the Meter |  | None | Steve Whitman LLC | AC Electric | Eligible for TI Program | 2020-04-27 | 2020-04-30 | 2021-10-30 | Hanwha Q-Cells | Q.PEAK DUO-G5 320 | Solar Panels |  | 0.32 | 22 | 124304 | 21 |  | Fixed | Roof
NJSTRE1545388491 | NJSRRE1544708527 | Transition Incentive Program | Berlin | 8091 | 14 | 7.37 | Residential | Yes | Behind the Meter | Net-metered residential rooftop and canopy |  | None | Vision Solar LLC | AC Electric | As-Built Incomplete | 2020-03-17 | 2020-03-23 | 2021-10-30 | lg solar | lg335n1k-v5 | Solar Panels |  | 0.335 | 6 | 323 | 20 |  | Fixed | Roof | behind panels
NJSTRE1545388501 | NJSRRE1544597856 | Transition Incentive Program | Newark City | 7104 | 9 | 5.89 | Residential | Yes | Behind the Meter | Behind the Meter |  | None | Sunrun Installation Services, Inc. | PSE&G | Eligible for TI Program | 2020-03-04 | 2020-03-09 | 2021-10-30 | REC Solar | REC310TP2M | Solar Panels |  | 0.31 | 2 | 292 | 27 |  | Fixed | Roof
NJSTRE1545388502 | NJSRRE1544766671 | Transition Incentive Program | Maplewood TWP | 7040 | 9 | 3.78 | Residential | Yes | Behind the Meter | Net-metered residential rooftop and canopy |  | None | Tesla Energy Operations Inc | PSE&G | Accepted | 2020-03-26 | 2020-03-31 | 2021-10-30 | Hanwha Q Cells | Q.PEAK DUO BLK-G5/SC315 | Solar Panels |  | 0.315 | 10 | 108 | 23 |  | Fixed | Roof
NJSTRE1545388513 | NJSRRE1544559324 | Transition Incentive Program | Sewell | 8080 | 15 | 17.09 | Residential | Yes | Behind the Meter | Net-metered residential rooftop and canopy |  | None | Vision Solar LLC | AC Electric | Accepted | 2020-02-29 | 2020-03-04 | 2021-10-30 | lg solar | lg335n1k-v5 | Solar Panels |  | 0.335 | 3 | 236 | 20 |  | Fixed | Roof
NJSTRE1545388513 | NJSRRE1544559324 | Transition Incentive Program | Sewell | 8080 | 15 | 17.09 | Residential | Yes | Behind the Meter | Net-metered residential rooftop and canopy |  | None | Vision Solar LLC | AC Electric | Accepted | 2020-02-29 | 2020-03-04 | 2021-10-30 | lg solar | lg335n1k-v5 | Solar Panels |  | 0.335 | 19 | 236 | 20 |  | Fixed | Roof
NJSTRE1545388516 | NJSRRE1544710368 | Transition Incentive Program | Pennsauken Twp | 8110 | 14 | 13.07 | Residential | Yes | Behind the Meter | Net-metered residential rooftop and canopy |  | None | Castle Energy, LLC | PSE&G | Accepted | 2020-03-18 | 2020-03-23 | 2021-10-30 | Hanwha Q-Cells | Q.Peak DUO-BLK-G6 335 | Solar Panels |  | 0.335 | 8 | 63 | 22 |  | Fixed | Roof
NJSTRE1545388524 | NJSRRE1544810430 | Transition Incentive Program | MANAHAWKIN | 8050 | 18 | 12.48 | Residential | Yes | Behind the Meter | Net-metered residential rooftop and canopy |  | None | Vivint Solar Developer, LLC | AC Electric | Accepted | 2020-04-08 | 2020-04-13 | 2021-10-30 | JINKO SOLAR | JKM320M-60HBL | Solar Panels |  | 0.32 | 6 | 155 | 19 |  | Fixed | Roof
NJSTRE1545388525 | NJSRRE1544806876 | Transition Incentive Program | Montgomery | 8502 | 5 | 35.2 | Residential | No | Behind the Meter | Behind the Meter |  | None | Green Power Energy | PSE&G | Eligible for TI Program | 2020-04-08 | 2020-04-14 | 2021-10-30 | Hanwha | Q.PEAK DUO L-G7.2 400 | Solar Panels |  | 0.4 | 88 | 210 | 20 |  | Fixed | Ground
NJSTRE1545388526 | NJSRRE1544776020 | Transition Incentive Program | Hamilton Township | 8690 | 12 | 19.84 | Residential | Yes | Behind the Meter | Behind the Meter |  | None | Sunrun Installation Services, Inc. | PSE&G | Eligible for TI Program | 2020-03-31 | 2020-04-09 | 2021-10-30 | REC Solar | REC310TP2M | Solar Panels |  | 0.31 | 22 | 216 | 27 |  | Fixed | Roof
NJSTRE1545387098 | NJSRRE1543930860 | Transition Incentive Program | Browns Mills | 8015 | 13 | 15.44 | Residential | Yes | Behind the Meter | Behind the Meter |  | None | Trinity Solar | JCP&L | Eligible for TI Program | 2020-01-06 | 2020-01-08 | 2021-10-30 | Hanwha | Q.PEAK DUO BLK-G5 315 | Solar Panels |  | 0.315 | 13 | 351 | 18 |  | Fixed | Roof
NJSTRE1545387100 | NJSRRE1543853077 | Transition Incentive Program | ATLANTIC HIGHLANDS | 7716 | 17 | 6.3 | Residential | Yes | Behind the Meter | Net-metered residential rooftop and canopy |  | None | Vivint Solar Developer, LLC | JCP&L | Accepted | 2020-01-02 | 2020-01-06 | 2021-10-30 | Hanwha Solar | Q.PEAK BLK-G5 315 | Solar Panels |  | 0.315 | 14 | 108 | 43 |  | Fixed | Roof
NJSTRE1545387103 | NJSRRE1543478019 | Transition Incentive Program | SOMERSET | 8873 | 5 | 6.93 | Residential | No | Behind the Meter | Net-metered residential rooftop and canopy |  | None | Vivint Solar Developer, LLC | PSE&G | Accepted | 2019-12-04 | 2019-12-06 | 2021-10-30 | Hanwha Solar | Q.PEAK BLK-G5 315 | Solar Panels |  | 0.315 | 7 | 39 | 22 |  | Fixed | Roof
NJSTRE1545387105 | NJSRRE1543651745 | Transition Incentive Program | Landing | 7850 | 3 | 9.28 | Residential | Yes | Behind the Meter | Behind the Meter |  | None | Sunrun Installation Services, Inc. | JCP&L | Eligible for TI Program | 2019-12-23 | 2019-12-27 | 2021-10-30 | REC Solar | REC290TP2 BLK | Solar Panels |  | 0.29 | 17 | 284 | 27 |  | Fixed | Roof
NJSTRE1545387110 | NJSRRE1543498253 | Transition Incentive Program | Morganville | 7751 | 17 | 7.56 | Residential | Yes | Behind the Meter | Behind the Meter |  | None | Tesla Energy Operations Inc | JCP&L | Eligible for TI Program | 2019-12-06 | 2019-12-10 | 2021-10-30 | Hanwha Q-Cells | Q.Peak DUO BLK-G5/SC315 | Solar Panels |  | 0.315 | 3 | 273 | 30 |  | Fixed | Roof
NJSTRE1545387114 | NJSRRE1543437175 | Transition Incentive Program | Collings Lakes | 8094 | 15 | 8.68 | Residential | Yes | Behind the Meter | Behind the Meter |  | None | All Season Solar | AC Electric | Eligible for TI Program | 2019-11-22 | 2019-11-26 | 2021-10-30 | Trina | TSM DD05H.05II 310W AUG 2019 | Solar Panels |  | 0.31 | 2 | 175 | 24 |  | Fixed | Roof
NJSTRE1545387116 | NJSRRE1544468811 | Transition Incentive Program | Morganville | 7751 | 17 | 25.83 | Residential | No | Behind the Meter | Net-metered residential rooftop and canopy |  | None | Suntuity Solar LLC | JCP&L | Accepted | 2020-02-18 | 2020-03-09 | 2021-10-30 | Hanwha Solar | Q-Cells 315 Mono | Solar Panels |  | 0.315 | 10 | 199 | 31 |  | Fixed | Roof
NJSTRE1545387118 | NJSRRE1544154194 | Transition Incentive Program | Princeton Junction | 8550 | 12 | 7 | Residential | Yes | Behind the Meter | Behind the Meter |  | None | Pro Custom Solar dba Momentum Solar | PSE&G | Eligible for TI Program | 2020-01-09 | 2020-01-14 | 2021-10-30 | LG ELECTRONICS | LG 350N1C-V5 | Solar Panels |  | 0.35 | 12 | 198 | 26 |  | Fixed | Roof
NJSTRE1545387122 | NJSRRE1543426185 | Transition Incentive Program | Montclair | 7042 | 9 | 12.08 | Residential | No | Behind the Meter | Net-metered residential rooftop and canopy |  | None | SunPower Corporation, Systems | PSE&G | Accepted |  | 2019-11-25 | 2021-10-30 | SUNPOWER | SPR-X21-345-D-AC | Solar Panels |  | 0.345 | 2 | 214 | 35 |  | Fixed | Roof
NJSTRE1545387122 | NJSRRE1543426185 | Transition Incentive Program | Montclair | 7042 | 9 | 12.08 | Residential | No | Behind the Meter | Net-metered residential rooftop and canopy |  | None | SunPower Corporation, Systems | PSE&G | Accepted |  | 2019-11-25 | 2021-10-30 | SUNPOWER | SPR-X21-345-D-AC | Solar Panels |  | 0.345 | 6 | 214 | 1 |  | Fixed | Roof
NJSTRE1545387130 | NJSRRE1544421246 | Transition Incentive Program | Ewing Township | 8638 | 12 | 10.14 | Residential | Yes | Behind the Meter | Behind the Meter |  | None | Seabright Solar | PSE&G | Eligible for TI Program | 2020-02-13 | 2020-02-13 | 2021-10-30 | Sunpower | SPR-E20-327 | Solar Panels |  | 0.327 | 31 | 211 | 18 |  | Fixed | Roof
NJSTRE1545387132 | NJSRRE1543482567 | Transition Incentive Program | Summit | 7901 | 10 | 9.77 | Residential | Yes | Behind the Meter | Behind the Meter |  | None | Pro Custom Solar dba Momentum Solar | JCP&L | Eligible for TI Program | 2019-12-05 | 2019-12-10 | 2021-10-30 | Hanwha | Q.Peak DUO BLK-G5 315 | Solar Panels |  | 0.315 | 3 | 113 | 39 |  | Fixed | Roof
NJSTRE1545388389 | NJSRRE1544864978 | Transition Incentive Program | Mantua | 8051 | 15 | 12.24 | Residential | Yes | Behind the Meter | Behind the Meter |  | None | Trinity Solar | AC Electric | Eligible for TI Program | 2020-04-20 | 2020-04-24 | 2021-10-30 | HANWHA | Q.PEAK DUO BLK-G6 340 | Solar Panels |  | 0.34 | 14 | 208 | 40 |  | Fixed | Roof
NJSTRE1545388389 | NJSRRE1544864978 | Transition Incentive Program | Mantua | 8051 | 15 | 12.24 | Residential | Yes | Behind the Meter | Behind the Meter |  | None | Trinity Solar | AC Electric | Eligible for TI Program | 2020-04-20 | 2020-04-24 | 2021-10-30 | HANWHA | Q.PEAK DUO BLK-G6 340 | Solar Panels |  | 0.34 | 6 | 208 | 40 |  | Fixed | Roof
NJSTRE1545388394 | NJSRRE1544796513 | Transition Incentive Program | Cherry Hill | 8002 | 14 | 10.54 | Residential | Yes | Behind the Meter | Behind the Meter |  | None | Trinity Solar | PSE&G | Eligible for TI Program | 2020-04-03 | 2020-04-09 | 2021-10-30 | Hanwha | Q.PEAK DUO BLK-G6 340 | Solar Panels |  | 0.34 | 11 | 137 | 18 |  | Fixed | Roof
NJSTRE1545388398 | NJSRRE1544892891 | Transition Incentive Program | Newfoundland | 7435 | 6 | 11.29 | Residential | Yes | Behind the Meter | Behind the Meter |  | None | Sunrun Installation Services, Inc. | JCP&L | Eligible for TI Program | 2020-04-24 | 2020-04-29 | 2021-10-30 | LONGi Green Energy Technology Co Ltd | LR6-60HPB-305M | Solar Panels |  | 0.305 | 13 | 143 | 27 |  | Fixed | Roof
NJSTRE1545388404 | NJSRRE1544801919 | Transition Incentive Program | Glendora | 8029 | 14 | 7.59 | Residential | Yes | Behind the Meter | Net-metered residential rooftop and canopy |  | None | Whitman Construction, LLC | PSE&G | Accepted | 2020-04-06 | 2020-04-09 | 2021-10-30 | Panasonic | VBHN330SA17 | Solar Panels |  | 0.33 | 2 | 160 | 21 |  | Fixed | Roof
NJSTRE1545388404 | NJSRRE1544801919 | Transition Incentive Program | Glendora | 8029 | 14 | 7.59 | Residential | Yes | Behind the Meter | Net-metered residential rooftop and canopy |  | None | Whitman Construction, LLC | PSE&G | Accepted | 2020-04-06 | 2020-04-09 | 2021-10-30 | Panasonic | VBHN330SA17 | Solar Panels |  | 0.33 | 8 | 340 | 21 |  | Fixed | Roof
NJSTRE1545388415 | NJSRRE1544796753 | Transition Incentive Program | Pleasantville | 8232 | 19 | 6.7 | Residential | Yes | Behind the Meter | Net-metered residential rooftop and canopy |  | None | Vision Solar LLC | AC Electric | Accepted | 2020-04-03 | 2020-04-09 | 2021-10-30 | lg solar | lg335n2k-v5 | Solar Panels |  | 0.335 | 12 | 116 | 11 |  | Fixed | Roof
NJSTRE1545388420 | NJSRRE1544867144 | Transition Incentive Program | Stanhope | 7874 | 1 | 9.05 | Residential | No | Behind the Meter | Behind the Meter |  | None | Green Power Energy | JCP&L | Eligible for TI Program | 2020-04-21 | 2020-04-27 | 2021-10-30 | LG Electronics | LG335N1C-V5 | Solar Panels |  | 0.335 | 21 | 218 | 27 |  | Fixed | Roof
NJSTRE1545388424 | NJSRRE1544805340 | Transition Incentive Program | Wayne | 7470 | 6 | 14.57 | Residential | Yes | Behind the Meter | Behind the Meter |  | None | Sunrun Installation Services, Inc. | PSE&G | Eligible for TI Program | 2020-04-07 | 2020-04-10 | 2021-10-30 | REC Solar | REC310TP2M | Solar Panels |  | 0.31 | 6 | 354 | 14 |  | Fixed | Roof
NJSTRE1545388425 | NJSRRE1544562393 | Transition Incentive Program | Montclair | 7042 | 9 | 3.45 | Residential | Yes | Behind the Meter | Behind the Meter |  | None | Sunrun Installation Services, Inc. | PSE&G | Eligible for TI Program | 2020-03-02 | 2020-03-05 | 2021-10-30 | LG Electronics | LG345N1C-V5 | Solar Panels |  | 0.345 | 10 | 209 | 27 |  | Fixed | Roof
NJSTRE1545388430 | NJSRRE1544727558 | Transition Incentive Program | ROSELLE | 7203 | 10 | 6.72 | Residential | Yes | Behind the Meter | Net-metered residential rooftop and canopy |  | None | Vivint Solar Developer, LLC | PSE&G | Accepted | 2020-03-19 | 2020-03-24 | 2021-10-30 | Jinko Solar | JKM320M-60HBL | Solar Panels |  | 0.32 | 8 | 350 | 35 |  | Fixed | Roof
NJSTRE1545388437 | NJSRRE1544802699 | Transition Incentive Program | Vineland | 8361 | 20 | 8.06 | Residential | No | Behind the Meter | Net-metered residential rooftop and canopy |  | None | Bright Planet Solar | Vineland Muni Electric | Final As-Built Received |  | 2020-04-10 | 2021-10-30 | LONGI | LR6-60HPB-310M | Solar Panels |  | 0.31 | 26 | 183 | 23 |  | Fixed | Roof
NJSTRE1545388438 | NJSRRE1544623023 | Transition Incentive Program | Clayton | 8312 | 15 | 5.94 | Residential | No | Behind the Meter | Net-metered residential rooftop and canopy |  | None | Whitman Construction, LLC | AC Electric | Accepted | 2020-03-10 | 2020-03-12 | 2021-10-30 | Panasonic | VBHn330SA17 | Solar Panels |  | 0.33 | 18 | 174 | 20 |  | Fixed | Roof
NJSTRE1545388527 | NJSRRE1544802112 | Transition Incentive Program | Laurel Springs | 8021 | 14 | 8.32 | Residential | No | Behind the Meter | Net-metered residential rooftop and canopy |  | None | Whitman Construction, LLC | AC Electric | Accepted | 2020-04-07 | 2020-04-09 | 2021-10-30 | Trina Solar | TSM-320DD05H | Solar Panels |  | 0.32 | 2 | 217 | 17 |  | Fixed | Roof
NJSTRE1545388535 | NJSRRE1544708882 | Transition Incentive Program | Egg Harbor Township | 8234 | 19 | 13.08 | Residential | Yes | Behind the Meter | Net-metered residential rooftop and canopy |  | None | Castle Energy, LLC | AC Electric | Final As-Built Received | 2020-03-17 | 2020-03-20 | 2021-10-30 | SunPower | SPR-E20-327-E-AC | Solar Panels |  | 0.327 | 24 | 111 | 13 |  | Fixed | Roof
NJSTRE1545388537 | NJSRRE1544617388 | Transition Incentive Program | Sewell | 8080 | 15 | 8.45 | Residential | Yes | Behind the Meter | Net-metered residential rooftop and canopy |  | None | Seabright Solar | AC Electric | Accepted |  | 2020-03-11 | 2021-10-30 | Sunpower | SPR-P19-395 | Solar Panels |  | 0.395 | 4 | 80 | 9 |  | Fixed | Roof
NJSTRE1545388537 | NJSRRE1544617388 | Transition Incentive Program | Sewell | 8080 | 15 | 8.45 | Residential | Yes | Behind the Meter | Net-metered residential rooftop and canopy |  | None | Seabright Solar | AC Electric | Accepted |  | 2020-03-11 | 2021-10-30 | Sunpower | SPR-X21-345 | Solar Panels |  | 0.345 | 7 | 260 | 9 |  | Fixed | Roof
NJSTRE1545388549 | NJSRRE1544796544 | Transition Incentive Program | Trenton | 8620 | 12 | 16.08 | Residential | Yes | Behind the Meter | Behind the Meter |  | None | Pro Custom Solar dba Momentum Solar | PSE&G | Eligible for TI Program | 2020-04-03 | 2020-04-09 | 2021-10-30 | Hanwha | Q.Peak DUO BLK-G6+ 335 | Solar Panels |  | 0.335 | 44 | 246 | 42 |  | Fixed | Roof
NJSTRE1545388561 | NJSRRE1544721027 | Transition Incentive Program | Cape May Court House | 8210 | 21 | 11.7 | Residential | No | Behind the Meter | Net-metered residential ground mount |  | None | Acos Energy, LLC | AC Electric | As-Built Incomplete - Review |  | 2020-03-23 | 2021-10-30 | Trina | TSM-PD14 325W | Solar Panels |  | 0.325 | 36 | 180 | 25 |  | Fixed | Ground
NJSTRE1545388562 | NJSRRE1544766609 | Transition Incentive Program | Paterson | 7502 | 6 | 2.52 | Residential | Yes | Behind the Meter | Behind the Meter |  | None | Trinity Solar | PSE&G | Eligible for TI Program | 2020-03-26 | 2020-03-31 | 2021-10-30 | HANWHA | Q.PEAK DUO BLK-G5 315 | Solar Panels |  | 0.315 | 8 | 229 | 18 |  | Fixed | Roof
NJSTRE1545388569 | NJSRRE1544836443 | Transition Incentive Program | Morris Plains | 7950 | 3 | 8.37 | Residential | Yes | Behind the Meter | Behind the Meter |  | None | Sunrun Installation Services, Inc. | JCP&L | Eligible for TI Program | 2020-04-13 | 2020-04-20 | 2021-10-30 | LONGi Green Energy Technology Co Ltd | LR6-60HPB-310M | Solar Panels |  | 0.31 | 2 | 26 | 18 |  | Fixed | Roof
NJSTRE1545388572 | NJSRRE1544582409 | Transition Incentive Program | Scotch Plains | 7076 | 10 | 4.48 | Residential | Yes | Behind the Meter | Net-metered residential rooftop and canopy |  | None | Vivint Solar Developer, LLC | PSE&G | Accepted | 2020-03-04 | 2020-03-06 | 2021-10-30 | JINKO SOLAR | JKM320M-60HBL | Solar Panels |  | 0.32 | 14 | 129 | 22 |  | Fixed | Roof
NJSTRE1545388581 | NJSRRE1544736096 | Transition Incentive Program | KENDALL PARK | 8824 | 11 | 2.88 | Residential | Yes | Behind the Meter | Net-metered residential rooftop and canopy |  | None | Vivint Solar Developer, LLC | PSE&G | Accepted | 2020-03-20 | 2020-03-25 | 2021-10-30 | JINKO SOLAR | JKM320M-60HBL | Solar Panels |  | 0.32 | 6 | 76 | 32 |  | Fixed | Roof
NJSTRE1545388582 | NJSRRE1544766645 | Transition Incentive Program | Browns Mills | 8015 | 13 | 14.62 | Residential | Yes | Behind the Meter | Net-metered residential rooftop and canopy |  | None | Trinity Solar | JCP&L | Accepted | 2020-03-26 | 2020-03-31 | 2021-10-30 | Hanwha 340 | Q.PEAK DUO BLK-G6 340 | Solar Panels |  | 0.34 | 10 | 196 | 14 |  | Fixed | Roof
NJSTRE1545388592 | NJSRRE1544623786 | Transition Incentive Program | CLAYTON | 8312 | 15 | 6.4 | Residential | Yes | Behind the Meter | Behind the Meter |  | None | Orbit Energy & Power, LLC | AC Electric | Eligible for TI Program | 2020-03-10 | 2020-03-13 | 2021-10-30 | HANWHA | Q.PEAK DUO BLK G-5 320 | Solar Panels |  | 0.32 | 8 | 13 | 36 |  | Fixed | Roof
NJSTRE1545387136 | NJSRRE1543565252 | Transition Incentive Program | Orange | 7050 | 9 | 5.99 | Residential | Yes | Behind the Meter | Behind the Meter |  | None | Trinity Solar | PSE&G | Eligible for TI Program | 2019-12-18 | 2019-12-23 | 2021-10-30 | HANWHA | Q.PEAK DUO BLK-G5 315 | Solar Panels |  | 0.315 | 11 | 200 | 40 |  | Fixed | Roof
NJSTRE1545387138 | NJSRRE1543575346 | Transition Incentive Program | Egg Harbor Township | 8234 | 19 | 5.99 | Residential | Yes | Behind the Meter | Behind the Meter |  | None | Trinity Solar | AC Electric | Eligible for TI Program | 2019-12-20 | 2019-12-26 | 2021-10-30 | Hanwha | Q.PEAK DUO BLK-G5 315 | Solar Panels |  | 0.315 | 12 | 267 | 30 |  | Fixed | Roof
NJSTRE1545387144 | NJSRRE1544342523 | Transition Incentive Program | Marlboro | 7746 | 17 | 10.72 | Residential | No | Behind the Meter | Net-metered residential rooftop and canopy |  | None | SunnyMac LLC | JCP&L | Accepted |  | 2020-02-05 | 2021-10-30 | SunPower | X21335 | Solar Panels |  | 0.335 | 9 | 174 | 23 |  | Fixed | Roof
NJSTRE1545387146 | NJSRRE1543513048 | Transition Incentive Program | Orange | 7050 | 9 | 8.28 | Residential | Yes | Behind the Meter | Behind the Meter |  | None | Pro Custom Solar dba Momentum Solar | PSE&G | Eligible for TI Program | 2019-12-11 | 2019-12-18 | 2021-10-30 | LG ELECTRONICS | LG 345N1C-V5 | Solar Panels |  | 0.345 | 6 | 300 | 32 |  | Fixed | Roof
NJSTRE1545387148 | NJSRRE1544501454 | Transition Incentive Program | Ocean View | 8230 | 21 | 6.4 | Residential | No | Behind the Meter | Net-metered residential rooftop and canopy |  | None | Castle Energy, LLC | AC Electric | Accepted | 2020-02-19 | 2020-02-24 | 2021-10-30 | Hanwha Q-Cells | Q.Peak DUO-G5 320 | Solar Panels |  | 0.32 | 20 | 118 | 20 |  | Fixed | Roof
NJSTRE1545387152 | NJSRRE1544419760 | Transition Incentive Program | Clifton | 7013 | 6 | 6.93 | Residential | Yes | Behind the Meter | Behind the Meter |  | None | Trinity Solar | PSE&G | Eligible for TI Program | 2020-02-07 | 2020-02-11 | 2021-10-30 | HANWHA | Q.PEAK DUO BLK-G5 315 | Solar Panels |  | 0.315 | 16 | 199 | 16 |  | Fixed | Roof
NJSTRE1545387154 | NJSRRE1544519526 | Transition Incentive Program | Paterson | 7514 | 6 | 7.94 | Residential | Yes | Behind the Meter | Behind the Meter |  | None | Sunrun Installation Services, Inc. | PSE&G | Eligible for TI Program | 2020-02-21 | 2020-02-25 | 2021-10-30 | LG Electronics | LG345N1C-V5 | Solar Panels |  | 0.345 | 12 | 8 | 34 |  | Fixed | Roof
NJSTRE1545387169 | NJSRRE1543556178 | Transition Incentive Program | Linden | 7036 | 10 | 21 | Residential | Yes | Behind the Meter | Behind the Meter |  | None | Sunrun Installation Services, Inc. | PSE&G | Eligible for TI Program | 2019-12-17 | 2019-12-20 | 2021-10-30 | Hanwha Q-Cells | Q.PEAK BLK-G4.1 295 | Solar Panels |  | 1 | 21 | 129 | 18 |  | Fixed | Roof | outdoor
NJSTRE1545387179 | NJSRRE1543828744 | Transition Incentive Program | Ringwood | 7456 | 6 | 7.04 | Residential | Yes | Behind the Meter | Behind the Meter |  | None | Skyline Solar, LLC | Orange Rockland Electric | Eligible for TI Program | 2019-12-31 | 2020-01-06 | 2021-10-30 | Silfab | SLA310M | Solar Panels |  | 0.32 | 22 | 228 | 10 |  | Fixed | Roof
NJSTRE1545387181 | NJSRRE1543912219 | Transition Incentive Program | Somerville | 8876 | 5 | 65.45 | Commercial | No | Behind the Meter | Behind the Meter |  | None | Green Power | PSE&G | Eligible for TI Program | 2020-01-03 | 2020-01-07 | 2021-10-30 | Trina | TSM-385DE14H(II) | Solar Panels |  | 0.385 | 65 | 194 | 5 |  | Fixed | Roof
NJSTRE1545387184 | NJSRRE1544219846 | Transition Incentive Program | Sewell | 8080 | 15 | 20.52 | Commercial | No | Behind the Meter | Behind the Meter |  | None | Spectacular Solar | AC Electric | Eligible for TI Program | 2020-01-24 | 2020-01-28 | 2021-10-30 | Axitec | AXIpremiumHC | Solar Panels |  | 0.38 | 54 | 180 | 1 |  | Fixed | Roof
NJSTRE1545387186 | NJSRRE1544519568 | Transition Incentive Program | Kearny | 7032 | 8 | 4.34 | Residential | No | Behind the Meter | Behind the Meter |  | None | Sunrun Installation Services, Inc. | PSE&G | Eligible for TI Program | 2020-02-21 | 2020-02-25 | 2021-10-30 | REC Solar | REC310TP2M | Solar Panels |  | 0.31 | 5 | 204 | 30 |  | Fixed | Roof
NJSTRE1545388445 | NJSRRE1544849692 | Transition Incentive Program | Egg Harbor Township | 8234 | 19 | 4.08 | Residential | Yes | Behind the Meter | Behind the Meter |  | None | Trinity Solar | AC Electric | Eligible for TI Program | 2020-04-16 | 2020-04-23 | 2021-10-30 | Hanwha | Q.PEAK DUO BLK-G6 340 | Solar Panels |  | 0.34 | 12 | 195 | 40 |  | Fixed | Roof
NJSTRE1545388455 | NJSRRE1544867121 | Transition Incentive Program | WESTWOOD | 7675 | 7 | 10.88 | Residential | Yes | Behind the Meter | Net-metered residential rooftop and canopy |  | None | Vivint Solar Developer, LLC | PSE&G | Final As-Built Received | 2020-04-21 | 2020-04-27 | 2021-10-30 | Jinko Solar | JKM320M-60HBL | Solar Panels |  | 0.32 | 4 | 197 | 21 |  | Fixed | Roof
NJSTRE1545388455 | NJSRRE1544867121 | Transition Incentive Program | WESTWOOD | 7675 | 7 | 10.88 | Residential | Yes | Behind the Meter | Net-metered residential rooftop and canopy |  | None | Vivint Solar Developer, LLC | PSE&G | Final As-Built Received | 2020-04-21 | 2020-04-27 | 2021-10-30 | Jinko Solar | JKM320M-60HBL | Solar Panels |  | 0.32 | 12 | 107 | 21 |  | Fixed | Roof
NJSTRE1545388461 | NJSRRE1544620018 | Transition Incentive Program | Bridgeton | 8302 | 20 | 6.62 | Residential | Yes | Behind the Meter | Net-metered residential rooftop and canopy |  | None | Suntuity Solar LLC | AC Electric | Accepted | 2020-03-07 | 2020-03-11 | 2021-10-30 | Hanwha Solar | Q-Cells 315 Mono | Solar Panels |  | 0.315 | 4 | 166 | 18 |  | Fixed | Roof
NJSTRE1545388480 | NJSRRE1544761148 | Transition Incentive Program | Glassboro | 8028 | 15 | 2.04 | Residential | Yes | Behind the Meter | Net-metered residential rooftop and canopy |  | None | Trinity Solar | AC Electric | Accepted |  | 2020-03-27 | 2021-10-30 | Hanwha 340 | Q.PEAK DUO BLK-G6 340 | Solar Panels |  | 0.34 | 6 | 150 | 23 |  | Fixed | Roof
NJSTRE1545388486 | NJSRRE1544695681 | Transition Incentive Program | Trenton | 8610 | 12 | 5.1 | Residential | No | Behind the Meter | Behind the Meter |  | None | Pro Custom Solar dba Momentum Solar | PSE&G | Eligible for TI Program | 2020-03-16 | 2020-03-18 | 2021-10-30 | HANWHA | Q.PEAK DUO BLK G6+ 340 | Solar Panels |  | 0.34 | 15 | 60 | 30 |  | Fixed | Roof
NJSTRE1545388492 | NJSRRE1544868454 | Transition Incentive Program | ELIZABETH | 7206 | 10 | 2.88 | Residential | Yes | Behind the Meter | Net-metered residential rooftop and canopy |  | None | Vivint Solar Developer, LLC | PSE&G | Accepted | 2020-04-21 | 2020-04-27 | 2021-10-30 | JINKO SOLAR | JKM320M-60HBL | Solar Panels |  | 0.32 | 9 | 317 | 41 |  | Fixed | Roof
NJSTRE1545388503 | NJSRRE1544854560 | Transition Incentive Program | Villas | 8251 | 21 | 9.3 | Residential | Yes | Behind the Meter | Behind the Meter |  | None | Sunrun Installation Services, Inc. | AC Electric | Eligible for TI Program | 2020-04-17 | 2020-04-23 | 2021-10-30 | REC Solar | REC310TP2M | Solar Panels |  | 0.31 | 22 | 298 | 18 |  | Fixed | Roof
NJSTRE1545388508 | NJSRRE1544698240 | Transition Incentive Program | Long Branch | 7740 | 17 | 7.14 | Residential | Yes | Behind the Meter | Behind the Meter |  | None | Trinity Solar | JCP&L | Eligible for TI Program | 2020-03-16 | 2020-03-19 | 2021-10-30 | Hanwha 340 | Q.PEAK DUO BLK-G6 340 | Solar Panels |  | 0.34 | 7 | 172 | 30 |  | Fixed | Roof
NJSTRE1545388520 | NJSRRE1544695684 | Transition Incentive Program | Tewksbury | 8833 | 4 | 18.9 | Residential | No | Behind the Meter | Behind the Meter |  | None | Green Power energy | JCP&L | Eligible for TI Program | 2020-03-16 | 2020-03-18 | 2021-10-30 | LG Electronics | LG350N1C-V5 | Solar Panels |  | 0.35 | 29 | 157 | 27 |  | Fixed | Roof
NJSTRE1545388526 | NJSRRE1544776020 | Transition Incentive Program | Hamilton Township | 8690 | 12 | 19.84 | Residential | Yes | Behind the Meter | Behind the Meter |  | None | Sunrun Installation Services, Inc. | PSE&G | Eligible for TI Program | 2020-03-31 | 2020-04-09 | 2021-10-30 | REC Solar | REC310TP2M | Solar Panels |  | 0.31 | 15 | 216 | 43 |  | Fixed | Roof
NJSTRE1545388532 | NJSRRE1544611301 | Transition Incentive Program | BARNEGAT | 8005 | 18 | 4.48 | Residential | Yes | Behind the Meter | Net-metered residential rooftop and canopy |  | None | Vivint Solar Developer, LLC | JCP&L | Accepted | 2020-03-06 | 2020-03-11 | 2021-10-30 | Jinko Solar | JKM320M-60HBL | Solar Panels |  | 0.32 | 14 | 193 | 20 |  | Fixed | Roof
NJSTRE1545388581 | NJSRRE1544736096 | Transition Incentive Program | KENDALL PARK | 8824 | 11 | 2.88 | Residential | Yes | Behind the Meter | Net-metered residential rooftop and canopy |  | None | Vivint Solar Developer, LLC | PSE&G | Accepted | 2020-03-20 | 2020-03-25 | 2021-10-30 | JINKO SOLAR | JKM320M-60HBL | Solar Panels |  | 0.32 | 3 | 256 | 15 |  | Fixed | Roof
NJSTRE1545388586 | NJSRRE1544621134 | Transition Incentive Program | Belleville | 7109 | 9 | 7.52 | Residential | Yes | Behind the Meter | Behind the Meter |  | None | Seabright Solar | PSE&G | Eligible for TI Program | 2020-03-09 | 2020-03-11 | 2021-10-30 | Sunpower | SPR-E20-327 | Solar Panels |  | 0.327 | 23 | 212 | 26 |  | Fixed | Roof
NJSTRE1545388592 | NJSRRE1544623786 | Transition Incentive Program | CLAYTON | 8312 | 15 | 6.4 | Residential | Yes | Behind the Meter | Behind the Meter |  | None | Orbit Energy & Power, LLC | AC Electric | Eligible for TI Program | 2020-03-10 | 2020-03-13 | 2021-10-30 | HANWHA | Q.PEAK DUO BLK G-5 320 | Solar Panels |  | 0.32 | 12 | 193 | 36 |  | Fixed | Roof
NJSTRE1545388598 | NJSRRE1544624217 | Transition Incentive Program | Boonton | 7005 | 3 | 6.51 | Residential | No | Behind the Meter | Behind the Meter |  | None | Sunrun Installation Services, Inc. | JCP&L | Eligible for TI Program | 2020-03-10 | 2020-03-13 | 2021-10-30 | REC Solar | REC310TP2M | Solar Panels |  | 0.31 | 15 | 205 | 41 |  | Fixed | Roof
NJSTRE1545388599 | NJSRRE1544767321 | Transition Incentive Program | North Arlington | 7031 | 7 | 4.08 | Residential | Yes | Behind the Meter | Net-metered residential rooftop and canopy |  | None | Trinity Solar | PSE&G | Final As-Built Received |  | 2020-03-31 | 2021-10-30 | HANWHA | Q.PEAK DUO BLK-G6 340 | Solar Panels |  | 0.34 | 3 | 215 | 36 |  | Fixed | Roof
NJSTRE1545388602 | NJSRRE1544868417 | Transition Incentive Program | Keyport | 7735 | 17 | 10.24 | Residential | Yes | Behind the Meter | Net-metered residential rooftop and canopy |  | None | Vivint Solar Developer, LLC | JCP&L | Accepted | 2020-04-21 | 2020-04-27 | 2021-10-30 | JINKO SOLAR | JKM320M-60HBL | Solar Panels |  | 0.32 | 17 | 175 | 21 |  | Fixed | Roof
NJSTRE1545388610 | NJSRRE1544813210 | Transition Incentive Program | Brigantine | 8203 | 19 | 3.41 | Residential | Yes | Behind the Meter | Behind the Meter |  | None | Sunrun Installation Services, Inc. | AC Electric | Eligible for TI Program | 2020-04-08 | 2020-04-14 | 2021-10-30 | REC Solar | REC310TP2M | Solar Panels |  | 0.31 | 11 | 261 | 18 |  | Fixed | Roof
NJSTRE1545388616 | NJSRRE1544816668 | Transition Incentive Program | TOTOWA | 7512 | 6 | 7.04 | Residential | Yes | Behind the Meter | Net-metered residential rooftop and canopy |  | None | Vivint Solar Developer, LLC | PSE&G | Accepted | 2020-04-08 | 2020-04-15 | 2021-10-30 | Jinko Solar | JKM320M-60HBL | Solar Panels |  | 0.32 | 6 | 319 | 22 |  | Fixed | Roof
NJSTRE1545388622 | NJSRRE1544775194 | Transition Incentive Program | Sayreville | 8872 | 11 | 3.69 | Residential | Yes | Behind the Meter | Behind the Meter |  | None | Trinity Solar | JCP&L | Eligible for TI Program | 2020-03-31 | 2020-04-09 | 2021-10-30 | HANWHA | Q.PEAK DUO BLK-G6 335 | Solar Panels |  | 0.335 | 8 | 260 | 28 |  | Fixed | Roof
NJSTRE1545388627 | NJSRRE1544709066 | Transition Incentive Program | Laurel Lake | 8332 | 20 | 8.64 | Residential | Yes | Behind the Meter | Net-metered residential rooftop and canopy |  | None | Sun Up Zero Down | AC Electric | Accepted | 2020-03-17 | 2020-03-20 | 2021-10-30 | Trina | TSM-320 DD05H.05 (II) | Solar Panels |  | 0.32 | 15 | 93 | 9 |  | Fixed | Roof
NJSTRE1545388630 | NJSRRE1544708790 | Transition Incentive Program | Roselle | 7203 | 10 | 14 | Residential | Yes | Behind the Meter | Net-metered residential rooftop and canopy |  | None | Pro Custom Solar dba Momentum Solar | PSE&G | Final As-Built Received | 2020-03-17 | 2020-04-09 | 2021-10-30 | lg electronics | LG 350N1C-V5 | Solar Panels |  | 0.35 | 8 | 169 | 34 |  | Fixed | Roof
NJSTRE1545388631 | NJSRRE1544771397 | Transition Incentive Program | fLEMINGTON | 8822 | 4 | 10.4 | Residential | No | Behind the Meter | Net-metered residential rooftop and canopy |  | None | SunPower Corporation, Systems | JCP&L | Accepted |  | 2020-04-02 | 2021-10-30 | SUNPOWER | SPR-A400-G-AC | Solar Panels |  | 0.4 | 10 | 350 | 25 |  | Fixed | Roof
NJSTRE1545388633 | NJSRRE1544566576 | Transition Incentive Program | Haledon | 7508 | 6 | 6.21 | Residential | Yes | Behind the Meter | Behind the Meter |  | None | Sunrun Installation Services, Inc. | PSE&G | Eligible for TI Program | 2020-03-03 | 2020-03-05 | 2021-10-30 | LG Electronics | LG345N1C-V5 | Solar Panels |  | 0.345 | 8 | 139 | 34 |  | Fixed | Roof
NJSTRE1545388508 | NJSRRE1544698240 | Transition Incentive Program | Long Branch | 7740 | 17 | 7.14 | Residential | Yes | Behind the Meter | Behind the Meter |  | None | Trinity Solar | JCP&L | Eligible for TI Program | 2020-03-16 | 2020-03-19 | 2021-10-30 | Hanwha 340 | Q.PEAK DUO BLK-G6 340 | Solar Panels |  | 0.34 | 7 | 262 | 30 |  | Fixed | Roof
NJSTRE1545388520 | NJSRRE1544695684 | Transition Incentive Program | Tewksbury | 8833 | 4 | 18.9 | Residential | No | Behind the Meter | Behind the Meter |  | None | Green Power energy | JCP&L | Eligible for TI Program | 2020-03-16 | 2020-03-18 | 2021-10-30 | LG Electronics | LG350N1C-V5 | Solar Panels |  | 0.35 | 11 | 161 | 27 |  | Fixed | Roof
NJSTRE1545388520 | NJSRRE1544695684 | Transition Incentive Program | Tewksbury | 8833 | 4 | 18.9 | Residential | No | Behind the Meter | Behind the Meter |  | None | Green Power energy | JCP&L | Eligible for TI Program | 2020-03-16 | 2020-03-18 | 2021-10-30 | LG Electronics | LG350N1C-V5 | Solar Panels |  | 0.35 | 4 | 247 | 27 |  | Fixed | Roof
NJSTRE1545388526 | NJSRRE1544776020 | Transition Incentive Program | Hamilton Township | 8690 | 12 | 19.84 | Residential | Yes | Behind the Meter | Behind the Meter |  | None | Sunrun Installation Services, Inc. | PSE&G | Eligible for TI Program | 2020-03-31 | 2020-04-09 | 2021-10-30 | REC Solar | REC310TP2M | Solar Panels |  | 0.31 | 27 | 36 | 27 |  | Fixed | Roof
NJSTRE1545388531 | NJSRRE1544868053 | Transition Incentive Program | Blackwood | 8012 | 14 | 4.08 | Residential | Yes | Behind the Meter | Net-metered residential rooftop and canopy |  | None | Trinity Solar | PSE&G | Final As-Built Received |  | 2020-04-27 | 2021-10-30 | HANWHA | Q.PEAK DUO BLK-G6 340 | Solar Panels |  | 0.34 | 12 | 188 | 27 |  | Fixed | Roof
NJSTRE1545388541 | NJSRRE1544727505 | Transition Incentive Program | Moorestown | 8057 | 13 | 9.6 | Residential | Yes | Behind the Meter | Net-metered residential rooftop and canopy |  | None | Vivint Solar Developer, LLC | PSE&G | Final As-Built Received | 2020-03-20 | 2020-03-24 | 2021-10-30 | Jinko Solar | JKM320M-60HBL | Solar Panels |  | 0.32 | 5 | 172 | 25 |  | Fixed | Roof
NJSTRE1545388560 | NJSRRE1544796626 | Transition Incentive Program | Atlantic City | 8401 | 19 | 6.5 | Residential | Yes | Behind the Meter | Net-metered residential rooftop and canopy |  | None | Castle Energy, LLC | AC Electric | Accepted | 2020-04-03 | 2020-04-09 | 2021-10-30 | Hanwha Q-Cells | Q.Peak DUO-G5 325 | Solar Panels |  | 0.325 | 20 | 147 | 13 |  | Fixed | Roof
NJSTRE1545388565 | NJSRRE1544765142 | Transition Incentive Program | LINDEN | 7036 | 10 | 11.2 | Residential | Yes | Behind the Meter | Net-metered residential rooftop and canopy |  | None | Vivint Solar Developer, LLC | PSE&G | Accepted | 2020-03-26 | 2020-03-30 | 2021-10-30 | Jinko Solar | JKM320M-60HBL | Solar Panels |  | 0.32 | 4 | 38 | 24 |  | Fixed | Roof
NJSTRE1545388565 | NJSRRE1544765142 | Transition Incentive Program | LINDEN | 7036 | 10 | 11.2 | Residential | Yes | Behind the Meter | Net-metered residential rooftop and canopy |  | None | Vivint Solar Developer, LLC | PSE&G | Accepted | 2020-03-26 | 2020-03-30 | 2021-10-30 | Jinko Solar | JKM320M-60HBL | Solar Panels |  | 0.32 | 3 | 218 | 24 |  | Fixed | Roof
NJSTRE1545388577 | NJSRRE1544613443 | Transition Incentive Program | Moorestown | 8057 | 13 | 6.72 | Residential | Yes | Behind the Meter | Behind the Meter |  | None | Vivint Solar Developer, LLC | PSE&G | Eligible for TI Program | 2020-03-06 | 2020-03-11 | 2021-10-30 | Jinko Solar | JKM320M-60HBL | Solar Panels |  | 0.32 | 9 | 243 | 35 |  | Fixed | Roof
NJSTRE1545388595 | NJSRRE1544804647 | Transition Incentive Program | Roselle Park | 7204 | 10 | 6.12 | Residential | Yes | Behind the Meter | Behind the Meter |  | None | Trinity Solar | PSE&G | Eligible for TI Program | 2020-04-07 | 2020-04-10 | 2021-10-30 | Hanwha 340 | Q.PEAK DUO BLK-G6 340 | Solar Panels |  | 0.34 | 18 | 155 | 14 |  | Fixed | Roof
NJSTRE1545388596 | NJSRRE1544819106 | Transition Incentive Program | Egg Harbor City | 8215 | 19 | 13.86 | Residential | No | Behind the Meter | Net-metered residential rooftop and canopy |  | None | Suntuity Solar LLC | AC Electric | Accepted | 2020-04-10 | 2020-04-17 | 2021-10-30 | Hanwha Solar | Q-Cells 315 Mono | Solar Panels |  | 0.315 | 24 | 141 | 21 |  | Fixed | Roof
NJSTRE1545388599 | NJSRRE1544767321 | Transition Incentive Program | North Arlington | 7031 | 7 | 4.08 | Residential | Yes | Behind the Meter | Net-metered residential rooftop and canopy |  | None | Trinity Solar | PSE&G | Final As-Built Received |  | 2020-03-31 | 2021-10-30 | HANWHA | Q.PEAK DUO BLK-G6 340 | Solar Panels |  | 0.34 | 2 | 125 | 17 |  | Fixed | Roof
NJSTRE1545388600 | NJSRRE1544852588 | Transition Incentive Program | Bayonne | 7002 | 8 | 5.36 | Residential | Yes | Behind the Meter | Behind the Meter |  | None | Pro Custom Solar dba Momentum Solar | PSE&G | Eligible for TI Program | 2020-04-16 | 2020-04-23 | 2021-10-30 | HANWHA | Q.PEAK DUO BLK G6+ 335 | Solar Panels |  | 0.335 | 16 | 101 | 1 |  | Fixed | Roof
NJSTRE1545388602 | NJSRRE1544868417 | Transition Incentive Program | Keyport | 7735 | 17 | 10.24 | Residential | Yes | Behind the Meter | Net-metered residential rooftop and canopy |  | None | Vivint Solar Developer, LLC | JCP&L | Accepted | 2020-04-21 | 2020-04-27 | 2021-10-30 | JINKO SOLAR | JKM320M-60HBL | Solar Panels |  | 0.32 | 9 | 265 | 21 |  | Fixed | Roof
NJSTRE1545388602 | NJSRRE1544868417 | Transition Incentive Program | Keyport | 7735 | 17 | 10.24 | Residential | Yes | Behind the Meter | Net-metered residential rooftop and canopy |  | None | Vivint Solar Developer, LLC | JCP&L | Accepted | 2020-04-21 | 2020-04-27 | 2021-10-30 | JINKO SOLAR | JKM320M-60HBL | Solar Panels |  | 0.32 | 6 | 85 | 21 |  | Fixed | Roof
NJSTRE1545388613 | NJSRRE1544775257 | Transition Incentive Program | Cherry Hill | 8003 | 14 | 12.16 | Residential | No | Behind the Meter | Net-metered residential rooftop and canopy |  | None | Whitman Construction, LLC | PSE&G | Accepted | 2020-03-31 | 2020-04-09 | 2021-10-30 | Trina Solar | TSM-320DD05H | Solar Panels |  | 0.32 | 26 | 89 | 31 |  | Fixed | Roof
NJSTRE1545388631 | NJSRRE1544771397 | Transition Incentive Program | fLEMINGTON | 8822 | 4 | 10.4 | Residential | No | Behind the Meter | Net-metered residential rooftop and canopy |  | None | SunPower Corporation, Systems | JCP&L | Accepted |  | 2020-04-02 | 2021-10-30 | SUNPOWER | SPR-A400-G-AC | Solar Panels |  | 0.4 | 6 | 80 | 25 |  | Fixed | Roof
NJSTRE1545388633 | NJSRRE1544566576 | Transition Incentive Program | Haledon | 7508 | 6 | 6.21 | Residential | Yes | Behind the Meter | Behind the Meter |  | None | Sunrun Installation Services, Inc. | PSE&G | Eligible for TI Program | 2020-03-03 | 2020-03-05 | 2021-10-30 | LG Electronics | LG345N1C-V5 | Solar Panels |  | 0.345 | 10 | 319 | 34 |  | Fixed | Roof
NJSTRE1545388639 | NJSRRE1544761128 | Transition Incentive Program | Mays Landing | 8330 | 19 | 12.08 | Residential | Yes | Behind the Meter | Behind the Meter |  | None | Sunrun Installation Services, Inc. | AC Electric | Eligible for TI Program | 2020-03-24 | 2020-03-27 | 2021-10-30 | LG Electronics | LG345N1C-V5 | Solar Panels |  | 0.345 | 14 | 117 | 27 |  | Fixed | Roof
NJSTRE1545388640 | NJSRRE1544719797 | Transition Incentive Program | Cedar Grove | 7009 | 9 | 15.19 | Residential | Yes | Behind the Meter | Behind the Meter |  | None | Sunrun Installation Services, Inc. | PSE&G | Eligible for TI Program | 2020-03-18 | 2020-03-23 | 2021-10-30 | REC Solar | REC310TP2M | Solar Panels |  | 0.31 | 24 | 110 | 26 |  | Fixed | Roof
NJSTRE1545388642 | NJSRRE1544802342 | Transition Incentive Program | DOVER | 7801 | 3 | 3.84 | Residential | Yes | Behind the Meter | Net-metered residential rooftop and canopy |  | None | Vivint Solar Developer, LLC | JCP&L | Accepted | 2020-04-06 | 2020-04-09 | 2021-10-30 | JINKO SOLAR | JKM320M-60HBL | Solar Panels |  | 0.32 | 12 | 113 | 22 |  | Fixed | Roof
NJSTRE1545388643 | NJSRRE1544727541 | Transition Incentive Program | WANAQUE | 7465 | 6 | 10.24 | Residential | Yes | Behind the Meter | Net-metered residential rooftop and canopy |  | None | Vivint Solar Developer, LLC | JCP&L | Accepted | 2020-03-20 | 2020-03-24 | 2021-10-30 | Jinko Solar | JKM320M-60HBL | Solar Panels |  | 0.32 | 10 | 52 | 21 |  | Fixed | Roof
NJSTRE1545388651 | NJSRRE1544611486 | Transition Incentive Program | Brick | 8723 | 18 | 9.86 | Residential | No | Behind the Meter | Net-metered residential rooftop and canopy |  | None | NJ Solar Power, LLC | JCP&L | Accepted | 2020-03-05 | 2020-03-11 | 2021-10-30 | Panasonic | VBHN340SA17 | Solar Panels |  | 0.34 | 24 | 263 | 21 |  | Fixed | Roof
NJSTRE1545388601 | NJSRRE1544773647 | Transition Incentive Program | Irvington Town | 7111 | 9 | 8.68 | Residential | No | Behind the Meter | Net-metered residential rooftop and canopy |  | None | Palmetto Solar LLC | PSE&G | Accepted | 2020-03-31 | 2020-04-09 | 2021-10-30 | Yingli | 310D-30B | Solar Panels |  | 0.31 | 28 | 180 | 25 |  | Fixed | Roof
NJSTRE1545388611 | NJSRRE1544773643 | Transition Incentive Program | Hammonton | 8037 | 19 | 16.74 | Residential | Yes | Behind the Meter | Behind the Meter |  | None | Sunrun Installation Services, Inc. | AC Electric | Eligible for TI Program | 2020-03-30 | 2020-04-09 | 2021-10-30 | REC Solar | REC310TP2M | Solar Panels |  | 0.31 | 7 | 312 | 27 |  | Fixed | Roof
NJSTRE1545388611 | NJSRRE1544773643 | Transition Incentive Program | Hammonton | 8037 | 19 | 16.74 | Residential | Yes | Behind the Meter | Behind the Meter |  | None | Sunrun Installation Services, Inc. | AC Electric | Eligible for TI Program | 2020-03-30 | 2020-04-09 | 2021-10-30 | REC Solar | REC310TP2M | Solar Panels |  | 0.31 | 25 | 221 | 27 |  | Fixed | Roof
NJSTRE1545388628 | NJSRRE1544855237 | Transition Incentive Program | Medford | 8055 | 13 | 25.6 | Residential | Yes | Behind the Meter | Net-metered residential rooftop and canopy |  | None | SunPower Corporation, Systems | AC Electric | Accepted |  | 2020-04-23 | 2021-10-30 | SUNPOWER | SPR-A400-G-AC | Solar Panels |  | 0.4 | 4 | 200 | 35 |  | Fixed | Roof
NJSTRE1545388640 | NJSRRE1544719797 | Transition Incentive Program | Cedar Grove | 7009 | 9 | 15.19 | Residential | Yes | Behind the Meter | Behind the Meter |  | None | Sunrun Installation Services, Inc. | PSE&G | Eligible for TI Program | 2020-03-18 | 2020-03-23 | 2021-10-30 | REC Solar | REC310TP2M | Solar Panels |  | 0.31 | 12 | 200 | 23 |  | Fixed | Roof
NJSTRE1545388646 | NJSRRE1544796063 | Transition Incentive Program | Camden | 8105 | 14 | 5.12 | Residential | Yes | Behind the Meter | Behind the Meter |  | None | Steve Whitman LLC | PSE&G | Eligible for TI Program | 2020-04-03 | 2020-04-09 | 2021-10-30 | Hanwha Q-Cells | Q.PEAK DUO-G5 320 | Solar Panels |  | 0.32 | 16 | 0 | 0 |  | Fixed | Roof
NJSTRE1545388647 | NJSRRE1544768872 | Transition Incentive Program | Trenton | 8619 | 12 | 6.65 | Residential | Yes | Behind the Meter | Behind the Meter |  | None | Pro Custom Solar dba Momentum Solar | PSE&G | Eligible for TI Program | 2020-03-27 | 2020-04-01 | 2021-10-30 | lg electronics | LG 350N1C-V5 | Solar Panels |  | 0.35 | 9 | 263 | 10 |  | Fixed | Roof
NJSTRE1545388655 | NJSRRE1544802313 | Transition Incentive Program | Vineland | 8360 | 20 | 11.84 | Residential | Yes | Behind the Meter | Net-metered residential rooftop and canopy |  | None | Orbit Energy & Power, LLC | Vineland Muni Electric | Final As-Built Received |  | 2020-04-09 | 2021-10-30 | hanwha | Q.Peak DUO BLK G5 320W | Solar Panels |  | 0.32 | 4 | 259 | 15 |  | Fixed | Roof
NJSTRE1545388656 | NJSRRE1544852675 | Transition Incentive Program | Newfoundland | 7435 | 6 | 8.5 | Residential | No | Behind the Meter | Behind the Meter |  | None | Pro Custom Solar dba Momentum Solar | JCP&L | Eligible for TI Program | 2020-04-16 | 2020-04-23 | 2021-10-30 | HANWHA | Q.PEAK DUO BLK G6+ 340 | Solar Panels |  | 0.34 | 8 | 182 | 25 |  | Fixed | Roof
NJSTRE1545388661 | NJSRRE1544886313 | Transition Incentive Program | Bargaintown | 8234 | 19 | 10.88 | Residential | Yes | Behind the Meter | Net-metered residential rooftop and canopy |  | None | All Season Solar | AC Electric | Final As-Built Received | 2020-04-23 | 2020-04-28 | 2021-10-30 | Trina | TSMDD06M05II | Solar Panels |  | 0.32 | 15 | 225 | 26 |  | Fixed | Roof
NJSTRE1545388673 | NJSRRE1544796140 | Transition Incentive Program | Oak Ridge | 7438 | 6 | 7.04 | Residential | Yes | Behind the Meter | Behind the Meter |  | None | Steve Whitman LLC | JCP&L | Eligible for TI Program | 2020-04-03 | 2020-04-09 | 2021-10-30 | Hanwha Q-Cells | Q.PEAK DUO-G5 320 | Solar Panels |  | 0.32 | 22 | 189 | 20 |  | Fixed | Roof
NJSTRE1545388677 | NJSRRE1544805383 | Transition Incentive Program | Pleasantville | 8232 | 19 | 2.94 | Residential | Yes | Behind the Meter | Net-metered residential rooftop and canopy |  | None | Castle Energy, LLC | AC Electric | Accepted | 2020-04-07 | 2020-04-10 | 2021-10-30 | SunPower | SPR-E20-327-C-AC | Solar Panels |  | 0.327 | 4 | 214 | 23 |  | Fixed | Roof
NJSTRE1545388443 |  | Transition Incentive Program | Jackson | 8527 | 18 | 11.9 | Residential | No | Behind the Meter | Net-metered residential rooftop and canopy |  | JCPL | Vision Solar LLC | JCP&L | Accepted | 2020-08-01 | 2020-08-07 | 2021-10-30 | HANWHA Q-CELLS | Q.PEAK DUO-G6 340 | Solar Panels |  | 0.34 | 12 | 18 | 20 |  | Fixed | Roof
NJSTRE1545388593 | NJSRRE1544623669 | Transition Incentive Program | Manville | 8835 | 5 | 7.35 | Residential | Yes | Behind the Meter | Behind the Meter |  | None | Pro Custom Solar dba Momentum Solar | PSE&G | Eligible for TI Program | 2020-03-10 | 2020-03-13 | 2021-10-30 | lg electronics | LG 350N1C-V5 | Solar Panels |  | 0.35 | 7 | 193 | 26 |  | Fixed | Roof
NJSTRE1545388598 | NJSRRE1544624217 | Transition Incentive Program | Boonton | 7005 | 3 | 6.51 | Residential | No | Behind the Meter | Behind the Meter |  | None | Sunrun Installation Services, Inc. | JCP&L | Eligible for TI Program | 2020-03-10 | 2020-03-13 | 2021-10-30 | REC Solar | REC310TP2M | Solar Panels |  | 0.31 | 2 | 113 | 41 |  | Fixed | Roof
NJSTRE1545388603 | NJSRRE1544626552 | Transition Incentive Program | Erial | 8081 | 14 | 6.18 | Residential | No | Behind the Meter | Behind the Meter |  | None | Sunny Corp | AC Electric | Eligible for TI Program | 2020-03-11 | 2020-03-16 | 2021-10-30 | Panasonic | 325KA03 | Solar Panels |  | 0.325 | 19 | 160 | 29 |  | Fixed | Roof
NJSTRE1545388604 | NJSRRE1544776282 | Transition Incentive Program | Union | 7083 | 10 | 7.44 | Residential | Yes | Behind the Meter | Behind the Meter |  | None | Sunrun Installation Services, Inc. | PSE&G | Eligible for TI Program | 2020-03-31 | 2020-04-09 | 2021-10-30 | REC Solar | REC310TP2M | Solar Panels |  | 0.31 | 15 | 185 | 23 |  | Fixed | Roof
NJSTRE1545388609 | NJSRRE1544768975 | Transition Incentive Program | Union | 7083 | 10 | 5.25 | Residential | Yes | Behind the Meter | Behind the Meter |  | None | Pro Custom Solar dba Momentum Solar | PSE&G | Eligible for TI Program | 2020-03-27 | 2020-04-01 | 2021-10-30 | lg electronics | LG 350N1C-V5 | Solar Panels |  | 0.35 | 6 | 260 | 30 |  | Fixed | Roof
NJSTRE1545388614 | NJSRRE1544776336 | Transition Incentive Program | MOUNTAINSIDE | 7092 | 10 | 11.84 | Residential | Yes | Behind the Meter | Net-metered residential rooftop and canopy |  | None | Vivint Solar Developer, LLC | PSE&G | Accepted | 2020-03-31 | 2020-04-09 | 2021-10-30 | Jinko Solar | JKM320M-60HBL | Solar Panels |  | 0.32 | 26 | 119 | 30 |  | Fixed | Roof
NJSTRE1545388630 | NJSRRE1544708790 | Transition Incentive Program | Roselle | 7203 | 10 | 14 | Residential | Yes | Behind the Meter | Net-metered residential rooftop and canopy |  | None | Pro Custom Solar dba Momentum Solar | PSE&G | Final As-Built Received | 2020-03-17 | 2020-04-09 | 2021-10-30 | lg electronics | LG 350N1C-V5 | Solar Panels |  | 0.35 | 4 | 349 | 36 |  | Fixed | Roof
NJSTRE1545388635 | NJSRRE1544612624 | Transition Incentive Program | OCEAN CITY | 8226 | 21 | 9.14 | Residential | Yes | Behind the Meter | Net-metered residential rooftop and canopy |  | None | Vivint Solar Developer, LLC | AC Electric | Accepted | 2020-03-06 | 2020-03-11 | 2021-10-30 | Hanwha Solar | Q.PEAK BLK-G5 315 | Solar Panels |  | 0.315 | 20 | 303 | 4 |  | Fixed | Roof
NJSTRE1545388643 | NJSRRE1544727541 | Transition Incentive Program | WANAQUE | 7465 | 6 | 10.24 | Residential | Yes | Behind the Meter | Net-metered residential rooftop and canopy |  | None | Vivint Solar Developer, LLC | JCP&L | Accepted | 2020-03-20 | 2020-03-24 | 2021-10-30 | Jinko Solar | JKM320M-60HBL | Solar Panels |  | 0.32 | 12 | 232 | 21 |  | Fixed | Roof
NJSTRE1545388644 | NJSRRE1544749322 | Transition Incentive Program | Egg Harbor Township | 8234 | 19 | 15.04 | Residential | Yes | Behind the Meter | Net-metered residential rooftop and canopy |  | None | Vivint Solar Developer, LLC | AC Electric | Accepted | 2020-03-23 | 2020-03-25 | 2021-10-30 | Jinko Solar | JKM320M-60HBL | Solar Panels |  | 0.32 | 24 | 221 | 19 |  | Fixed | Roof
NJSTRE1545388650 | NJSRRE1544884419 | Transition Incentive Program | Elizabeth | 7208 | 10 | 7.48 | Residential | No | Behind the Meter | Behind the Meter |  | None | Pro Custom Solar dba Momentum Solar | PSE&G | Eligible for TI Program | 2020-04-22 | 2020-04-28 | 2021-10-30 | HANWHA | Q.PEAK DUO BLK G6+ 340 | Solar Panels |  | 0.34 | 4 | 246 | 6 |  | Fixed | Roof
NJSTRE1545388593 | NJSRRE1544623669 | Transition Incentive Program | Manville | 8835 | 5 | 7.35 | Residential | Yes | Behind the Meter | Behind the Meter |  | None | Pro Custom Solar dba Momentum Solar | PSE&G | Eligible for TI Program | 2020-03-10 | 2020-03-13 | 2021-10-30 | lg electronics | LG 350N1C-V5 | Solar Panels |  | 0.35 | 14 | 194 | 6 |  | Fixed | Roof
NJSTRE1545388598 | NJSRRE1544624217 | Transition Incentive Program | Boonton | 7005 | 3 | 6.51 | Residential | No | Behind the Meter | Behind the Meter |  | None | Sunrun Installation Services, Inc. | JCP&L | Eligible for TI Program | 2020-03-10 | 2020-03-13 | 2021-10-30 | REC Solar | REC310TP2M | Solar Panels |  | 0.31 | 2 | 293 | 41 |  | Fixed | Roof
NJSTRE1545388598 | NJSRRE1544624217 | Transition Incentive Program | Boonton | 7005 | 3 | 6.51 | Residential | No | Behind the Meter | Behind the Meter |  | None | Sunrun Installation Services, Inc. | JCP&L | Eligible for TI Program | 2020-03-10 | 2020-03-13 | 2021-10-30 | REC Solar | REC310TP2M | Solar Panels |  | 0.31 | 2 | 25 | 41 |  | Fixed | Roof
NJSTRE1545388604 | NJSRRE1544776282 | Transition Incentive Program | Union | 7083 | 10 | 7.44 | Residential | Yes | Behind the Meter | Behind the Meter |  | None | Sunrun Installation Services, Inc. | PSE&G | Eligible for TI Program | 2020-03-31 | 2020-04-09 | 2021-10-30 | REC Solar | REC310TP2M | Solar Panels |  | 0.31 | 9 | 5 | 23 |  | Fixed | Roof
NJSTRE1545388609 | NJSRRE1544768975 | Transition Incentive Program | Union | 7083 | 10 | 5.25 | Residential | Yes | Behind the Meter | Behind the Meter |  | None | Pro Custom Solar dba Momentum Solar | PSE&G | Eligible for TI Program | 2020-03-27 | 2020-04-01 | 2021-10-30 | lg electronics | LG 350N1C-V5 | Solar Panels |  | 0.35 | 3 | 167 | 37 |  | Fixed | Roof
NJSTRE1545388609 | NJSRRE1544768975 | Transition Incentive Program | Union | 7083 | 10 | 5.25 | Residential | Yes | Behind the Meter | Behind the Meter |  | None | Pro Custom Solar dba Momentum Solar | PSE&G | Eligible for TI Program | 2020-03-27 | 2020-04-01 | 2021-10-30 | lg electronics | LG 350N1C-V5 | Solar Panels |  | 0.35 | 6 | 260 | 14 |  | Fixed | Roof
NJSTRE1545388614 | NJSRRE1544776336 | Transition Incentive Program | MOUNTAINSIDE | 7092 | 10 | 11.84 | Residential | Yes | Behind the Meter | Net-metered residential rooftop and canopy |  | None | Vivint Solar Developer, LLC | PSE&G | Accepted | 2020-03-31 | 2020-04-09 | 2021-10-30 | Jinko Solar | JKM320M-60HBL | Solar Panels |  | 0.32 | 11 | 299 | 30 |  | Fixed | Roof
NJSTRE1545388615 | NJSRRE1544611535 | Transition Incentive Program | Hohokus | 7423 | 7 | 3.78 | Residential | No | Behind the Meter | Net-metered residential rooftop and canopy |  | None | Tesla Energy Operations Inc | PSE&G | Accepted | 2020-03-05 | 2020-03-11 | 2021-10-30 | Hanwha Q Cells | Q.PEAK DUO BLK-G5/SC315 | Solar Panels |  | 0.315 | 12 | 348 | 18 |  | Fixed | Roof
NJSTRE1545388630 | NJSRRE1544708790 | Transition Incentive Program | Roselle | 7203 | 10 | 14 | Residential | Yes | Behind the Meter | Net-metered residential rooftop and canopy |  | None | Pro Custom Solar dba Momentum Solar | PSE&G | Final As-Built Received | 2020-03-17 | 2020-04-09 | 2021-10-30 | lg electronics | LG 350N1C-V5 | Solar Panels |  | 0.35 | 6 | 169 | 35 |  | Fixed | Roof
NJSTRE1545388630 | NJSRRE1544708790 | Transition Incentive Program | Roselle | 7203 | 10 | 14 | Residential | Yes | Behind the Meter | Net-metered residential rooftop and canopy |  | None | Pro Custom Solar dba Momentum Solar | PSE&G | Final As-Built Received | 2020-03-17 | 2020-04-09 | 2021-10-30 | lg electronics | LG 350N1C-V5 | Solar Panels |  | 0.35 | 22 | 349 | 9 |  | Fixed | Roof
NJSTRE1545388639 | NJSRRE1544761128 | Transition Incentive Program | Mays Landing | 8330 | 19 | 12.08 | Residential | Yes | Behind the Meter | Behind the Meter |  | None | Sunrun Installation Services, Inc. | AC Electric | Eligible for TI Program | 2020-03-24 | 2020-03-27 | 2021-10-30 | LG Electronics | LG345N1C-V5 | Solar Panels |  | 0.345 | 19 | 297 | 27 |  | Fixed | Roof
NJSTRE1545388644 | NJSRRE1544749322 | Transition Incentive Program | Egg Harbor Township | 8234 | 19 | 15.04 | Residential | Yes | Behind the Meter | Net-metered residential rooftop and canopy |  | None | Vivint Solar Developer, LLC | AC Electric | Accepted | 2020-03-23 | 2020-03-25 | 2021-10-30 | Jinko Solar | JKM320M-60HBL | Solar Panels |  | 0.32 | 23 | 41 | 19 |  | Fixed | Roof
NJSTRE1545388541 | NJSRRE1544727505 | Transition Incentive Program | Moorestown | 8057 | 13 | 9.6 | Residential | Yes | Behind the Meter | Net-metered residential rooftop and canopy |  | None | Vivint Solar Developer, LLC | PSE&G | Final As-Built Received | 2020-03-20 | 2020-03-24 | 2021-10-30 | Jinko Solar | JKM320M-60HBL | Solar Panels |  | 0.32 | 12 | 82 | 21 |  | Fixed | Roof
NJSTRE1545388541 | NJSRRE1544727505 | Transition Incentive Program | Moorestown | 8057 | 13 | 9.6 | Residential | Yes | Behind the Meter | Net-metered residential rooftop and canopy |  | None | Vivint Solar Developer, LLC | PSE&G | Final As-Built Received | 2020-03-20 | 2020-03-24 | 2021-10-30 | Jinko Solar | JKM320M-60HBL | Solar Panels |  | 0.32 | 13 | 262 | 21 |  | Fixed | Roof
NJSTRE1545388554 | NJSRRE1544868403 | Transition Incentive Program | Skillman | 8558 | 5 | 10.39 | Residential | Yes | Behind the Meter | Net-metered residential rooftop and canopy |  | None | Pro Custom Solar dba Momentum Solar | PSE&G | Accepted | 2020-04-21 | 2020-04-27 | 2021-10-30 | HANWHA | Q.PEAK DUO BLK G6+ 335 | Solar Panels |  | 0.335 | 21 | 108 | 32 |  | Fixed | Roof
NJSTRE1545388559 | NJSRRE1544612641 | Transition Incentive Program | Freehold | 7728 | 17 | 18.52 | Residential | No | Behind the Meter | Net-metered residential rooftop and canopy |  | None | SureWave Solar | JCP&L | Accepted | 2020-03-07 | 2020-03-11 | 2021-10-30 | Trina | TSM-330 | Solar Panels |  | 0.33 | 28 | 241 | 25 |  | Fixed | Roof
NJSTRE1545388565 | NJSRRE1544765142 | Transition Incentive Program | LINDEN | 7036 | 10 | 11.2 | Residential | Yes | Behind the Meter | Net-metered residential rooftop and canopy |  | None | Vivint Solar Developer, LLC | PSE&G | Accepted | 2020-03-26 | 2020-03-30 | 2021-10-30 | jinko solar | JKM320M-60HBL | Solar Panels |  | 0.32 | 14 | 128 | 24 |  | Fixed | Roof
NJSTRE1545388580 | NJSRRE1544758082 | Transition Incentive Program | Passaic | 7055 | 6 | 7.04 | Residential | Yes | Behind the Meter | Behind the Meter |  | None | Skyline Solar, LLC | PSE&G | Eligible for TI Program | 2020-03-23 | 2020-03-26 | 2021-10-30 | Hanwha Q-Cells | Q.PEAK DUO-G5 320 | Solar Panels |  | 0.32 | 22 | 214 | 31 |  | Fixed | Roof
NJSTRE1545388585 | NJSRRE1544884382 | Transition Incentive Program | Plainfield | 7062 | 10 | 6.4 | Residential | Yes | Behind the Meter | Net-metered residential rooftop and canopy |  | None | Vivint Solar Developer, LLC | PSE&G | Accepted | 2020-04-22 | 2020-04-28 | 2021-10-30 | JINKO SOLAR | JKM320M-60HBL | Solar Panels |  | 0.32 | 14 | 219 | 23 |  | Fixed | Roof
NJSTRE1545388443 |  | Transition Incentive Program | Jackson | 8527 | 18 | 11.9 | Residential | No | Behind the Meter | Net-metered residential rooftop and canopy |  | JCPL | Vision Solar LLC | JCP&L | Accepted | 2020-08-01 | 2020-08-07 | 2021-10-30 | HANWHA Q-CELLS | Q.PEAK DUO-G6 340 | Solar Panels |  | 0.34 | 23 | 198 | 20 |  | Fixed | Roof
NJSTRE1545388596 | NJSRRE1544819106 | Transition Incentive Program | Egg Harbor City | 8215 | 19 | 13.86 | Residential | No | Behind the Meter | Net-metered residential rooftop and canopy |  | None | Suntuity Solar LLC | AC Electric | Accepted | 2020-04-10 | 2020-04-17 | 2021-10-30 | Hanwha Solar | Q-Cells 315 Mono | Solar Panels |  | 0.315 | 20 | 141 | 21 |  | Fixed | Roof
NJSTRE1545388611 | NJSRRE1544773643 | Transition Incentive Program | Hammonton | 8037 | 19 | 16.74 | Residential | Yes | Behind the Meter | Behind the Meter |  | None | Sunrun Installation Services, Inc. | AC Electric | Eligible for TI Program | 2020-03-30 | 2020-04-09 | 2021-10-30 | REC Solar | REC310TP2M | Solar Panels |  | 0.31 | 6 | 132 | 27 |  | Fixed | Roof
NJSTRE1545388622 | NJSRRE1544775194 | Transition Incentive Program | Sayreville | 8872 | 11 | 3.69 | Residential | Yes | Behind the Meter | Behind the Meter |  | None | Trinity Solar | JCP&L | Eligible for TI Program | 2020-03-31 | 2020-04-09 | 2021-10-30 | HANWHA | Q.PEAK DUO BLK-G6 335 | Solar Panels |  | 0.335 | 3 | 80 | 12 |  | Fixed | Roof
NJSTRE1545388628 | NJSRRE1544855237 | Transition Incentive Program | Medford | 8055 | 13 | 25.6 | Residential | Yes | Behind the Meter | Net-metered residential rooftop and canopy |  | None | SunPower Corporation, Systems | AC Electric | Accepted |  | 2020-04-23 | 2021-10-30 | SUNPOWER | SPR-A400-G-AC | Solar Panels |  | 0.4 | 15 | 110 | 35 |  | Fixed | Roof
NJSTRE1545388641 | NJSRRE1544905128 | Transition Incentive Program | Hainesport | 8036 | 13 | 15.4 | Commercial | No | Behind the Meter | Net-metered non-residential rooftop and canopy |  | None | Ameresco | PSE&G | Accepted |  | 2020-04-30 | 2021-10-30 | JA | JAM72S09 385/PR | Solar Panels |  | 0.385 | 40 | 180/270 | 25 |  | Fixed | Roof
NJSTRE1545388647 | NJSRRE1544768872 | Transition Incentive Program | Trenton | 8619 | 12 | 6.65 | Residential | Yes | Behind the Meter | Behind the Meter |  | None | Pro Custom Solar dba Momentum Solar | PSE&G | Eligible for TI Program | 2020-03-27 | 2020-04-01 | 2021-10-30 | lg electronics | LG 350N1C-V5 | Solar Panels |  | 0.35 | 10 | 83 | 35 |  | Fixed | Roof
NJSTRE1545388655 | NJSRRE1544802313 | Transition Incentive Program | Vineland | 8360 | 20 | 11.84 | Residential | Yes | Behind the Meter | Net-metered residential rooftop and canopy |  | None | Orbit Energy & Power, LLC | Vineland Muni Electric | Final As-Built Received |  | 2020-04-09 | 2021-10-30 | hanwha | Q.Peak DUO BLK G5 320W | Solar Panels |  | 0.32 | 4 | 79 | 15 |  | Fixed | Roof
NJSTRE1545388656 | NJSRRE1544852675 | Transition Incentive Program | Newfoundland | 7435 | 6 | 8.5 | Residential | No | Behind the Meter | Behind the Meter |  | None | Pro Custom Solar dba Momentum Solar | JCP&L | Eligible for TI Program | 2020-04-16 | 2020-04-23 | 2021-10-30 | HANWHA | Q.PEAK DUO BLK G6+ 340 | Solar Panels |  | 0.34 | 3 | 182 | 21 |  | Fixed | Roof
NJSTRE1545388661 | NJSRRE1544886313 | Transition Incentive Program | Bargaintown | 8234 | 19 | 10.88 | Residential | Yes | Behind the Meter | Net-metered residential rooftop and canopy |  | None | All Season Solar | AC Electric | Final As-Built Received | 2020-04-23 | 2020-04-28 | 2021-10-30 | Trina | TSMDD06M05II | Solar Panels |  | 0.32 | 2 | 135 | 32 |  | Fixed | Roof
NJSTRE1545388661 | NJSRRE1544886313 | Transition Incentive Program | Bargaintown | 8234 | 19 | 10.88 | Residential | Yes | Behind the Meter | Net-metered residential rooftop and canopy |  | None | All Season Solar | AC Electric | Final As-Built Received | 2020-04-23 | 2020-04-28 | 2021-10-30 | Trina | TSMDD06M05II | Solar Panels |  | 0.32 | 17 | 45 | 26 |  | Fixed | Roof
NJSTRE1545388666 | NJSRRE1544849572 | Transition Incentive Program | Collingswood | 8108 | 14 | 3.41 | Residential | Yes | Behind the Meter | Net-metered residential rooftop and canopy |  | None | Sunrun Installation Services, Inc. | PSE&G | Final As-Built Received | 2020-04-16 | 2020-04-23 | 2021-10-30 | REC Solar | REC310TP2M | Solar Panels |  | 0.31 | 5 | 77 | 40 |  | Fixed | Roof
NJSTRE1545388666 | NJSRRE1544849572 | Transition Incentive Program | Collingswood | 8108 | 14 | 3.41 | Residential | Yes | Behind the Meter | Net-metered residential rooftop and canopy |  | None | Sunrun Installation Services, Inc. | PSE&G | Final As-Built Received | 2020-04-16 | 2020-04-23 | 2021-10-30 | REC Solar | REC310TP2M | Solar Panels |  | 0.31 | 6 | 167 | 40 |  | Fixed | Roof
NJSTRE1545388672 | NJSRRE1544736119 | Transition Incentive Program | Jersey City | 7306 | 8 | 3.41 | Residential | Yes | Behind the Meter | Net-metered residential rooftop and canopy |  | None | Bright Planet Solar | PSE&G | Accepted |  | 2020-03-25 | 2021-10-30 | LONGI | LR-60HPB-310M | Solar Panels |  | 0.31 | 11 | 124 | 9 |  | Fixed | Roof
NJSTRE1545388678 | NJSRRE1544767290 | Transition Incentive Program | Burlington | 8016 | 13 | 6.3 | Residential | No | Behind the Meter | Net-metered residential rooftop and canopy |  | None | Vivint Solar Developer, LLC | PSE&G | Accepted | 2020-03-27 | 2020-03-31 | 2021-10-30 | LG | LG315N1K-V5 | Solar Panels |  | 0.315 | 20 | 92 | 27 |  | Fixed | Roof
NJSTRE1545388694 | NJSRRE1544708951 | Transition Incentive Program | Pennsauken | 8110 | 14 | 4.48 | Residential | Yes | Behind the Meter | Net-metered residential rooftop and canopy |  | None | Vivint Solar Developer, LLC | PSE&G | Accepted | 2020-03-19 | 2020-03-20 | 2021-10-30 | Jinko Solar | JKM320M-60HBL | Solar Panels |  | 0.32 | 5 | 58 | 30 |  | Fixed | Roof
NJSTRE1545387188 | NJSRRE1544544392 | Transition Incentive Program | East Brunswick | 8816 | 11 | 8 | Residential | No | Behind the Meter | Net-metered residential rooftop and canopy |  | None | Ampericon | PSE&G | Accepted | 2020-02-26 | 2020-03-02 | 2021-10-30 | Hanwha | Qcell 320 | Solar Panels |  | 0.32 | 25 | 114 | 25 |  | Fixed | Roof
NJSTRE1545387197 | NJSRRE1543481492 | Transition Incentive Program | Franklinville | 8322 | 15 | 10.4 | Residential | Yes | Behind the Meter | Net-metered residential rooftop and canopy |  | None | Trinity Solar | AC Electric | Final As-Built Received | 2019-12-05 | 2019-12-09 | 2021-10-30 | Hanwha | Q.PEAK DUO BLK-G5 315 | Solar Panels |  | 0.315 | 33 | 167 | 23 |  | Fixed | Roof
NJSTRE1545387205 |  | Transition Incentive Program | Haddon twp | 8059 | 14 | 9.86 | Residential | Yes | Behind the Meter | Net-metered residential rooftop and canopy |  | PSEG | Vision Solar | PSE&G | Accepted | 2020-08-01 | 2020-08-07 | 2021-10-30 | HANWHA Q-CELLS | Q.PEAK DUO-G6 340 | Solar Panels |  | 0.34 | 15 | 95 | 28 |  | Fixed | Roof
NJSTRE1545387222 | NJSRRE1543461155 | Transition Incentive Program | Point Pleasant | 8742 | 18 | 12.6 | Residential | No | Behind the Meter | Net-metered residential rooftop and canopy |  | None | Suntuity Solar LLC | JCP&L | Accepted | 2019-11-30 | 2019-12-04 | 2021-10-30 | Yingli Green Energy | YL315D-30b | Solar Panels |  | 0.315 | 7 | 86 | 22 |  | Fixed | Roof
NJSTRE1545387229 | NJSRRE1544213759 | Transition Incentive Program | Cinnaminson | 8077 | 13 | 33.81 | Commercial | No | Behind the Meter | Net-metered non-residential rooftop and canopy |  | None | Spectacular Solar | PSE&G | Accepted | 2020-01-30 | 2020-01-30 | 2021-10-30 | HANWAH QCELL | q.plus l-g4.2 345 | Solar Panels |  | 0.345 | 98 | 132 | 0 |  | Fixed | Roof
NJSTRE1545387232 | NJSRRE1544419854 | Transition Incentive Program | Whiting | 8759 | 18 | 5.04 | Residential | Yes | Behind the Meter | Net-metered residential rooftop and canopy |  | None | Trinity Solar | JCP&L | Accepted | 2020-02-07 | 2020-02-12 | 2021-10-30 | Hanwha | Q.PEAK DUO BLK-G5 315 | Solar Panels |  | 0.315 | 16 | 44 | 16 |  | Fixed | Roof
NJSTRE1545387241 | NJSRRE1543502036 | Transition Incentive Program | IRVINGTON | 7111 | 9 | 9.45 | Residential | Yes | Behind the Meter | Behind the Meter |  | None | Vivint Solar Developer, LLC | PSE&G | Eligible for TI Program | 2019-12-09 | 2019-12-11 | 2021-10-30 | Hanwha | Q.PEAK BLK-G5 315 | Solar Panels |  | 0.315 | 3 | 192 | 35 |  | Fixed | Roof
NJSTRE1545387246 | NJSRRE1544450784 | Transition Incentive Program | Linden City | 7036 | 10 | 15 | Residential | No | Behind the Meter | Net-metered residential rooftop and canopy |  | None | Bright Planet Solar | PSE&G | Accepted |  | 2020-02-18 | 2021-10-30 | HANWHA Q-CELLS | Q.PEAK-G4.1 300W | Solar Panels |  | 0.3 | 28 | 325 | 33 |  | Fixed | Roof
NJSTRE1545387251 | NJSRRE1544201372 | Transition Incentive Program | MANASQUAN | 8736 | 17 | 8.51 | Residential | Yes | Behind the Meter | Net-metered residential rooftop and canopy |  | None | Vivint Solar Developer, LLC | JCP&L | Accepted | 2020-01-21 | 2020-01-24 | 2021-10-30 | HANWHA SOLAR | Q.PEAK BLK-G5 315 | Solar Panels |  | 0.315 | 4 | 127 | 31 |  | Fixed | Roof
NJSTRE1545387271 | NJSRRE1544511588 | Transition Incentive Program | trenton | 8610 | 12 | 11.73 | Residential | Yes | Behind the Meter | Net-metered residential rooftop and canopy |  | None | Vision Solar LLC | PSE&G | Accepted | 2020-02-20 | 2020-02-24 | 2021-10-30 | lg solar | lg335n1k-v5 | Solar Panels |  | 0.335 | 16 | 120 | 9 |  | Fixed | Roof
NJSTRE1545387276 | NJSRRE1544422783 | Transition Incentive Program | Matawan | 7747 | 17 | 5.04 | Residential | Yes | Behind the Meter | Net-metered residential rooftop and canopy |  | None | Trinity Solar | JCP&L | Accepted | 2020-02-10 | 2020-02-13 | 2021-10-30 | Hanwha 315 | Q.PEAK DUO BLK-G5 315 | Solar Panels |  | 0.315 | 16 | 150 | 18 |  | Fixed | Roof
NJSTRE1545387280 | NJSRRE1544467152 | Transition Incentive Program | Newton | 7860 | 1 | 4.65 | Residential | Yes | Behind the Meter | Behind the Meter |  | None | Sunrun Installation Services, Inc. | JCP&L | Eligible for TI Program | 2020-02-17 | 2020-02-20 | 2021-10-30 | REC Solar | REC310TP2M | Solar Panels |  | 0.31 | 15 | 276 | 18 |  | Fixed | Roof
NJSTRE1545387283 | NJSRRE1544419719 | Transition Incentive Program | Manahawkin | 8050 | 18 | 4.48 | Residential | Yes | Behind the Meter | Net-metered residential rooftop and canopy |  | None | Vivint Solar Developer, LLC | AC Electric | Accepted | 2020-02-07 | 2020-02-11 | 2021-10-30 | JINKO SOLAR | JKM320M-60HBL | Solar Panels |  | 0.32 | 4 | 190 | 26 |  | Fixed | Roof
NJSTRE1545388677 | NJSRRE1544805383 | Transition Incentive Program | Pleasantville | 8232 | 19 | 2.94 | Residential | Yes | Behind the Meter | Net-metered residential rooftop and canopy |  | None | Castle Energy, LLC | AC Electric | Accepted | 2020-04-07 | 2020-04-10 | 2021-10-30 | SunPower | SPR-E20-327-C-AC | Solar Panels |  | 0.327 | 5 | 124 | 23 |  | Fixed | Roof
NJSTRE1545388688 | NJSRRE1544611201 | Transition Incentive Program | Belleville TWP | 7019 | 9 | 7.13 | Residential | No | Behind the Meter | Net-metered residential rooftop and canopy |  | None | Palmetto Solar LLC | PSE&G | Accepted | 2020-03-05 | 2020-03-11 | 2021-10-30 | Yingli | 310D-30B | Solar Panels |  | 0.31 | 23 | 180 | 25 |  | Fixed | Roof
NJSTRE1545388693 | NJSRRE1544796595 | Transition Incentive Program | Camden | 8105 | 14 | 6.72 | Residential | Yes | Behind the Meter | Net-metered residential rooftop and canopy |  | None | Castle Energy, LLC | PSE&G | Accepted | 2020-04-03 | 2020-04-09 | 2021-10-30 | Hanwha Q-Cells | Q.Peak DUO-G5 320 | Solar Panels |  | 0.32 | 15 | 145 | 22 |  | Fixed | Roof
NJSTRE1545388693 | NJSRRE1544796595 | Transition Incentive Program | Camden | 8105 | 14 | 6.72 | Residential | Yes | Behind the Meter | Net-metered residential rooftop and canopy |  | None | Castle Energy, LLC | PSE&G | Accepted | 2020-04-03 | 2020-04-09 | 2021-10-30 | Hanwha Q-Cells | Q.Peak DUO-G5 320 | Solar Panels |  | 0.32 | 6 | 145 | 32 |  | Fixed | Roof
NJSTRE1545388699 | NJSRRE1544562308 | Transition Incentive Program | Deptford | 8096 | 15 | 7.48 | Residential | No | Behind the Meter | Behind the Meter |  | None | Sunny Corp | PSE&G | Eligible for TI Program | 2020-03-02 | 2020-03-05 | 2021-10-30 | Panasonic | 325KA03 | Solar Panels |  | 0.325 | 23 | 108 | 31 |  | Fixed | Roof
NJSTRE1545388706 | NJSRRE1544777732 | Transition Incentive Program | Newark | 7106 | 9 | 3.69 | Residential | Yes | Behind the Meter | Net-metered residential rooftop and canopy |  | None | Pro Custom Solar dba Momentum Solar | PSE&G | Final As-Built Received | 2020-04-01 | 2020-04-09 | 2021-10-30 | Hanwha | Q.Peak DUO BLK-G6+ 335 | Solar Panels |  | 0.335 | 11 | 25 | 4 |  | Fixed | Roof
NJSTRE1545388723 | NJSRRE1544868404 | Transition Incentive Program | Sicklerville | 8081 | 14 | 6.46 | Residential | Yes | Behind the Meter | Behind the Meter |  | None | Trinity Solar | AC Electric | Eligible for TI Program | 2020-04-21 | 2020-04-27 | 2021-10-30 | Hanwha | Q.PEAK DUO BLK-G6 340 | Solar Panels |  | 0.34 | 3 | 174 | 30 |  | Fixed | Roof
NJSTRE1545388723 | NJSRRE1544868404 | Transition Incentive Program | Sicklerville | 8081 | 14 | 6.46 | Residential | Yes | Behind the Meter | Behind the Meter |  | None | Trinity Solar | AC Electric | Eligible for TI Program | 2020-04-21 | 2020-04-27 | 2021-10-30 | Hanwha | Q.PEAK DUO BLK-G6 340 | Solar Panels |  | 0.34 | 3 | 264 | 45 |  | Fixed | Pole
NJSTRE1545388726 | NJSRRE1544754460 | Transition Incentive Program | Penns Grove | 8069 | 16 | 8.5 | Residential | Yes | Behind the Meter | Net-metered residential rooftop and canopy |  | None | Trinity Solar | AC Electric | Final As-Built Received |  | 2020-03-25 | 2021-10-30 | Hanwha 340 | Q.PEAK DUO BLK-G6 340 | Solar Panels |  | 0.34 | 9 | 77 | 27 |  | Fixed | Roof
NJSTRE1545388726 | NJSRRE1544754460 | Transition Incentive Program | Penns Grove | 8069 | 16 | 8.5 | Residential | Yes | Behind the Meter | Net-metered residential rooftop and canopy |  | None | Trinity Solar | AC Electric | Final As-Built Received |  | 2020-03-25 | 2021-10-30 | Hanwha 340 | Q.PEAK DUO BLK-G6 340 | Solar Panels |  | 0.34 | 9 | 257 | 26 |  | Fixed | Roof
NJSTRE1545388733 | NJSRRE1544802594 | Transition Incentive Program | Raritan | 8869 | 5 | 5.58 | Residential | No | Behind the Meter | Behind the Meter |  | None | 1st Light Energy Inc | PSE&G | Eligible for TI Program | 2020-04-06 | 2020-04-10 | 2021-10-30 | Longi | LR6-60HPB-310M | Solar Panels |  | 0.31 | 18 | 265 | 18 |  | Fixed | Roof
NJSTRE1545388737 | NJSRRE1544597855 | Transition Incentive Program | PENNSAUKEN | 8110 | 14 | 10.56 | Residential | Yes | Behind the Meter | Net-metered residential rooftop and canopy |  | None | Vivint Solar Developer, LLC | PSE&G | Accepted | 2020-03-04 | 2020-03-09 | 2021-10-30 | Jinko | JKM320M-60HBL | Solar Panels |  | 0.32 | 15 | 58 | 25 |  | Fixed | Roof
NJSTRE1545388738 | NJSRRE1544773210 | Transition Incentive Program | Chester | 7930 | 3 | 23.79 | Residential | No | Behind the Meter | Behind the Meter |  | None | Green power Energy | JCP&L | Eligible for TI Program | 2020-03-30 | 2020-04-09 | 2021-10-30 | LG Electronics | LG335N1C-V5 | Solar Panels |  | 0.335 | 32 | 258 | 20 |  | Fixed | Roof
NJSTRE1545387286 | NJSRRE1543498274 | Transition Incentive Program | ROBBINSVILLE | 8691 | 12 | 11.34 | Residential | No | Behind the Meter | Net-metered residential rooftop and canopy |  | None | Tesla Energy Operations Inc | JCP&L | Final As-Built Received | 2019-12-06 | 2019-12-10 | 2021-10-30 | Hanwha Q CELLS | Q.PEAK DUO BLK-G5/SC315 | Solar Panels |  | 0.315 | 10 | 78 | 35 |  | Fixed | Roof
NJSTRE1545387287 | NJSRRE1544450849 | Transition Incentive Program | Atlantic City | 8401 | 19 | 5.03 | Residential | Yes | Behind the Meter | Net-metered residential rooftop and canopy |  | None | All Season Solar | AC Electric | Final As-Built Received | 2020-02-14 | 2020-02-20 | 2021-10-30 | Hanwha | Q Peak Duo Blk G6+ | Solar Panels |  | 0.335 | 15 | 332 | 26 |  | Fixed | Roof
NJSTRE1545387291 | NJSRRE1543436814 | Transition Incentive Program | Paterson City | 7524 | 6 | 8.41 | Residential | Yes | Behind the Meter | Behind the Meter |  | None | Sunrun Installation Services, Inc. | PSE&G | Eligible for TI Program | 2019-11-22 | 2019-11-26 | 2021-10-30 | REC Solar | REC290TP2 BLK | Solar Panels |  | 0.29 | 9 | 193 | 14 |  | Fixed | Roof
NJSTRE1545387295 | NJSRRE1543918532 | Transition Incentive Program | Woodbridge Township | 8830 | 11 | 6.08 | Residential | No | Behind the Meter | Behind the Meter |  | None | Sunrun Installation Services, Inc. | PSE&G | Eligible for TI Program | 2020-01-03 | 2020-01-08 | 2021-10-30 | Hanwha Q-Cells | Q.PEAK DUO-G7 320 | Solar Panels |  | 0.32 | 19 | 88 | 37 |  | Fixed | Roof
NJSTRE1545387322 | NJSRRE1544165108 | Transition Incentive Program | Rockaway | 7866 | 3 | 14.88 | Residential | Yes | Behind the Meter | Behind the Meter |  | None | Sunrun Installation Services, Inc. | JCP&L | Eligible for TI Program | 2020-01-14 | 2020-01-17 | 2021-10-30 | REC Solar | REC310TP2M | Solar Panels |  | 0.31 | 24 | 74 | 18 |  | Fixed | Roof
NJSTRE1545387329 | NJSRRE1543555932 | Transition Incentive Program | Bayonne | 7002 | 8 | 4.1 | Residential | Yes | Behind the Meter | Behind the Meter |  | None | Pro Custom Solar dba Momentum Solar | PSE&G | Eligible for TI Program | 2019-12-17 | 2019-12-20 | 2021-10-30 | HANWHA | Q.PEAK DUO BLK-G5 315 | Solar Panels |  | 0.315 | 13 | 122 | 42 |  | Fixed | Roof
NJSTRE1545387331 | NJSRRE1544512244 | Transition Incentive Program | BELLEVILLE | 7109 | 9 | 12.29 | Residential | No | Behind the Meter | Net-metered residential rooftop and canopy |  | None | Vivint Solar Developer, LLC | PSE&G | Accepted | 2020-02-21 | 2020-03-11 | 2021-10-30 | Hanwha Solar | Q.PEAK BLK-G5 315 | Solar Panels |  | 0.315 | 32 | 111 | 23 |  | Fixed | Roof
NJSTRE1545387336 | NJSRRE1544543756 | Transition Incentive Program | Belleville | 7109 | 9 | 13.65 | Residential | Yes | Behind the Meter | Behind the Meter |  | None | Pro Custom Solar dba Momentum Solar | PSE&G | Eligible for TI Program | 2020-02-26 | 2020-03-02 | 2021-10-30 | lg electronics | LG 350N1C-V5 | Solar Panels |  | 0.35 | 6 | 203 | 36 |  | Fixed | Roof
NJSTRE1545387338 | NJSRRE1543858942 | Transition Incentive Program | Hillsborough | 8844 | 5 | 12.6 | Residential | Yes | Behind the Meter | Net-metered residential rooftop and canopy |  | None | Vivint Solar Developer, LLC | PSE&G | Accepted | 2020-01-02 | 2020-01-06 | 2021-10-30 | HANWHA SOLAR | Q.PEAK BLK-G5 315 | Solar Panels |  | 0.315 | 6 | 199 | 36 |  | Fixed | Roof
NJSTRE1545387340 | NJSRRE1543497451 | Transition Incentive Program | Medford | 8055 | 13 | 11.66 | Residential | Yes | Behind the Meter | Behind the Meter |  | None | Pro Custom Solar dba Momentum Solar | PSE&G | Eligible for TI Program | 2019-12-06 | 2019-12-10 | 2021-10-30 | HANWHA | Q.PEAK DUO BLK-G5 315 | Solar Panels |  | 0.315 | 16 | 92 | 12 |  | Fixed | Roof
NJSTRE1545387343 | NJSRRE1543826884 | Transition Incentive Program | South Bound Brook | 8880 | 5 | 3.78 | Residential | No | Behind the Meter | Behind the Meter |  | None | Pro Custom Solar dba Momentum Solar | PSE&G | Eligible for TI Program | 2019-12-30 | 2020-01-03 | 2021-10-30 | HANWHA | Q.PEAK DUO BLK-G5 315 | Solar Panels |  | 0.315 | 7 | 237 | 35 |  | Fixed | Roof
NJSTRE1545387345 | NJSRRE1544308168 | Transition Incentive Program | Ocean Grove | 7756 | 17 | 16.7 | Residential | Yes | Behind the Meter | Net-metered residential rooftop and canopy |  | None | Vivint Solar Developer, LLC | JCP&L | Accepted | 2020-01-27 | 2020-01-29 | 2021-10-30 | HANWHA SOLAR | Q.PEAK BLK-G5 315 | Solar Panels |  | 0.315 | 27 | 107 | 8 |  | Fixed | Roof
NJSTRE1545388636 | NJSRRE1544620989 | Transition Incentive Program | Howell | 7731 | 17 | 20 | Residential | No | Behind the Meter | Behind the Meter |  | None | Green Power Energy | JCP&L | Eligible for TI Program | 2020-03-09 | 2020-03-11 | 2021-10-30 | Hanwha | Q-Cells Q.PEAK DUO L-G7.2 400 | Solar Panels |  | 0.4 | 50 | 214 | 20 |  | Fixed | Ground
NJSTRE1545388639 | NJSRRE1544761128 | Transition Incentive Program | Mays Landing | 8330 | 19 | 12.08 | Residential | Yes | Behind the Meter | Behind the Meter |  | None | Sunrun Installation Services, Inc. | AC Electric | Eligible for TI Program | 2020-03-24 | 2020-03-27 | 2021-10-30 | LG Electronics | LG345N1C-V5 | Solar Panels |  | 0.345 | 2 | 117 | 27 |  | Fixed | Roof
NJSTRE1545388643 | NJSRRE1544727541 | Transition Incentive Program | WANAQUE | 7465 | 6 | 10.24 | Residential | Yes | Behind the Meter | Net-metered residential rooftop and canopy |  | None | Vivint Solar Developer, LLC | JCP&L | Accepted | 2020-03-20 | 2020-03-24 | 2021-10-30 | Jinko solar | JKM320M-60HBL | Solar Panels |  | 0.32 | 10 | 142 | 21 |  | Fixed | Roof
NJSTRE1545388645 | NJSRRE1544633540 | Transition Incentive Program | Hammonton | 8037 | 19 | 9.38 | Residential | Yes | Behind the Meter | Net-metered residential rooftop and canopy |  | None | Vision Solar LLC | AC Electric | Accepted | 2020-03-12 | 2020-03-17 | 2021-10-30 | lg solar | lg335n1k-v5 | Solar Panels |  | 0.335 | 10 | 200 | 42 |  | Fixed | Roof
NJSTRE1545388659 | NJSRRE1544835884 | Transition Incentive Program | Browns Mills | 8015 | 13 | 5.78 | Residential | No | Behind the Meter | Net-metered residential rooftop and canopy |  | None | Trinity Solar | JCP&L | Accepted | 2020-04-13 | 2020-04-20 | 2021-10-30 | HANWHA | Q.PEAK DUO BLK-G6 340 | Solar Panels |  | 0.34 | 17 | 189 | 18 |  | Fixed | Roof
NJSTRE1545388674 | NJSRRE1544721018 | Transition Incentive Program | Millville | 8332 | 20 | 11.38 | Residential | No | Behind the Meter | Behind the Meter |  | None | Sunny Corp | AC Electric | Eligible for TI Program | 2020-03-19 | 2020-03-23 | 2021-10-30 | Panasonic | 325KA03 | Solar Panels |  | 0.325 | 2 | 240 | 0.18 |  | Fixed | Roof
NJSTRE1545388681 | NJSRRE1544796637 | Transition Incentive Program | Blackwood | 8012 | 14 | 7.82 | Residential | Yes | Behind the Meter | Behind the Meter |  | None | Trinity Solar | PSE&G | Eligible for TI Program | 2020-04-03 | 2020-04-09 | 2021-10-30 | Hanwha | Q.PEAK DUO BLK-G6 340 | Solar Panels |  | 0.34 | 3 | 308 | 23 |  | Fixed | Roof
NJSTRE1545388686 | NJSRRE1544551390 | Transition Incentive Program | Rockaway | 7866 | 3 | 7.04 | Residential | Yes | Behind the Meter | Behind the Meter |  | None | Pro Custom Solar dba Momentum Solar | JCP&L | Eligible for TI Program | 2020-02-28 | 2020-03-04 | 2021-10-30 | Hanwha | Q.Peak DUO BLK-G6+ 335 | Solar Panels |  | 0.335 | 10 | 79 | 19 |  | Fixed | Roof
NJSTRE1545388692 | NJSRRE1544617465 | Transition Incentive Program | Piscataway | 8854 | 11 | 327.25 | Commercial | No | Behind the Meter | Net-metered non-residential rooftop and canopy |  | None | Ampericon | PSE&G | Accepted | 2020-03-06 | 2020-03-11 | 2021-10-30 | GCL | Qcell 385 | Solar Panels |  | 0.385 | 425 | 142 | 10 |  | Fixed | Roof
NJSTRE1545388694 | NJSRRE1544708951 | Transition Incentive Program | Pennsauken | 8110 | 14 | 4.48 | Residential | Yes | Behind the Meter | Net-metered residential rooftop and canopy |  | None | Vivint Solar Developer, LLC | PSE&G | Accepted | 2020-03-19 | 2020-03-20 | 2021-10-30 | Jinko Solar | JKM320M-60HBL | Solar Panels |  | 0.32 | 9 | 238 | 30 |  | Fixed | Roof
NJSTRE1545388701 | NJSRRE1544610940 | Transition Incentive Program | MOUNT HOLLY | 8060 | 13 | 10.56 | Residential | Yes | Behind the Meter | Net-metered residential rooftop and canopy |  | None | Vivint Solar Developer, LLC | PSE&G | Accepted | 2020-03-06 | 2020-03-10 | 2021-10-30 | Jinko Solar | JKM320M-60HBL | Solar Panels |  | 0.32 | 13 | 292 | 27 |  | Fixed | Roof
NJSTRE1545388708 | NJSRRE1544767352 | Transition Incentive Program | Woodbridge | 7064 | 11 | 7.26 | Residential | No | Behind the Meter | Net-metered residential rooftop and canopy |  | None | Whitman Construction, LLC | PSE&G | Accepted | 2020-03-26 | 2020-03-31 | 2021-10-30 | Panasonic | VBHN330SA17 | Solar Panels |  | 0.33 | 6 | 173 | 35 |  | Fixed | Roof
NJSTRE1545388711 | NJSRRE1544621091 | Transition Incentive Program | Hackensack | 7601 | 7 | 6.46 | Residential | Yes | Behind the Meter | Behind the Meter |  | None | Trinity Solar | PSE&G | Eligible for TI Program | 2020-03-09 | 2020-03-11 | 2021-10-30 | Hanwha | Q.PEAK DUO BLK-G6 340 | Solar Panels |  | 0.34 | 3 | 219 | 34 |  | Fixed | Roof
NJSTRE1545388669 | NJSRRE1544768713 | Transition Incentive Program | Carteret | 7008 | 11 | 5.12 | Residential | Yes | Behind the Meter | Behind the Meter |  | None | Skyline Solar, LLC | PSE&G | Eligible for TI Program | 2020-03-27 | 2020-04-01 | 2021-10-30 | Hanwha Q-Cells | Q.PEAK DUO-G5 320 | Solar Panels |  | 0.32 | 16 | 212,32 | 37 |  | Fixed | Roof
NJSTRE1545388676 | NJSRRE1544797777 | Transition Incentive Program | Long Valley | 7853 | 3 | 9.38 | Residential | No | Behind the Meter | Behind the Meter |  | None | Green Power Energy | JCP&L | Eligible for TI Program | 2020-04-04 | 2020-04-09 | 2021-10-30 | LG Electronics | LG335N1C-V5 | Solar Panels |  | 0.335 | 28 | 153 | 22 |  | Fixed | Roof
NJSTRE1545388686 | NJSRRE1544551390 | Transition Incentive Program | Rockaway | 7866 | 3 | 7.04 | Residential | Yes | Behind the Meter | Behind the Meter |  | None | Pro Custom Solar dba Momentum Solar | JCP&L | Eligible for TI Program | 2020-02-28 | 2020-03-04 | 2021-10-30 | Hanwha | Q.Peak DUO BLK-G6+ 335 | Solar Panels |  | 0.335 | 11 | 169 | 19 |  | Fixed | Roof
NJSTRE1545388689 | NJSRRE1544805411 | Transition Incentive Program | Colts Neck | 7722 | 17 | 21.6 | Residential | No | Behind the Meter | Net-metered residential rooftop and canopy |  | None | Solar Mite Solutions | JCP&L | Accepted | 2020-04-08 | 2020-04-13 | 2021-10-30 | Solaria | XT-360R-PD | Solar Panels |  | 0.36 | 26 | 261 | 45 |  | Fixed | Roof | Array 2
NJSTRE1545388697 | NJSRRE1544760142 | Transition Incentive Program | Galloway | 8205 | 19 | 12.6 | Residential | No | Behind the Meter | Net-metered residential ground mount |  | None | Suntuity Solar LLC | AC Electric | Final As-Built Received | 2020-03-24 | 2020-03-26 | 2021-10-30 | Hanwha Solar | Q-Cells 315 Mono | Solar Panels |  | 0.315 | 40 | 133 | 20 |  | Fixed | Roof
NJSTRE1545388701 | NJSRRE1544610940 | Transition Incentive Program | MOUNT HOLLY | 8060 | 13 | 10.56 | Residential | Yes | Behind the Meter | Net-metered residential rooftop and canopy |  | None | Vivint Solar Developer, LLC | PSE&G | Accepted | 2020-03-06 | 2020-03-10 | 2021-10-30 | Jinko Solar | JKM320M-60HBL | Solar Panels |  | 0.32 | 14 | 112 | 27 |  | Fixed | Roof
NJSTRE1545388712 | NJSRRE1544892905 | Transition Incentive Program | Sparta | 7871 | 1 | 4.88 | Residential | Yes | Behind the Meter | Net-metered residential rooftop and canopy |  | None | Sunrun Installation Services, Inc. | JCP&L | Final As-Built Received |  | 2020-04-29 | 2021-10-30 | LONGi Green Energy Technology Co Ltd | LR6-60HPB-305M | Solar Panels |  | 0.305 | 16 | 99 | 27 |  | Fixed | Roof
NJSTRE1545388721 | NJSRRE1544905083 | Transition Incentive Program | Clark Township | 7066 | 10 | 20.02 | Commercial | Yes | Behind the Meter | Net-metered non-residential rooftop and canopy |  | None | Ameresco | PSE&G | Accepted |  | 2020-04-30 | 2021-10-30 | JA | JAM72S09 385/PR | Solar Panels |  | 0.385 | 52 | 156 | 10 |  | Fixed | Roof
NJSTRE1545388723 | NJSRRE1544868404 | Transition Incentive Program | Sicklerville | 8081 | 14 | 6.46 | Residential | Yes | Behind the Meter | Behind the Meter |  | None | Trinity Solar | AC Electric | Eligible for TI Program | 2020-04-21 | 2020-04-27 | 2021-10-30 | Hanwha | Q.PEAK DUO BLK-G6 340 | Solar Panels |  | 0.34 | 5 | 174 | 45 |  | Fixed | Roof
NJSTRE1545388732 | NJSRRE1544846912 | Transition Incentive Program | PATERSON | 7502 | 6 | 4.2 | Residential | Yes | Behind the Meter | Net-metered residential rooftop and canopy |  | None | Pro Custom Solar dba Momentum Solar | PSE&G | Accepted | 2020-04-15 | 2020-04-23 | 2021-10-30 | LG ELECTRONICS | LG 350N1C-V5 | Solar Panels |  | 0.35 | 12 | 137 | 24 |  | Fixed | Roof
NJSTRE1545388741 | NJSRRE1544630535 | Transition Incentive Program | Villas | 8251 | 21 | 9.77 | Residential | Yes | Behind the Meter | Behind the Meter |  | None | Trinity Solar | AC Electric | Eligible for TI Program | 2020-03-12 | 2020-03-17 | 2021-10-30 | Hanwha | Q.PEAK DUO BLK-G5 315 | Solar Panels |  | 0.315 | 6 | 212 | 27 |  | Fixed | Roof
NJSTRE1545388742 | NJSRRE1544736409 | Transition Incentive Program | Englewood | 7631 | 7 | 9.92 | Residential | Yes | Behind the Meter | Net-metered residential rooftop and canopy |  | None | Vivint Solar Developer, LLC | PSE&G | Accepted | 2020-03-23 | 2020-03-25 | 2021-10-30 | JINKO SOLAR | JKM320M-60HBL | Solar Panels |  | 0.32 | 4 | 354 | 24 |  | Fixed | Roof
NJSTRE1545388662 | NJSRRE1544764650 | Transition Incentive Program | South Brunswick Township | 8852 | 11 | 6.82 | Residential | No | Behind the Meter | Behind the Meter |  | None | Sunrun Installation Services, Inc. | PSE&G | Eligible for TI Program | 2020-03-25 | 2020-03-30 | 2021-10-30 | REC Solar | REC310TP2M | Solar Panels |  | 0.31 | 22 | 180 | 30 |  | Fixed | Roof
NJSTRE1545388674 | NJSRRE1544721018 | Transition Incentive Program | Millville | 8332 | 20 | 11.38 | Residential | No | Behind the Meter | Behind the Meter |  | None | Sunny Corp | AC Electric | Eligible for TI Program | 2020-03-19 | 2020-03-23 | 2021-10-30 | Panasonic | 325Ka03 | Solar Panels |  | 0.325 | 11 | 149 | 17 |  | Fixed | Roof
NJSTRE1545388680 | NJSRRE1544768869 | Transition Incentive Program | North Cape May | 8204 | 21 | 11.22 | Residential | Yes | Behind the Meter | Behind the Meter |  | None | Trinity Solar | AC Electric | Eligible for TI Program | 2020-03-27 | 2020-04-01 | 2021-10-30 | HANWHA | Q.PEAK DUO BLK-G6 340 | Solar Panels |  | 0.34 | 8 | 7 | 18 |  | Fixed | Roof
NJSTRE1545388681 | NJSRRE1544796637 | Transition Incentive Program | Blackwood | 8012 | 14 | 7.82 | Residential | Yes | Behind the Meter | Behind the Meter |  | None | Trinity Solar | PSE&G | Eligible for TI Program | 2020-04-03 | 2020-04-09 | 2021-10-30 | Hanwha | Q.PEAK DUO BLK-G6 340 | Solar Panels |  | 0.34 | 12 | 128 | 23 |  | Fixed | Roof
NJSTRE1545388683 | NJSRRE1544857785 | Transition Incentive Program | EWING | 8638 | 12 | 5.12 | Residential | Yes | Behind the Meter | Net-metered residential rooftop and canopy |  | None | Vivint Solar Developer, LLC | PSE&G | Accepted | 2020-04-17 | 2020-04-24 | 2021-10-30 | JINKO SOLAR | JKM320M-60HBL | Solar Panels |  | 0.32 | 16 | 288 | 23 |  | Fixed | Roof
NJSTRE1545388684 | NJSRRE1544761181 | Transition Incentive Program | Great Meadows | 7838 | 2 | 22.63 | Residential | Yes | Behind the Meter | Behind the Meter |  | None | Sunrun Installation Services, Inc. | JCP&L | Eligible for TI Program | 2020-03-24 | 2020-03-27 | 2021-10-30 | REC Solar | REC310TP2M | Solar Panels |  | 0.31 | 10 | 55 | 18 |  | Fixed | Roof
NJSTRE1545388692 | NJSRRE1544617465 | Transition Incentive Program | Piscataway | 8854 | 11 | 327.25 | Commercial | No | Behind the Meter | Net-metered non-residential rooftop and canopy |  | None | Ampericon | PSE&G | Accepted | 2020-03-06 | 2020-03-11 | 2021-10-30 | GCL | Qcell 385 | Solar Panels |  | 0.385 | 425 | 322 | 10 |  | Fixed | Roof
NJSTRE1545388703 | NJSRRE1544566590 | Transition Incentive Program | Montgomery | 8502 | 5 | 11.16 | Residential | No | Behind the Meter | Behind the Meter |  | None | Sunrun Installation Services, Inc. | PSE&G | Eligible for TI Program | 2020-03-03 | 2020-03-05 | 2021-10-30 | REC Solar | REC310TP2M | Solar Panels |  | 0.31 | 28 | 194 | 27 |  | Fixed | Roof
NJSTRE1545388707 | NJSRRE1544560482 | Transition Incentive Program | Franklin Township | 8873 | 5 | 4.1 | Residential | No | Behind the Meter | Net-metered residential rooftop and canopy |  | None | SunnyMac LLC | PSE&G | Accepted |  | 2020-03-05 | 2021-10-30 | SunPower | SPR-A-Series410 | Solar Panels |  | 0.41 | 10 | 134 | 40 |  | Fixed | Roof
NJSTRE1545388708 | NJSRRE1544767352 | Transition Incentive Program | Woodbridge | 7064 | 11 | 7.26 | Residential | No | Behind the Meter | Net-metered residential rooftop and canopy |  | None | Whitman Construction, LLC | PSE&G | Accepted | 2020-03-26 | 2020-03-31 | 2021-10-30 | Panasonic | VBHN330SA17 | Solar Panels |  | 0.33 | 1 | 263 | 35 |  | Fixed | Roof
NJSTRE1545388714 | NJSRRE1544586073 | Transition Incentive Program | Millville | 8332 | 20 | 3.84 | Residential | Yes | Behind the Meter | Behind the Meter |  | None | Skyline Solar, LLC | AC Electric | Eligible for TI Program | 2020-03-04 | 2020-03-09 | 2021-10-30 | Hanwha Q-cells | Q.PEAK DUO-G5 320 | Solar Panels |  | 0.32 | 12 | 177357 | 29 |  | Fixed | Roof
NJSTRE1545388715 | NJSRRE1544623087 | Transition Incentive Program | Far Hills | 7931 | 5 | 16.94 | Residential | No | Behind the Meter | Behind the Meter |  | None | Green Power energy | JCP&L | Eligible for TI Program | 2020-03-10 | 2020-03-12 | 2021-10-30 | Axitec | AC-385MH/144S | Solar Panels |  | 0.385 | 44 | 180 | 30 |  | Fixed | Ground
NJSTRE1545388717 | NJSRRE1544766455 | Transition Incentive Program | Union | 7083 | 10 | 2.35 | Residential | Yes | Behind the Meter | Net-metered residential rooftop and canopy |  | None | Trinity Solar | PSE&G | Final As-Built Received | 2020-03-26 | 2020-03-31 | 2021-10-30 | Hanwha | QPEAK DUO BLK-G6 335 | Solar Panels |  | 0.335 | 7 | 263 | 23 |  | Fixed | Roof
NJSTRE1545388650 | NJSRRE1544884419 | Transition Incentive Program | Elizabeth | 7208 | 10 | 7.48 | Residential | No | Behind the Meter | Behind the Meter |  | None | Pro Custom Solar dba Momentum Solar | PSE&G | Eligible for TI Program | 2020-04-22 | 2020-04-28 | 2021-10-30 | HANWHA | Q.PEAK DUO BLK G6+ 340 | Solar Panels |  | 0.34 | 14 | 67 | 41 |  | Fixed | Roof
NJSTRE1545388653 | NJSRRE1544624224 | Transition Incentive Program | CHERRY HILL | 8034 | 14 | 10.71 | Residential | Yes | Behind the Meter | Net-metered residential rooftop and canopy |  | None | Vivint Solar Developer, LLC | PSE&G | Accepted | 2020-03-10 | 2020-04-27 | 2021-10-30 | Hanwha Solar | Q.PEAK BLK-G5 315 | Solar Panels |  | 0.315 | 9 | 114 | 22 |  | Fixed | Roof
NJSTRE1545388664 | NJSRRE1544720041 | Transition Incentive Program | Tenafly Boro | 7670 | 7 | 9.92 | Residential | Yes | Behind the Meter | Net-metered residential rooftop and canopy |  | None | Bright Planet Solar | PSE&G | Accepted |  | 2020-03-23 | 2021-10-30 | LONGI | LR-60HPB-310M | Solar Panels |  | 0.31 | 9 | 215 | 36 |  | Fixed | Roof
NJSTRE1545388674 | NJSRRE1544721018 | Transition Incentive Program | Millville | 8332 | 20 | 11.38 | Residential | No | Behind the Meter | Behind the Meter |  | None | Sunny Corp | AC Electric | Eligible for TI Program | 2020-03-19 | 2020-03-23 | 2021-10-30 | Panasonic | 325Ka03 | Solar Panels |  | 0.325 | 3 | 149 | 0.18 |  | Fixed | Roof
NJSTRE1545388675 | NJSRRE1544902692 | Transition Incentive Program | WENONAH | 8090 | 15 | 14.4 | Residential | Yes | Behind the Meter | Net-metered residential rooftop and canopy |  | None | Vivint Solar Developer, LLC | AC Electric | Accepted | 2020-04-27 | 2020-04-30 | 2021-10-30 | Jinko Solar | JKM320M-60HBL | Solar Panels |  | 0.32 | 20 | 342 | 25 |  | Fixed | Roof
NJSTRE1545388684 | NJSRRE1544761181 | Transition Incentive Program | Great Meadows | 7838 | 2 | 22.63 | Residential | Yes | Behind the Meter | Behind the Meter |  | None | Sunrun Installation Services, Inc. | JCP&L | Eligible for TI Program | 2020-03-24 | 2020-03-27 | 2021-10-30 | REC Solar | REC310TP2M | Solar Panels |  | 0.31 | 21 | 147 | 18 |  | Fixed | Roof
NJSTRE1545388690 | NJSRRE1544680295 | Transition Incentive Program | Delran Twp | 8075 | 13 | 14.26 | Residential | Yes | Behind the Meter | Net-metered residential rooftop and canopy |  | None | Bright Planet Solar | PSE&G | Accepted |  | 2020-03-18 | 2021-10-30 | LONGI | LR-60HPB-310M | Solar Panels |  | 0.31 | 23 | 309 | 22 |  | Fixed | Roof
NJSTRE1545388691 | NJSRRE1544817819 | Transition Incentive Program | SUCCASUNNA | 7876 | 3 | 8.05 | Residential | No | Behind the Meter | Behind the Meter |  | None | Infinity Solar Systems | JCP&L | Eligible for TI Program | 2020-04-09 | 2020-04-15 | 2021-10-30 | LG | LG350N1C-V5 | Solar Panels |  | 0.35 | 21 | 138 | 20 |  | Fixed | Roof
NJSTRE1545388696 | NJSRRE1544810831 | Transition Incentive Program | Newark | 7108 | 9 | 4.8 | Residential | No | Behind the Meter | Behind the Meter |  | None | Green Power Energy | PSE&G | Eligible for TI Program | 2020-04-08 | 2020-04-14 | 2021-10-30 | Hanwha | Q.PEAK DUO L-G7.2 400 | Solar Panels |  | 0.4 | 12 | 194 | 27 |  | Fixed | Roof
NJSTRE1545388702 | NJSRRE1544776291 | Transition Incentive Program | South Brunswick Township | 8852 | 11 | 11.47 | Residential | No | Behind the Meter | Behind the Meter |  | None | Sunrun Installation Services, Inc. | PSE&G | Eligible for TI Program | 2020-03-31 | 2020-04-09 | 2021-10-30 | REC Solar | REC310TP2M | Solar Panels |  | 0.31 | 6 | 61 | 27 |  | Fixed | Roof
NJSTRE1545388702 | NJSRRE1544776291 | Transition Incentive Program | South Brunswick Township | 8852 | 11 | 11.47 | Residential | No | Behind the Meter | Behind the Meter |  | None | Sunrun Installation Services, Inc. | PSE&G | Eligible for TI Program | 2020-03-31 | 2020-04-09 | 2021-10-30 | REC Solar | REC310TP2M | Solar Panels |  | 0.31 | 4 | 151 | 27 |  | Fixed | Roof
NJSTRE1545388708 | NJSRRE1544767352 | Transition Incentive Program | Woodbridge | 7064 | 11 | 7.26 | Residential | No | Behind the Meter | Net-metered residential rooftop and canopy |  | None | Whitman Construction, LLC | PSE&G | Accepted | 2020-03-26 | 2020-03-31 | 2021-10-30 | Panasonic | VBHN330SA17 | Solar Panels |  | 0.33 | 14 | 173 | 25 |  | Fixed | Roof
NJSTRE1545388709 | NJSRRE1544845641 | Transition Incentive Program | Pine Hill | 8021 | 14 | 6.46 | Residential | Yes | Behind the Meter | Net-metered residential rooftop and canopy |  | None | Trinity Solar | AC Electric | Final As-Built Received |  | 2020-04-23 | 2021-10-30 | Hanwha | Q.PEAK DUO BLK-G6 340 | Solar Panels |  | 0.34 | 19 | 113 | 23 |  | Fixed | Roof
NJSTRE1545388650 | NJSRRE1544884419 | Transition Incentive Program | Elizabeth | 7208 | 10 | 7.48 | Residential | No | Behind the Meter | Behind the Meter |  | None | Pro Custom Solar dba Momentum Solar | PSE&G | Eligible for TI Program | 2020-04-22 | 2020-04-28 | 2021-10-30 | HANWHA | Q.PEAK DUO BLK G6+ 340 | Solar Panels |  | 0.34 | 4 | 66 | 7 |  | Fixed | Roof
NJSTRE1545388653 | NJSRRE1544624224 | Transition Incentive Program | CHERRY HILL | 8034 | 14 | 10.71 | Residential | Yes | Behind the Meter | Net-metered residential rooftop and canopy |  | None | Vivint Solar Developer, LLC | PSE&G | Accepted | 2020-03-10 | 2020-04-27 | 2021-10-30 | Hanwha Solar | Q.PEAK BLK-G5 315 | Solar Panels |  | 0.315 | 16 | 204 | 22 |  | Fixed | Roof
NJSTRE1545388653 | NJSRRE1544624224 | Transition Incentive Program | CHERRY HILL | 8034 | 14 | 10.71 | Residential | Yes | Behind the Meter | Net-metered residential rooftop and canopy |  | None | Vivint Solar Developer, LLC | PSE&G | Accepted | 2020-03-10 | 2020-04-27 | 2021-10-30 | Hanwha Solar | Q.PEAK BLK-G5 315 | Solar Panels |  | 0.315 | 9 | 294 | 22 |  | Fixed | Roof
NJSTRE1545388664 | NJSRRE1544720041 | Transition Incentive Program | Tenafly Boro | 7670 | 7 | 9.92 | Residential | Yes | Behind the Meter | Net-metered residential rooftop and canopy |  | None | Bright Planet Solar | PSE&G | Accepted |  | 2020-03-23 | 2021-10-30 | LONGI | LR-60HPB-310M | Solar Panels |  | 0.31 | 23 | 126 | 44 |  | Fixed | Roof
NJSTRE1545388674 | NJSRRE1544721018 | Transition Incentive Program | Millville | 8332 | 20 | 11.38 | Residential | No | Behind the Meter | Behind the Meter |  | None | Sunny Corp | AC Electric | Eligible for TI Program | 2020-03-19 | 2020-03-23 | 2021-10-30 | Panasonic | 325Ka03 | Solar Panels |  | 0.325 | 6 | 60 | 0.12 |  | Fixed | Roof
NJSTRE1545388675 | NJSRRE1544902692 | Transition Incentive Program | WENONAH | 8090 | 15 | 14.4 | Residential | Yes | Behind the Meter | Net-metered residential rooftop and canopy |  | None | Vivint Solar Developer, LLC | AC Electric | Accepted | 2020-04-27 | 2020-04-30 | 2021-10-30 | Jinko Solar | JKM320M-60HBL | Solar Panels |  | 0.32 | 17 | 162 | 25 |  | Fixed | Roof
NJSTRE1545388680 | NJSRRE1544768869 | Transition Incentive Program | North Cape May | 8204 | 21 | 11.22 | Residential | Yes | Behind the Meter | Behind the Meter |  | None | Trinity Solar | AC Electric | Eligible for TI Program | 2020-03-27 | 2020-04-01 | 2021-10-30 | HANWHA | Q.PEAK DUO BLK-G6 340 | Solar Panels |  | 0.34 | 25 | 187 | 18 |  | Fixed | Roof
NJSTRE1545388684 | NJSRRE1544761181 | Transition Incentive Program | Great Meadows | 7838 | 2 | 22.63 | Residential | Yes | Behind the Meter | Behind the Meter |  | None | Sunrun Installation Services, Inc. | JCP&L | Eligible for TI Program | 2020-03-24 | 2020-03-27 | 2021-10-30 | REC Solar | REC310TP2M | Solar Panels |  | 0.31 | 32 | 326 | 18 |  | Fixed | Roof
NJSTRE1545388690 | NJSRRE1544680295 | Transition Incentive Program | Delran Twp | 8075 | 13 | 14.26 | Residential | Yes | Behind the Meter | Net-metered residential rooftop and canopy |  | None | Bright Planet Solar | PSE&G | Accepted |  | 2020-03-18 | 2021-10-30 | LONGI | LR-60HPB-310M | Solar Panels |  | 0.31 | 23 | 128 | 22 |  | Fixed | Roof
NJSTRE1545388691 | NJSRRE1544817819 | Transition Incentive Program | SUCCASUNNA | 7876 | 3 | 8.05 | Residential | No | Behind the Meter | Behind the Meter |  | None | Infinity Solar Systems | JCP&L | Eligible for TI Program | 2020-04-09 | 2020-04-15 | 2021-10-30 | LG | LG350N1C-V5 | Solar Panels |  | 0.35 | 2 | 138 | 20 |  | Fixed | Roof
NJSTRE1545388702 | NJSRRE1544776291 | Transition Incentive Program | South Brunswick Township | 8852 | 11 | 11.47 | Residential | No | Behind the Meter | Behind the Meter |  | None | Sunrun Installation Services, Inc. | PSE&G | Eligible for TI Program | 2020-03-31 | 2020-04-09 | 2021-10-30 | REC Solar | REC310TP2M | Solar Panels |  | 0.31 | 27 | 241 | 18 |  | Fixed | Roof
NJSTRE1545388708 | NJSRRE1544767352 | Transition Incentive Program | Woodbridge | 7064 | 11 | 7.26 | Residential | No | Behind the Meter | Net-metered residential rooftop and canopy |  | None | Whitman Construction, LLC | PSE&G | Accepted | 2020-03-26 | 2020-03-31 | 2021-10-30 | Panasonic | VBHN330SA17 | Solar Panels |  | 0.33 | 1 | 83 | 35 |  | Fixed | Roof
NJSTRE1545388719 | NJSRRE1544770086 | Transition Incentive Program | Maple Shade Township | 8052 | 13 | 8.99 | Residential | Yes | Behind the Meter | Behind the Meter |  | None | Sunrun Installation Services, Inc. | PSE&G | Eligible for TI Program | 2020-03-27 | 2020-04-01 | 2021-10-30 | REC Solar | REC310TP2M | Solar Panels |  | 0.31 | 14 | 239 | 40 |  | Fixed | Roof
NJSTRE1545388705 | NJSRRE1544582266 | Transition Incentive Program | Willingboro | 8046 | 13 | 7.04 | Residential | Yes | Behind the Meter | Behind the Meter |  | None | Skyline Solar, LLC | PSE&G | Eligible for TI Program | 2020-03-03 | 2020-03-06 | 2021-10-30 | Hanwha Q-Cells | Q.PEAK DUO-G5 320 | Solar Panels |  | 0.32 | 22 | 282 | 29 |  | Fixed | Roof
NJSTRE1545388711 | NJSRRE1544621091 | Transition Incentive Program | Hackensack | 7601 | 7 | 6.46 | Residential | Yes | Behind the Meter | Behind the Meter |  | None | Trinity Solar | PSE&G | Eligible for TI Program | 2020-03-09 | 2020-03-11 | 2021-10-30 | Hanwha | Q.PEAK DUO BLK-G6 340 | Solar Panels |  | 0.34 | 4 | 38 | 23 |  | Fixed | Roof
NJSTRE1545388711 | NJSRRE1544621091 | Transition Incentive Program | Hackensack | 7601 | 7 | 6.46 | Residential | Yes | Behind the Meter | Behind the Meter |  | None | Trinity Solar | PSE&G | Eligible for TI Program | 2020-03-09 | 2020-03-11 | 2021-10-30 | Hanwha | Q.PEAK DUO BLK-G6 340 | Solar Panels |  | 0.34 | 12 | 218 | 37 |  | Fixed | Roof
NJSTRE1545388726 | NJSRRE1544754460 | Transition Incentive Program | Penns Grove | 8069 | 16 | 8.5 | Residential | Yes | Behind the Meter | Net-metered residential rooftop and canopy |  | None | Trinity Solar | AC Electric | Final As-Built Received |  | 2020-03-25 | 2021-10-30 | Hanwha 340 | Q.PEAK DUO BLK-G6 340 | Solar Panels |  | 0.34 | 7 | 257 | 27 |  | Fixed | Roof
NJSTRE1545388737 | NJSRRE1544597855 | Transition Incentive Program | PENNSAUKEN | 8110 | 14 | 10.56 | Residential | Yes | Behind the Meter | Net-metered residential rooftop and canopy |  | None | Vivint Solar Developer, LLC | PSE&G | Accepted | 2020-03-04 | 2020-03-09 | 2021-10-30 | Jinko | JKM320M-60HBL | Solar Panels |  | 0.32 | 6 | 238 | 10 |  | Fixed | Roof
NJSTRE1545388737 | NJSRRE1544597855 | Transition Incentive Program | PENNSAUKEN | 8110 | 14 | 10.56 | Residential | Yes | Behind the Meter | Net-metered residential rooftop and canopy |  | None | Vivint Solar Developer, LLC | PSE&G | Accepted | 2020-03-04 | 2020-03-09 | 2021-10-30 | Jinko | JKM320M-60HBL | Solar Panels |  | 0.32 | 4 | 238 | 25 |  | Fixed | Roof
NJSTRE1545388742 | NJSRRE1544736409 | Transition Incentive Program | Englewood | 7631 | 7 | 9.92 | Residential | Yes | Behind the Meter | Net-metered residential rooftop and canopy |  | None | Vivint Solar Developer, LLC | PSE&G | Accepted | 2020-03-23 | 2020-03-25 | 2021-10-30 | JINKO SOLAR | JKM320M-60HBL | Solar Panels |  | 0.32 | 9 | 84 | 24 |  | Fixed | Roof
NJSTRE1545388747 | NJSRRE1544737104 | Transition Incentive Program | Long Valley | 7853 | 3 | 15.12 | Residential | Yes | Behind the Meter | Net-metered residential rooftop and canopy |  | None | Tesla Energy Operations Inc. | JCP&L | Accepted | 2020-03-20 | 2020-03-25 | 2021-10-30 | Hanwha Q CELLS | Q.PEAK DUO BLK-G5/SC315 | Solar Panels |  | 0.315 | 2 | 87 | 40 |  | Fixed | Roof
NJSTRE1545388752 | NJSRRE1544701544 | Transition Incentive Program | Runnemede Boro | 8078 | 14 | 22.72 | Residential | Yes | Behind the Meter | Net-metered residential rooftop and canopy |  | None | Sun Up Zero Down | JCP&L | Accepted | 2020-03-16 | 2020-03-19 | 2021-10-30 | REC | REC320NP Black | Solar Panels |  | 0.32 | 8 | 226 | 23 |  | Fixed | Roof
NJSTRE1545388752 | NJSRRE1544701544 | Transition Incentive Program | Runnemede Boro | 8078 | 14 | 22.72 | Residential | Yes | Behind the Meter | Net-metered residential rooftop and canopy |  | None | Sun Up Zero Down | JCP&L | Accepted | 2020-03-16 | 2020-03-19 | 2021-10-30 | REC | REC320NP Black | Solar Panels |  | 0.32 | 16 | 135 | 23 |  | Fixed | Roof
NJSTRE1545388756 | NJSRRE1544836969 | Transition Incentive Program | Red Bank | 7701 | 17 | 5.44 | Residential | No | Behind the Meter | Net-metered residential rooftop and canopy |  | None | Solar Mite Solutions | JCP&L | Accepted | 2020-04-13 | 2020-04-21 | 2021-10-30 | Panasonic | N340 | Solar Panels |  | 0.34 | 16 | 166 | 10 |  | Fixed | Roof | Roof of pergola
NJSTRE1545388762 | NJSRRE1544624151 | Transition Incentive Program | Union | 7083 | 10 | 6.4 | Residential | Yes | Behind the Meter | Net-metered residential rooftop and canopy |  | None | All Season Solar | PSE&G | Accepted | 2020-03-10 | 2020-03-13 | 2021-10-30 | Trina | TSM-DD06M05II 320W NOV19 | Solar Panels |  | 0.32 | 3 | 218 | 16 |  | Fixed | Roof
NJSTRE1545388762 | NJSRRE1544624151 | Transition Incentive Program | Union | 7083 | 10 | 6.4 | Residential | Yes | Behind the Meter | Net-metered residential rooftop and canopy |  | None | All Season Solar | PSE&G | Accepted | 2020-03-10 | 2020-03-13 | 2021-10-30 | Trina | TSM-DD06M05II 320W NOV19 | Solar Panels |  | 0.32 | 4 | 218 | 32 |  | Fixed | Roof
NJSTRE1545388736 | NJSRRE1544905354 | Transition Incentive Program | Bordentown | 8505 | 13 | 16.17 | Commercial | No | Behind the Meter | Net-metered non-residential rooftop and canopy |  | None | Ameresco | PSE&G | Accepted |  | 2020-04-30 | 2021-10-30 | JA | JAM72S09 385/PR | Solar Panels |  | 0.385 | 42 | 202 | 29 |  | Fixed | Roof
NJSTRE1545388741 | NJSRRE1544630535 | Transition Incentive Program | Villas | 8251 | 21 | 9.77 | Residential | Yes | Behind the Meter | Behind the Meter |  | None | Trinity Solar | AC Electric | Eligible for TI Program | 2020-03-12 | 2020-03-17 | 2021-10-30 | Hanwha | Q.PEAK DUO BLK-G5 315 | Solar Panels |  | 0.315 | 14 | 122 | 34 |  | Fixed | Roof
NJSTRE1545388742 | NJSRRE1544736409 | Transition Incentive Program | Englewood | 7631 | 7 | 9.92 | Residential | Yes | Behind the Meter | Net-metered residential rooftop and canopy |  | None | Vivint Solar Developer, LLC | PSE&G | Accepted | 2020-03-23 | 2020-03-25 | 2021-10-30 | JINKO SOLAR | JKM320M-60HBL | Solar Panels |  | 0.32 | 10 | 354 | 23 |  | Fixed | Roof
NJSTRE1545388743 | NJSRRE1544762539 | Transition Incentive Program | East Orange | 7017 | 9 | 4.42 | Residential | Yes | Behind the Meter | Behind the Meter |  | None | Trinity Solar | PSE&G | Eligible for TI Program | 2020-03-25 | 2020-03-30 | 2021-10-30 | Hanwha | Q.PEAK DUO BLK-G6 340 | Solar Panels |  | 0.34 | 6 | 128 | 45 |  | Fixed | Roof
NJSTRE1545388746 | NJSRRE1544776321 | Transition Incentive Program | Ridgefield | 7657 | 7 | 9.72 | Residential | Yes | Behind the Meter | Net-metered residential rooftop and canopy |  | None | Pro Custom Solar dba Momentum Solar | PSE&G | Accepted | 2020-03-31 | 2020-04-09 | 2021-10-30 | Hanwha | Q.Peak DUO BLK-G6+ 335 | Solar Panels |  | 0.335 | 22 | 212 | 22 |  | Fixed | Roof
NJSTRE1545388748 | NJSRRE1544865955 | Transition Incentive Program | Trenton | 8610 | 12 | 4.52 | Residential | Yes | Behind the Meter | Behind the Meter |  | None | Pro Custom Solar dba Momentum Solar | PSE&G | Eligible for TI Program | 2020-04-20 | 2020-04-24 | 2021-10-30 | HANWHA | Q.PEAK DUO BLK G6+ 335 | Solar Panels |  | 0.355 | 8 | 299 | 27 |  | Fixed | Roof
NJSTRE1545388750 | NJSRRE1544560298 | Transition Incentive Program | Whiting | 8759 | 18 | 11.78 | Residential | Yes | Behind the Meter | Net-metered residential rooftop and canopy |  | None | Whitman Construction, LLC | JCP&L | Final As-Built Received | 2020-03-02 | 2020-03-04 | 2021-10-30 | Hanwha | TSM-310DD05A | Solar Panels |  | 0.31 | 30 | 112 | 18 |  | Fixed | Roof
NJSTRE1545388753 | NJSRRE1544805418 | Transition Incentive Program | Pitman | 8071 | 15 | 8.45 | Residential | No | Behind the Meter | Behind the Meter |  | None | Sunny Corp | AC Electric | Eligible for TI Program | 2020-04-07 | 2020-04-13 | 2021-10-30 | Panasonic | 325KAO3 | Solar Panels |  | 0.325 | 4 | 145 | 29 |  | Fixed | Roof
NJSTRE1545388765 | NJSRRE1544816357 | Transition Incentive Program | Freehold | 7728 | 17 | 10.88 | Residential | Yes | Behind the Meter | Net-metered residential rooftop and canopy |  | None | Trinity Solar | JCP&L | Final As-Built Received | 2020-04-08 | 2020-04-14 | 2021-10-30 | HANWHA | Q.PEAK DUO BLK-G6 340 | Solar Panels |  | 0.34 | 7 | 202 | 18 |  | Fixed | Roof
NJSTRE1545388766 | NJSRRE1544598073 | Transition Incentive Program | Newark | 7107 | 9 | 548.64 | Commercial | No | Behind the Meter | Net-metered non-residential rooftop and canopy |  | None | Pfister Energy, Inc. | PSE&G | Accepted |  | 2020-03-09 | 2021-10-30 | Boviet | Shark 200 | Solar Panels |  | 0.36 | 1524 | 112 and 292 | 14 |  | Fixed | Roof | Outdoor
NJSTRE1545388768 | NJSRRE1544597874 | Transition Incentive Program | MORRIS PLAINS | 7950 | 3 | 13.76 | Residential | Yes | Behind the Meter | Net-metered residential rooftop and canopy |  | None | Vivint Solar Developer, LLC | JCP&L | Final As-Built Received | 2020-03-04 | 2020-03-09 | 2021-10-30 | JINKO SOLAR | JKM320M-60HBL | Solar Panels |  | 0.32 | 5 | 134 | 27 |  | Fixed | Roof
NJSTRE1545388770 | NJSRRE1544768743 | Transition Incentive Program | PENNSAUKEN | 8109 | 14 | 11.2 | Residential | Yes | Behind the Meter | Net-metered residential rooftop and canopy |  | None | Vivint Solar Developer, LLC | PSE&G | Accepted | 2020-03-27 | 2020-04-01 | 2021-10-30 | Jinko Solar | JKM320M-60HBL | Solar Panels |  | 0.32 | 14 | 125 | 29 |  | Fixed | Roof
NJSTRE1545388773 | NJSRRE1544623086 | Transition Incentive Program | Sussex | 7461 | 1 | 22.75 | Residential | Yes | Behind the Meter | Behind the Meter |  | None | Pro Custom Solar dba Momentum Solar | JCP&L | Eligible for TI Program | 2020-03-10 | 2020-03-12 | 2021-10-30 | LG ELECTRONICS | LG 350N1C-V5 | Solar Panels |  | 0.35 | 24 | 173 | 25 |  | Fixed | Roof
NJSTRE1545388724 | NJSRRE1544611098 | Transition Incentive Program | Northfield | 8225 | 19 | 11.52 | Residential | No | Behind the Meter | Behind the Meter |  | None | Sun Up Zero Down | AC Electric | Eligible for TI Program | 2020-03-05 | 2020-03-10 | 2021-10-30 | lg | LG320N1K-A5 | Solar Panels |  | 0.32 | 16 | 223 | 40 |  | Fixed | Roof
NJSTRE1545388724 | NJSRRE1544611098 | Transition Incentive Program | Northfield | 8225 | 19 | 11.52 | Residential | No | Behind the Meter | Behind the Meter |  | None | Sun Up Zero Down | AC Electric | Eligible for TI Program | 2020-03-05 | 2020-03-10 | 2021-10-30 | lg | LG320N1K-A5 | Solar Panels |  | 0.32 | 8 | 223 | 12 |  | Fixed | Roof
NJSTRE1545388730 | NJSRRE1544767490 | Transition Incentive Program | WAYNE | 7470 | 6 | 11.34 | Residential | No | Behind the Meter | Behind the Meter |  | None | Tesla Energy Operations Inc. | JCP&L | Eligible for TI Program | 2020-03-26 | 2020-03-31 | 2021-10-30 | Hanwha Q CELLS | Q.PEAK DUO BLK-G5/SC315 | Solar Panels |  | 0.315 | 16 | 78 | 30 |  | Fixed | Roof
NJSTRE1545388740 | NJSRRE1544623885 | Transition Incentive Program | Egg Harbor Township | 8234 | 19 | 28.8 | Non Profit | Yes | Behind the Meter | Net-metered non-residential rooftop and canopy |  | None | All Season Solar | AC Electric | Accepted | 2020-03-10 | 2020-03-13 | 2021-10-30 | Trina | TSM-DD06M05II 320W NOV19 | Solar Panels |  | 0.32 | 10 | 216 | 11 |  | Fixed | Roof
NJSTRE1545388740 | NJSRRE1544623885 | Transition Incentive Program | Egg Harbor Township | 8234 | 19 | 28.8 | Non Profit | Yes | Behind the Meter | Net-metered non-residential rooftop and canopy |  | None | All Season Solar | AC Electric | Accepted | 2020-03-10 | 2020-03-13 | 2021-10-30 | Trina | TSM-DD06M05II 320W NOV19 | Solar Panels |  | 0.32 | 22 | 216 | 20 |  | Fixed | Roof
NJSTRE1545388744 | NJSRRE1544898417 | Transition Incentive Program | ELIZABETH | 7208 | 10 | 4.16 | Residential | Yes | Behind the Meter | Net-metered residential rooftop and canopy |  | None | Vivint Solar Developer, LLC | PSE&G | Accepted | 2020-04-24 | 2020-04-30 | 2021-10-30 | Jinko Solar | JKM320M-60HBL | Solar Panels |  | 0.32 | 13 | 126 | 37 |  | Fixed | Roof
NJSTRE1545388749 | NJSRRE1544727495 | Transition Incentive Program | Green Brook | 8812 | 11 | 5.6 | Residential | Yes | Behind the Meter | Behind the Meter |  | None | Pro Custom Solar dba Momentum Solar | PSE&G | Eligible for TI Program | 2020-03-19 | 2020-03-24 | 2021-10-30 | lg electronics | LG 350N1C-V5 | Solar Panels |  | 0.35 | 2 | 142 | 31 |  | Fixed | Roof
NJSTRE1545388753 | NJSRRE1544805418 | Transition Incentive Program | Pitman | 8071 | 15 | 8.45 | Residential | No | Behind the Meter | Behind the Meter |  | None | Sunny Corp | AC Electric | Eligible for TI Program | 2020-04-07 | 2020-04-13 | 2021-10-30 | Panasonic | 325KAO3 | Solar Panels |  | 0.325 | 5 | 55 | 18 |  | Fixed | Roof
NJSTRE1545388760 | NJSRRE1544868124 | Transition Incentive Program | Monroe Township | 8831 | 11 | 8.04 | Residential | Yes | Behind the Meter | Behind the Meter |  | None | Pro Custom Solar dba Momentum Solar | JCP&L | Eligible for TI Program | 2020-04-21 | 2020-04-27 | 2021-10-30 | HANWHA | Q.PEAK DUO BLK G6+ 335 | Solar Panels |  | 0.335 | 12 | 189 | 17 |  | Fixed | Roof
NJSTRE1545388768 | NJSRRE1544597874 | Transition Incentive Program | MORRIS PLAINS | 7950 | 3 | 13.76 | Residential | Yes | Behind the Meter | Net-metered residential rooftop and canopy |  | None | Vivint Solar Developer, LLC | JCP&L | Final As-Built Received | 2020-03-04 | 2020-03-09 | 2021-10-30 | JINKO SOLAR | JKM320M-60HBL | Solar Panels |  | 0.32 | 8 | 314 | 27 |  | Fixed | Roof
NJSTRE1545388773 | NJSRRE1544623086 | Transition Incentive Program | Sussex | 7461 | 1 | 22.75 | Residential | Yes | Behind the Meter | Behind the Meter |  | None | Pro Custom Solar dba Momentum Solar | JCP&L | Eligible for TI Program | 2020-03-10 | 2020-03-12 | 2021-10-30 | LG ELECTRONICS | LG 350N1C-V5 | Solar Panels |  | 0.35 | 5 | 262 | 36 |  | Fixed | Roof
NJSTRE1545388773 | NJSRRE1544623086 | Transition Incentive Program | Sussex | 7461 | 1 | 22.75 | Residential | Yes | Behind the Meter | Behind the Meter |  | None | Pro Custom Solar dba Momentum Solar | JCP&L | Eligible for TI Program | 2020-03-10 | 2020-03-12 | 2021-10-30 | LG ELECTRONICS | LG 350N1C-V5 | Solar Panels |  | 0.35 | 3 | 82 | 36 |  | Fixed | Roof
NJSTRE1545388738 | NJSRRE1544773210 | Transition Incentive Program | Chester | 7930 | 3 | 23.79 | Residential | No | Behind the Meter | Behind the Meter |  | None | Green power Energy | JCP&L | Eligible for TI Program | 2020-03-30 | 2020-04-09 | 2021-10-30 | LG Electronics | LG335N1C-V5 | Solar Panels |  | 0.335 | 22 | 79 | 20 |  | Fixed | Roof
NJSTRE1545388739 | NJSRRE1544712459 | Transition Incentive Program | Pennsauken | 8109 | 14 | 5.12 | Residential | Yes | Behind the Meter | Behind the Meter |  | None | Skyline Solar, LLC | PSE&G | Eligible for TI Program | 2020-03-18 | 2020-03-23 | 2021-10-30 | Hanwha Q-Cells | Q.PEAK DUO-G5 320 | Solar Panels |  | 0.32 | 16 | 231 | 29 |  | Fixed | Roof
NJSTRE1545388745 | NJSRRE1544893952 | Transition Incentive Program | Denville | 7834 | 3 | 3.66 | Residential | Yes | Behind the Meter | Net-metered residential rooftop and canopy |  | None | Sunrun Installation Services, Inc. | JCP&L | Accepted | 2020-04-24 | 2020-04-29 | 2021-10-30 | LONGi Green Energy Technology Co Ltd | LR6-60HPB-305M | Solar Panels |  | 0.305 | 6 | 312 | 27 |  | Fixed | Roof
NJSTRE1545388746 | NJSRRE1544776321 | Transition Incentive Program | Ridgefield | 7657 | 7 | 9.72 | Residential | Yes | Behind the Meter | Net-metered residential rooftop and canopy |  | None | Pro Custom Solar dba Momentum Solar | PSE&G | Accepted | 2020-03-31 | 2020-04-09 | 2021-10-30 | Hanwha | Q.Peak DUO BLK-G6+ 335 | Solar Panels |  | 0.335 | 7 | 302 | 22 |  | Fixed | Roof
NJSTRE1545388747 | NJSRRE1544737104 | Transition Incentive Program | Long Valley | 7853 | 3 | 15.12 | Residential | Yes | Behind the Meter | Net-metered residential rooftop and canopy |  | None | Tesla Energy Operations Inc. | JCP&L | Accepted | 2020-03-20 | 2020-03-25 | 2021-10-30 | Hanwha Q CELLS | Q.PEAK DUO BLK-G5/SC315 | Solar Panels |  | 0.315 | 44 | 177 | 28 |  | Fixed | Roof
NJSTRE1545388748 | NJSRRE1544865955 | Transition Incentive Program | Trenton | 8610 | 12 | 4.52 | Residential | Yes | Behind the Meter | Behind the Meter |  | None | Pro Custom Solar dba Momentum Solar | PSE&G | Eligible for TI Program | 2020-04-20 | 2020-04-24 | 2021-10-30 | HANWHA | Q.PEAK DUO BLK G6+ 335 | Solar Panels |  | 0.335 | 5 | 119 | 27 |  | Fixed | Roof
NJSTRE1545388765 | NJSRRE1544816357 | Transition Incentive Program | Freehold | 7728 | 17 | 10.88 | Residential | Yes | Behind the Meter | Net-metered residential rooftop and canopy |  | None | Trinity Solar | JCP&L | Final As-Built Received | 2020-04-08 | 2020-04-14 | 2021-10-30 | HANWHA | Q.PEAK DUO BLK-G6 340 | Solar Panels |  | 0.34 | 12 | 292 | 18 |  | Fixed | Roof
NJSTRE1545388765 | NJSRRE1544816357 | Transition Incentive Program | Freehold | 7728 | 17 | 10.88 | Residential | Yes | Behind the Meter | Net-metered residential rooftop and canopy |  | None | Trinity Solar | JCP&L | Final As-Built Received | 2020-04-08 | 2020-04-14 | 2021-10-30 | HANWHA | Q.PEAK DUO BLK-G6 340 | Solar Panels |  | 0.34 | 4 | 112 | 18 |  | Fixed | Roof
NJSTRE1545388768 | NJSRRE1544597874 | Transition Incentive Program | MORRIS PLAINS | 7950 | 3 | 13.76 | Residential | Yes | Behind the Meter | Net-metered residential rooftop and canopy |  | None | Vivint Solar Developer, LLC | JCP&L | Final As-Built Received | 2020-03-04 | 2020-03-09 | 2021-10-30 | JINKO SOLAR | JKM320M-60HBL | Solar Panels |  | 0.32 | 22 | 224 | 27 |  | Fixed | Roof
NJSTRE1545388775 | NJSRRE1544903604 | Transition Incentive Program | Newton | 7860 | 1 | 2.79 | Residential | Yes | Behind the Meter | Behind the Meter |  | None | Sunrun Installation Services, Inc. | JCP&L | Eligible for TI Program | 2020-04-27 | 2020-04-30 | 2021-10-30 | REC Solar | REC310TP2M | Solar Panels |  | 0.31 | 7 | 224 | 27 |  | Fixed | Roof
NJSTRE1545388784 | NJSRRE1544623186 | Transition Incentive Program | Long Branch | 7740 | 17 | 5.7 | Residential | Yes | Behind the Meter | Behind the Meter |  | None | Pro Custom Solar dba Momentum Solar | JCP&L | Eligible for TI Program | 2020-03-10 | 2020-03-13 | 2021-10-30 | Hanwha | Q.Peak DUO BLK-G6+ 335 | Solar Panels |  | 0.335 | 7 | 150 | 2 |  | Fixed | Roof
NJSTRE1545388775 | NJSRRE1544903604 | Transition Incentive Program | Newton | 7860 | 1 | 2.79 | Residential | Yes | Behind the Meter | Behind the Meter |  | None | Sunrun Installation Services, Inc. | JCP&L | Eligible for TI Program | 2020-04-27 | 2020-04-30 | 2021-10-30 | REC Solar | REC310TP2M | Solar Panels |  | 0.31 | 2 | 44 | 27 |  | Fixed | Roof
NJSTRE1545388790 | NJSRRE1544775182 | Transition Incentive Program | Parlin | 8859 | 11 | 5.36 | Residential | Yes | Behind the Meter | Net-metered residential rooftop and canopy |  | None | Suntuity Solar LLC | JCP&L | Accepted | 2020-03-31 | 2020-04-09 | 2021-10-30 | Hanwha Solar | Q-Cells 315 Mono | Solar Panels |  | 0.315 | 3 | 124 | 13 |  | Fixed | Roof
NJSTRE1545388791 | NJSRRE1544793905 | Transition Incentive Program | Galloway | 8205 | 19 | 7.82 | Residential | No | Behind the Meter | Net-metered residential rooftop and canopy |  | None | Trinity Solar | AC Electric | Accepted | 2020-04-02 | 2020-04-09 | 2021-10-30 | HANWHA | Q.PEAK DUO BLK-G6 340 | Solar Panels |  | 0.34 | 3 | 244 | 37 |  | Fixed | Roof
NJSTRE1545388794 | NJSRRE1544597828 | Transition Incentive Program | Wharton | 7885 | 3 | 6.21 | Residential | Yes | Behind the Meter | Behind the Meter |  | None | Sunrun Installation Services, Inc. | JCP&L | Eligible for TI Program | 2020-03-04 | 2020-03-09 | 2021-10-30 | LG Electronics | LG345N1C-V5 | Solar Panels |  | 0.345 | 1 | 314 | 34 |  | Fixed | Roof
NJSTRE1545388797 | NJSRRE1544779186 | Transition Incentive Program | Fair Lawn | 7410 | 7 | 6.03 | Residential | Yes | Behind the Meter | Behind the Meter |  | None | Pro Custom Solar dba Momentum Solar | PSE&G | Eligible for TI Program | 2020-04-01 | 2020-04-09 | 2021-10-30 | Hanwha | Q.Peak DUO BLK-G6+ 335 | Solar Panels |  | 0.335 | 10 | 161 | 30 |  | Fixed | Roof
NJSTRE1545388799 | NJSRRE1544868375 | Transition Incentive Program | Pennsville | 8070 | 16 | 6.03 | Residential | Yes | Behind the Meter | Behind the Meter |  | None | Pro Custom Solar dba Momentum Solar | AC Electric | Eligible for TI Program | 2020-04-21 | 2020-04-27 | 2021-10-30 | HANWHA | Q.PEAK DUO BLK G6+ 335 | Solar Panels |  | 0.335 | 18 | 228 | 23 |  | Fixed | Roof
NJSTRE1545388805 | NJSRRE1544719376 | Transition Incentive Program | Monmouth Junction | 8852 | 11 | 21.08 | Residential | No | Behind the Meter | Net-metered residential rooftop and canopy |  | None | Trinity Solar | PSE&G | Accepted |  | 2020-03-23 | 2021-10-30 | Hanwha | Q.PEAK DUO BLK-G6 340 | Solar Panels |  | 0.34 | 13 | 27 | 34 |  | Fixed | Roof
NJSTRE1545388812 | NJSRRE1544719776 | Transition Incentive Program | Bogota | 7603 | 7 | 4.34 | Residential | Yes | Behind the Meter | Behind the Meter |  | None | Sunrun Installation Services, Inc. | PSE&G | Eligible for TI Program | 2020-03-18 | 2020-03-23 | 2021-10-30 | REC Solar | REC310TP2M | Solar Panels |  | 0.31 | 14 | 197 | 23 |  | Fixed | Roof
NJSTRE1545388817 | NJSRRE1544561800 | Transition Incentive Program | Manalapan | 7726 | 17 | 16.1 | Residential | Yes | Behind the Meter | Behind the Meter |  | None | Pro Custom Solar dba Momentum Solar | JCP&L | Eligible for TI Program | 2020-03-02 | 2020-03-05 | 2021-10-30 | lg electronics | LG 350N1C-V5 | Solar Panels |  | 0.35 | 22 | 275 | 40 |  | Fixed | Roof
NJSTRE1545388821 | NJSRRE1544892897 | Transition Incentive Program | Ringoes | 8551 | 4 | 13.73 | Residential | Yes | Behind the Meter | Behind the Meter |  | None | Sunrun Installation Services, Inc. | JCP&L | Eligible for TI Program | 2020-04-24 | 2020-04-29 | 2021-10-30 | LONGi Green Energy Technology Co Ltd | LR6-60HPB-305M | Solar Panels |  | 0.305 | 33 | 163 | 23 |  | Fixed | Roof
NJSTRE1545388827 | NJSRRE1544796512 | Transition Incentive Program | Newark | 7107 | 9 | 2.84 | Residential | No | Behind the Meter | Net-metered residential rooftop and canopy |  | None | Pro Custom Solar dba Momentum Solar | PSE&G | Accepted | 2020-04-03 | 2020-04-09 | 2021-10-30 | Hanwha | Q.Peak DUO BLK-G5 315 | Solar Panels |  | 0.315 | 9 | 201 | 4 |  | Fixed | Roof
NJSTRE1545388829 | NJSRRE1544562142 | Transition Incentive Program | Boonton | 7005 | 3 | 17.09 | Residential | No | Behind the Meter | Net-metered residential rooftop and canopy |  | None | Green Power Energy | JCP&L | Accepted | 2020-03-02 | 2020-03-05 | 2021-10-30 | LG Electronics | LG335N1K-V5 | Solar Panels |  | 0.335 | 8 | 173 | 27 |  | Fixed | Roof
NJSTRE1545388719 | NJSRRE1544770086 | Transition Incentive Program | Maple Shade Township | 8052 | 13 | 8.99 | Residential | Yes | Behind the Meter | Behind the Meter |  | None | Sunrun Installation Services, Inc. | PSE&G | Eligible for TI Program | 2020-03-27 | 2020-04-01 | 2021-10-30 | REC Solar | REC310TP2M | Solar Panels |  | 0.31 | 15 | 60 | 40 |  | Fixed | Roof
NJSTRE1545388724 | NJSRRE1544611098 | Transition Incentive Program | Northfield | 8225 | 19 | 11.52 | Residential | No | Behind the Meter | Behind the Meter |  | None | Sun Up Zero Down | AC Electric | Eligible for TI Program | 2020-03-05 | 2020-03-10 | 2021-10-30 | lg | LG320N1K-A5 | Solar Panels |  | 0.32 | 10 | 223 | 8 |  | Fixed | Roof
NJSTRE1545388724 | NJSRRE1544611098 | Transition Incentive Program | Northfield | 8225 | 19 | 11.52 | Residential | No | Behind the Meter | Behind the Meter |  | None | Sun Up Zero Down | AC Electric | Eligible for TI Program | 2020-03-05 | 2020-03-10 | 2021-10-30 | lg | LG320N1K-A5 | Solar Panels |  | 0.32 | 2 | 223 | 19 |  | Fixed | Roof
NJSTRE1545388740 | NJSRRE1544623885 | Transition Incentive Program | Egg Harbor Township | 8234 | 19 | 28.8 | Non Profit | Yes | Behind the Meter | Net-metered non-residential rooftop and canopy |  | None | All Season Solar | AC Electric | Accepted | 2020-03-10 | 2020-03-13 | 2021-10-30 | Trina | TSM-DD06M05II 320W NOV19 | Solar Panels |  | 0.32 | 48 | 216 | 11 |  | Fixed | Roof
NJSTRE1545388740 | NJSRRE1544623885 | Transition Incentive Program | Egg Harbor Township | 8234 | 19 | 28.8 | Non Profit | Yes | Behind the Meter | Net-metered non-residential rooftop and canopy |  | None | All Season Solar | AC Electric | Accepted | 2020-03-10 | 2020-03-13 | 2021-10-30 | Trina | TSM-DD06M05II 320W NOV19 | Solar Panels |  | 0.32 | 10 | 36 | 11 |  | Fixed | Roof
NJSTRE1545388749 | NJSRRE1544727495 | Transition Incentive Program | Green Brook | 8812 | 11 | 5.6 | Residential | Yes | Behind the Meter | Behind the Meter |  | None | Pro Custom Solar dba Momentum Solar | PSE&G | Eligible for TI Program | 2020-03-19 | 2020-03-24 | 2021-10-30 | lg electronics | LG 350N1C-V5 | Solar Panels |  | 0.35 | 14 | 142 | 29 |  | Fixed | Roof
NJSTRE1545388753 | NJSRRE1544805418 | Transition Incentive Program | Pitman | 8071 | 15 | 8.45 | Residential | No | Behind the Meter | Behind the Meter |  | None | Sunny Corp | AC Electric | Eligible for TI Program | 2020-04-07 | 2020-04-13 | 2021-10-30 | Panasonic | 325KAO3 | Solar Panels |  | 0.325 | 8 | 235 | 16 |  | Fixed | Roof
NJSTRE1545388768 | NJSRRE1544597874 | Transition Incentive Program | MORRIS PLAINS | 7950 | 3 | 13.76 | Residential | Yes | Behind the Meter | Net-metered residential rooftop and canopy |  | None | Vivint Solar Developer, LLC | JCP&L | Final As-Built Received | 2020-03-04 | 2020-03-09 | 2021-10-30 | JINKO SOLAR | JKM320M-60HBL | Solar Panels |  | 0.32 | 8 | 44 | 27 |  | Fixed | Roof
NJSTRE1545388769 | NJSRRE1544593119 | Transition Incentive Program | Belleville Twp | 7109 | 9 | 7.52 | Residential | No | Behind the Meter | Net-metered residential rooftop and canopy |  | None | SunnyMac LLC | PSE&G | Accepted |  | 2020-03-09 | 2021-10-30 | SunPower | SPR-E20327 | Solar Panels |  | 0.327 | 23 | 217 | 11 |  | Fixed | Roof
NJSTRE1545388773 | NJSRRE1544623086 | Transition Incentive Program | Sussex | 7461 | 1 | 22.75 | Residential | Yes | Behind the Meter | Behind the Meter |  | None | Pro Custom Solar dba Momentum Solar | JCP&L | Eligible for TI Program | 2020-03-10 | 2020-03-12 | 2021-10-30 | LG ELECTRONICS | LG 350N1C-V5 | Solar Panels |  | 0.35 | 2 | 262 | 36 |  | Fixed | Roof
NJSTRE1545388773 | NJSRRE1544623086 | Transition Incentive Program | Sussex | 7461 | 1 | 22.75 | Residential | Yes | Behind the Meter | Behind the Meter |  | None | Pro Custom Solar dba Momentum Solar | JCP&L | Eligible for TI Program | 2020-03-10 | 2020-03-12 | 2021-10-30 | LG ELECTRONICS | LG 350N1C-V5 | Solar Panels |  | 0.35 | 9 | 173 | 39 |  | Fixed | Roof
NJSTRE1545388777 | NJSRRE1544598253 | Transition Incentive Program | NORTH PLAINFIELD | 7060 | 10 | 8.32 | Residential | Yes | Behind the Meter | Net-metered residential rooftop and canopy |  | None | Vivint Solar Developer, LLC | PSE&G | Accepted | 2020-03-05 | 2020-03-09 | 2021-10-30 | JINKO SOLAR | JKM320M-60HBL | Solar Panels |  | 0.32 | 7 | 128 | 21 |  | Fixed | Roof
NJSTRE1545388778 | NJSRRE1544818423 | Transition Incentive Program | Parsippany | 7054 | 3 | 13.4 | Residential | No | Behind the Meter | Net-metered residential rooftop and canopy |  | None | Morgan Associates and Consulting LLC | PSE&G | Accepted |  | 2020-04-17 | 2021-10-30 | LG | 335 | Solar Panels |  | 0.335 | 40 | 144 | 30 |  | Fixed | Roof | roof
NJSTRE1545387347 | NJSRRE1544374094 | Transition Incentive Program | Keansburg | 7734 | 17 | 9.92 | Residential | Yes | Behind the Meter | Net-metered residential rooftop and canopy |  | None | All Season Solar | JCP&L | Accepted | 2020-02-05 | 2020-02-10 | 2021-10-30 | Trina | TSM-DD06M05II 320W NOV 19 | Solar Panels |  | 0.32 | 16 | 218 | 26 |  | Fixed | Roof
NJSTRE1545387349 | NJSRRE1543823415 | Transition Incentive Program | Stewartsville | 8886 | 2 | 20.93 | Residential | Yes | Behind the Meter | Net-metered residential rooftop and canopy |  | None | SunPower Corporation, Systems | JCP&L | Accepted |  | 2020-01-02 | 2021-10-30 | SUNPOWER | SPR-E20-327-E-AC | Solar Panels |  | 0.327 | 12 | 146 | 40 |  | Fixed | Roof
NJSTRE1545387356 | NJSRRE1543434999 | Transition Incentive Program | TEANECK | 7666 | 7 | 5.04 | Residential | Yes | Behind the Meter | Net-metered residential rooftop and canopy |  | None | Vivint Solar Developer, LLC | PSE&G | Accepted | 2019-11-26 | 2019-11-26 | 2021-10-30 | Hanwha | Q.PEAK BLK-G5 315 | Solar Panels |  | 0.315 | 4 | 292 | 33 |  | Fixed | Roof
NJSTRE1545387361 | NJSRRE1543651810 | Transition Incentive Program | Sicklerville | 8081 | 14 | 24.05 | Residential | No | Behind the Meter | Behind the Meter |  | None | Sunny Corp | AC Electric | Eligible for TI Program | 2019-12-23 | 2019-12-27 | 2021-10-30 | Panasonic | VBHN325KA03 | Solar Panels |  | 0.325 | 18 | 208 | 34 |  | Fixed | Roof
NJSTRE1545387363 | NJSRRE1543477656 | Transition Incentive Program | NEPTUNE | 7753 | 17 | 9.77 | Residential | Yes | Behind the Meter | Net-metered residential rooftop and canopy |  | None | Vivint Solar Developer, LLC | JCP&L | Accepted | 2019-12-04 | 2019-12-06 | 2021-10-30 | Hanwha | Q.PEAK BLK-G5 315 | Solar Panels |  | 0.315 | 16 | 209 | 21 |  | Fixed | Roof
NJSTRE1545387368 | NJSRRE1543827337 | Transition Incentive Program | Roselle | 7203 | 10 | 6.08 | Residential | Yes | Behind the Meter | Behind the Meter |  | None | Sunrun Installation Services, Inc. | PSE&G | Eligible for TI Program | 2019-12-30 | 2020-01-03 | 2021-10-30 | Hanwha Q-Cells | Q.PEAK DUO-G7 320 | Solar Panels |  | 0.32 | 19 | 170 | 34 |  | Fixed | Roof
NJSTRE1545387370 | NJSRRE1544428482 | Transition Incentive Program | Seaside Heights | 8751 | 18 | 2.56 | Residential | Yes | Behind the Meter | Net-metered residential rooftop and canopy |  | JCPL | New Jersey Clean Energy Solutions | JCP&L | Final As-Built Received | 2020-02-10 | 2020-02-12 | 2021-10-30 | Trina | TSM-DD05H.BLK320 | Solar Panels |  | 0.32 | 2 | 98 | 10 |  | Fixed | Roof
NJSTRE1545387371 | NJSRRE1544472595 | Transition Incentive Program | South Brunswick Township | 8852 | 11 | 8.71 | Residential | No | Behind the Meter | Net-metered residential rooftop and canopy |  | None | SunnyMac LLC | PSE&G | Accepted |  | 2020-02-21 | 2021-10-30 | SunPower | SPR-X21-335 | Solar Panels |  | 0.335 | 2 | 334 | 34 |  | Fixed | Roof
NJSTRE1545387376 | NJSRRE1544465788 | Transition Incentive Program | TOMS RIVER | 8753 | 18 | 2.56 | Residential | Yes | Behind the Meter | Net-metered residential rooftop and canopy |  | None | Vivint Solar Developer, LLC | JCP&L | Accepted |  | 2020-02-19 | 2021-10-30 | Jinko Solar | JKM320M-60HBL | Solar Panels |  | 0.32 | 2 | 184 | 24 |  | Fixed | Roof
NJSTRE1545387381 | NJSRRE1544185790 | Transition Incentive Program | Paterson | 7504 | 6 | 8.68 | Residential | Yes | Behind the Meter | Behind the Meter |  | None | Sunrun Installation Services, Inc. | PSE&G | Eligible for TI Program | 2020-01-16 | 2020-01-22 | 2021-10-30 | REC Solar | REC310TP2M | Solar Panels |  | 0.31 | 21 | 98 | 30 |  | Fixed | Roof
NJSTRE1545387388 | NJSRRE1543456383 | Transition Incentive Program | Ventnor City | 8406 | 19 | 5.04 | Residential | Yes | Behind the Meter | Net-metered residential rooftop and canopy |  | None | Suntuity Solar LLC | AC Electric | Accepted | 2019-11-28 | 2019-12-03 | 2021-10-30 | Yingli Green Energy | YL315D-30b | Solar Panels |  | 0.315 | 2 | 58 | 22 |  | Fixed | Roof
NJSTRE1545387388 | NJSRRE1543456383 | Transition Incentive Program | Ventnor City | 8406 | 19 | 5.04 | Residential | Yes | Behind the Meter | Net-metered residential rooftop and canopy |  | None | Suntuity Solar LLC | AC Electric | Accepted | 2019-11-28 | 2019-12-03 | 2021-10-30 | Yingli Green Energy | YL315D-30b | Solar Panels |  | 0.315 | 2 | 328 | 33 |  | Fixed | Roof
NJSTRE1545388741 | NJSRRE1544630535 | Transition Incentive Program | Villas | 8251 | 21 | 9.77 | Residential | Yes | Behind the Meter | Behind the Meter |  | None | Trinity Solar | AC Electric | Eligible for TI Program | 2020-03-12 | 2020-03-17 | 2021-10-30 | Hanwha | Q.PEAK DUO BLK-G5 315 | Solar Panels |  | 0.315 | 5 | 212 | 34 |  | Fixed | Roof
NJSTRE1545388747 | NJSRRE1544737104 | Transition Incentive Program | Long Valley | 7853 | 3 | 15.12 | Residential | Yes | Behind the Meter | Net-metered residential rooftop and canopy |  | None | Tesla Energy Operations Inc. | JCP&L | Accepted | 2020-03-20 | 2020-03-25 | 2021-10-30 | Hanwha Q CELLS | Q.PEAK DUO BLK-G5/SC315 | Solar Panels |  | 0.315 | 2 | 267 | 40 |  | Fixed | Roof
NJSTRE1545388752 | NJSRRE1544701544 | Transition Incentive Program | Runnemede Boro | 8078 | 14 | 22.72 | Residential | Yes | Behind the Meter | Net-metered residential rooftop and canopy |  | None | Sun Up Zero Down | JCP&L | Accepted | 2020-03-16 | 2020-03-19 | 2021-10-30 | REC | REC320NP Black | Solar Panels |  | 0.32 | 19 | 46 | 23 |  | Fixed | Roof
NJSTRE1545388752 | NJSRRE1544701544 | Transition Incentive Program | Runnemede Boro | 8078 | 14 | 22.72 | Residential | Yes | Behind the Meter | Net-metered residential rooftop and canopy |  | None | Sun Up Zero Down | JCP&L | Accepted | 2020-03-16 | 2020-03-19 | 2021-10-30 | REC | REC320NP Black | Solar Panels |  | 0.32 | 28 | 135 | 37 |  | Fixed | Roof
NJSTRE1545388762 | NJSRRE1544624151 | Transition Incentive Program | Union | 7083 | 10 | 6.4 | Residential | Yes | Behind the Meter | Net-metered residential rooftop and canopy |  | None | All Season Solar | PSE&G | Accepted | 2020-03-10 | 2020-03-13 | 2021-10-30 | Trina | TSM-DD06M05II 320W NOV19 | Solar Panels |  | 0.32 | 3 | 218 | 32 |  | Fixed | Roof
NJSTRE1545388762 | NJSRRE1544624151 | Transition Incentive Program | Union | 7083 | 10 | 6.4 | Residential | Yes | Behind the Meter | Net-metered residential rooftop and canopy |  | None | All Season Solar | PSE&G | Accepted | 2020-03-10 | 2020-03-13 | 2021-10-30 | Trina | TSM-DD06M05II 320W NOV19 | Solar Panels |  | 0.32 | 2 | 128 | 40 |  | Fixed | Roof
NJSTRE1545388767 | NJSRRE1544779237 | Transition Incentive Program | Blackwood | 8012 | 14 | 7.48 | Residential | Yes | Behind the Meter | Net-metered residential rooftop and canopy |  | None | Trinity Solar | AC Electric | Final As-Built Received |  | 2020-04-09 | 2021-10-30 | HANWHA | Q.PEAK DUO BLK-G6 340 | Solar Panels |  | 0.34 | 5 | 234 | 45 |  | Fixed | Roof
NJSTRE1545388767 | NJSRRE1544779237 | Transition Incentive Program | Blackwood | 8012 | 14 | 7.48 | Residential | Yes | Behind the Meter | Net-metered residential rooftop and canopy |  | None | Trinity Solar | AC Electric | Final As-Built Received |  | 2020-04-09 | 2021-10-30 | HANWHA | Q.PEAK DUO BLK-G6 340 | Solar Panels |  | 0.34 | 13 | 144 | 31 |  | Fixed | Roof
NJSTRE1545388770 | NJSRRE1544768743 | Transition Incentive Program | PENNSAUKEN | 8109 | 14 | 11.2 | Residential | Yes | Behind the Meter | Net-metered residential rooftop and canopy |  | None | Vivint Solar Developer, LLC | PSE&G | Accepted | 2020-03-27 | 2020-04-01 | 2021-10-30 | Jinko Solar | JKM320M-60HBL | Solar Panels |  | 0.32 | 6 | 125 | 29 |  | Fixed | Roof
NJSTRE1545388771 | NJSRRE1544898419 | Transition Incentive Program | Piscataway | 8854 | 11 | 10.2 | Residential | No | Behind the Meter | Behind the Meter |  | None | Pro Custom Solar dba Momentum Solar | PSE&G | Eligible for TI Program | 2020-04-24 | 2020-04-30 | 2021-10-30 | HANWHA | Q.PEAK DUO BLK G6+ 340 | Solar Panels |  | 0.34 | 13 | 175 | 24 |  | Fixed | Roof
NJSTRE1545388781 | NJSRRE1544816452 | Transition Incentive Program | Paterson | 7524 | 6 | 11.03 | Residential | Yes | Behind the Meter | Behind the Meter |  | None | Trinity Solar | PSE&G | Eligible for TI Program | 2020-04-08 | 2020-04-15 | 2021-10-30 | HANWHA | Q.PEAK DUO BLK-G5 315 | Solar Panels |  | 0.315 | 18 | 14 | 27 |  | Fixed | Roof
NJSTRE1545388781 | NJSRRE1544816452 | Transition Incentive Program | Paterson | 7524 | 6 | 11.03 | Residential | Yes | Behind the Meter | Behind the Meter |  | None | Trinity Solar | PSE&G | Eligible for TI Program | 2020-04-08 | 2020-04-15 | 2021-10-30 | HANWHA | Q.PEAK DUO BLK-G5 315 | Solar Panels |  | 0.315 | 11 | 194 | 27 |  | Fixed | Roof
NJSTRE1545388786 | NJSRRE1544562290 | Transition Incentive Program | Cliffwood Beach | 7735 | 17 | 8.37 | Residential | No | Behind the Meter | Net-metered residential rooftop and canopy |  | None | Sunrun Installation Services, Inc. | JCP&L | Final As-Built Received | 2020-03-02 | 2020-03-05 | 2021-10-30 | REC Solar | REC310TP2M | Solar Panels |  | 0.31 | 14 | 165 | 17 |  | Fixed | Roof
NJSTRE1545388743 | NJSRRE1544762539 | Transition Incentive Program | East Orange | 7017 | 9 | 4.42 | Residential | Yes | Behind the Meter | Behind the Meter |  | None | Trinity Solar | PSE&G | Eligible for TI Program | 2020-03-25 | 2020-03-30 | 2021-10-30 | Hanwha | Q.PEAK DUO BLK-G6 340 | Solar Panels |  | 0.34 | 7 | 218 | 45 |  | Fixed | Roof
NJSTRE1545388750 | NJSRRE1544560298 | Transition Incentive Program | Whiting | 8759 | 18 | 11.78 | Residential | Yes | Behind the Meter | Net-metered residential rooftop and canopy |  | None | Whitman Construction, LLC | JCP&L | Final As-Built Received | 2020-03-02 | 2020-03-04 | 2021-10-30 | Hanwha | TSM-310DD05A | Solar Panels |  | 0.31 | 8 | 292 | 18 |  | Fixed | Roof
NJSTRE1545388751 | NJSRRE1544846902 | Transition Incentive Program | Williamstown | 8094 | 15 | 11.52 | Residential | Yes | Behind the Meter | Net-metered residential rooftop and canopy |  | None | All Season Solar | AC Electric | Accepted | 2020-04-15 | 2020-04-22 | 2021-10-30 | Trina | TSMDD06M.05II | Solar Panels |  | 0.32 | 36 | 205 | 24 |  | Fixed | Roof
NJSTRE1545388753 | NJSRRE1544805418 | Transition Incentive Program | Pitman | 8071 | 15 | 8.45 | Residential | No | Behind the Meter | Behind the Meter |  | None | Sunny Corp | AC Electric | Eligible for TI Program | 2020-04-07 | 2020-04-13 | 2021-10-30 | Panasonic | 325KAO3 | Solar Panels |  | 0.325 | 5 | 235 | 18 |  | Fixed | Roof
NJSTRE1545388753 | NJSRRE1544805418 | Transition Incentive Program | Pitman | 8071 | 15 | 8.45 | Residential | No | Behind the Meter | Behind the Meter |  | None | Sunny Corp | AC Electric | Eligible for TI Program | 2020-04-07 | 2020-04-13 | 2021-10-30 | Panasonic | 325KAO3 | Solar Panels |  | 0.325 | 4 | 55 | 22 |  | Fixed | Roof
NJSTRE1545388762 | NJSRRE1544624151 | Transition Incentive Program | Union | 7083 | 10 | 6.4 | Residential | Yes | Behind the Meter | Net-metered residential rooftop and canopy |  | None | All Season Solar | PSE&G | Accepted | 2020-03-10 | 2020-03-13 | 2021-10-30 | Trina | TSM-DD06M05II 320W NOV19 | Solar Panels |  | 0.32 | 8 | 218 | 32 |  | Fixed | Roof
NJSTRE1545388770 | NJSRRE1544768743 | Transition Incentive Program | PENNSAUKEN | 8109 | 14 | 11.2 | Residential | Yes | Behind the Meter | Net-metered residential rooftop and canopy |  | None | Vivint Solar Developer, LLC | PSE&G | Accepted | 2020-03-27 | 2020-04-01 | 2021-10-30 | Jinko Solar | JKM320M-60HBL | Solar Panels |  | 0.32 | 12 | 305 | 29 |  | Fixed | Roof
NJSTRE1545388772 | NJSRRE1544708480 | Transition Incentive Program | TOMS RIVER | 8757 | 18 | 8.64 | Residential | Yes | Behind the Meter | Net-metered residential rooftop and canopy |  | None | Vivint Solar Developer, LLC | JCP&L | Accepted | 2020-03-20 | 2020-03-20 | 2021-10-30 | Jinko Solar | JKM320M-60HBL | Solar Panels |  | 0.32 | 4 | 77 | 21 |  | Fixed | Roof
NJSTRE1545388790 | NJSRRE1544775182 | Transition Incentive Program | Parlin | 8859 | 11 | 5.36 | Residential | Yes | Behind the Meter | Net-metered residential rooftop and canopy |  | None | Suntuity Solar LLC | JCP&L | Accepted | 2020-03-31 | 2020-04-09 | 2021-10-30 | Hanwha Solar | Q-Cells 315 Mono | Solar Panels |  | 0.315 | 12 | 304 | 40 |  | Fixed | Roof
NJSTRE1545388791 | NJSRRE1544793905 | Transition Incentive Program | Galloway | 8205 | 19 | 7.82 | Residential | No | Behind the Meter | Net-metered residential rooftop and canopy |  | None | Trinity Solar | AC Electric | Accepted | 2020-04-02 | 2020-04-09 | 2021-10-30 | HANWHA | Q.PEAK DUO BLK-G6 340 | Solar Panels |  | 0.34 | 3 | 154 | 37 |  | Fixed | Roof
NJSTRE1545388792 | NJSRRE1544620139 | Transition Incentive Program | Tabernacle | 8088 | 13 | 8.19 | Residential | No | Behind the Meter | Behind the Meter |  | None | Raynor Electric | AC Electric | Eligible for TI Program | 2020-03-09 | 2020-03-11 | 2021-10-30 | Qcell | DUO L-G5-390 | Solar Panels |  | 0.39 | 21 | 180 | 30 |  | Fixed | Ground
NJSTRE1545388802 | NJSRRE1544864953 | Transition Incentive Program | Erial | 8081 | 14 | 7.88 | Residential | Yes | Behind the Meter | Net-metered residential rooftop and canopy |  | None | Suntuity Solar LLC | AC Electric | Final As-Built Received | 2020-04-21 | 2020-04-24 | 2021-10-30 | Silfab Solar | SIL-315NL | Solar Panels |  | 0.315 | 6 | 103 | 28 |  | Fixed | Roof
NJSTRE1545388818 | NJSRRE1544796853 | Transition Incentive Program | Garwood | 7027 | 10 | 13.12 | Residential | Yes | Behind the Meter | Behind the Meter |  | None | Vivint Solar Developer, LLC | PSE&G | Eligible for TI Program | 2020-04-03 | 2020-04-09 | 2021-10-30 | Jinko Solar | JKM320M-60HBL | Solar Panels |  | 0.32 | 6 | 170 | 21 |  | Fixed | Roof
NJSTRE1545388777 | NJSRRE1544598253 | Transition Incentive Program | NORTH PLAINFIELD | 7060 | 10 | 8.32 | Residential | Yes | Behind the Meter | Net-metered residential rooftop and canopy |  | None | Vivint Solar Developer, LLC | PSE&G | Accepted | 2020-03-05 | 2020-03-09 | 2021-10-30 | JINKO SOLAR | JKM320M-60HBL | Solar Panels |  | 0.32 | 19 | 308 | 21 |  | Fixed | Roof
NJSTRE1545388783 | NJSRRE1544805897 | Transition Incentive Program | Port Monmouth | 7758 | 17 | 7.36 | Residential | Yes | Behind the Meter | Net-metered residential rooftop and canopy |  | None | Vivint Solar Developer, LLC | JCP&L | Accepted | 2020-04-07 | 2020-04-13 | 2021-10-30 | JINKO SOLAR | JKM320M-60HBL | Solar Panels |  | 0.32 | 4 | 26 | 16 |  | Fixed | Roof
NJSTRE1545388784 | NJSRRE1544623186 | Transition Incentive Program | Long Branch | 7740 | 17 | 5.7 | Residential | Yes | Behind the Meter | Behind the Meter |  | None | Pro Custom Solar dba Momentum Solar | JCP&L | Eligible for TI Program | 2020-03-10 | 2020-03-13 | 2021-10-30 | Hanwha | Q.Peak DUO BLK-G6+ 335 | Solar Panels |  | 0.335 | 10 | 241 | 39 |  | Fixed | Roof
NJSTRE1545388793 | NJSRRE1544773530 | Transition Incentive Program | Riverside | 8075 | 13 | 5.12 | Residential | No | Behind the Meter | Behind the Meter |  | None | Skyline Solar LLC | PSE&G | Eligible for TI Program | 2020-03-30 | 2020-04-09 | 2021-10-30 | Trina | TSM-320 | Solar Panels |  | 0.32 | 14 | 210 | 35 |  | Fixed | Roof
NJSTRE1545388797 | NJSRRE1544779186 | Transition Incentive Program | Fair Lawn | 7410 | 7 | 6.03 | Residential | Yes | Behind the Meter | Behind the Meter |  | None | Pro Custom Solar dba Momentum Solar | PSE&G | Eligible for TI Program | 2020-04-01 | 2020-04-09 | 2021-10-30 | Hanwha | Q.Peak DUO BLK-G6+ 335 | Solar Panels |  | 0.335 | 3 | 341 | 30 |  | Fixed | Roof
NJSTRE1545388798 | NJSRRE1544867145 | Transition Incentive Program | Garfield | 7026 | 7 | 7.25 | Residential | Yes | Behind the Meter | Behind the Meter |  | None | Sunrun Installation Services, Inc. | PSE&G | Eligible for TI Program | 2020-04-21 | 2020-04-27 | 2021-10-30 | LG Electronics | LG345N1C-V5 | Solar Panels |  | 0.345 | 5 | 176 | 40 |  | Fixed | Roof
NJSTRE1545388807 | NJSRRE1544567075 | Transition Incentive Program | SEA ISLE CITY | 8243 | 21 | 5.76 | Residential | No | Behind the Meter | Behind the Meter |  | None | Orbit Energy & Power, LLC | AC Electric | Eligible for TI Program | 2020-03-03 | 2020-03-06 | 2021-10-30 | HANWHA | Q.PEAK DUO BLK-G5 320 | Solar Panels |  | 0.32 | 18 | 111 | 30 |  | Fixed | Roof
NJSTRE1545388818 | NJSRRE1544796853 | Transition Incentive Program | Garwood | 7027 | 10 | 13.12 | Residential | Yes | Behind the Meter | Behind the Meter |  | None | Vivint Solar Developer, LLC | PSE&G | Eligible for TI Program | 2020-04-03 | 2020-04-09 | 2021-10-30 | Jinko Solar | JKM320M-60HBL | Solar Panels |  | 0.32 | 6 | 350 | 21 |  | Fixed | Roof
NJSTRE1545388829 | NJSRRE1544562142 | Transition Incentive Program | Boonton | 7005 | 3 | 17.09 | Residential | No | Behind the Meter | Net-metered residential rooftop and canopy |  | None | Green Power Energy | JCP&L | Accepted | 2020-03-02 | 2020-03-05 | 2021-10-30 | LG Electronics | LG335N1K-V5 | Solar Panels |  | 0.335 | 8 | 82 | 27 |  | Fixed | Roof
NJSTRE1545388829 | NJSRRE1544562142 | Transition Incentive Program | Boonton | 7005 | 3 | 17.09 | Residential | No | Behind the Meter | Net-metered residential rooftop and canopy |  | None | Green Power Energy | JCP&L | Accepted | 2020-03-02 | 2020-03-05 | 2021-10-30 | LG Electronics | LG335N1K-V5 | Solar Panels |  | 0.335 | 7 | 174 | 27 |  | Fixed | Roof
NJSTRE1545388832 | NJSRRE1544681375 | Transition Incentive Program | Garfield | 7026 | 7 | 2.52 | Residential | No | Behind the Meter | Net-metered residential rooftop and canopy |  | None | Trinity Solar | PSE&G | Accepted |  | 2020-03-18 | 2021-10-30 | Yingli 315 | YL315D-30b | Solar Panels |  | 0.315 | 8 | 196 | 34 |  | Fixed | Roof
NJSTRE1545388833 | NJSRRE1544865689 | Transition Incentive Program | Marmora | 8223 | 21 | 8.5 | Residential | No | Behind the Meter | Net-metered residential rooftop and canopy |  | None | Castle Energy, LLC | AC Electric | Final As-Built Received | 2020-04-20 | 2020-04-24 | 2021-10-30 | Hanwha Q-Cells | Q.PEAK DUO BLK-G6+ 340 | Solar Panels |  | 0.34 | 3 | 252 | 23 |  | Fixed | Roof
NJSTRE1545388844 | NJSRRE1544817642 | Transition Incentive Program | Clifton | 7013 | 6 | 6.12 | Residential | Yes | Behind the Meter | Behind the Meter |  | None | Trinity Solar | PSE&G | Eligible for TI Program | 2020-04-09 | 2020-04-17 | 2021-10-30 | Hanwha | Q.PEAK DUO BLK-G6 340 | Solar Panels |  | 0.34 | 6 | 127 | 45 |  | Fixed | Roof
NJSTRE1545388787 | NJSRRE1544727617 | Transition Incentive Program | RUTHERFORD | 7070 | 7 | 6.72 | Residential | Yes | Behind the Meter | Net-metered residential rooftop and canopy |  | None | Vivint Solar Developer, LLC | PSE&G | Accepted | 2020-03-20 | 2020-03-24 | 2021-10-30 | JINKO SOLAR | JKM320M-60HBL | Solar Panels |  | 0.32 | 9 | 293 | 30 |  | Fixed | Roof
NJSTRE1545388795 | NJSRRE1544892870 | Transition Incentive Program | Atlantic City | 8401 | 19 | 5.27 | Residential | Yes | Behind the Meter | Behind the Meter |  | None | Sunrun Installation Services, Inc. | AC Electric | Eligible for TI Program | 2020-04-24 | 2020-04-29 | 2021-10-30 | REC Solar | REC310TP2M | Solar Panels |  | 0.31 | 11 | 236 | 18 |  | Fixed | Roof
NJSTRE1545388805 | NJSRRE1544719376 | Transition Incentive Program | Monmouth Junction | 8852 | 11 | 21.08 | Residential | No | Behind the Meter | Net-metered residential rooftop and canopy |  | None | Trinity Solar | PSE&G | Accepted |  | 2020-03-23 | 2021-10-30 | Hanwha | Q.PEAK DUO BLK-G6 340 | Solar Panels |  | 0.34 | 3 | 117 | 34 |  | Fixed | Roof
NJSTRE1545388805 | NJSRRE1544719376 | Transition Incentive Program | Monmouth Junction | 8852 | 11 | 21.08 | Residential | No | Behind the Meter | Net-metered residential rooftop and canopy |  | None | Trinity Solar | PSE&G | Accepted |  | 2020-03-23 | 2021-10-30 | Hanwha | Q.PEAK DUO BLK-G6 340 | Solar Panels |  | 0.34 | 9 | 297 | 34 |  | Fixed | Roof
NJSTRE1545388811 | NJSRRE1544612578 | Transition Incentive Program | PARSIPPANY | 7054 | 3 | 8.64 | Residential | Yes | Behind the Meter | Net-metered residential rooftop and canopy |  | None | Vivint Solar Developer, LLC | JCP&L | Accepted | 2020-03-06 | 2020-03-11 | 2021-10-30 | JINKO SOLAR | JKM320M-60HBL | Solar Panels |  | 0.32 | 19 | 180 | 41 |  | Fixed | Roof
NJSTRE1545388816 | NJSRRE1544708339 | Transition Incentive Program | East Brunswick | 8816 | 11 | 7.48 | Residential | Yes | Behind the Meter | Net-metered residential rooftop and canopy |  | None | Trinity Solar | PSE&G | Final As-Built Received | 2020-03-17 | 2020-03-20 | 2021-10-30 | Hanwha 340 | Q.PEAK DUO BLK-G6 340 | Solar Panels |  | 0.34 | 10 | 109 | 19 |  | Fixed | Roof
NJSTRE1545388826 | NJSRRE1544781730 | Transition Incentive Program | Lake Hiawatha | 7034 | 3 | 11.16 | Residential | No | Behind the Meter | Net-metered residential rooftop and canopy |  | None | Sun 101 LLC | JCP&L | As-Built Incomplete | 2020-04-02 | 2020-04-09 | 2021-10-30 | TRINA | TSM-310PA05 | Solar Panels |  | 0.31 | 15 | 275 | 21 |  | Fixed | Roof
NJSTRE1545388835 | NJSRRE1544818095 | Transition Incentive Program | VILLAS | 8251 | 21 | 8.64 | Residential | Yes | Behind the Meter | Net-metered residential rooftop and canopy |  | None | Vivint Solar Developer, LLC | AC Electric | Accepted | 2020-04-09 | 2020-04-16 | 2021-10-30 | JINKO SOLAR | JKM320M-60HBL | Solar Panels |  | 0.32 | 12 | 36 | 10 |  | Fixed | Roof
NJSTRE1545388836 | NJSRRE1544596716 | Transition Incentive Program | Edison | 8817 | 11 | 5.03 | Residential | Yes | Behind the Meter | Behind the Meter |  | None | Pro Custom Solar dba Momentum Solar | PSE&G | Eligible for TI Program | 2020-03-04 | 2020-03-09 | 2021-10-30 | Hanwha | Q.Peak DUO BLK-G6+ 335 | Solar Panels |  | 0.335 | 15 | 233 | 5 |  | Fixed | Roof
NJSTRE1545388841 | NJSRRE1544708876 | Transition Incentive Program | Jersey City | 7305 | 8 | 4.36 | Residential | Yes | Behind the Meter | Behind the Meter |  | None | Pro Custom Solar dba Momentum Solar | PSE&G | Eligible for TI Program | 2020-03-17 | 2020-03-20 | 2021-10-30 | Hanwha | Q.Peak DUO BLK-G6+ 335 | Solar Panels |  | 0.335 | 6 | 57 | 21 |  | Fixed | Roof
NJSTRE1545388847 | NJSRRE1544623872 | Transition Incentive Program | MAHWAH | 7430 | 7 | 20.48 | Residential | Yes | Behind the Meter | Net-metered residential rooftop and canopy |  | None | Vivint Solar Developer, LLC | Orange Rockland Electric | Final As-Built Received | 2020-03-10 | 2020-03-13 | 2021-10-30 | Jinko Solar | JKM320M-60HBL | Solar Panels |  | 0.32 | 15 | 274 | 21 |  | Fixed | Roof
NJSTRE1545388847 | NJSRRE1544623872 | Transition Incentive Program | MAHWAH | 7430 | 7 | 20.48 | Residential | Yes | Behind the Meter | Net-metered residential rooftop and canopy |  | None | Vivint Solar Developer, LLC | Orange Rockland Electric | Final As-Built Received | 2020-03-10 | 2020-03-13 | 2021-10-30 | Jinko Solar | JKM320M-60HBL | Solar Panels |  | 0.32 | 9 | 94 | 21 |  | Fixed | Roof
NJSTRE1545388771 | NJSRRE1544898419 | Transition Incentive Program | Piscataway | 8854 | 11 | 10.2 | Residential | No | Behind the Meter | Behind the Meter |  | None | Pro Custom Solar dba Momentum Solar | PSE&G | Eligible for TI Program | 2020-04-24 | 2020-04-30 | 2021-10-30 | HANWHA | Q.PEAK DUO BLK G6+ 340 | Solar Panels |  | 0.34 | 4 | 85 | 26 |  | Fixed | Roof
NJSTRE1545388771 | NJSRRE1544898419 | Transition Incentive Program | Piscataway | 8854 | 11 | 10.2 | Residential | No | Behind the Meter | Behind the Meter |  | None | Pro Custom Solar dba Momentum Solar | PSE&G | Eligible for TI Program | 2020-04-24 | 2020-04-30 | 2021-10-30 | HANWHA | Q.PEAK DUO BLK G6+ 340 | Solar Panels |  | 0.34 | 13 | 355 | 25 |  | Fixed | Roof
NJSTRE1545388786 | NJSRRE1544562290 | Transition Incentive Program | Cliffwood Beach | 7735 | 17 | 8.37 | Residential | No | Behind the Meter | Net-metered residential rooftop and canopy |  | None | Sunrun Installation Services, Inc. | JCP&L | Final As-Built Received | 2020-03-02 | 2020-03-05 | 2021-10-30 | REC Solar | REC310TP2M | Solar Panels |  | 0.31 | 13 | 345 | 1 |  | Fixed | Roof
NJSTRE1545388790 | NJSRRE1544775182 | Transition Incentive Program | Parlin | 8859 | 11 | 5.36 | Residential | Yes | Behind the Meter | Net-metered residential rooftop and canopy |  | None | Suntuity Solar LLC | JCP&L | Accepted | 2020-03-31 | 2020-04-09 | 2021-10-30 | Hanwha Solar | Q-Cells 315 Mono | Solar Panels |  | 0.315 | 2 | 124 | 40 |  | Fixed | Roof
NJSTRE1545388791 | NJSRRE1544793905 | Transition Incentive Program | Galloway | 8205 | 19 | 7.82 | Residential | No | Behind the Meter | Net-metered residential rooftop and canopy |  | None | Trinity Solar | AC Electric | Accepted | 2020-04-02 | 2020-04-09 | 2021-10-30 | HANWHA | Q.PEAK DUO BLK-G6 340 | Solar Panels |  | 0.34 | 11 | 244 | 37 |  | Fixed | Roof
NJSTRE1545388791 | NJSRRE1544793905 | Transition Incentive Program | Galloway | 8205 | 19 | 7.82 | Residential | No | Behind the Meter | Net-metered residential rooftop and canopy |  | None | Trinity Solar | AC Electric | Accepted | 2020-04-02 | 2020-04-09 | 2021-10-30 | HANWHA | Q.PEAK DUO BLK-G6 340 | Solar Panels |  | 0.34 | 6 | 154 | 37 |  | Fixed | Roof
NJSTRE1545388795 | NJSRRE1544892870 | Transition Incentive Program | Atlantic City | 8401 | 19 | 5.27 | Residential | Yes | Behind the Meter | Behind the Meter |  | None | Sunrun Installation Services, Inc. | AC Electric | Eligible for TI Program | 2020-04-24 | 2020-04-29 | 2021-10-30 | REC Solar | REC310TP2M | Solar Panels |  | 0.31 | 6 | 56 | 18 |  | Fixed | Roof
NJSTRE1545388805 | NJSRRE1544719376 | Transition Incentive Program | Monmouth Junction | 8852 | 11 | 21.08 | Residential | No | Behind the Meter | Net-metered residential rooftop and canopy |  | None | Trinity Solar | PSE&G | Accepted |  | 2020-03-23 | 2021-10-30 | Hanwha | Q.PEAK DUO BLK-G6 340 | Solar Panels |  | 0.34 | 4 | 27 | 34 |  | Fixed | Roof
NJSTRE1545388805 | NJSRRE1544719376 | Transition Incentive Program | Monmouth Junction | 8852 | 11 | 21.08 | Residential | No | Behind the Meter | Net-metered residential rooftop and canopy |  | None | Trinity Solar | PSE&G | Accepted |  | 2020-03-23 | 2021-10-30 | Hanwha | Q.PEAK DUO BLK-G6 340 | Solar Panels |  | 0.34 | 4 | 297 | 34 |  | Fixed | Roof
NJSTRE1545388805 | NJSRRE1544719376 | Transition Incentive Program | Monmouth Junction | 8852 | 11 | 21.08 | Residential | No | Behind the Meter | Net-metered residential rooftop and canopy |  | None | Trinity Solar | PSE&G | Accepted |  | 2020-03-23 | 2021-10-30 | Hanwha | Q.PEAK DUO BLK-G6 340 | Solar Panels |  | 0.34 | 8 | 297 | 34 |  | Fixed | Roof
NJSTRE1545388810 | NJSRRE1544621268 | Transition Incentive Program | Soiith Brunswick TWP | 8852 | 11 | 3.78 | Residential | No | Behind the Meter | Behind the Meter |  | None | Tesla Energy Operations Inc | PSE&G | Eligible for TI Program | 2020-03-10 | 2020-03-18 | 2021-10-30 | Hanwha Q CELLS | Q.PEAK DUO BLK-G5/SC315 | Solar Panels |  | 0.315 | 12 | 145 | 26 |  | Fixed | Roof
NJSTRE1545388821 | NJSRRE1544892897 | Transition Incentive Program | Ringoes | 8551 | 4 | 13.73 | Residential | Yes | Behind the Meter | Behind the Meter |  | None | Sunrun Installation Services, Inc. | JCP&L | Eligible for TI Program | 2020-04-24 | 2020-04-29 | 2021-10-30 | LONGi Green Energy Technology Co Ltd | LR6-60HPB-305M | Solar Panels |  | 0.305 | 12 | 163 | 23 |  | Fixed | Roof
NJSTRE1545388819 | NJSRRE1544719630 | Transition Incentive Program | Cedarville | 8311 | 20 | 7.14 | Residential | Yes | Behind the Meter | Net-metered residential rooftop and canopy |  | None | Trinity Solar | AC Electric | Accepted |  | 2020-03-23 | 2021-10-30 | HANWHA | Q.PEAK DUO BLK-G6 340 | Solar Panels |  | 0.34 | 21 | 150 | 30 |  | Fixed | Roof
NJSTRE1545388829 | NJSRRE1544562142 | Transition Incentive Program | Boonton | 7005 | 3 | 17.09 | Residential | No | Behind the Meter | Net-metered residential rooftop and canopy |  | None | Green Power Energy | JCP&L | Accepted | 2020-03-02 | 2020-03-05 | 2021-10-30 | LG Electronics | LG335N1K-V5 | Solar Panels |  | 0.335 | 11 | 262 | 27 |  | Fixed | Roof
NJSTRE1545388829 | NJSRRE1544562142 | Transition Incentive Program | Boonton | 7005 | 3 | 17.09 | Residential | No | Behind the Meter | Net-metered residential rooftop and canopy |  | None | Green Power Energy | JCP&L | Accepted | 2020-03-02 | 2020-03-05 | 2021-10-30 | LG Electronics | LG335N1K-V5 | Solar Panels |  | 0.335 | 2 | 263 | 27 |  | Fixed | Roof
NJSTRE1545388831 | NJSRRE1544762390 | Transition Incentive Program | Egg Harbor Township | 8234 | 19 | 7.48 | Residential | Yes | Behind the Meter | Net-metered residential rooftop and canopy |  | None | Trinity Solar | AC Electric | Final As-Built Received | 2020-03-25 | 2020-03-27 | 2021-10-30 | Hanwha | Q.PEAK DUO BLK-G6 340 | Solar Panels |  | 0.34 | 12 | 259 | 31 |  | Fixed | Roof
NJSTRE1545388840 | NJSRRE1544776026 | Transition Incentive Program | Moorestown | 8057 | 13 | 5.89 | Residential | No | Behind the Meter | Net-metered residential rooftop and canopy |  | None | Sunrun Installation Services, Inc. | PSE&G | Final As-Built Received | 2020-03-31 | 2020-04-09 | 2021-10-30 | LONGi Green Energy Technology Co Ltd | LR6-60HPB-310M | Solar Panels |  | 0.31 | 11 | 238 | 24 |  | Fixed | Roof
NJSTRE1545388842 | NJSRRE1544779201 | Transition Incentive Program | South Brunswick | 8824 | 11 | 11.06 | Residential | No | Behind the Meter | Net-metered residential rooftop and canopy |  | None | All Season Solar | PSE&G | Final As-Built Received | 2020-04-01 | 2020-04-09 | 2021-10-30 | Hanwha | Q Peak Duo Blk G6+ | Solar Panels |  | 0.335 | 33 | 83 | 19 |  | Fixed | Roof
NJSTRE1545388843 | NJSRRE1544625670 | Transition Incentive Program | MANVILLE | 8835 | 5 | 6.62 | Residential | Yes | Behind the Meter | Net-metered residential rooftop and canopy |  | None | Suntuity Solar LLC | PSE&G | Final As-Built Received | 2020-03-11 | 2020-03-13 | 2021-10-30 | Hanwha Solar | Q-Cells 315 Mono | Solar Panels |  | 0.315 | 7 | 309 | 13 |  | Fixed | Roof
NJSTRE1545388849 | NJSRRE1544865027 | Transition Incentive Program | Swedesboro | 8085 | 15 | 11.04 | Residential | Yes | Behind the Meter | Behind the Meter |  | None | Sunrun Installation Services, Inc. | AC Electric | Eligible for TI Program | 2020-04-20 | 2020-04-24 | 2021-10-30 | LG Electronics | LG345N1C-V5 | Solar Panels |  | 0.345 | 14 | 53 | 18 |  | Fixed | Roof
NJSTRE1545388849 | NJSRRE1544865027 | Transition Incentive Program | Swedesboro | 8085 | 15 | 11.04 | Residential | Yes | Behind the Meter | Behind the Meter |  | None | Sunrun Installation Services, Inc. | AC Electric | Eligible for TI Program | 2020-04-20 | 2020-04-24 | 2021-10-30 | LG Electronics | LG345N1C-V5 | Solar Panels |  | 0.345 | 3 | 145 | 23 |  | Fixed | Roof
NJSTRE1545388851 | NJSRRE1544902691 | Transition Incentive Program | WILLINGBORO | 8046 | 13 | 5.44 | Residential | Yes | Behind the Meter | Net-metered residential rooftop and canopy |  | PSEG | Vivint Solar Developer, LLC | PSE&G | Accepted | 2020-04-27 | 2020-04-30 | 2021-10-30 | JINKO SOLAR | JKM320M-60HBL | Solar Panels |  | 0.32 | 3 | 340 | 12 |  | Fixed | Roof
NJSTRE1545388859 | NJSRRE1544764686 | Transition Incentive Program | Hackensack | 7601 | 7 | 10.23 | Residential | Yes | Behind the Meter | Behind the Meter |  | None | Sunrun Installation Services, Inc. | PSE&G | Eligible for TI Program | 2020-03-25 | 2020-03-30 | 2021-10-30 | REC Solar | REC310TP2M | Solar Panels |  | 0.31 | 12 | 38 | 34 |  | Fixed | Roof
NJSTRE1545388862 | NJSRRE1544611338 | Transition Incentive Program | Sicklerville | 8081 | 14 | 4.48 | Residential | Yes | Behind the Meter | Net-metered residential rooftop and canopy |  | None | Vivint Solar Developer, LLC | AC Electric | Accepted | 2020-03-06 | 2020-03-11 | 2021-10-30 | Jinko Solar | JKM320M-60HBL | Solar Panels |  | 0.32 | 5 | 41 | 27 |  | Fixed | Roof
NJSTRE1545388785 | NJSRRE1544905071 | Transition Incentive Program | Lebanon | 8833 | 4 | 15.08 | Residential | No | Behind the Meter | Net-metered residential rooftop and canopy |  | None | Green Power Energy | JCP&L | Final As-Built Received | 2020-04-27 | 2020-04-30 | 2021-10-30 | LG Electronics | LG335N1K-V5 | Solar Panels |  | 0.335 | 45 | 205 | 35 |  | Fixed | Roof
NJSTRE1545388787 | NJSRRE1544727617 | Transition Incentive Program | RUTHERFORD | 7070 | 7 | 6.72 | Residential | Yes | Behind the Meter | Net-metered residential rooftop and canopy |  | None | Vivint Solar Developer, LLC | PSE&G | Accepted | 2020-03-20 | 2020-03-24 | 2021-10-30 | JINKO SOLAR | JKM320M-60HBL | Solar Panels |  | 0.32 | 12 | 113 | 30 |  | Fixed | Roof
NJSTRE1545388794 | NJSRRE1544597828 | Transition Incentive Program | Wharton | 7885 | 3 | 6.21 | Residential | Yes | Behind the Meter | Behind the Meter |  | None | Sunrun Installation Services, Inc. | JCP&L | Eligible for TI Program | 2020-03-04 | 2020-03-09 | 2021-10-30 | LG Electronics | LG345N1C-V5 | Solar Panels |  | 0.345 | 3 | 134 | 34 |  | Fixed | Roof
NJSTRE1545388794 | NJSRRE1544597828 | Transition Incentive Program | Wharton | 7885 | 3 | 6.21 | Residential | Yes | Behind the Meter | Behind the Meter |  | None | Sunrun Installation Services, Inc. | JCP&L | Eligible for TI Program | 2020-03-04 | 2020-03-09 | 2021-10-30 | LG Electronics | LG345N1C-V5 | Solar Panels |  | 0.345 | 7 | 314 | 40 |  | Fixed | Roof
NJSTRE1545388796 | NJSRRE1544776000 | Transition Incentive Program | Edison | 8820 | 11 | 4.65 | Residential | No | Behind the Meter | Behind the Meter |  | None | Sunrun Installation Services, Inc. | PSE&G | Eligible for TI Program | 2020-03-31 | 2020-04-09 | 2021-10-30 | REC Solar | REC310TP2M | Solar Panels |  | 0.31 | 7 | 85 | 19 |  | Fixed | Roof
NJSTRE1545388797 | NJSRRE1544779186 | Transition Incentive Program | Fair Lawn | 7410 | 7 | 6.03 | Residential | Yes | Behind the Meter | Behind the Meter |  | None | Pro Custom Solar dba Momentum Solar | PSE&G | Eligible for TI Program | 2020-04-01 | 2020-04-09 | 2021-10-30 | Hanwha | Q.Peak DUO BLK-G6+ 335 | Solar Panels |  | 0.335 | 5 | 160 | 30 |  | Fixed | Roof
NJSTRE1545388805 | NJSRRE1544719376 | Transition Incentive Program | Monmouth Junction | 8852 | 11 | 21.08 | Residential | No | Behind the Meter | Net-metered residential rooftop and canopy |  | None | Trinity Solar | PSE&G | Accepted |  | 2020-03-23 | 2021-10-30 | Hanwha | Q.PEAK DUO BLK-G6 340 | Solar Panels |  | 0.34 | 9 | 117 | 34 |  | Fixed | Roof
NJSTRE1545388805 | NJSRRE1544719376 | Transition Incentive Program | Monmouth Junction | 8852 | 11 | 21.08 | Residential | No | Behind the Meter | Net-metered residential rooftop and canopy |  | None | Trinity Solar | PSE&G | Accepted |  | 2020-03-23 | 2021-10-30 | Hanwha | Q.PEAK DUO BLK-G6 340 | Solar Panels |  | 0.34 | 12 | 207 | 34 |  | Fixed | Roof
NJSTRE1545388806 | NJSRRE1544621428 | Transition Incentive Program | North Brunswick Township | 8902 | 11 | 7.36 | Residential | No | Behind the Meter | Behind the Meter |  | None | Accord Power Inc | PSE&G | Eligible for TI Program | 2020-03-11 | 2020-03-12 | 2021-10-30 | Hanwah | Q.Cell 320 | Solar Panels |  | 0.32 | 23 | 107 | 37 |  | Fixed | Roof
NJSTRE1545388814 | NJSRRE1544838556 | Transition Incentive Program | Irvington | 7111 | 9 | 7.13 | Residential | Yes | Behind the Meter | Behind the Meter |  | None | Sunrun Installation Services, Inc. | PSE&G | Eligible for TI Program | 2020-04-14 | 2020-04-21 | 2021-10-30 | REC Solar | REC310TP2M | Solar Panels |  | 0.31 | 16 | 97 | 23 |  | Fixed | Roof
NJSTRE1545388816 | NJSRRE1544708339 | Transition Incentive Program | East Brunswick | 8816 | 11 | 7.48 | Residential | Yes | Behind the Meter | Net-metered residential rooftop and canopy |  | None | Trinity Solar | PSE&G | Final As-Built Received | 2020-03-17 | 2020-03-20 | 2021-10-30 | Hanwha 340 | Q.PEAK DUO BLK-G6 340 | Solar Panels |  | 0.34 | 12 | 109 | 19 |  | Fixed | Roof
NJSTRE1545388817 | NJSRRE1544561800 | Transition Incentive Program | Manalapan | 7726 | 17 | 16.1 | Residential | Yes | Behind the Meter | Behind the Meter |  | None | Pro Custom Solar dba Momentum Solar | JCP&L | Eligible for TI Program | 2020-03-02 | 2020-03-05 | 2021-10-30 | lg electronics | LG 350N1C-V5 | Solar Panels |  | 0.35 | 11 | 275 | 23 |  | Fixed | Roof
NJSTRE1545388828 | NJSRRE1544852642 | Transition Incentive Program | Trenton | 8629 | 12 | 3.69 | Residential | Yes | Behind the Meter | Behind the Meter |  | RECO | Pro Custom Solar dba Momentum Solar | PSE&G | Eligible for TI Program | 2020-04-16 | 2020-04-23 | 2021-10-30 | HANWHA | Q.PEAK DUO BLK G6+ 335 | Solar Panels |  | 0.335 | 11 | 161 | 27 |  | Fixed | Roof
NJSTRE1545388852 | NJSRRE1544720926 | Transition Incentive Program | East Windsor | 8520 | 12 | 6.12 | Residential | Yes | Behind the Meter | Net-metered residential rooftop and canopy |  | None | Trinity Solar | JCP&L | Final As-Built Received | 2020-03-19 | 2020-03-23 | 2021-10-30 | HANWHA | Q.PEAK DUO BLK-G6 340 | Solar Panels |  | 0.34 | 15 | 229 | 23 |  | Fixed | Roof
NJSTRE1545388857 | NJSRRE1544867053 | Transition Incentive Program | Bargaintown | 8234 | 19 | 9.92 | Residential | No | Behind the Meter | Behind the Meter |  | None | Sunrun Installation Services, Inc. | AC Electric | Eligible for TI Program | 2020-04-21 | 2020-04-27 | 2021-10-30 | REC Solar | REC310TP2M | Solar Panels |  | 0.31 | 7 | 108 | 30 |  | Fixed | Roof
NJSTRE1545388858 | NJSRRE1544884570 | Transition Incentive Program | Toms River | 8753 | 18 | 8.5 | Residential | Yes | Behind the Meter | Net-metered residential rooftop and canopy |  | None | Trinity Solar | JCP&L | Final As-Built Received | 2020-04-22 | 2020-04-28 | 2021-10-30 | Hawha | Q.PEAK DUO BLK-G6 340 | Solar Panels |  | 0.34 | 18 | 208 | 21 |  | Fixed | Roof
NJSTRE1545388866 | NJSRRE1544598100 | Transition Incentive Program | Union City | 7087 | 8 | 3.72 | Residential | Yes | Behind the Meter | Behind the Meter |  | None | Sunrun Installation Services, Inc. | PSE&G | Eligible for TI Program | 2020-03-04 | 2020-03-09 | 2021-10-30 | REC Solar | REC310TP2M | Solar Panels |  | 0.31 | 2 | 210 | 18 |  | Fixed | Roof
NJSTRE1545388867 | NJSRRE1544621011 | Transition Incentive Program | Brick Township | 8723 | 18 | 5.99 | Residential | Yes | Behind the Meter | Behind the Meter |  | None | Trinity Solar | JCP&L | Eligible for TI Program | 2020-03-09 | 2020-03-11 | 2021-10-30 | HANWHA | Q.PEAK DUO BLK-G5 315 | Solar Panels |  | 0.315 | 19 | 261 | 19 |  | Fixed | Roof
NJSTRE1545388868 | NJSRRE1544758929 | Transition Incentive Program | Perth Amboy | 8861 | 11 | 7.71 | Residential | Yes | Behind the Meter | Behind the Meter |  | None | Pro Custom Solar dba Momentum Solar | PSE&G | Eligible for TI Program | 2020-03-23 | 2020-03-26 | 2021-10-30 | Hanwha | Q.Peak DUO BLK-G6+ 335 | Solar Panels |  | 0.335 | 10 | 285 | 41 |  | Fixed | Roof
NJSTRE1545388873 | NJSRRE1544903581 | Transition Incentive Program | Red Bank | 7701 | 17 | 8.16 | Residential | No | Behind the Meter | Net-metered residential rooftop and canopy |  | None | NJ Solar Power, LLC | JCP&L | Accepted | 2020-04-27 | 2020-04-30 | 2021-10-30 | Panasonic | VBHN340SA17 | Solar Panels |  | 0.34 | 11 | 153 | 23 |  | Fixed | Roof
NJSTRE1545388873 | NJSRRE1544903581 | Transition Incentive Program | Red Bank | 7701 | 17 | 8.16 | Residential | No | Behind the Meter | Net-metered residential rooftop and canopy |  | None | NJ Solar Power, LLC | JCP&L | Accepted | 2020-04-27 | 2020-04-30 | 2021-10-30 | Panasonic | VBHN340SA17 | Solar Panels |  | 0.34 | 7 | 63 | 23 |  | Fixed | Roof
NJSTRE1545388880 | NJSRRE1544598164 | Transition Incentive Program | LINDEN | 7036 | 10 | 5.76 | Residential | Yes | Behind the Meter | Net-metered residential rooftop and canopy |  | None | Vivint Solar Developer, LLC | PSE&G | Accepted | 2020-03-04 | 2020-03-09 | 2021-10-30 | JINKO SOLAR | JKM320M-60HBL | Solar Panels |  | 0.32 | 11 | 133 | 41 |  | Fixed | Roof
NJSTRE1545388886 | NJSRRE1544623203 | Transition Incentive Program | WESTFIELD TOWN | 7090 | 10 | 11.34 | Residential | No | Behind the Meter | Behind the Meter |  | None | Tesla Energy Operations Inc. | PSE&G | Eligible for TI Program | 2020-03-10 | 2020-03-12 | 2021-10-30 | Hanwha Q CELLS | Q.PEAK DUO BLK-G5/SC315 | Solar Panels |  | 0.315 | 8 | 307 | 10 |  | Fixed | Roof
NJSTRE1545388891 | NJSRRE1544846412 | Transition Incentive Program | Kearny | 7032 | 8 | 3.85 | Residential | Yes | Behind the Meter | Net-metered residential rooftop and canopy |  | None | Pro Custom Solar dba Momentum Solar | PSE&G | Accepted | 2020-04-15 | 2020-04-23 | 2021-10-30 | LG ELECTRONICS | LG 350N1C-V5 | Solar Panels |  | 0.35 | 11 | 19 | 117 |  | Fixed | Roof
NJSTRE1545388897 | NJSRRE1544612689 | Transition Incentive Program | North Bergen | 7047 | 8 | 4.69 | Residential | Yes | Behind the Meter | Behind the Meter |  | None | Pro Custom Solar dba Momentum Solar | PSE&G | Eligible for TI Program | 2020-03-06 | 2020-03-11 | 2021-10-30 | Hanwha | Q.Peak DUO BLK-G6+ 335 | Solar Panels |  | 0.335 | 5 | 30 | 14 |  | Fixed | Roof
NJSTRE1545388834 | NJSRRE1544727553 | Transition Incentive Program | Pleasantville | 8232 | 19 | 7.44 | Residential | Yes | Behind the Meter | Net-metered residential rooftop and canopy |  | None | Bright Planet Solar | AC Electric | Accepted |  | 2020-03-24 | 2021-10-30 | LONGI | LR-60HPB-310M | Solar Panels |  | 0.31 | 6 | 295 | 32 |  | Fixed | Roof
NJSTRE1545388837 | NJSRRE1544868440 | Transition Incentive Program | ELIZABETH | 7206 | 10 | 2.56 | Residential | Yes | Behind the Meter | Net-metered residential rooftop and canopy |  | None | Vivint Solar Developer, LLC | PSE&G | Accepted | 2020-04-21 | 2020-04-27 | 2021-10-30 | JINKO SOLAR | JKM320M-60HBL | Solar Panels |  | 0.32 | 8 | 137 | 41 |  | Fixed | Roof
NJSTRE1545388840 | NJSRRE1544776026 | Transition Incentive Program | Moorestown | 8057 | 13 | 5.89 | Residential | No | Behind the Meter | Net-metered residential rooftop and canopy |  | None | Sunrun Installation Services, Inc. | PSE&G | Final As-Built Received | 2020-03-31 | 2020-04-09 | 2021-10-30 | LONGi Green Energy Technology Co Ltd | LR6-60HPB-310M | Solar Panels |  | 0.31 | 8 | 58 | 24 |  | Fixed | Roof
NJSTRE1545388843 | NJSRRE1544625670 | Transition Incentive Program | MANVILLE | 8835 | 5 | 6.62 | Residential | Yes | Behind the Meter | Net-metered residential rooftop and canopy |  | None | Suntuity Solar LLC | PSE&G | Final As-Built Received | 2020-03-11 | 2020-03-13 | 2021-10-30 | Hanwha Solar | Q-Cells 315 Mono | Solar Panels |  | 0.315 | 14 | 128 | 13 |  | Fixed | Roof
NJSTRE1545388848 | NJSRRE1544849585 | Transition Incentive Program | Jersey City | 7302 | 8 | 7.92 | Commercial | No | Behind the Meter | Behind the Meter |  | None | Tafrow Electric | PSE&G | Eligible for TI Program | 2020-04-16 | 2020-04-23 | 2021-10-30 | LG | ACE 330 | Solar Panels |  | 0.33 | 24 | 185 | 10 |  | Fixed | Roof
NJSTRE1545388849 | NJSRRE1544865027 | Transition Incentive Program | Swedesboro | 8085 | 15 | 11.04 | Residential | Yes | Behind the Meter | Behind the Meter |  | None | Sunrun Installation Services, Inc. | AC Electric | Eligible for TI Program | 2020-04-20 | 2020-04-24 | 2021-10-30 | LG Electronics | LG345N1C-V5 | Solar Panels |  | 0.345 | 4 | 145 | 23 |  | Fixed | Roof
NJSTRE1545388851 | NJSRRE1544902691 | Transition Incentive Program | WILLINGBORO | 8046 | 13 | 5.44 | Residential | Yes | Behind the Meter | Net-metered residential rooftop and canopy |  | PSEG | Vivint Solar Developer, LLC | PSE&G | Accepted | 2020-04-27 | 2020-04-30 | 2021-10-30 | JINKO SOLAR | JKM320M-60HBL | Solar Panels |  | 0.32 | 8 | 340 | 41 |  | Fixed | Roof
NJSTRE1545388854 | NJSRRE1544804737 | Transition Incentive Program | Randolph | 7869 | 3 | 14.76 | Residential | No | Behind the Meter | Net-metered residential rooftop and canopy |  | None | Green House Solar | JCP&L | Accepted | 2020-04-07 | 2020-04-10 | 2021-10-30 | Sunpower | A410-G-AC | Solar Panels |  | 0.41 | 2 | 256 | 37 |  | Fixed | Roof
NJSTRE1545388856 | NJSRRE1544801527 | Transition Incentive Program | Hillsborough | 8844 | 5 | 7.48 | Residential | Yes | Behind the Meter | Net-metered residential rooftop and canopy |  | None | Pro Custom Solar dba Momentum Solar | PSE&G | Accepted | 2020-04-06 | 2020-04-09 | 2021-10-30 | Hanwha | Q.Peak DUO BLK-G6+ 340 | Solar Panels |  | 0.34 | 4 | 213 | 28 |  | Fixed | Roof
NJSTRE1545388858 | NJSRRE1544884570 | Transition Incentive Program | Toms River | 8753 | 18 | 8.5 | Residential | Yes | Behind the Meter | Net-metered residential rooftop and canopy |  | None | Trinity Solar | JCP&L | Final As-Built Received | 2020-04-22 | 2020-04-28 | 2021-10-30 | Hanwha | Q.PEAK DUO BLK-G6 340 | Solar Panels |  | 0.34 | 7 | 208 | 21 |  | Fixed | Roof
NJSTRE1545388862 | NJSRRE1544611338 | Transition Incentive Program | Sicklerville | 8081 | 14 | 4.48 | Residential | Yes | Behind the Meter | Net-metered residential rooftop and canopy |  | None | Vivint Solar Developer, LLC | AC Electric | Accepted | 2020-03-06 | 2020-03-11 | 2021-10-30 | Jinko Solar | JKM320M-60HBL | Solar Panels |  | 0.32 | 6 | 311 | 20 |  | Fixed | Roof
NJSTRE1545388864 | NJSRRE1544586147 | Transition Incentive Program | Edison | 8820 | 11 | 20.48 | Residential | No | Behind the Meter | Net-metered residential rooftop and canopy |  | None | Spectacular Solar | PSE&G | Accepted | 2020-03-04 | 2020-03-06 | 2021-10-30 | Certain Teed Solar | CT315M11-02 | Solar Panels |  | 0.315 | 12 | 78 | 16 |  | Fixed | Roof
NJSTRE1545388855 | NJSRRE1544701365 | Transition Incentive Program | Hammonton | 8037 | 19 | 3.92 | Residential | Yes | Behind the Meter | Net-metered residential rooftop and canopy |  | None | Castle Energy, LLC | AC Electric | Accepted | 2020-03-16 | 2020-03-19 | 2021-10-30 | SunPower | SPR-E20-327-C-AC | Solar Panels |  | 0.327 | 12 | 314 | 4 |  | Fixed | Roof
NJSTRE1545388856 | NJSRRE1544801527 | Transition Incentive Program | Hillsborough | 8844 | 5 | 7.48 | Residential | Yes | Behind the Meter | Net-metered residential rooftop and canopy |  | None | Pro Custom Solar dba Momentum Solar | PSE&G | Accepted | 2020-04-06 | 2020-04-09 | 2021-10-30 | Hanwha | Q.Peak DUO BLK-G6+ 340 | Solar Panels |  | 0.34 | 9 | 213 | 28 |  | Fixed | Roof
NJSTRE1545388859 | NJSRRE1544764686 | Transition Incentive Program | Hackensack | 7601 | 7 | 10.23 | Residential | Yes | Behind the Meter | Behind the Meter |  | None | Sunrun Installation Services, Inc. | PSE&G | Eligible for TI Program | 2020-03-25 | 2020-03-30 | 2021-10-30 | REC Solar | REC310TP2M | Solar Panels |  | 0.31 | 21 | 218 | 34 |  | Fixed | Roof
NJSTRE1545388864 | NJSRRE1544586147 | Transition Incentive Program | Edison | 8820 | 11 | 20.48 | Residential | No | Behind the Meter | Net-metered residential rooftop and canopy |  | None | Spectacular Solar | PSE&G | Accepted | 2020-03-04 | 2020-03-06 | 2021-10-30 | Certain Teed Solar | CT315M11-02 | Solar Panels |  | 0.315 | 9 | 258 | 40 |  | Fixed | Roof
NJSTRE1545388864 | NJSRRE1544586147 | Transition Incentive Program | Edison | 8820 | 11 | 20.48 | Residential | No | Behind the Meter | Net-metered residential rooftop and canopy |  | None | Spectacular Solar | PSE&G | Accepted | 2020-03-04 | 2020-03-06 | 2021-10-30 | Certain Teed Solar | CT315M11-02 | Solar Panels |  | 0.315 | 22 | 168 | 23 |  | Fixed | Roof
NJSTRE1545388870 | NJSRRE1544773952 | Transition Incentive Program | Hillsborough | 8844 | 5 | 12.06 | Residential | No | Behind the Meter | Net-metered residential rooftop and canopy |  | None | Green Power Energy | PSE&G | Accepted | 2020-03-30 | 2020-04-09 | 2021-10-30 | LG Electronics | LG335N1C-V5 | Solar Panels |  | 0.335 | 20 | 92 | 26 |  | Fixed | Roof
NJSTRE1545388879 | NJSRRE1544865047 | Transition Incentive Program | Northfield | 8225 | 19 | 7.44 | Residential | Yes | Behind the Meter | Behind the Meter |  | None | Sunrun Installation Services, Inc. | AC Electric | Eligible for TI Program | 2020-04-20 | 2020-04-24 | 2021-10-30 | REC Solar | REC310TP2M | Solar Panels |  | 0.31 | 5 | 133 | 34 |  | Fixed | Roof
NJSTRE1545388879 | NJSRRE1544865047 | Transition Incentive Program | Northfield | 8225 | 19 | 7.44 | Residential | Yes | Behind the Meter | Behind the Meter |  | None | Sunrun Installation Services, Inc. | AC Electric | Eligible for TI Program | 2020-04-20 | 2020-04-24 | 2021-10-30 | REC Solar | REC310TP2M | Solar Panels |  | 0.31 | 6 | 314 | 17 |  | Fixed | Roof
NJSTRE1545388887 | NJSRRE1544844034 | Transition Incentive Program | Phillipsburg | 8865 | 2 | 8.97 | Residential | Yes | Behind the Meter | Net-metered residential rooftop and canopy |  | None | Sunrun Installation Services, Inc. | JCP&L | Final As-Built Received |  | 2020-04-22 | 2021-10-30 | LG Electronics | LG345N1C-V5 | Solar Panels |  | 0.345 | 11 | 154 | 27 |  | Fixed | Roof
NJSTRE1545388887 | NJSRRE1544844034 | Transition Incentive Program | Phillipsburg | 8865 | 2 | 8.97 | Residential | Yes | Behind the Meter | Net-metered residential rooftop and canopy |  | None | Sunrun Installation Services, Inc. | JCP&L | Final As-Built Received |  | 2020-04-22 | 2021-10-30 | LG Electronics | LG345N1C-V5 | Solar Panels |  | 0.345 | 15 | 334 | 27 |  | Fixed | Roof
NJSTRE1545388893 | NJSRRE1544610846 | Transition Incentive Program | Cherry Hill | 8003 | 14 | 9.18 | Residential | No | Behind the Meter | Net-metered residential rooftop and canopy |  | None | Green Power Energy | PSE&G | Accepted | 2020-03-05 | 2020-03-10 | 2021-10-30 | LG Electronics | LG340N1C-V5 | Solar Panels |  | 0.34 | 14 | 162 | 30 |  | Fixed | Roof
NJSTRE1545388893 | NJSRRE1544610846 | Transition Incentive Program | Cherry Hill | 8003 | 14 | 9.18 | Residential | No | Behind the Meter | Net-metered residential rooftop and canopy |  | None | Green Power Energy | PSE&G | Accepted | 2020-03-05 | 2020-03-10 | 2021-10-30 | LG Electronics | LG340N1C-V5 | Solar Panels |  | 0.34 | 13 | 160 | 30 |  | Fixed | Roof
NJSTRE1545388783 | NJSRRE1544805897 | Transition Incentive Program | Port Monmouth | 7758 | 17 | 7.36 | Residential | Yes | Behind the Meter | Net-metered residential rooftop and canopy |  | None | Vivint Solar Developer, LLC | JCP&L | Accepted | 2020-04-07 | 2020-04-13 | 2021-10-30 | JINKO SOLAR | JKM320M-60HBL | Solar Panels |  | 0.32 | 3 | 206 | 16 |  | Fixed | Roof
NJSTRE1545388783 | NJSRRE1544805897 | Transition Incentive Program | Port Monmouth | 7758 | 17 | 7.36 | Residential | Yes | Behind the Meter | Net-metered residential rooftop and canopy |  | None | Vivint Solar Developer, LLC | JCP&L | Accepted | 2020-04-07 | 2020-04-13 | 2021-10-30 | JINKO SOLAR | JKM320M-60HBL | Solar Panels |  | 0.32 | 16 | 296 | 24 |  | Fixed | Roof
NJSTRE1545388793 | NJSRRE1544773530 | Transition Incentive Program | Riverside | 8075 | 13 | 5.12 | Residential | No | Behind the Meter | Behind the Meter |  | None | Skyline Solar LLC | PSE&G | Eligible for TI Program | 2020-03-30 | 2020-04-09 | 2021-10-30 | Trina Solar | TSM320 | Solar Panels |  | 0.32 | 2 | 210 | 20 |  | Fixed | Roof
NJSTRE1545388798 | NJSRRE1544867145 | Transition Incentive Program | Garfield | 7026 | 7 | 7.25 | Residential | Yes | Behind the Meter | Behind the Meter |  | None | Sunrun Installation Services, Inc. | PSE&G | Eligible for TI Program | 2020-04-21 | 2020-04-27 | 2021-10-30 | LG Electronics | LG345N1C-V5 | Solar Panels |  | 0.345 | 16 | 178 | 45 |  | Fixed | Roof
NJSTRE1545388803 | NJSRRE1544773346 | Transition Incentive Program | Pleasantville | 8232 | 19 | 2.72 | Residential | Yes | Behind the Meter | Net-metered residential rooftop and canopy |  | None | Trinity Solar | AC Electric | Accepted |  | 2020-04-02 | 2021-10-30 | Hanwha 340 | Q.PEAK DUO BLK-G6 340 | Solar Panels |  | 0.34 | 8 | 205 | 32 |  | Fixed | Roof
NJSTRE1545388817 | NJSRRE1544561800 | Transition Incentive Program | Manalapan | 7726 | 17 | 16.1 | Residential | Yes | Behind the Meter | Behind the Meter |  | None | Pro Custom Solar dba Momentum Solar | JCP&L | Eligible for TI Program | 2020-03-02 | 2020-03-05 | 2021-10-30 | lg electronics | LG 350N1C-V5 | Solar Panels |  | 0.35 | 13 | 95 | 40 |  | Fixed | Roof
NJSTRE1545388818 | NJSRRE1544796853 | Transition Incentive Program | Garwood | 7027 | 10 | 13.12 | Residential | Yes | Behind the Meter | Behind the Meter |  | None | Vivint Solar Developer, LLC | PSE&G | Eligible for TI Program | 2020-04-03 | 2020-04-09 | 2021-10-30 | Jinko Solar | JKM320M-60HBL | Solar Panels |  | 0.32 | 14 | 260 | 21 |  | Fixed | Roof
NJSTRE1545388829 | NJSRRE1544562142 | Transition Incentive Program | Boonton | 7005 | 3 | 17.09 | Residential | No | Behind the Meter | Net-metered residential rooftop and canopy |  | None | Green Power Energy | JCP&L | Accepted | 2020-03-02 | 2020-03-05 | 2021-10-30 | LG Electronics | LG335N1K-V5 | Solar Panels |  | 0.335 | 7 | 83 | 27 |  | Fixed | Roof
NJSTRE1545388833 | NJSRRE1544865689 | Transition Incentive Program | Marmora | 8223 | 21 | 8.5 | Residential | No | Behind the Meter | Net-metered residential rooftop and canopy |  | None | Castle Energy, LLC | AC Electric | Final As-Built Received | 2020-04-20 | 2020-04-24 | 2021-10-30 | Hanwha Q-Cells | Q.PEAK DUO BLK-G6+ 340 | Solar Panels |  | 0.34 | 22 | 162 | 22 |  | Fixed | Roof
NJSTRE1545388844 | NJSRRE1544817642 | Transition Incentive Program | Clifton | 7013 | 6 | 6.12 | Residential | Yes | Behind the Meter | Behind the Meter |  | None | Trinity Solar | PSE&G | Eligible for TI Program | 2020-04-09 | 2020-04-17 | 2021-10-30 | Hanwha | Q.PEAK DUO BLK-G6 340 | Solar Panels |  | 0.34 | 12 | 217 | 30 |  | Fixed | Roof
NJSTRE1545388852 | NJSRRE1544720926 | Transition Incentive Program | East Windsor | 8520 | 12 | 6.12 | Residential | Yes | Behind the Meter | Net-metered residential rooftop and canopy |  | None | Trinity Solar | JCP&L | Final As-Built Received | 2020-03-19 | 2020-03-23 | 2021-10-30 | HANWHA | Q.PEAK DUO BLK-G6 340 | Solar Panels |  | 0.34 | 3 | 229 | 23 |  | Fixed | Roof
NJSTRE1545388857 | NJSRRE1544867053 | Transition Incentive Program | Bargaintown | 8234 | 19 | 9.92 | Residential | No | Behind the Meter | Behind the Meter |  | None | Sunrun Installation Services, Inc. | AC Electric | Eligible for TI Program | 2020-04-21 | 2020-04-27 | 2021-10-30 | REC Solar | REC310TP2M | Solar Panels |  | 0.31 | 4 | 198 | 45 |  | Fixed | Roof
NJSTRE1545388857 | NJSRRE1544867053 | Transition Incentive Program | Bargaintown | 8234 | 19 | 9.92 | Residential | No | Behind the Meter | Behind the Meter |  | None | Sunrun Installation Services, Inc. | AC Electric | Eligible for TI Program | 2020-04-21 | 2020-04-27 | 2021-10-30 | REC Solar | REC310TP2M | Solar Panels |  | 0.31 | 21 | 288 | 30 |  | Fixed | Roof
NJSTRE1545388830 | NJSRRE1544700634 | Transition Incentive Program | Bayville | 8721 | 18 | 4.83 | Residential | Yes | Behind the Meter | Behind the Meter |  | None | Sunrun Installation Services, Inc. | JCP&L | Eligible for TI Program | 2020-03-16 | 2020-03-19 | 2021-10-30 | LG Electronics | LG345N1C-V5 | Solar Panels |  | 0.345 | 2 | 198 | 27 |  | Fixed | Roof
NJSTRE1545388830 | NJSRRE1544700634 | Transition Incentive Program | Bayville | 8721 | 18 | 4.83 | Residential | Yes | Behind the Meter | Behind the Meter |  | None | Sunrun Installation Services, Inc. | JCP&L | Eligible for TI Program | 2020-03-16 | 2020-03-19 | 2021-10-30 | LG Electronics | LG345N1C-V5 | Solar Panels |  | 0.345 | 12 | 108 | 27 |  | Fixed | Roof
NJSTRE1545388841 | NJSRRE1544708876 | Transition Incentive Program | Jersey City | 7305 | 8 | 4.36 | Residential | Yes | Behind the Meter | Behind the Meter |  | None | Pro Custom Solar dba Momentum Solar | PSE&G | Eligible for TI Program | 2020-03-17 | 2020-03-20 | 2021-10-30 | Hanwha | Q.Peak DUO BLK-G6+ 335 | Solar Panels |  | 0.335 | 7 | 237 | 28 |  | Fixed | Roof
NJSTRE1545388847 | NJSRRE1544623872 | Transition Incentive Program | MAHWAH | 7430 | 7 | 20.48 | Residential | Yes | Behind the Meter | Net-metered residential rooftop and canopy |  | None | Vivint Solar Developer, LLC | Orange Rockland Electric | Final As-Built Received | 2020-03-10 | 2020-03-13 | 2021-10-30 | Jinko Solar | JKM320M-60HBL | Solar Panels |  | 0.32 | 3 | 4 | 20 |  | Fixed | Roof
NJSTRE1545388847 | NJSRRE1544623872 | Transition Incentive Program | MAHWAH | 7430 | 7 | 20.48 | Residential | Yes | Behind the Meter | Net-metered residential rooftop and canopy |  | None | Vivint Solar Developer, LLC | Orange Rockland Electric | Final As-Built Received | 2020-03-10 | 2020-03-13 | 2021-10-30 | Jinko Solar | JKM320M-60HBL | Solar Panels |  | 0.32 | 3 | 184 | 20 |  | Fixed | Roof
NJSTRE1545388856 | NJSRRE1544801527 | Transition Incentive Program | Hillsborough | 8844 | 5 | 7.48 | Residential | Yes | Behind the Meter | Net-metered residential rooftop and canopy |  | None | Pro Custom Solar dba Momentum Solar | PSE&G | Accepted | 2020-04-06 | 2020-04-09 | 2021-10-30 | Hanwha | Q.Peak DUO BLK-G6+ 340 | Solar Panels |  | 0.34 | 6 | 213 | 28 |  | Fixed | Roof
NJSTRE1545388865 | NJSRRE1544625703 | Transition Incentive Program | Wildwood Crest | 8260 | 21 | 12.08 | Residential | No | Behind the Meter | Net-metered residential rooftop and canopy |  | None | SunPower Corporation, Systems | AC Electric | Accepted |  | 2020-03-16 | 2021-10-30 | SUNPOWER | SPR-X21-345-D-AC | Solar Panels |  | 0.345 | 6 | 137 | 40 |  | Fixed | Roof
NJSTRE1545388865 | NJSRRE1544625703 | Transition Incentive Program | Wildwood Crest | 8260 | 21 | 12.08 | Residential | No | Behind the Meter | Net-metered residential rooftop and canopy |  | None | SunPower Corporation, Systems | AC Electric | Accepted |  | 2020-03-16 | 2021-10-30 | SUNPOWER | SPR-X21-345-D-AC | Solar Panels |  | 0.345 | 23 | 137 | 20 |  | Fixed | Roof
NJSTRE1545388870 | NJSRRE1544773952 | Transition Incentive Program | Hillsborough | 8844 | 5 | 12.06 | Residential | No | Behind the Meter | Net-metered residential rooftop and canopy |  | None | Green Power Energy | PSE&G | Accepted | 2020-03-30 | 2020-04-09 | 2021-10-30 | LG Electronics | LG335N1C-V5 | Solar Panels |  | 0.335 | 16 | 182 | 26 |  | Fixed | Roof
NJSTRE1545388875 | NJSRRE1544864951 | Transition Incentive Program | ROCKAWAY | 7866 | 3 | 8.82 | Residential | Yes | Behind the Meter | Net-metered residential rooftop and canopy |  | None | Suntuity Solar LLC | JCP&L | Accepted | 2020-04-20 | 2020-04-24 | 2021-10-30 | Hanwha Solar | Q-Cells 315 Mono | Solar Panels |  | 0.315 | 11 | 263 | 19 |  | Fixed | Roof
NJSTRE1545388875 | NJSRRE1544864951 | Transition Incentive Program | ROCKAWAY | 7866 | 3 | 8.82 | Residential | Yes | Behind the Meter | Net-metered residential rooftop and canopy |  | None | Suntuity Solar LLC | JCP&L | Accepted | 2020-04-20 | 2020-04-24 | 2021-10-30 | Hanwha Solar | Q-Cells 315 Mono | Solar Panels |  | 0.315 | 17 | 83 | 19 |  | Fixed | Roof
NJSTRE1545388879 | NJSRRE1544865047 | Transition Incentive Program | Northfield | 8225 | 19 | 7.44 | Residential | Yes | Behind the Meter | Behind the Meter |  | None | Sunrun Installation Services, Inc. | AC Electric | Eligible for TI Program | 2020-04-20 | 2020-04-24 | 2021-10-30 | REC Solar | REC310TP2M | Solar Panels |  | 0.31 | 7 | 223 | 29 |  | Fixed | Roof
NJSTRE1545388869 | NJSRRE1544898552 | Transition Incentive Program | Woodbury | 8096 | 15 | 26.57 | Commercial | No | Behind the Meter | Net-metered non-residential rooftop and canopy |  | None | Ameresco | AC Electric | Accepted |  | 2020-04-30 | 2021-10-30 | JA | JAM72S09 385/PR | Solar Panels |  | 0.385 | 69 | 198 | 28.5 |  | Fixed | Roof
NJSTRE1545388872 | NJSRRE1544728910 | Transition Incentive Program | Newark | 7108 | 9 | 6.71 | Residential | Yes | Behind the Meter | Net-metered residential rooftop and canopy |  | None | Suntuity Solar LLC | PSE&G | Accepted | 2020-03-20 | 2020-03-24 | 2021-10-30 | Hanwha Solar | Q-Cells 305 Mono | Solar Panels |  | 0.305 | 4 | 289 | 20 |  | Fixed | Roof
NJSTRE1545388874 | NJSRRE1544710084 | Transition Incentive Program | Towaco | 7082 | 3 | 18.2 | Residential | No | Behind the Meter | Behind the Meter |  | None | Pro Custom Solar dba Momentum Solar | JCP&L | Eligible for TI Program | 2020-03-18 | 2020-03-20 | 2021-10-30 | lg electronics | LG 350N1C-V5 | Solar Panels |  | 0.35 | 10 | 197 | 36 |  | Fixed | Roof
NJSTRE1545388879 | NJSRRE1544865047 | Transition Incentive Program | Northfield | 8225 | 19 | 7.44 | Residential | Yes | Behind the Meter | Behind the Meter |  | None | Sunrun Installation Services, Inc. | AC Electric | Eligible for TI Program | 2020-04-20 | 2020-04-24 | 2021-10-30 | REC Solar | REC310TP2M | Solar Panels |  | 0.31 | 4 | 223 | 33 |  | Fixed | Roof
NJSTRE1545388880 | NJSRRE1544598164 | Transition Incentive Program | LINDEN | 7036 | 10 | 5.76 | Residential | Yes | Behind the Meter | Net-metered residential rooftop and canopy |  | None | Vivint Solar Developer, LLC | PSE&G | Accepted | 2020-03-04 | 2020-03-09 | 2021-10-30 | JINKO SOLAR | JKM320M-60HBL | Solar Panels |  | 0.32 | 2 | 223 | 43 |  | Fixed | Roof
NJSTRE1545388882 | NJSRRE1544736111 | Transition Incentive Program | Newfield | 8344 | 15 | 6.54 | Residential | Yes | Behind the Meter | Net-metered residential ground mount |  | None | Castle Energy, LLC | Vineland Muni Electric | Accepted | 2020-03-20 | 2020-03-25 | 2021-10-30 | SunPower | SPR-E20-327-C-AC | Solar Panels |  | 0.327 | 20 | 180 | 23 |  | Fixed | Ground
NJSTRE1545388886 | NJSRRE1544623203 | Transition Incentive Program | WESTFIELD TOWN | 7090 | 10 | 11.34 | Residential | No | Behind the Meter | Behind the Meter |  | None | Tesla Energy Operations Inc. | PSE&G | Eligible for TI Program | 2020-03-10 | 2020-03-12 | 2021-10-30 | Hanwha Q CELLS | Q.PEAK DUO BLK-G5/SC315 | Solar Panels |  | 0.315 | 2 | 101 | 10 |  | Fixed | Roof
NJSTRE1545388886 | NJSRRE1544623203 | Transition Incentive Program | WESTFIELD TOWN | 7090 | 10 | 11.34 | Residential | No | Behind the Meter | Behind the Meter |  | None | Tesla Energy Operations Inc. | PSE&G | Eligible for TI Program | 2020-03-10 | 2020-03-12 | 2021-10-30 | Hanwha Q CELLS | Q.PEAK DUO BLK-G5/SC315 | Solar Panels |  | 0.315 | 3 | 127 | 27 |  | Fixed | Roof
NJSTRE1545388888 | NJSRRE1544804679 | Transition Incentive Program | Newark | 7106 | 9 | 7.82 | Residential | Yes | Behind the Meter | Behind the Meter |  | None | Pro Custom Solar dba Momentum Solar | PSE&G | Eligible for TI Program | 2020-04-07 | 2020-04-10 | 2021-10-30 | Hanwha | Q.Peak DUO BLK-G6+ 340 | Solar Panels |  | 0.34 | 6 | 202 | 35 |  | Fixed | Roof
NJSTRE1545388892 | NJSRRE1544630787 | Transition Incentive Program | Jersey City | 7305 | 8 | 6.4 | Residential | No | Behind the Meter | Net-metered residential rooftop and canopy |  | None | Green House Solar | PSE&G | Accepted | 2020-03-12 | 2020-03-17 | 2021-10-30 | Sunpower | A-400-G-AC | Solar Panels |  | 0.4 | 16 | 129 | 20 |  | Fixed | Roof
NJSTRE1545388903 | NJSRRE1544805369 | Transition Incentive Program | Mount Laurel Township | 8054 | 13 | 13.33 | Residential | No | Behind the Meter | Net-metered residential rooftop and canopy |  | None | Sunrun Installation Services, Inc. | PSE&G | Final As-Built Received |  | 2020-04-13 | 2021-10-30 | REC Solar | REC310TP2M | Solar Panels |  | 0.31 | 9 | 227 | 25 |  | Fixed | Roof
NJSTRE1545388834 | NJSRRE1544727553 | Transition Incentive Program | Pleasantville | 8232 | 19 | 7.44 | Residential | Yes | Behind the Meter | Net-metered residential rooftop and canopy |  | None | Bright Planet Solar | AC Electric | Accepted |  | 2020-03-24 | 2021-10-30 | LONGI | LR-60HPB-310M | Solar Panels |  | 0.31 | 18 | 115 | 32 |  | Fixed | Roof
NJSTRE1545388846 | NJSRRE1544623217 | Transition Incentive Program | Bloomfield | 7003 | 9 | 8.28 | Residential | No | Behind the Meter | Net-metered residential rooftop and canopy |  | None | Green House Solar | PSE&G | Accepted | 2020-03-10 | 2020-03-12 | 2021-10-30 | Sunpower | x22-360-e-ac | Solar Panels |  | 0.36 | 23 | 272 | 34 |  | Fixed | Roof
NJSTRE1545388847 | NJSRRE1544623872 | Transition Incentive Program | MAHWAH | 7430 | 7 | 20.48 | Residential | Yes | Behind the Meter | Net-metered residential rooftop and canopy |  | None | Vivint Solar Developer, LLC | Orange Rockland Electric | Final As-Built Received | 2020-03-10 | 2020-03-13 | 2021-10-30 | Jinko Solar | JKM320M-60HBL | Solar Panels |  | 0.32 | 20 | 4 | 21 |  | Fixed | Roof
NJSTRE1545388847 | NJSRRE1544623872 | Transition Incentive Program | MAHWAH | 7430 | 7 | 20.48 | Residential | Yes | Behind the Meter | Net-metered residential rooftop and canopy |  | None | Vivint Solar Developer, LLC | Orange Rockland Electric | Final As-Built Received | 2020-03-10 | 2020-03-13 | 2021-10-30 | Jinko Solar | JKM320M-60HBL | Solar Panels |  | 0.32 | 9 | 184 | 21 |  | Fixed | Roof
NJSTRE1545388854 | NJSRRE1544804737 | Transition Incentive Program | Randolph | 7869 | 3 | 14.76 | Residential | No | Behind the Meter | Net-metered residential rooftop and canopy |  | None | Green House Solar | JCP&L | Accepted | 2020-04-07 | 2020-04-10 | 2021-10-30 | Sunpower | A410-G-AC | Solar Panels |  | 0.41 | 34 | 166 | 37 |  | Fixed | Roof
NJSTRE1545388856 | NJSRRE1544801527 | Transition Incentive Program | Hillsborough | 8844 | 5 | 7.48 | Residential | Yes | Behind the Meter | Net-metered residential rooftop and canopy |  | None | Pro Custom Solar dba Momentum Solar | PSE&G | Accepted | 2020-04-06 | 2020-04-09 | 2021-10-30 | Hanwha | Q.Peak DUO BLK-G6+ 340 | Solar Panels |  | 0.34 | 3 | 213 | 32 |  | Fixed | Roof
NJSTRE1545388864 | NJSRRE1544586147 | Transition Incentive Program | Edison | 8820 | 11 | 20.48 | Residential | No | Behind the Meter | Net-metered residential rooftop and canopy |  | None | Spectacular Solar | PSE&G | Accepted | 2020-03-04 | 2020-03-06 | 2021-10-30 | Certain Teed Solar | CT315M11-02 | Solar Panels |  | 0.315 | 6 | 168 | 14 |  | Fixed | Roof
NJSTRE1545388864 | NJSRRE1544586147 | Transition Incentive Program | Edison | 8820 | 11 | 20.48 | Residential | No | Behind the Meter | Net-metered residential rooftop and canopy |  | None | Spectacular Solar | PSE&G | Accepted | 2020-03-04 | 2020-03-06 | 2021-10-30 | Certain Teed Solar | CT315M11-02 | Solar Panels |  | 0.315 | 10 | 78 | 40 |  | Fixed | Roof
NJSTRE1545388866 | NJSRRE1544598100 | Transition Incentive Program | Union City | 7087 | 8 | 3.72 | Residential | Yes | Behind the Meter | Behind the Meter |  | None | Sunrun Installation Services, Inc. | PSE&G | Eligible for TI Program | 2020-03-04 | 2020-03-09 | 2021-10-30 | REC Solar | REC310TP2M | Solar Panels |  | 0.31 | 10 | 211 | 10 |  | Fixed | Roof
NJSTRE1545388874 | NJSRRE1544710084 | Transition Incentive Program | Towaco | 7082 | 3 | 18.2 | Residential | No | Behind the Meter | Behind the Meter |  | None | Pro Custom Solar dba Momentum Solar | JCP&L | Eligible for TI Program | 2020-03-18 | 2020-03-20 | 2021-10-30 | lg electronics | LG 350N1C-V5 | Solar Panels |  | 0.35 | 15 | 107 | 36 |  | Fixed | Roof
NJSTRE1545388874 | NJSRRE1544710084 | Transition Incentive Program | Towaco | 7082 | 3 | 18.2 | Residential | No | Behind the Meter | Behind the Meter |  | None | Pro Custom Solar dba Momentum Solar | JCP&L | Eligible for TI Program | 2020-03-18 | 2020-03-20 | 2021-10-30 | lg electronics | LG 350N1C-V5 | Solar Panels |  | 0.35 | 17 | 287 | 36 |  | Fixed | Roof
NJSTRE1545388895 | NJSRRE1544888001 | Transition Incentive Program | Camden City | 8105 | 14 | 4.34 | Residential | No | Behind the Meter | Net-metered residential rooftop and canopy |  | None | Palmetto Solar LLC | PSE&G | Accepted | 2020-04-23 | 2020-04-28 | 2021-10-30 | Yingli | 310D-30B | Solar Panels |  | 0.31 | 14 | 149 | 10 |  | Fixed | Roof
NJSTRE1545388862 | NJSRRE1544611338 | Transition Incentive Program | Sicklerville | 8081 | 14 | 4.48 | Residential | Yes | Behind the Meter | Net-metered residential rooftop and canopy |  | None | Vivint Solar Developer, LLC | AC Electric | Accepted | 2020-03-06 | 2020-03-11 | 2021-10-30 | Jinko Solar | JKM320M-60HBL | Solar Panels |  | 0.32 | 3 | 131 | 20 |  | Fixed | Roof
NJSTRE1545388872 | NJSRRE1544728910 | Transition Incentive Program | Newark | 7108 | 9 | 6.71 | Residential | Yes | Behind the Meter | Net-metered residential rooftop and canopy |  | None | Suntuity Solar LLC | PSE&G | Accepted | 2020-03-20 | 2020-03-24 | 2021-10-30 | Hanwha Solar | Q-Cells 305 Mono | Solar Panels |  | 0.305 | 6 | 109 | 20 |  | Fixed | Roof
NJSTRE1545388872 | NJSRRE1544728910 | Transition Incentive Program | Newark | 7108 | 9 | 6.71 | Residential | Yes | Behind the Meter | Net-metered residential rooftop and canopy |  | None | Suntuity Solar LLC | PSE&G | Accepted | 2020-03-20 | 2020-03-24 | 2021-10-30 | Hanwha Solar | Q-Cells 305 Mono | Solar Panels |  | 0.305 | 12 | 109 | 5 |  | Fixed | Roof
NJSTRE1545388880 | NJSRRE1544598164 | Transition Incentive Program | LINDEN | 7036 | 10 | 5.76 | Residential | Yes | Behind the Meter | Net-metered residential rooftop and canopy |  | None | Vivint Solar Developer, LLC | PSE&G | Accepted | 2020-03-04 | 2020-03-09 | 2021-10-30 | JINKO SOLAR | JKM320M-60HBL | Solar Panels |  | 0.32 | 2 | 133 | 39 |  | Fixed | Roof
NJSTRE1545388886 | NJSRRE1544623203 | Transition Incentive Program | WESTFIELD TOWN | 7090 | 10 | 11.34 | Residential | No | Behind the Meter | Behind the Meter |  | None | Tesla Energy Operations Inc. | PSE&G | Eligible for TI Program | 2020-03-10 | 2020-03-12 | 2021-10-30 | Hanwha Q CELLS | Q.PEAK DUO BLK-G5/SC315 | Solar Panels |  | 0.315 | 2 | 335 | 11 |  | Fixed | Roof
NJSTRE1545388886 | NJSRRE1544623203 | Transition Incentive Program | WESTFIELD TOWN | 7090 | 10 | 11.34 | Residential | No | Behind the Meter | Behind the Meter |  | None | Tesla Energy Operations Inc. | PSE&G | Eligible for TI Program | 2020-03-10 | 2020-03-12 | 2021-10-30 | Hanwha Q CELLS | Q.PEAK DUO BLK-G5/SC315 | Solar Panels |  | 0.315 | 7 | 217 | 27 |  | Fixed | Roof
NJSTRE1545388888 | NJSRRE1544804679 | Transition Incentive Program | Newark | 7106 | 9 | 7.82 | Residential | Yes | Behind the Meter | Behind the Meter |  | None | Pro Custom Solar dba Momentum Solar | PSE&G | Eligible for TI Program | 2020-04-07 | 2020-04-10 | 2021-10-30 | Hanwha | Q.Peak DUO BLK-G6+ 340 | Solar Panels |  | 0.34 | 17 | 202 | 2 |  | Fixed | Roof
NJSTRE1545388899 | NJSRRE1544598111 | Transition Incentive Program | Absecon | 8201 | 19 | 5.7 | Residential | Yes | Behind the Meter | Net-metered residential rooftop and canopy |  | None | Pro Custom Solar dba Momentum Solar | AC Electric | Accepted | 2020-03-04 | 2020-03-09 | 2021-10-30 | Hanwha | Q.Peak DUO BLK-G6+ 335 | Solar Panels |  | 0.335 | 8 | 279 | 5 |  | Fixed | Roof
NJSTRE1545388908 | NJSRRE1544765141 | Transition Incentive Program | SEWELL | 8080 | 15 | 7.04 | Residential | Yes | Behind the Meter | Net-metered residential rooftop and canopy |  | None | Vivint Solar Developer, LLC | AC Electric | Accepted | 2020-03-26 | 2020-03-30 | 2021-10-30 | Jinko Solar | JKM320M-60HBL | Solar Panels |  | 0.32 | 18 | 168 | 21 |  | Fixed | Roof
NJSTRE1545388911 | NJSRRE1544728022 | Transition Incentive Program | CHERRY HILL | 8003 | 14 | 8.96 | Residential | Yes | Behind the Meter | Net-metered residential rooftop and canopy |  | None | Vivint Solar Developer, LLC | PSE&G | Accepted | 2020-03-19 | 2020-03-24 | 2021-10-30 | Jinko Solar | JKM320M-60HBL | Solar Panels |  | 0.32 | 17 | 236 | 23 |  | Fixed | Roof
NJSTRE1545388921 | NJSRRE1544797776 | Transition Incentive Program | south plainfield | 7080 | 11 | 5.03 | Residential | Yes | Behind the Meter | Net-metered non-residential ground mount |  | None | Vision Solar LLC | PSE&G | Accepted | 2020-04-04 | 2020-04-09 | 2021-10-30 | lg solar | lg335n1k-v5 | Solar Panels |  | 0.335 | 15 | 263 | 30 |  | Fixed | Roof
NJSTRE1545388930 | NJSRRE1544802617 | Transition Incentive Program | Hillside | 7205 | 10 | 4.96 | Residential | No | Behind the Meter | Behind the Meter |  | None | 1st Light Energy Inc | PSE&G | Eligible for TI Program | 2020-04-06 | 2020-04-10 | 2021-10-30 | Longi | LR6-60HPB-310M | Solar Panels |  | 0.31 | 16 | 250 | 27 |  | Fixed | Roof
NJSTRE1545388868 | NJSRRE1544758929 | Transition Incentive Program | Perth Amboy | 8861 | 11 | 7.71 | Residential | Yes | Behind the Meter | Behind the Meter |  | None | Pro Custom Solar dba Momentum Solar | PSE&G | Eligible for TI Program | 2020-03-23 | 2020-03-26 | 2021-10-30 | Hanwha | Q.Peak DUO BLK-G6+ 335 | Solar Panels |  | 0.335 | 13 | 105 | 41 |  | Fixed | Roof
NJSTRE1545388873 | NJSRRE1544903581 | Transition Incentive Program | Red Bank | 7701 | 17 | 8.16 | Residential | No | Behind the Meter | Net-metered residential rooftop and canopy |  | None | NJ Solar Power, LLC | JCP&L | Accepted | 2020-04-27 | 2020-04-30 | 2021-10-30 | Panasonic | VBHN340SA17 | Solar Panels |  | 0.34 | 6 | 243 | 23 |  | Fixed | Roof
NJSTRE1545388881 | NJSRRE1544621518 | Transition Incentive Program | Newark | 7106 | 9 | 3.41 | Residential | No | Behind the Meter | Behind the Meter |  | None | Sunrun Installation Services, Inc. | PSE&G | Eligible for TI Program | 2020-03-09 | 2020-03-12 | 2021-10-30 | REC Solar | REC310TP2M | Solar Panels |  | 0.31 | 7 | 210 | 43 |  | Fixed | Roof
NJSTRE1545388885 | NJSRRE1544805409 | Transition Incentive Program | Ocean City | 8226 | 21 | 5.25 | Residential | Yes | Behind the Meter | Behind the Meter |  | None | Pro Custom Solar dba Momentum Solar | AC Electric | Eligible for TI Program | 2020-04-07 | 2020-04-10 | 2021-10-30 | lg electronics | LG 350N1C-V5 | Solar Panels |  | 0.35 | 3 | 126 | 20 |  | Fixed | Roof
NJSTRE1545388886 | NJSRRE1544623203 | Transition Incentive Program | WESTFIELD TOWN | 7090 | 10 | 11.34 | Residential | No | Behind the Meter | Behind the Meter |  | None | Tesla Energy Operations Inc. | PSE&G | Eligible for TI Program | 2020-03-10 | 2020-03-12 | 2021-10-30 | Hanwha Q CELLS | Q.PEAK DUO BLK-G5/SC315 | Solar Panels |  | 0.315 | 2 | 37 | 14 |  | Fixed | Roof
NJSTRE1545388889 | NJSRRE1544817850 | Transition Incentive Program | Hammonton | 8037 | 19 | 8.96 | Residential | No | Behind the Meter | Net-metered residential rooftop and canopy |  | ACE | EMT Renewables | AC Electric | Accepted | 2020-04-09 | 2020-04-15 | 2021-10-30 | Trina | 320 Allmax BLK | Solar Panels |  | 0.32 | 28 | 156 | 20 |  | Fixed | Roof
NJSTRE1545388897 | NJSRRE1544612689 | Transition Incentive Program | North Bergen | 7047 | 8 | 4.69 | Residential | Yes | Behind the Meter | Behind the Meter |  | None | Pro Custom Solar dba Momentum Solar | PSE&G | Eligible for TI Program | 2020-03-06 | 2020-03-11 | 2021-10-30 | Hanwha | Q.Peak DUO BLK-G6+ 335 | Solar Panels |  | 0.335 | 9 | 210 | 14 |  | Fixed | Roof
NJSTRE1545388907 | NJSRRE1544801984 | Transition Incentive Program | Ocean View | 8230 | 21 | 6.87 | Residential | No | Behind the Meter | Net-metered residential rooftop and canopy |  | None | SunPower Capital, LLC | AC Electric | Accepted | 2020-04-06 | 2020-04-09 | 2021-10-30 | SunPower | SPR-E20-327-C-AC | Solar Panels |  | 0.327 | 9 | 298 | 20 |  | Fixed | Roof
NJSTRE1545388912 | NJSRRE1544773290 | Transition Incentive Program | TRENTON | 8690 | 12 | 8 | Residential | Yes | Behind the Meter | Net-metered residential rooftop and canopy |  | None | Vivint Solar Developer, LLC | PSE&G | Accepted | 2020-03-30 | 2020-04-09 | 2021-10-30 | JINKO SOLAR | JKM320M-60HBL | Solar Panels |  | 0.32 | 3 | 249 | 37 |  | Fixed | Roof
NJSTRE1545388912 | NJSRRE1544773290 | Transition Incentive Program | TRENTON | 8690 | 12 | 8 | Residential | Yes | Behind the Meter | Net-metered residential rooftop and canopy |  | None | Vivint Solar Developer, LLC | PSE&G | Accepted | 2020-03-30 | 2020-04-09 | 2021-10-30 | JINKO SOLAR | JKM320M-60HBL | Solar Panels |  | 0.32 | 4 | 249 | 23 |  | Fixed | Roof
NJSTRE1545388916 | NJSRRE1544838563 | Transition Incentive Program | Lyndhurst | 7071 | 7 | 5.58 | Residential | Yes | Behind the Meter | Behind the Meter |  | None | Sunrun Installation Services, Inc. | PSE&G | Eligible for TI Program | 2020-04-14 | 2020-04-21 | 2021-10-30 | REC Solar | REC310TP2M | Solar Panels |  | 0.31 | 9 | 127 | 30 |  | Fixed | Roof
NJSTRE1545388917 | NJSRRE1544866989 | Transition Incentive Program | Vineland | 8361 | 20 | 10.4 | Residential | Yes | Behind the Meter | Net-metered residential rooftop and canopy |  | None | Suntuity Solar LLC | Vineland Muni Electric | Accepted | 2020-04-21 | 2020-04-27 | 2021-10-30 | Hanwha Solar | Q-Cells 315 Mono | Solar Panels |  | 0.315 | 19 | 273 | 22 |  | Fixed | Roof
NJSTRE1545388896 | NJSRRE1544773418 | Transition Incentive Program | Oakhurst | 7755 | 17 | 6.46 | Residential | Yes | Behind the Meter | Behind the Meter |  | None | Trinity Solar | JCP&L | Eligible for TI Program | 2020-03-30 | 2020-04-09 | 2021-10-30 | HANWHA | Q.PEAK DUO BLK-G6 340 | Solar Panels |  | 0.34 | 19 | 260 | 21 |  | Fixed | Roof
NJSTRE1545388903 | NJSRRE1544805369 | Transition Incentive Program | Mount Laurel Township | 8054 | 13 | 13.33 | Residential | No | Behind the Meter | Net-metered residential rooftop and canopy |  | None | Sunrun Installation Services, Inc. | PSE&G | Final As-Built Received |  | 2020-04-13 | 2021-10-30 | REC Solar | REC310TP2M | Solar Panels |  | 0.31 | 15 | 137 | 30 |  | Fixed | Roof
NJSTRE1545388903 | NJSRRE1544805369 | Transition Incentive Program | Mount Laurel Township | 8054 | 13 | 13.33 | Residential | No | Behind the Meter | Net-metered residential rooftop and canopy |  | None | Sunrun Installation Services, Inc. | PSE&G | Final As-Built Received |  | 2020-04-13 | 2021-10-30 | REC Solar | REC310TP2M | Solar Panels |  | 0.31 | 17 | 317 | 25 |  | Fixed | Roof | 317
NJSTRE1545388913 | NJSRRE1544626939 | Transition Incentive Program | Parkertown | 8087 | 18 | 3.72 | Residential | Yes | Behind the Meter | Behind the Meter |  | None | Sunrun Installation Services, Inc. | AC Electric | Eligible for TI Program | 2020-03-20 | 2020-03-20 | 2021-10-30 | REC Solar | REC310TP2M | Solar Panels |  | 0.31 | 12 | 164 | 27 |  | Fixed | Roof
NJSTRE1545388914 | NJSRRE1544762498 | Transition Incentive Program | CRANFORD | 7016 | 10 | 16.32 | Residential | Yes | Behind the Meter | Net-metered residential rooftop and canopy |  | None | Vivint Solar Developer, LLC | PSE&G | Accepted | 2020-03-26 | 2020-03-30 | 2021-10-30 | Jinko Solar | JKM320M-60HBL | Solar Panels |  | 0.32 | 24 | 218 | 24 |  | Fixed | Roof
NJSTRE1545388915 | NJSRRE1544796026 | Transition Incentive Program | MILLTOWN | 8850 | 11 | 6.65 | Residential | No | Behind the Meter | Behind the Meter |  | None | Infinity Solar Systems | Milltown | Eligible for TI Program | 2020-04-03 | 2020-04-09 | 2021-10-30 | LG | LG350N1C-V5 | Solar Panels |  | 0.35 | 10 | 232 | 33 |  | Fixed | Roof
NJSTRE1545388925 | NJSRRE1544816594 | Transition Incentive Program | BRICK | 8723 | 18 | 7.32 | Residential | No | Behind the Meter | Net-metered residential ground mount |  | None | Infinity Solar Systems | JCP&L | Final As-Built Received |  | 2020-04-15 | 2021-10-30 | TRINA | TS,-305DD05A.05(II) | Solar Panels |  | 0.305 | 8 | 38 | 40 |  | Fixed | Roof
NJSTRE1545388934 | NJSRRE1544894053 | Transition Incentive Program | Lakehurst | 8733 | 18 | 30.8 | Commercial | No | Behind the Meter | Net-metered non-residential rooftop and canopy |  | None | Ameresco | JCP&L | Accepted |  | 2020-04-30 | 2021-10-30 | JA | JAM72S09 385/PR | Solar Panels |  | 0.385 | 80 | 142 | 40 |  | Fixed | Roof
NJSTRE1545388935 | NJSRRE1544680116 | Transition Incentive Program | Lyndhurst | 7071 | 7 | 16.25 | Residential | No | Behind the Meter | Net-metered residential rooftop and canopy |  | PSEG | Maier Solar Engineering dba Solar Me | PSE&G | Accepted | 2020-03-13 | 2020-04-17 | 2021-10-30 | Tesla | SC325 | Solar Panels |  | 0.325 | 13 | 217 | 20 |  | Fixed | Roof
NJSTRE1545388938 | NJSRRE1544566599 | Transition Incentive Program | Plainfield | 7063 | 10 | 3.45 | Residential | Yes | Behind the Meter | Behind the Meter |  | None | Sunrun Installation Services, Inc. | PSE&G | Eligible for TI Program | 2020-03-03 | 2020-03-05 | 2021-10-30 | LG Electronics | LG345N1C-V5 | Solar Panels |  | 0.345 | 10 | 139 | 40 |  | Fixed | Roof
NJSTRE1545388946 | NJSRRE1544553628 | Transition Incentive Program | Laurence Harbor | 8879 | 11 | 4.41 | Residential | No | Behind the Meter | Net-metered residential rooftop and canopy |  | None | Suntuity Solar LLC | JCP&L | Accepted | 2020-02-29 | 2020-03-04 | 2021-10-30 | Hanwha Solar | Q-Cells 315 Mono | Solar Panels |  | 0.315 | 2 | 138 | 26 |  | Fixed | Roof
NJSTRE1545388946 | NJSRRE1544553628 | Transition Incentive Program | Laurence Harbor | 8879 | 11 | 4.41 | Residential | No | Behind the Meter | Net-metered residential rooftop and canopy |  | None | Suntuity Solar LLC | JCP&L | Accepted | 2020-02-29 | 2020-03-04 | 2021-10-30 | Hanwha Solar | Q-Cells 315 Mono | Solar Panels |  | 0.315 | 3 | 228 | 26 |  | Fixed | Roof
NJSTRE1545388917 | NJSRRE1544866989 | Transition Incentive Program | Vineland | 8361 | 20 | 10.4 | Residential | Yes | Behind the Meter | Net-metered residential rooftop and canopy |  | None | Suntuity Solar LLC | Vineland Muni Electric | Accepted | 2020-04-21 | 2020-04-27 | 2021-10-30 | Hanwha Solar | Q-Cells 315 Mono | Solar Panels |  | 0.315 | 4 | 3 | 22 |  | Fixed | Roof
NJSTRE1545388922 | NJSRRE1544761197 | Transition Incentive Program | East Brunswick | 8816 | 11 | 12.42 | Residential | No | Behind the Meter | Behind the Meter |  | None | Sunrun Installation Services, Inc. | PSE&G | Eligible for TI Program | 2020-03-24 | 2020-03-27 | 2021-10-30 | LG Electronics | LG345N1C-V5 | Solar Panels |  | 0.345 | 5 | 123 | 34 |  | Fixed | Roof
NJSTRE1545388926 | NJSRRE1544565278 | Transition Incentive Program | Sicklerville | 8081 | 14 | 9.3 | Residential | Yes | Behind the Meter | Behind the Meter |  | None | Sunrun Installation Services, Inc. | AC Electric | Eligible for TI Program | 2020-03-02 | 2020-03-05 | 2021-10-30 | REC Solar | REC310TP2M | Solar Panels |  | 0.31 | 9 | 243 | 27 |  | Fixed | Roof
NJSTRE1545388926 | NJSRRE1544565278 | Transition Incentive Program | Sicklerville | 8081 | 14 | 9.3 | Residential | Yes | Behind the Meter | Behind the Meter |  | None | Sunrun Installation Services, Inc. | AC Electric | Eligible for TI Program | 2020-03-02 | 2020-03-05 | 2021-10-30 | REC Solar | REC310TP2M | Solar Panels |  | 0.31 | 5 | 63 | 18 |  | Fixed | Roof
NJSTRE1545388933 | NJSRRE1544737087 | Transition Incentive Program | Clinton | 8809 | 4 | 3.78 | Residential | Yes | Behind the Meter | Behind the Meter |  | None | Tesla Energy Operations | JCP&L | Eligible for TI Program | 2020-03-20 | 2020-03-25 | 2021-10-30 | Hanwha Q CELLS | Q.PEAK DUO BLK-G5/SC315 | Solar Panels |  | 0.315 | 12 | 141 | 40 |  | Fixed | Roof | Outside
NJSTRE1545388939 | NJSRRE1544820576 | Transition Incentive Program | SOUTH BRUNSWICK TWP | 8824 | 11 | 11.34 | Residential | No | Behind the Meter | Net-metered residential rooftop and canopy |  | None | Tesla Energy Operations Inc. | PSE&G | Accepted | 2020-04-10 | 2020-04-20 | 2021-10-30 | Hanwha Q CELLS | Q.PEAK DUO BLK-G5/SC315 | Solar Panels |  | 0.315 | 8 | 80 | 27 |  | Fixed | Roof
NJSTRE1545388939 | NJSRRE1544820576 | Transition Incentive Program | SOUTH BRUNSWICK TWP | 8824 | 11 | 11.34 | Residential | No | Behind the Meter | Net-metered residential rooftop and canopy |  | None | Tesla Energy Operations Inc. | PSE&G | Accepted | 2020-04-10 | 2020-04-20 | 2021-10-30 | Hanwha Q CELLS | Q.PEAK DUO BLK-G5/SC315 | Solar Panels |  | 0.315 | 13 | 260 | 27 |  | Fixed | Roof
NJSTRE1545388949 | NJSRRE1544565282 | Transition Incentive Program | Long Valley | 7853 | 3 | 29.28 | Residential | Yes | Behind the Meter | Behind the Meter |  | None | Sunrun Installation Services, Inc. | JCP&L | Eligible for TI Program | 2020-03-02 | 2020-03-05 | 2021-10-30 | LONGi Green Energy Technology Co Ltd | LR6-60HPB-305M | Solar Panels |  | 0.305 | 5 | 75 | 18 |  | Fixed | Roof
NJSTRE1545388949 | NJSRRE1544565282 | Transition Incentive Program | Long Valley | 7853 | 3 | 29.28 | Residential | Yes | Behind the Meter | Behind the Meter |  | None | Sunrun Installation Services, Inc. | JCP&L | Eligible for TI Program | 2020-03-02 | 2020-03-05 | 2021-10-30 | LONGi Green Energy Technology Co Ltd | LR6-60HPB-305M | Solar Panels |  | 0.305 | 12 | 344 | 18 |  | Fixed | Roof
NJSTRE1545388951 | NJSRRE1544626944 | Transition Incentive Program | Bogota | 7603 | 7 | 5.58 | Residential | Yes | Behind the Meter | Behind the Meter |  | None | Sunrun Installation Services, Inc. | PSE&G | Eligible for TI Program | 2020-03-11 | 2020-03-17 | 2021-10-30 | REC Solar | REC310TP2M | Solar Panels |  | 0.31 | 3 | 21 | 14 |  | Fixed | Roof
NJSTRE1545388952 | NJSRRE1544817647 | Transition Incentive Program | Egg Harbor TWP | 8234 | 19 | 8.32 | Residential | Yes | Behind the Meter | Net-metered residential rooftop and canopy |  | None | Whitman Construction, LLC | AC Electric | Accepted | 2020-04-09 | 2020-04-15 | 2021-10-30 | Trina Solar | TSM-320DD05H | Solar Panels |  | 0.32 | 6 | 291 | 22 |  | Fixed | Roof
NJSTRE1545388959 | NJSRRE1544768870 | Transition Incentive Program | Paterson | 7513 | 6 | 6.93 | Residential | No | Behind the Meter | Behind the Meter |  | None | Trinity Solar | PSE&G | Eligible for TI Program | 2020-03-27 | 2020-04-01 | 2021-10-30 | Hanwha | Q.PEAK DUO BLK-G5 315 | Solar Panels |  | 0.315 | 10 | 189 | 23 |  | Fixed | Roof
NJSTRE1545387390 | NJSRRE1543436670 | Transition Incentive Program | SOMERSET | 8873 | 5 | 14.18 | Residential | Yes | Behind the Meter | Net-metered residential rooftop and canopy |  | None | Vivint Solar Developer, LLC | PSE&G | Final As-Built Received | 2019-11-25 | 2019-11-26 | 2021-10-30 | HANWHA SOLAR | Q.PEAK BLK-G5 315 | Solar Panels |  | 0.315 | 6 | 220 | 16 |  | Fixed | Roof
NJSTRE1545387393 | NJSRRE1543821191 | Transition Incentive Program | Lakewood | 8701 | 18 | 13.64 | Residential | No | Behind the Meter | Net-metered residential rooftop and canopy |  | None | Powerlutions | JCP&L | Accepted |  | 2019-12-31 | 2021-10-30 | Trina | TSM-310 DD05A | Solar Panels |  | 0.31 | 14 | 297 | 18 |  | Fixed | Roof
NJSTRE1545387412 | NJSRRE1544311134 | Transition Incentive Program | Elizabeth | 7202 | 10 | 5.56 | Residential | No | Behind the Meter | Net-metered residential rooftop and canopy |  | None | SunPower Corporation, Systems | PSE&G | Accepted | 2020-01-28 | 2020-01-30 | 2021-10-30 | SUNPOWER | SPR-E20-327-E-AC | Solar Panels |  | 0.327 | 3 | 43 | 37 |  | Fixed | Roof
NJSTRE1545387413 | NJSRRE1544215678 | Transition Incentive Program | ELMWOOD PARK | 7407 | 7 | 12.29 | Residential | No | Behind the Meter | Net-metered residential rooftop and canopy |  | None | Vivint Solar Developer, LLC | PSE&G | Accepted | 2020-01-23 | 2020-01-28 | 2021-10-30 | Hanwha Solar | Q.PEAK BLK-G5 315 | Solar Panels |  | 0.315 | 2 | 161 | 16 |  | Fixed | Roof
NJSTRE1545387418 | NJSRRE1543436808 | Transition Incentive Program | BEVERLY | 8010 | 13 | 9.14 | Residential | Yes | Behind the Meter | Net-metered residential rooftop and canopy |  | None | Vivint Solar Developer, LLC | PSE&G | Accepted | 2019-11-25 | 2019-11-26 | 2021-10-30 | HANWHA SOLAR | Q.PEAK BLK-G5 315 | Solar Panels |  | 0.315 | 4 | 296 | 15 |  | Fixed | Roof
NJSTRE1545387424 | NJSRRE1543966508 | Transition Incentive Program | Teaneck | 7666 | 7 | 3.78 | Residential | Yes | Behind the Meter | Behind the Meter |  | None | Trinity Solar | PSE&G | Eligible for TI Program | 2020-01-06 | 2020-01-08 | 2021-10-30 | HANWHA | Q.PEAK DUO BLK-G5 315 | Solar Panels |  | 0.315 | 12 | 205 | 28 |  | Fixed | Roof
NJSTRE1545387429 | NJSRRE1544465813 | Transition Incentive Program | SOMERSET | 8873 | 5 | 11.52 | Residential | Yes | Behind the Meter | Net-metered residential rooftop and canopy |  | None | Vivint Solar Developer, LLC | PSE&G | Accepted | 2020-02-17 | 2020-02-19 | 2021-10-30 | Jinko Solar | JKM320M-60HBL | Solar Panels |  | 0.32 | 12 | 143 | 13 |  | Fixed | Roof
NJSTRE1545387431 | NJSRRE1544523931 | Transition Incentive Program | Marlboro | 7746 | 17 | 9.38 | Residential | No | Behind the Meter | Behind the Meter |  | None | Green Power Energy | JCP&L | Eligible for TI Program | 2020-02-24 | 2020-02-26 | 2021-10-30 | Hanwha | Q.PEAK DUO BLK-G6 335 | Solar Panels |  | 0.335 | 3 | 163 | 30 |  | Fixed | Roof
NJSTRE1545387432 | NJSRRE1544202224 | Transition Incentive Program | HILLSBOROUGH | 8844 | 5 | 11.9 | Residential | No | Behind the Meter | Behind the Meter |  | None | Infinity Solar Systems | PSE&G | Eligible for TI Program | 2020-01-21 | 2020-01-24 | 2021-10-30 | LG | LG350N1C-V5 | Solar Panels |  | 0.35 | 32 | 193 | 30 |  | Fixed | Roof
NJSTRE1545387440 | NJSRRE1543498256 | Transition Incentive Program | Teaneck | 7666 | 7 | 8.7 | Residential | Yes | Behind the Meter | Behind the Meter |  | None | Sunrun Installation Services, Inc. | PSE&G | Eligible for TI Program | 2019-12-06 | 2019-12-10 | 2021-10-30 | REC Solar | REC290TP2 BLK | Solar Panels |  | 0.29 | 15 | 116 | 30 |  | Fixed | Roof
NJSTRE1545387442 | NJSRRE1543820287 | Transition Incentive Program | Keyport | 7735 | 17 | 10.4 | Residential | Yes | Behind the Meter | Net-metered residential rooftop and canopy |  | None | Vivint Solar Developer, LLC | JCP&L | Accepted | 2019-12-26 | 2019-12-31 | 2021-10-30 | HANWHA SOLAR | Q.PEAK BLK-G5 315 | Solar Panels |  | 0.315 | 17 | 209 | 35 |  | Fixed | Roof
NJSTRE1545387445 | NJSRRE1544536273 | Transition Incentive Program | Ridgefield Park | 7660 | 7 | 5.36 | Residential | Yes | Behind the Meter | Behind the Meter |  | None | Trinity Solar | PSE&G | Eligible for TI Program | 2020-02-25 | 2020-02-27 | 2021-10-30 | Hanwha | Q.PEAK DUO BLK-G5 315 | Solar Panels |  | 0.315 | 3 | 103 | 34 |  | Fixed | Roof
NJSTRE1545387449 | NJSRRE1544436690 | Transition Incentive Program | LONG BRANCH | 7740 | 17 | 6.4 | Residential | Yes | Behind the Meter | Net-metered residential rooftop and canopy |  | None | Vivint Solar Developer, LLC | JCP&L | Accepted | 2020-02-12 | 2020-02-17 | 2021-10-30 | JINKO SOLAR | JKM320M-60HBL | Solar Panels |  | 0.32 | 12 | 172 | 27 |  | Fixed | Roof
NJSTRE1545388898 | NJSRRE1544708924 | Transition Incentive Program | PISCATAWAY | 8854 | 11 | 3.52 | Residential | Yes | Behind the Meter | Net-metered residential rooftop and canopy |  | None | Vivint Solar Developer, LLC | PSE&G | Accepted | 2020-03-19 | 2020-03-20 | 2021-10-30 | Jinko Solar | JKM320M-60HBL | Solar Panels |  | 0.32 | 11 | 50 | 19 |  | Fixed | Roof
NJSTRE1545388902 | NJSRRE1544760181 | Transition Incentive Program | Belleville | 7109 | 9 | 6.46 | Residential | Yes | Behind the Meter | Net-metered residential rooftop and canopy |  | None | Trinity Solar | PSE&G | Final As-Built Received | 2020-03-24 | 2020-03-26 | 2021-10-30 | Hanwha 340 | Q.PEAK DUO BLK-G6 340 | Solar Panels |  | 0.34 | 8 | 292 | 29 |  | Fixed | Roof
NJSTRE1545388907 | NJSRRE1544801984 | Transition Incentive Program | Ocean View | 8230 | 21 | 6.87 | Residential | No | Behind the Meter | Net-metered residential rooftop and canopy |  | None | SunPower Capital, LLC | AC Electric | Accepted | 2020-04-06 | 2020-04-09 | 2021-10-30 | SunPower | SPR-E20-327-C-AC | Solar Panels |  | 0.327 | 12 | 118 | 20 |  | Fixed | Roof
NJSTRE1545388912 | NJSRRE1544773290 | Transition Incentive Program | TRENTON | 8690 | 12 | 8 | Residential | Yes | Behind the Meter | Net-metered residential rooftop and canopy |  | None | Vivint Solar Developer, LLC | PSE&G | Accepted | 2020-03-30 | 2020-04-09 | 2021-10-30 | JINKO SOLAR | JKM320M-60HBL | Solar Panels |  | 0.32 | 9 | 69 | 37 |  | Fixed | Roof
NJSTRE1545388912 | NJSRRE1544773290 | Transition Incentive Program | TRENTON | 8690 | 12 | 8 | Residential | Yes | Behind the Meter | Net-metered residential rooftop and canopy |  | None | Vivint Solar Developer, LLC | PSE&G | Accepted | 2020-03-30 | 2020-04-09 | 2021-10-30 | JINKO SOLAR | JKM320M-60HBL | Solar Panels |  | 0.32 | 9 | 249 | 17 |  | Fixed | Roof
NJSTRE1545388916 | NJSRRE1544838563 | Transition Incentive Program | Lyndhurst | 7071 | 7 | 5.58 | Residential | Yes | Behind the Meter | Behind the Meter |  | None | Sunrun Installation Services, Inc. | PSE&G | Eligible for TI Program | 2020-04-14 | 2020-04-21 | 2021-10-30 | REC Solar | REC310TP2M | Solar Panels |  | 0.31 | 9 | 307 | 30 |  | Fixed | Roof
NJSTRE1545388917 | NJSRRE1544866989 | Transition Incentive Program | Vineland | 8361 | 20 | 10.4 | Residential | Yes | Behind the Meter | Net-metered residential rooftop and canopy |  | None | Suntuity Solar LLC | Vineland Muni Electric | Accepted | 2020-04-21 | 2020-04-27 | 2021-10-30 | Hanwha Solar | Q-Cells 315 Mono | Solar Panels |  | 0.315 | 10 | 93 | 22 |  | Fixed | Roof
NJSTRE1545388922 | NJSRRE1544761197 | Transition Incentive Program | East Brunswick | 8816 | 11 | 12.42 | Residential | No | Behind the Meter | Behind the Meter |  | None | Sunrun Installation Services, Inc. | PSE&G | Eligible for TI Program | 2020-03-24 | 2020-03-27 | 2021-10-30 | LG Electronics | LG345N1C-V5 | Solar Panels |  | 0.345 | 3 | 303 | 34 |  | Fixed | Roof
NJSTRE1545388922 | NJSRRE1544761197 | Transition Incentive Program | East Brunswick | 8816 | 11 | 12.42 | Residential | No | Behind the Meter | Behind the Meter |  | None | Sunrun Installation Services, Inc. | PSE&G | Eligible for TI Program | 2020-03-24 | 2020-03-27 | 2021-10-30 | LG Electronics | LG345N1C-V5 | Solar Panels |  | 0.345 | 28 | 123 | 27 |  | Fixed | Roof
NJSTRE1545388926 | NJSRRE1544565278 | Transition Incentive Program | Sicklerville | 8081 | 14 | 9.3 | Residential | Yes | Behind the Meter | Behind the Meter |  | None | Sunrun Installation Services, Inc. | AC Electric | Eligible for TI Program | 2020-03-02 | 2020-03-05 | 2021-10-30 | REC Solar | REC310TP2M | Solar Panels |  | 0.31 | 3 | 155 | 40 |  | Fixed | Roof
NJSTRE1545388939 | NJSRRE1544820576 | Transition Incentive Program | SOUTH BRUNSWICK TWP | 8824 | 11 | 11.34 | Residential | No | Behind the Meter | Net-metered residential rooftop and canopy |  | None | Tesla Energy Operations Inc. | PSE&G | Accepted | 2020-04-10 | 2020-04-20 | 2021-10-30 | Hanwha Q CELLS | Q.PEAK DUO BLK-G5/SC315 | Solar Panels |  | 0.315 | 4 | 260 | 27 |  | Fixed | Roof
NJSTRE1545388939 | NJSRRE1544820576 | Transition Incentive Program | SOUTH BRUNSWICK TWP | 8824 | 11 | 11.34 | Residential | No | Behind the Meter | Net-metered residential rooftop and canopy |  | None | Tesla Energy Operations Inc. | PSE&G | Accepted | 2020-04-10 | 2020-04-20 | 2021-10-30 | Hanwha Q CELLS | Q.PEAK DUO BLK-G5/SC315 | Solar Panels |  | 0.315 | 11 | 80 | 27 |  | Fixed | Roof
NJSTRE1545388879 | NJSRRE1544865047 | Transition Incentive Program | Northfield | 8225 | 19 | 7.44 | Residential | Yes | Behind the Meter | Behind the Meter |  | None | Sunrun Installation Services, Inc. | AC Electric | Eligible for TI Program | 2020-04-20 | 2020-04-24 | 2021-10-30 | REC Solar | REC310TP2M | Solar Panels |  | 0.31 | 2 | 43 | 29 |  | Fixed | Roof
NJSTRE1545388886 | NJSRRE1544623203 | Transition Incentive Program | WESTFIELD TOWN | 7090 | 10 | 11.34 | Residential | No | Behind the Meter | Behind the Meter |  | None | Tesla Energy Operations Inc. | PSE&G | Eligible for TI Program | 2020-03-10 | 2020-03-12 | 2021-10-30 | Hanwha Q CELLS | Q.PEAK DUO BLK-G5/SC315 | Solar Panels |  | 0.315 | 6 | 217 | 30 |  | Fixed | Roof
NJSTRE1545388894 | NJSRRE1544905112 | Transition Incentive Program | Cherry Hill | 8003 | 14 | 17.71 | Commercial | No | Behind the Meter | Net-metered non-residential rooftop and canopy |  | None | Ameresco | PSE&G | Accepted |  | 2020-04-30 | 2021-10-30 | JA | JAM72S09 385/PR | Solar Panels |  | 0.385 | 46 | 161/251/71 | 18.4 |  | Fixed | Roof
NJSTRE1545388900 | NJSRRE1544719327 | Transition Incentive Program | Harrison | 7029 | 8 | 6.12 | Residential | Yes | Behind the Meter | Net-metered residential rooftop and canopy |  | None | Trinity Solar | PSE&G | Final As-Built Received |  | 2020-03-23 | 2021-10-30 | HANWHA | Q.PEAK DUO BLK-G6 340 | Solar Panels |  | 0.34 | 8 | 169 | 32 |  | Fixed | Roof
NJSTRE1545388904 | NJSRRE1544586112 | Transition Incentive Program | Whitehouse | 8888 | 4 | 61.99 | Residential | No | Behind the Meter | Net-metered residential rooftop and canopy |  | None | Green Power Energy | JCP&L | Accepted | 2020-03-04 | 2020-03-06 | 2021-10-30 | Axitec | AC-385MH/144S | Solar Panels |  | 0.385 | 161 | 195 | 20 |  | Fixed | Roof
NJSTRE1545388909 | NJSRRE1544836500 | Transition Incentive Program | ROSELLE | 7203 | 10 | 8.32 | Residential | Yes | Behind the Meter | Net-metered residential rooftop and canopy |  | None | Vivint Solar Developer, LLC | PSE&G | Accepted | 2020-04-13 | 2020-04-21 | 2021-10-30 | JINKO SOLAR | JKM320M-60HBL | Solar Panels |  | 0.32 | 3 | 134 | 24 |  | Fixed | Roof
NJSTRE1545388914 | NJSRRE1544762498 | Transition Incentive Program | CRANFORD | 7016 | 10 | 16.32 | Residential | Yes | Behind the Meter | Net-metered residential rooftop and canopy |  | None | Vivint Solar Developer, LLC | PSE&G | Accepted | 2020-03-26 | 2020-03-30 | 2021-10-30 | Jinko Solar | JKM320M-60HBL | Solar Panels |  | 0.32 | 15 | 218 | 24 |  | Fixed | Roof
NJSTRE1545388924 | NJSRRE1544623734 | Transition Incentive Program | Morristown | 7960 | 3 | 6.4 | Residential | Yes | Behind the Meter | Net-metered residential rooftop and canopy |  | None | Vivint Solar Developer, LLC | JCP&L | Accepted | 2020-03-10 | 2020-03-13 | 2021-10-30 | Jinko Solar | JKM320M-60HBL | Solar Panels |  | 0.32 | 8 | 24 | 31 |  | Fixed | Roof
NJSTRE1545388929 | NJSRRE1544734737 | Transition Incentive Program | Bridgewater | 8807 | 5 | 11.2 | Residential | Yes | Behind the Meter | Net-metered residential rooftop and canopy |  | None | Vivint Solar Developer, LLC | PSE&G | Accepted | 2020-03-21 | 2020-03-24 | 2021-10-30 | Jinko Solar | JKM320M-60HBL | Solar Panels |  | 0.32 | 19 | 279 | 23 |  | Fixed | Roof
NJSTRE1545388935 | NJSRRE1544680116 | Transition Incentive Program | Lyndhurst | 7071 | 7 | 16.25 | Residential | No | Behind the Meter | Net-metered residential rooftop and canopy |  | PSEG | Maier Solar Engineering dba Solar Me | PSE&G | Accepted | 2020-03-13 | 2020-04-17 | 2021-10-30 | Tesla | SC325 | Solar Panels |  | 0.325 | 21 | 217 | 5 |  | Fixed | Roof
NJSTRE1545388940 | NJSRRE1544617494 | Transition Incentive Program | Colonia | 7067 | 10 | 11.52 | Residential | Yes | Behind the Meter | Net-metered residential rooftop and canopy |  | None | Vivint Solar Developer, LLC | PSE&G | Accepted | 2020-03-09 | 2020-03-11 | 2021-10-30 | JINKO SOLAR | JKM320M-60HBL | Solar Panels |  | 0.32 | 11 | 112 | 24 |  | Fixed | Roof
NJSTRE1545388946 | NJSRRE1544553628 | Transition Incentive Program | Laurence Harbor | 8879 | 11 | 4.41 | Residential | No | Behind the Meter | Net-metered residential rooftop and canopy |  | None | Suntuity Solar LLC | JCP&L | Accepted | 2020-02-29 | 2020-03-04 | 2021-10-30 | Hanwha Solar | Q-Cells 315 Mono | Solar Panels |  | 0.315 | 7 | 48 | 26 |  | Fixed | Roof
NJSTRE1545387451 | NJSRRE1544308376 | Transition Incentive Program | BRICK | 8723 | 18 | 9.14 | Residential | Yes | Behind the Meter | Net-metered residential rooftop and canopy |  | None | Vivint Solar Developer, LLC | JCP&L | Accepted | 2020-01-27 | 2020-01-29 | 2021-10-30 | Hanwha Solar | Q.PEAK BLK-G5 315 | Solar Panels |  | 0.315 | 29 | 211 | 20 |  | Fixed | Roof
NJSTRE1545387457 | NJSRRE1544468848 | Transition Incentive Program | Dayton | 8810 | 11 | 9.38 | Residential | No | Behind the Meter | Net-metered residential rooftop and canopy |  | PSEG | Maier Solar Engineering dba Solar Me | PSE&G | Accepted | 2020-02-18 | 2020-02-20 | 2021-10-30 | LG | LG335N1K-V5 | Solar Panels |  | 0.335 | 2 | 154 | 43 |  | Fixed | Roof
NJSTRE1545387460 | NJSRRE1544348655 | Transition Incentive Program | Bradley Beach | 7720 | 17 | 9.3 | Residential | Yes | Behind the Meter | Behind the Meter |  | None | Sunrun Installation Services, Inc. | JCP&L | Eligible for TI Program | 2020-02-03 | 2020-02-06 | 2021-10-30 | REC Solar | REC310TP2M | Solar Panels |  | 0.31 | 7 | 202 | 9 |  | Fixed | Roof
NJSTRE1545387462 | NJSRRE1543421479 | Transition Incentive Program | CINNAMINSON | 8077 | 13 | 11.97 | Residential | Yes | Behind the Meter | Net-metered residential rooftop and canopy |  | None | Vivint Solar Developer, LLC | PSE&G | Accepted | 2019-11-19 | 2019-11-21 | 2021-10-30 | HANWHA SOLAR | Q.PEAK BLK-G5 315 | Solar Panels |  | 0.315 | 18 | 338 | 18 |  | Fixed | Roof
NJSTRE1545387465 | NJSRRE1543827066 | Transition Incentive Program | Kinnelon | 7405 | 3 | 23.4 | Residential | No | Behind the Meter | Behind the Meter |  | None | Green Power Energy | Butler | Eligible for TI Program | 2019-12-30 | 2020-01-03 | 2021-10-30 | S-Energy | SN360M-10 | Solar Panels |  | 0.36 | 3 | 76 | 27 |  | Fixed | Roof
NJSTRE1545387467 | NJSRRE1543478514 | Transition Incentive Program | Rutherford | 7070 | 7 | 5.87 | Residential | No | Behind the Meter | Net-metered residential rooftop and canopy |  | None | Pro Custom Solar dba Momentum Solar | PSE&G | Accepted |  | 2019-12-18 | 2021-10-30 | LG ELECTRONICS | LG 345N1C-V5 | Solar Panels |  | 0.345 | 8 | 217 | 18 |  | Fixed | Roof
NJSTRE1545387469 | NJSRRE1544419861 | Transition Incentive Program | Barnegat | 8005 | 18 | 12.16 | Residential | Yes | Behind the Meter | Net-metered residential rooftop and canopy |  | None | Vivint Solar Developer, LLC | JCP&L | Accepted | 2020-02-07 | 2020-02-12 | 2021-10-30 | JINKO SOLAR | JKM320M-60HBL | Solar Panels |  | 0.32 | 15 | 16 | 19 |  | Fixed | Roof
NJSTRE1545387472 | NJSRRE1544348726 | Transition Incentive Program | CLIFTON CITY | 7011 | 6 | 8.68 | Residential | Yes | Behind the Meter | Behind the Meter |  | None | Sunrun Installation Services, Inc. | PSE&G | Eligible for TI Program | 2020-02-03 | 2020-02-06 | 2021-10-30 | REC Solar | REC310TP2M | Solar Panels |  | 0.31 | 11 | 165 | 9 |  | Fixed | Roof
NJSTRE1545387476 | NJSRRE1543477381 | Transition Incentive Program | Succasunna | 7876 | 3 | 11.39 | Residential | Yes | Behind the Meter | Behind the Meter |  | None | Pro Custom Solar dba Momentum Solar | JCP&L | Eligible for TI Program | 2019-12-04 | 2019-12-06 | 2021-10-30 | LG Electronics | LG 345N1C-V5 | Solar Panels |  | 0.345 | 12 | 160 | 19 |  | Fixed | Roof
NJSTRE1545387478 | NJSRRE1543974475 | Transition Incentive Program | JACKSON | 8527 | 18 | 13.86 | Residential | Yes | Behind the Meter | Net-metered residential rooftop and canopy |  | None | Vivint Solar Developer, LLC | JCP&L | Accepted | 2020-01-06 | 2020-01-08 | 2021-10-30 | HANWHA SOLAR | Q.PEAK BLK-G5 315 | Solar Panels |  | 0.315 | 5 | 300 | 31 |  | Fixed | Roof
NJSTRE1545387480 | NJSRRE1544192800 | Transition Incentive Program | Pleasantville | 8232 | 19 | 12.06 | Residential | No | Behind the Meter | Net-metered residential rooftop and canopy |  | None | Castle Energy, LLC | AC Electric | Accepted |  | 2020-01-22 | 2021-10-30 | LG Electronics | LG335N1C-V5 | Solar Panels |  | 0.335 | 14 | 294 | 10 |  | Fixed | Roof
NJSTRE1545387483 | NJSRRE1544309011 | Transition Incentive Program | Pennsauken | 8109 | 14 | 7.25 | Residential | No | Behind the Meter | Net-metered residential rooftop and canopy |  | None | Vivint Solar Developer, LLC | PSE&G | Accepted | 2020-01-27 | 2020-02-03 | 2021-10-30 | LG | LG315N1K-V5 | Solar Panels |  | 0.315 | 15 | 125 | 28 |  | Fixed | Roof
NJSTRE1545387487 | NJSRRE1543422217 | Transition Incentive Program | CHERRY HILL | 8002 | 14 | 14.81 | Residential | Yes | Behind the Meter | Net-metered residential rooftop and canopy |  | None | Vivint Solar Developer, LLC | PSE&G | Accepted | 2019-11-20 | 2019-11-22 | 2021-10-30 | Hanwha | Q.PEAK BLK-G5 315 | Solar Panels |  | 0.315 | 15 | 309 | 26 |  | Fixed | Roof
NJSTRE1545388947 | NJSRRE1544903578 | Transition Incentive Program | Roselle | 7203 | 10 | 9.6 | Residential | Yes | Behind the Meter | Behind the Meter |  | None | Steve Whitman LLC | PSE&G | Eligible for TI Program | 2020-04-27 | 2020-04-30 | 2021-10-30 | Hanwha Q-Cells | Q.PEAK DUO-G5 320 | Solar Panels |  | 0.32 | 30 | 111201111 | 20 |  | Fixed | Roof
NJSTRE1545388950 | NJSRRE1544775189 | Transition Incentive Program | Roselle | 7203 | 10 | 8.91 | Residential | No | Behind the Meter | Net-metered residential rooftop and canopy |  | None | Whitman Construction, LLC | PSE&G | Accepted | 2020-03-31 | 2020-04-09 | 2021-10-30 | Panasonic | VBHN330SA17 | Solar Panels |  | 0.33 | 2 | 259 | 21 |  | Fixed | Roof
NJSTRE1545388950 | NJSRRE1544775189 | Transition Incentive Program | Roselle | 7203 | 10 | 8.91 | Residential | No | Behind the Meter | Net-metered residential rooftop and canopy |  | None | Whitman Construction, LLC | PSE&G | Accepted | 2020-03-31 | 2020-04-09 | 2021-10-30 | Panasonic | VBHN330SA17 | Solar Panels |  | 0.33 | 15 | 79 | 45 |  | Fixed | Roof
NJSTRE1545388956 | NJSRRE1544820423 | Transition Incentive Program | LAWRENCE TOWNSHIP | 8648 | 12 | 3.84 | Residential | Yes | Behind the Meter | Net-metered residential rooftop and canopy |  | None | Vivint Solar Developer, LLC | PSE&G | Accepted | 2020-04-10 | 2020-04-20 | 2021-10-30 | JINKO SOLAR | JKM320M-60HBL | Solar Panels |  | 0.32 | 7 | 212 | 29 |  | Fixed | Roof
NJSTRE1545388962 | NJSRRE1544766544 | Transition Incentive Program | Sewell | 8080 | 15 | 12.48 | Residential | No | Behind the Meter | Net-metered residential rooftop and canopy |  | None | Whitman Construction, LLC | AC Electric | Final As-Built Received | 2020-03-26 | 2020-04-15 | 2021-10-30 | Trina Solar | TSM-320DD05H | Solar Panels |  | 0.32 | 9 | 231 | 20 |  | Fixed | Roof
NJSTRE1545388962 | NJSRRE1544766544 | Transition Incentive Program | Sewell | 8080 | 15 | 12.48 | Residential | No | Behind the Meter | Net-metered residential rooftop and canopy |  | None | Whitman Construction, LLC | AC Electric | Final As-Built Received | 2020-03-26 | 2020-04-15 | 2021-10-30 | Trina Solar | TSM-320DD05H | Solar Panels |  | 0.32 | 6 | 51 | 20 |  | Fixed | Roof
NJSTRE1545388973 | NJSRRE1544802363 | Transition Incentive Program | Vineland | 8361 | 20 | 5.44 | Residential | Yes | Behind the Meter | Net-metered residential rooftop and canopy |  | None | Trinity Solar | Vineland Muni Electric | Final As-Built Received |  | 2020-04-10 | 2021-10-30 | Hanwha | Q.PEAK DUO BLK-G5 320 | Solar Panels |  | 0.32 | 17 | 184 | 23 |  | Fixed | Roof
NJSTRE1545388977 | NJSRRE1544623707 | Transition Incentive Program | Fair Lawn Boro | 7410 | 7 | 11.34 | Residential | No | Behind the Meter | Net-metered residential rooftop and canopy |  | None | Tesla Energy Operations Inc. | PSE&G | Final As-Built Received | 2020-03-10 | 2020-03-13 | 2021-10-30 | Hanwha Q CELLS | Q.PEAK DUO BLK-G5/SC315 | Solar Panels |  | 0.315 | 2 | 341 | 23 |  | Fixed | Roof
NJSTRE1545388978 | NJSRRE1544760189 | Transition Incentive Program | Bridgeton | 8302 | 20 | 9.6 | Residential | Yes | Behind the Meter | Behind the Meter |  | None | Skyline Solar, LLC | AC Electric | Eligible for TI Program | 2020-03-24 | 2020-03-26 | 2021-10-30 | Hanwha Q-Cells | Q.PEAK DUO-G5 320 | Solar Panels |  | 0.32 | 30 | 146237 | 32 |  | Fixed | Roof
NJSTRE1545388983 | NJSRRE1544777744 | Transition Incentive Program | Egg Harbor Township | 8234 | 19 | 20.77 | Residential | Yes | Behind the Meter | Behind the Meter |  | None | Sunrun Installation Services, Inc. | AC Electric | Eligible for TI Program | 2020-04-01 | 2020-04-09 | 2021-10-30 | REC Solar | REC310TP2M | Solar Panels |  | 0.31 | 11 | 228 | 34 |  | Fixed | Roof
NJSTRE1545388993 | NJSRRE1544582482 | Transition Incentive Program | Wildwood | 8260 | 21 | 10.39 | Residential | Yes | Behind the Meter | Behind the Meter |  | None | Pro Custom Solar dba Momentum Solar | AC Electric | Eligible for TI Program | 2020-03-03 | 2020-03-06 | 2021-10-30 | Hanwha | Q.Peak DUO BLK-G6+ 335 | Solar Panels |  | 0.335 | 10 | 136 | 29 |  | Fixed | Roof
NJSTRE1545388993 | NJSRRE1544582482 | Transition Incentive Program | Wildwood | 8260 | 21 | 10.39 | Residential | Yes | Behind the Meter | Behind the Meter |  | None | Pro Custom Solar dba Momentum Solar | AC Electric | Eligible for TI Program | 2020-03-03 | 2020-03-06 | 2021-10-30 | Hanwha | Q.Peak DUO BLK-G6+ 335 | Solar Panels |  | 0.335 | 21 | 316 | 29 |  | Fixed | Roof
NJSTRE1545388900 | NJSRRE1544719327 | Transition Incentive Program | Harrison | 7029 | 8 | 6.12 | Residential | Yes | Behind the Meter | Net-metered residential rooftop and canopy |  | None | Trinity Solar | PSE&G | Final As-Built Received |  | 2020-03-23 | 2021-10-30 | HANWHA | Q.PEAK DUO BLK-G6 340 | Solar Panels |  | 0.34 | 6 | 259 | 12 |  | Fixed | Roof
NJSTRE1545388900 | NJSRRE1544719327 | Transition Incentive Program | Harrison | 7029 | 8 | 6.12 | Residential | Yes | Behind the Meter | Net-metered residential rooftop and canopy |  | None | Trinity Solar | PSE&G | Final As-Built Received |  | 2020-03-23 | 2021-10-30 | HANWHA | Q.PEAK DUO BLK-G6 340 | Solar Panels |  | 0.34 | 4 | 259 | 7 |  | Fixed | Roof
NJSTRE1545388905 | NJSRRE1544796029 | Transition Incentive Program | Sicklerville | 8081 | 14 | 7.71 | Residential | No | Behind the Meter | Net-metered residential rooftop and canopy |  | None | Green Power Energy | AC Electric | Accepted | 2020-04-03 | 2020-04-09 | 2021-10-30 | LG Electronics | LG335N1K-V5 | Solar Panels |  | 0.335 | 23 | 215 | 36 |  | Fixed | Roof
NJSTRE1545388909 | NJSRRE1544836500 | Transition Incentive Program | ROSELLE | 7203 | 10 | 8.32 | Residential | Yes | Behind the Meter | Net-metered residential rooftop and canopy |  | None | Vivint Solar Developer, LLC | PSE&G | Accepted | 2020-04-13 | 2020-04-21 | 2021-10-30 | JINKO SOLAR | JKM320M-60HBL | Solar Panels |  | 0.32 | 15 | 314 | 2 |  | Fixed | Roof
NJSTRE1545388909 | NJSRRE1544836500 | Transition Incentive Program | ROSELLE | 7203 | 10 | 8.32 | Residential | Yes | Behind the Meter | Net-metered residential rooftop and canopy |  | None | Vivint Solar Developer, LLC | PSE&G | Accepted | 2020-04-13 | 2020-04-21 | 2021-10-30 | JINKO SOLAR | JKM320M-60HBL | Solar Panels |  | 0.32 | 8 | 44 | 40 |  | Fixed | Roof
NJSTRE1545388910 | NJSRRE1544759054 | Transition Incentive Program | ISELIN | 8830 | 11 | 5.44 | Residential | Yes | Behind the Meter | Net-metered residential rooftop and canopy |  | None | Vivint Solar Developer, LLC | PSE&G | Accepted | 2020-03-23 | 2020-03-26 | 2021-10-30 | JINKO SOLAR | JKM320M-60HBL | Solar Panels |  | 0.32 | 17 | 209 | 37 |  | Fixed | Roof
NJSTRE1545388914 | NJSRRE1544762498 | Transition Incentive Program | CRANFORD | 7016 | 10 | 16.32 | Residential | Yes | Behind the Meter | Net-metered residential rooftop and canopy |  | None | Vivint Solar Developer, LLC | PSE&G | Accepted | 2020-03-26 | 2020-03-30 | 2021-10-30 | Jinko Solar | JKM320M-60HBL | Solar Panels |  | 0.32 | 3 | 38 | 24 |  | Fixed | Roof
NJSTRE1545388914 | NJSRRE1544762498 | Transition Incentive Program | CRANFORD | 7016 | 10 | 16.32 | Residential | Yes | Behind the Meter | Net-metered residential rooftop and canopy |  | None | Vivint Solar Developer, LLC | PSE&G | Accepted | 2020-03-26 | 2020-03-30 | 2021-10-30 | Jinko Solar | JKM320M-60HBL | Solar Panels |  | 0.32 | 9 | 308 | 24 |  | Fixed | Roof
NJSTRE1545388920 | NJSRRE1544903642 | Transition Incentive Program | Sewell | 8080 | 15 | 8.5 | Residential | No | Behind the Meter | Net-metered residential rooftop and canopy |  | None | Trinity Solar | AC Electric | Accepted | 2020-04-27 | 2020-04-30 | 2021-10-30 | Hanwha | Q.PEAK DUO BLK-G6 340 | Solar Panels |  | 0.34 | 20 | 140 | 43 |  | Fixed | Roof
NJSTRE1545388924 | NJSRRE1544623734 | Transition Incentive Program | Morristown | 7960 | 3 | 6.4 | Residential | Yes | Behind the Meter | Net-metered residential rooftop and canopy |  | None | Vivint Solar Developer, LLC | JCP&L | Accepted | 2020-03-10 | 2020-03-13 | 2021-10-30 | Jinko Solar | JKM320M-60HBL | Solar Panels |  | 0.32 | 12 | 204 | 31 |  | Fixed | Roof
NJSTRE1545388925 | NJSRRE1544816594 | Transition Incentive Program | BRICK | 8723 | 18 | 7.32 | Residential | No | Behind the Meter | Net-metered residential ground mount |  | None | Infinity Solar Systems | JCP&L | Final As-Built Received |  | 2020-04-15 | 2021-10-30 | TRINA | TSM-305DD05A.05(II) | Solar Panels |  | 0.305 | 10 | 218 | 40 |  | Fixed | Roof
NJSTRE1545388929 | NJSRRE1544734737 | Transition Incentive Program | Bridgewater | 8807 | 5 | 11.2 | Residential | Yes | Behind the Meter | Net-metered residential rooftop and canopy |  | None | Vivint Solar Developer, LLC | PSE&G | Accepted | 2020-03-21 | 2020-03-24 | 2021-10-30 | Jinko Solar | JKM320M-60HBL | Solar Panels |  | 0.32 | 4 | 189 | 23 |  | Fixed | Roof
NJSTRE1545388929 | NJSRRE1544734737 | Transition Incentive Program | Bridgewater | 8807 | 5 | 11.2 | Residential | Yes | Behind the Meter | Net-metered residential rooftop and canopy |  | None | Vivint Solar Developer, LLC | PSE&G | Accepted | 2020-03-21 | 2020-03-24 | 2021-10-30 | Jinko Solar | JKM320M-60HBL | Solar Panels |  | 0.32 | 12 | 99 | 23 |  | Fixed | Roof
NJSTRE1545388908 | NJSRRE1544765141 | Transition Incentive Program | SEWELL | 8080 | 15 | 7.04 | Residential | Yes | Behind the Meter | Net-metered residential rooftop and canopy |  | None | Vivint Solar Developer, LLC | AC Electric | Accepted | 2020-03-26 | 2020-03-30 | 2021-10-30 | Jinko Solar | JKM320M-60HBL | Solar Panels |  | 0.32 | 4 | 168 | 21 |  | Fixed | Roof
NJSTRE1545388915 | NJSRRE1544796026 | Transition Incentive Program | MILLTOWN | 8850 | 11 | 6.65 | Residential | No | Behind the Meter | Behind the Meter |  | None | Infinity Solar Systems | Milltown | Eligible for TI Program | 2020-04-03 | 2020-04-09 | 2021-10-30 | LG | LG350N1C-V5 | Solar Panels |  | 0.35 | 9 | 142 | 33 |  | Fixed | Roof
NJSTRE1545388926 | NJSRRE1544565278 | Transition Incentive Program | Sicklerville | 8081 | 14 | 9.3 | Residential | Yes | Behind the Meter | Behind the Meter |  | None | Sunrun Installation Services, Inc. | AC Electric | Eligible for TI Program | 2020-03-02 | 2020-03-05 | 2021-10-30 | REC Solar | REC310TP2M | Solar Panels |  | 0.31 | 13 | 63 | 27 |  | Fixed | Roof
NJSTRE1545388928 | NJSRRE1544781171 | Transition Incentive Program | Lafayette | 7848 | 1 | 61.2 | Farm | Yes | Behind the Meter | Net-metered non-residential ground mount |  | None | Alternative Energy Associates | JCP&L | Accepted | 2020-04-01 | 2020-04-09 | 2021-10-30 | Jinko | JKM300M-60 | Solar Panels |  | 0.3 | 204 | 180 | 25 |  | Fixed | Ground | Backyard
NJSTRE1545388935 | NJSRRE1544680116 | Transition Incentive Program | Lyndhurst | 7071 | 7 | 16.25 | Residential | No | Behind the Meter | Net-metered residential rooftop and canopy |  | PSEG | Maier Solar Engineering dba Solar Me | PSE&G | Accepted | 2020-03-13 | 2020-04-17 | 2021-10-30 | Tesla | SC325 | Solar Panels |  | 0.325 | 16 | 127 | 20 |  | Fixed | Roof
NJSTRE1545388943 | NJSRRE1544760254 | Transition Incentive Program | Hamilton | 8690 | 12 | 10.2 | Residential | Yes | Behind the Meter | Net-metered residential rooftop and canopy |  | None | Trinity Solar | PSE&G | Final As-Built Received |  | 2020-03-26 | 2021-10-30 | Hanwha | Q.PEAK DUO BLK-G6 340 | Solar Panels |  | 0.34 | 30 | 177 | 24 |  | Fixed | Roof
NJSTRE1545388946 | NJSRRE1544553628 | Transition Incentive Program | Laurence Harbor | 8879 | 11 | 4.41 | Residential | No | Behind the Meter | Net-metered residential rooftop and canopy |  | None | Suntuity Solar LLC | JCP&L | Accepted | 2020-02-29 | 2020-03-04 | 2021-10-30 | Hanwha Solar | Q-Cells 315 Mono | Solar Panels |  | 0.315 | 2 | 318 | 26 |  | Fixed | Roof
NJSTRE1545388948 | NJSRRE1544705359 | Transition Incentive Program | East Windsor | 8520 | 12 | 6.12 | Residential | Yes | Behind the Meter | Behind the Meter |  | None | Trinity Solar | JCP&L | Eligible for TI Program | 2020-03-17 | 2020-03-20 | 2021-10-30 | HANWHA | Q.PEAK DUO BLK-G6 340 | Solar Panels |  | 0.34 | 12 | 202 | 18 |  | Fixed | Roof
NJSTRE1545388950 | NJSRRE1544775189 | Transition Incentive Program | Roselle | 7203 | 10 | 8.91 | Residential | No | Behind the Meter | Net-metered residential rooftop and canopy |  | None | Whitman Construction, LLC | PSE&G | Accepted | 2020-03-31 | 2020-04-09 | 2021-10-30 | Panasonic | VBHN330SA17 | Solar Panels |  | 0.33 | 8 | 259 | 45 |  | Fixed | Roof
NJSTRE1545388951 | NJSRRE1544626944 | Transition Incentive Program | Bogota | 7603 | 7 | 5.58 | Residential | Yes | Behind the Meter | Behind the Meter |  | None | Sunrun Installation Services, Inc. | PSE&G | Eligible for TI Program | 2020-03-11 | 2020-03-17 | 2021-10-30 | REC Solar | REC310TP2M | Solar Panels |  | 0.31 | 3 | 111 | 30 |  | Fixed | Roof
NJSTRE1545388958 | NJSRRE1544903640 | Transition Incentive Program | Elmwood Park | 7407 | 7 | 3.72 | Residential | Yes | Behind the Meter | Behind the Meter |  | None | Sunrun Installation Services, Inc. | PSE&G | Eligible for TI Program | 2020-04-27 | 2020-04-30 | 2021-10-30 | LONGi Green Energy Technology Co Ltd | LR6-60HPB-310M | Solar Panels |  | 0.31 | 12 | 250 | 40 |  | Fixed | Roof
NJSTRE1545388961 | NJSRRE1544560378 | Transition Incentive Program | Montague | 7827 | 1 | 13.95 | Residential | Yes | Behind the Meter | Net-metered residential rooftop and canopy |  | None | Bright Planet Solar | JCP&L | Accepted |  | 2020-03-04 | 2021-10-30 | LONGI | LR-60HPB-310M | Solar Panels |  | 0.31 | 24 | 143 | 22 |  | Fixed | Roof
NJSTRE1545387490 | NJSRRE1544512192 | Transition Incentive Program | Woodlynne | 8107 | 14 | 5.12 | Residential | Yes | Behind the Meter | Behind the Meter |  | None | Skyline Solar, LLC | PSE&G | Eligible for TI Program | 2020-02-20 | 2020-02-24 | 2021-10-30 | Hanwha Q-Cells | Q.PEAK DUO-G5 320 | Solar Panels |  | 0.32 | 16 | 179 | 10 |  | Fixed | Roof
NJSTRE1545387493 | NJSRRE1543565036 | Transition Incentive Program | Somerset | 8873 | 5 | 11.66 | Residential | Yes | Behind the Meter | Net-metered residential rooftop and canopy |  | None | Vivint Solar Developer, LLC | PSE&G | Accepted | 2019-12-20 | 2019-12-23 | 2021-10-30 | HANWHA SOLAR | Q.PEAK BLK-G5 315 | Solar Panels |  | 0.315 | 24 | 219 | 19 |  | Fixed | Roof
NJSTRE1545387498 | NJSRRE1543547777 | Transition Incentive Program | Lincroft | 7738 | 17 | 12.77 | Residential | No | Behind the Meter | Behind the Meter |  | None | Sunrun Installation Services, Inc. | JCP&L | Eligible for TI Program | 2019-12-13 | 2019-12-18 | 2021-10-30 | LG Electronics | LG345N1C-V5 | Solar Panels |  | 0.345 | 23 | 191 | 23 |  | Fixed | Roof
NJSTRE1545387499 | NJSRRE1543513058 | Transition Incentive Program | Landing | 7850 | 3 | 9.57 | Residential | Yes | Behind the Meter | Behind the Meter |  | None | Sunrun Installation Services, Inc. | JCP&L | Eligible for TI Program | 2019-12-11 | 2019-12-16 | 2021-10-30 | REC Solar | REC290TP2 BLK | Solar Panels |  | 0.29 | 5 | 105 | 23 |  | Fixed | Roof
NJSTRE1545387503 | NJSRRE1544414657 | Transition Incentive Program | GALLOWAY | 8205 | 19 | 8.96 | Residential | Yes | Behind the Meter | Net-metered residential rooftop and canopy |  | None | Vivint Solar Developer, LLC | AC Electric | Accepted | 2020-02-07 | 2020-02-11 | 2021-10-30 | Jinko Solar | JKM320M-60HBL | Solar Panels |  | 0.32 | 4 | 245 | 33 |  | Fixed | Roof
NJSTRE1545387509 | NJSRRE1543651804 | Transition Incentive Program | Long Branch | 7740 | 17 | 11.66 | Residential | Yes | Behind the Meter | Net-metered residential rooftop and canopy |  | None | Vivint Solar Developer, LLC | JCP&L | Accepted | 2019-12-23 | 2019-12-27 | 2021-10-30 | Hanwha Solar | Q.PEAK BLK-G5 315 | Solar Panels |  | 0.315 | 13 | 148 | 39 |  | Fixed | Roof
NJSTRE1545387511 | NJSRRE1543827075 | Transition Incentive Program | Newark City | 7107 | 9 | 9.28 | Residential | Yes | Behind the Meter | Behind the Meter |  | None | Sunrun Installation Services, Inc. | PSE&G | Eligible for TI Program | 2019-12-30 | 2020-01-03 | 2021-10-30 | REC Solar | REC290TP2 BLK | Solar Panels |  | 0.29 | 17 | 295 | 18 |  | Fixed | Roof
NJSTRE1545387513 | NJSRRE1543547764 | Transition Incentive Program | Somerset | 8873 | 5 | 7.88 | Residential | Yes | Behind the Meter | Behind the Meter |  | None | Pro Custom Solar dba Momentum Solar | PSE&G | Eligible for TI Program | 2019-12-13 | 2019-12-18 | 2021-10-30 | HANWHA | Q.PEAK DUO BLK-G5 315 | Solar Panels |  | 0.315 | 8 | 197 | 31 |  | Fixed | Roof
NJSTRE1545387516 | NJSRRE1544524197 | Transition Incentive Program | Trenton | 8609 | 12 | 4.96 | Residential | Yes | Behind the Meter | Behind the Meter |  | None | Skyline Solar, LLC | PSE&G | Eligible for TI Program | 2020-02-24 | 2020-02-26 | 2021-10-30 | Silfab | SLA310M | Solar Panels |  | 0.31 | 16 | 112292202 | 33 |  | Fixed | Roof
NJSTRE1545387525 | NJSRRE1544550176 | Transition Incentive Program | TRENTON | 8691 | 12 | 7.04 | Residential | Yes | Behind the Meter | Net-metered residential rooftop and canopy |  | None | Vivint Solar Developer, LLC | PSE&G | Accepted | 2020-02-29 | 2020-03-04 | 2021-10-30 | Jinko Solar | JKM320M-60HBL | Solar Panels |  | 0.32 | 9 | 248 | 24 |  | Fixed | Roof
NJSTRE1545387536 | NJSRRE1544162836 | Transition Incentive Program | CRESSKILL | 7626 | 7 | 10.08 | Residential | No | Behind the Meter | Net-metered residential rooftop and canopy |  | None | Vivint Solar Developer, LLC | Orange Rockland Electric | Accepted | 2020-01-15 | 2020-01-17 | 2021-10-30 | Hanwha Solar | Q.PEAK BLK-G5 315 | Solar Panels |  | 0.315 | 15 | 177 | 20 |  | Fixed | Roof
NJSTRE1545388936 | NJSRRE1544758859 | Transition Incentive Program | Mystic Islands | 8087 | 18 | 2.48 | Residential | Yes | Behind the Meter | Net-metered residential rooftop and canopy |  | None | Bright Planet Solar | AC Electric | Accepted |  | 2020-03-26 | 2021-10-30 | LONGI | LR-60HPB-310M | Solar Panels |  | 0.31 | 8 | 261 | 14 |  | Fixed | Roof
NJSTRE1545388940 | NJSRRE1544617494 | Transition Incentive Program | Colonia | 7067 | 10 | 11.52 | Residential | Yes | Behind the Meter | Net-metered residential rooftop and canopy |  | None | Vivint Solar Developer, LLC | PSE&G | Accepted | 2020-03-09 | 2020-03-11 | 2021-10-30 | JINKO SOLAR | JKM320M-60HBL | Solar Panels |  | 0.32 | 5 | 202 | 24 |  | Fixed | Roof
NJSTRE1545388941 | NJSRRE1544804787 | Transition Incentive Program | Glendora | 8029 | 14 | 13.26 | Residential | Yes | Behind the Meter | Behind the Meter |  | None | Trinity Solar | PSE&G | Eligible for TI Program | 2020-04-07 | 2020-04-13 | 2021-10-30 | HANWHA | Q.PEAK DUO BLK-G6 340 | Solar Panels |  | 0.34 | 24 | 115 | 23 |  | Fixed | Roof
NJSTRE1545388950 | NJSRRE1544775189 | Transition Incentive Program | Roselle | 7203 | 10 | 8.91 | Residential | No | Behind the Meter | Net-metered residential rooftop and canopy |  | None | Whitman Construction, LLC | PSE&G | Accepted | 2020-03-31 | 2020-04-09 | 2021-10-30 | Panasonic | VBHN330SA17 | Solar Panels |  | 0.33 | 2 | 168 | 20 |  | Fixed | Roof
NJSTRE1545388956 | NJSRRE1544820423 | Transition Incentive Program | LAWRENCE TOWNSHIP | 8648 | 12 | 3.84 | Residential | Yes | Behind the Meter | Net-metered residential rooftop and canopy |  | None | Vivint Solar Developer, LLC | PSE&G | Accepted | 2020-04-10 | 2020-04-20 | 2021-10-30 | JINKO SOLAR | JKM320M-60HBL | Solar Panels |  | 0.32 | 5 | 32 | 30 |  | Fixed | Roof
NJSTRE1545388961 | NJSRRE1544560378 | Transition Incentive Program | Montague | 7827 | 1 | 13.95 | Residential | Yes | Behind the Meter | Net-metered residential rooftop and canopy |  | None | Bright Planet Solar | JCP&L | Accepted |  | 2020-03-04 | 2021-10-30 | LONGI | LR-60HPB-310M | Solar Panels |  | 0.31 | 15 | 233 | 22 |  | Fixed | Roof
NJSTRE1545388962 | NJSRRE1544766544 | Transition Incentive Program | Sewell | 8080 | 15 | 12.48 | Residential | No | Behind the Meter | Net-metered residential rooftop and canopy |  | None | Whitman Construction, LLC | AC Electric | Final As-Built Received | 2020-03-26 | 2020-04-15 | 2021-10-30 | Trina Solar | TSM-320DD05H | Solar Panels |  | 0.32 | 24 | 231 | 20 |  | Fixed | Pole
NJSTRE1545388967 | NJSRRE1544894064 | Transition Incentive Program | Bloomfield | 7003 | 9 | 7.02 | Residential | Yes | Behind the Meter | Behind the Meter |  | None | Sunrun Installation Services, Inc. | PSE&G | Eligible for TI Program | 2020-04-24 | 2020-04-30 | 2021-10-30 | LONGi Green Energy Technology Co Ltd | LR6-60HPB-305M | Solar Panels |  | 0.305 | 11 | 24 | 27 |  | Fixed | Roof
NJSTRE1545388967 | NJSRRE1544894064 | Transition Incentive Program | Bloomfield | 7003 | 9 | 7.02 | Residential | Yes | Behind the Meter | Behind the Meter |  | None | Sunrun Installation Services, Inc. | PSE&G | Eligible for TI Program | 2020-04-24 | 2020-04-30 | 2021-10-30 | LONGi Green Energy Technology Co Ltd | LR6-60HPB-305M | Solar Panels |  | 0.305 | 12 | 204 | 27 |  | Fixed | Roof
NJSTRE1545388977 | NJSRRE1544623707 | Transition Incentive Program | Fair Lawn Boro | 7410 | 7 | 11.34 | Residential | No | Behind the Meter | Net-metered residential rooftop and canopy |  | None | Tesla Energy Operations Inc. | PSE&G | Final As-Built Received | 2020-03-10 | 2020-03-13 | 2021-10-30 | Hanwha Q CELLS | Q.PEAK DUO BLK-G5/SC315 | Solar Panels |  | 0.315 | 3 | 161 | 23 |  | Fixed | Roof
NJSTRE1545388983 | NJSRRE1544777744 | Transition Incentive Program | Egg Harbor Township | 8234 | 19 | 20.77 | Residential | Yes | Behind the Meter | Behind the Meter |  | None | Sunrun Installation Services, Inc. | AC Electric | Eligible for TI Program | 2020-04-01 | 2020-04-09 | 2021-10-30 | REC Solar | REC310TP2M | Solar Panels |  | 0.31 | 34 | 48 | 34 |  | Fixed | Roof
NJSTRE1545388998 | NJSRRE1544612595 | Transition Incentive Program | BROWNS MILLS | 8015 | 13 | 10.24 | Residential | Yes | Behind the Meter | Net-metered residential rooftop and canopy |  | None | Vivint Solar Developer, LLC | JCP&L | Accepted | 2020-03-06 | 2020-03-11 | 2021-10-30 | JINKO SOLAR | JKM320M-60HBL | Solar Panels |  | 0.32 | 12 | 107 | 19 |  | Fixed | Roof
NJSTRE1545388948 | NJSRRE1544705359 | Transition Incentive Program | East Windsor | 8520 | 12 | 6.12 | Residential | Yes | Behind the Meter | Behind the Meter |  | None | Trinity Solar | JCP&L | Eligible for TI Program | 2020-03-17 | 2020-03-20 | 2021-10-30 | HANWHA | Q.PEAK DUO BLK-G6 340 | Solar Panels |  | 0.34 | 6 | 202 | 18 |  | Fixed | Roof
NJSTRE1545388955 | NJSRRE1544680760 | Transition Incentive Program | DEPTFORD TWP | 8096 | 15 | 9.6 | Residential | Yes | Behind the Meter | Behind the Meter |  | None | Orbit Energy & Power, LLC | PSE&G | Eligible for TI Program | 2020-03-30 | 2020-03-30 | 2021-10-30 | HANWHA | Q.PEAK DUO BLK-G5 320 | Solar Panels |  | 0.32 | 4 | 122 | 21 |  | Fixed | Roof
NJSTRE1545388955 | NJSRRE1544680760 | Transition Incentive Program | DEPTFORD TWP | 8096 | 15 | 9.6 | Residential | Yes | Behind the Meter | Behind the Meter |  | None | Orbit Energy & Power, LLC | PSE&G | Eligible for TI Program | 2020-03-30 | 2020-03-30 | 2021-10-30 | HANWHA | Q.PEAK DUO BLK-G5 320 | Solar Panels |  | 0.32 | 16 | 32 | 22 |  | Fixed | Roof
NJSTRE1545388965 | NJSRRE1544766642 | Transition Incentive Program | Blackwood | 8012 | 14 | 8.91 | Residential | No | Behind the Meter | Net-metered residential rooftop and canopy |  | None | Whitman Construction, LLC | AC Electric | Accepted | 2020-03-26 | 2020-03-31 | 2021-10-30 | Panasonic | VBHN330SA17 | Solar Panels |  | 0.33 | 9 | 36 | 23 |  | Fixed | Roof
NJSTRE1545388966 | NJSRRE1544805457 | Transition Incentive Program | Hamilton Township | 8610 | 12 | 13.08 | Residential | Yes | Behind the Meter | Behind the Meter |  | None | Seabright Solar | PSE&G | Eligible for TI Program | 2020-04-08 | 2020-04-13 | 2021-10-30 | Sunpower | SPR-E20-327 | Solar Panels |  | 0.327 | 20 | 242 | 27 |  | Fixed | Roof
NJSTRE1545388968 | NJSRRE1544806881 | Transition Incentive Program | Stafford Township | 8050 | 18 | 10.05 | Residential | No | Behind the Meter | Net-metered residential rooftop and canopy |  | None | Green Power Energy | AC Electric | As-Built Incomplete | 2020-04-08 | 2020-04-14 | 2021-10-30 | LG Electronics | LG335N1C-V5 | Solar Panels |  | 0.335 | 30 | 190 | 25 |  | Fixed | Roof
NJSTRE1545388975 | NJSRRE1544719329 | Transition Incentive Program | Rahway City | 7065 | 10 | 11.06 | Residential | Yes | Behind the Meter | Net-metered residential rooftop and canopy |  | None | Vision Solar LLC | PSE&G | Accepted | 2020-03-18 | 2020-03-23 | 2021-10-30 | lg solar | lg335n1k-v5 | Solar Panels |  | 0.335 | 5 | 12 | 15 |  | Fixed | Roof
NJSTRE1545388977 | NJSRRE1544623707 | Transition Incentive Program | Fair Lawn Boro | 7410 | 7 | 11.34 | Residential | No | Behind the Meter | Net-metered residential rooftop and canopy |  | None | Tesla Energy Operations Inc. | PSE&G | Final As-Built Received | 2020-03-10 | 2020-03-13 | 2021-10-30 | Hanwha Q CELLS | Q.PEAK DUO BLK-G5/SC315 | Solar Panels |  | 0.315 | 25 | 251 | 26 |  | Fixed | Roof
NJSTRE1545388979 | NJSRRE1544566584 | Transition Incentive Program | North Haledon | 7508 | 6 | 11.47 | Residential | No | Behind the Meter | Behind the Meter |  | None | Sunrun Installation Services, Inc. | PSE&G | Eligible for TI Program | 2020-03-03 | 2020-03-05 | 2021-10-30 | REC Solar | REC310TP2M | Solar Panels |  | 0.31 | 10 | 101 | 30 |  | Fixed | Roof
NJSTRE1545388979 | NJSRRE1544566584 | Transition Incentive Program | North Haledon | 7508 | 6 | 11.47 | Residential | No | Behind the Meter | Behind the Meter |  | None | Sunrun Installation Services, Inc. | PSE&G | Eligible for TI Program | 2020-03-03 | 2020-03-05 | 2021-10-30 | REC Solar | REC310TP2M | Solar Panels |  | 0.31 | 12 | 192 | 23 |  | Fixed | Roof
NJSTRE1545388986 | NJSRRE1544773269 | Transition Incentive Program | Seaside Park | 8752 | 18 | 5.12 | Residential | Yes | Behind the Meter | Behind the Meter |  | None | Skyline Solar, LLC | JCP&L | Eligible for TI Program | 2020-03-30 | 2020-04-02 | 2021-10-30 | Hanwha Q-Cells | Q.PEAK DUO-G5 320 | Solar Panels |  | 0.32 | 16 | 187 | 23 |  | Fixed | Roof
NJSTRE1545388987 | NJSRRE1544766597 | Transition Incentive Program | Egg Harbor Twp | 8234 | 19 | 17.68 | Residential | No | Behind the Meter | Behind the Meter |  | None | Trinity Solar | AC Electric | Eligible for TI Program | 2020-03-26 | 2020-03-31 | 2021-10-30 | Hanwha | Q.PEAK DUO BLK-G6 340 | Solar Panels |  | 0.34 | 23 | 340 | 23 |  | Fixed | Roof
NJSTRE1545387545 | NJSRRE1543470682 | Transition Incentive Program | West Orange | 7052 | 9 | 9.28 | Residential | Yes | Behind the Meter | Behind the Meter |  | None | Sunrun Installation Services, Inc. | PSE&G | Eligible for TI Program | 2019-12-03 | 2019-12-05 | 2021-10-30 | REC Solar | REC290TP2 BLK | Solar Panels |  | 0.29 | 9 | 295 | 24 |  | Fixed | Roof
NJSTRE1545387558 | NJSRRE1544469984 | Transition Incentive Program | Pennsauken | 8110 | 14 | 10.88 | Residential | Yes | Behind the Meter | Net-metered residential rooftop and canopy |  | None | Vivint Solar Developer, LLC | PSE&G | Accepted | 2020-02-19 | 2020-02-21 | 2021-10-30 | Jinko Solar | JKM320M-60HBL | Solar Panels |  | 0.32 | 12 | 151 | 24 |  | Fixed | Roof
NJSTRE1545387561 | NJSRRE1544354977 | Transition Incentive Program | Williamstown | 8094 | 15 | 11.34 | Residential | No | Behind the Meter | Behind the Meter |  | None | Orbit Energy & Power, LLC | AC Electric | Eligible for TI Program | 2020-02-05 | 2020-02-07 | 2021-10-30 | HANWHA | Q.PEAK DUO BLK -G5-315W | Solar Panels |  | 0.315 | 36 | 188 | 20 |  | Fixed | Roof
NJSTRE1545387566 | NJSRRE1543656991 | Transition Incentive Program | Landing | 7850 | 3 | 5.04 | Residential | Yes | Behind the Meter | Net-metered residential rooftop and canopy |  | None | Vivint Solar Developer, LLC | JCP&L | Accepted | 2019-12-23 | 2019-12-27 | 2021-10-30 | Hanwha Solar | Q.PEAK BLK-G5 315 | Solar Panels |  | 0.315 | 5 | 358 | 23 |  | Fixed | Roof
NJSTRE1545387570 | NJSRRE1543464310 | Transition Incentive Program | Vineland | 8360 | 20 | 11.73 | Residential | Yes | Behind the Meter | Behind the Meter |  | None | Pro Custom Solar dba Momentum Solar | AC Electric | Eligible for TI Program | 2019-12-02 | 2019-12-04 | 2021-10-30 | LG Electronics | LG 345N1C-V5 | Solar Panels |  | 0.345 | 24 | 1 | 2 |  | Fixed | Roof
NJSTRE1545387571 | NJSRRE1544431343 | Transition Incentive Program | Boonton | 7005 | 3 | 5.55 | Residential | No | Behind the Meter | Net-metered residential rooftop and canopy |  | None | Green House Solar | JCP&L | Accepted | 2020-02-13 | 2020-02-14 | 2021-10-30 | Sunpower | x-22-370-e-ac | Solar Panels |  | 0.37 | 1 | 120 | 23 |  | Fixed | Roof
NJSTRE1545387576 | NJSRRE1544511632 | Transition Incentive Program | Trenton | 8610 | 12 | 7.25 | Residential | Yes | Behind the Meter | Behind the Meter |  | None | Trinity Solar | PSE&G | Eligible for TI Program | 2020-02-20 | 2020-02-24 | 2021-10-30 | Hanwha | Q.PEAK DUO BLK-G5 315 | Solar Panels |  | 0.315 | 4 | 176 | 30 |  | Fixed | Roof
NJSTRE1545387578 | NJSRRE1543880236 | Transition Incentive Program | Monroe Township | 8831 | 11 | 10.24 | Residential | No | Behind the Meter | Behind the Meter |  | None | Sunrun Installation Services, Inc. | JCP&L | Eligible for TI Program | 2020-01-02 | 2020-01-07 | 2021-10-30 | Hanwha Q-Cells | Q.PEAK DUO-G7 320 | Solar Panels |  | 0.32 | 27 | 217 | 30 |  | Fixed | Roof
NJSTRE1545387583 | NJSRRE1544545533 | Transition Incentive Program | Tuckerton | 8087 | 18 | 7.88 | Residential | No | Behind the Meter | Net-metered residential rooftop and canopy |  | None | Suntuity Solar LLC | AC Electric | Accepted | 2020-02-27 | 2020-03-02 | 2021-10-30 | Hanwha Solar | Q-Cells 315 Mono | Solar Panels |  | 0.315 | 2 | 119 | 30 |  | Fixed | Roof
NJSTRE1545387595 | NJSRRE1544529523 | Transition Incentive Program | Blackwood | 8012 | 14 | 8.82 | Residential | Yes | Behind the Meter | Behind the Meter |  | None | Trinity Solar | PSE&G | Eligible for TI Program | 2020-02-25 | 2020-02-27 | 2021-10-30 | Hanwha 315 | Q.PEAK DUO BLK-G5 315 | Solar Panels |  | 0.315 | 18 | 167 | 18 |  | Fixed | Roof | garage
NJSTRE1545387602 | NJSRRE1543526221 | Transition Incentive Program | Bergenfield | 7621 | 7 | 13.11 | Residential | Yes | Behind the Meter | Behind the Meter |  | None | Sunrun Installation Services, Inc. | PSE&G | Eligible for TI Program | 2019-12-12 | 2019-12-16 | 2021-10-30 | LG Electronics | LG345N1C-V5 | Solar Panels |  | 0.345 | 18 | 86 | 30 |  | Fixed | Roof
NJSTRE1545387605 | NJSRRE1544213721 | Transition Incentive Program | vineland | 8360 | 20 | 6.3 | Residential | Yes | Behind the Meter | Net-metered residential rooftop and canopy |  | None | Vision Solar LLC | Vineland Muni Electric | Accepted | 2020-01-22 | 2020-01-27 | 2021-10-30 | hanwa qcells | qpeak duo-g5 315 | Solar Panels |  | 0.315 | 5 | 18 | 289 |  | Fixed | Roof
NJSTRE1545387612 | NJSRRE1544514381 | Transition Incentive Program | SICKLERVILLE | 8081 | 14 | 10.85 | Residential | Yes | Behind the Meter | Net-metered residential rooftop and canopy |  | None | Bright Planet Solar | AC Electric | Accepted |  | 2020-02-27 | 2021-10-30 | LONGI | LR-60HPB-310M | Solar Panels |  | 0.31 | 12 | 41 | 22 |  | Fixed | Roof
NJSTRE1545387637 | NJSRRE1543570889 | Transition Incentive Program | Irvington | 7111 | 9 | 6.3 | Residential | Yes | Behind the Meter | Behind the Meter |  | None | Pro Custom Solar dba Momentum Solar | PSE&G | Eligible for TI Program | 2019-12-19 | 2019-12-26 | 2021-10-30 | Hanwha | Q.Peak DUO BLK-G5 315 | Solar Panels |  | 0.315 | 6 | 36 | 35 |  | Fixed | Roof
NJSTRE1545387650 | NJSRRE1544310778 | Transition Incentive Program | Metuchen | 8840 | 11 | 4.41 | Residential | Yes | Behind the Meter | Net-metered residential rooftop and canopy |  | None | Suntuity Solar LLC | PSE&G | Accepted | 2020-01-28 | 2020-01-30 | 2021-10-30 | Hanwha Q-Cells | Q.PEAK DUO BLK-G5 315 | Solar Panels |  | 0.315 | 14 | 183 | 27 |  | Fixed | Roof
NJSTRE1545387655 | NJSRRE1543451858 | Transition Incentive Program | Northfield | 8225 | 19 | 3.41 | Residential | Yes | Behind the Meter | Net-metered residential rooftop and canopy |  | None | Solar Energy World | AC Electric | Accepted | 2019-11-27 | 2019-12-06 | 2021-10-30 | LONGi Green Energy Technology | LR6-60HPB-310M | Solar Panels |  | 0.31 | 11 | 132 | 14 |  | Fixed | Roof
NJSTRE1545387662 | NJSRRE1544165370 | Transition Incentive Program | Bogota | 7603 | 7 | 5.87 | Residential | No | Behind the Meter | Behind the Meter |  | None | Sunrun Installation Services, Inc. | PSE&G | Eligible for TI Program | 2020-01-14 | 2020-01-20 | 2021-10-30 | LG Electronics | LG345N1C-V5 | Solar Panels |  | 0.345 | 2 | 17 | 27 |  | Fixed | Roof
NJSTRE1545387670 | NJSRRE1543656871 | Transition Incentive Program | Old Bridge Township | 8857 | 11 | 7.54 | Residential | Yes | Behind the Meter | Behind the Meter |  | None | Sunrun Installation Services, Inc. | JCP&L | Eligible for TI Program | 2019-12-23 | 2019-12-27 | 2021-10-30 | REC Solar | REC290TP2 BLK | Solar Panels |  | 0.29 | 5 | 95 | 9 |  | Fixed | Roof
NJSTRE1545387675 | NJSRRE1544185813 | Transition Incentive Program | Millville | 8332 | 20 | 12.29 | Residential | Yes | Behind the Meter | Net-metered residential rooftop and canopy |  | None | Vision Solar LLC | AC Electric | Accepted | 2020-01-16 | 2020-01-22 | 2021-10-30 | hanwa qcells | qpeak duo-g5 315 | Solar Panels |  | 0.315 | 30 | 94 | 28 |  | Fixed | Roof
NJSTRE1545387679 | NJSRRE1544352602 | Transition Incentive Program | willingboro | 8046 | 13 | 20.77 | Residential | Yes | Behind the Meter | Net-metered residential rooftop and canopy |  | None | Vision Solar LLC | PSE&G | Accepted | 2020-02-04 | 2020-02-07 | 2021-10-30 | LG Solar | lg335N1k-V5 | Solar Panels |  | 0.335 | 6 | 247 | 18 |  | Fixed | Roof
NJSTRE1545387680 | NJSRRE1543528750 | Transition Incentive Program | Sea Girt | 8750 | 17 | 9.57 | Residential | Yes | Behind the Meter | Behind the Meter |  | None | Sunrun Installation Services, Inc. | JCP&L | Eligible for TI Program | 2019-12-12 | 2019-12-16 | 2021-10-30 | REC Solar | REC290TP2 BLK | Solar Panels |  | 0.29 | 14 | 282 | 24 |  | Fixed | Roof
NJSTRE1545387686 | NJSRRE1544213650 | Transition Incentive Program | Newark | 7108 | 9 | 5.6 | Residential | Yes | Behind the Meter | Behind the Meter |  | None | Pro Custom Solar dba Momentum Solar | PSE&G | Eligible for TI Program | 2020-01-22 | 2020-01-27 | 2021-10-30 | LG ELECTRONICS | LG 350N1C-V5 | Solar Panels |  | 0.35 | 16 | 105 | 11 |  | Fixed | Roof
NJSTRE1545387691 | NJSRRE1543474314 | Transition Incentive Program | Linden | 7036 | 10 | 3.78 | Residential | Yes | Behind the Meter | Behind the Meter |  | None | Pro Custom Solar dba Momentum Solar | PSE&G | Eligible for TI Program | 2019-12-03 | 2019-12-05 | 2021-10-30 | Hanwha | Q.Peak DUO BLK-G5 315 | Solar Panels |  | 0.315 | 4 | 309 | 34 |  | Fixed | Roof
NJSTRE1545387697 | NJSRRE1544309457 | Transition Incentive Program | Newark | 7108 | 9 | 4.65 | Residential | Yes | Behind the Meter | Behind the Meter |  | None | Sunrun Installation Services, Inc. | PSE&G | Eligible for TI Program | 2020-01-27 | 2020-01-30 | 2021-10-30 | REC Solar | REC310TP2M | Solar Panels |  | 0.31 | 2 | 299 | 18 |  | Fixed | Roof
NJSTRE1545387707 | NJSRRE1544430483 | Transition Incentive Program | Maplewood | 7040 | 9 | 5.36 | Residential | Yes | Behind the Meter | Behind the Meter |  | None | Trinity Solar | PSE&G | Eligible for TI Program | 2020-02-11 | 2020-02-13 | 2021-10-30 | Hanwha | Q.PEAK DUO BLK-G5 315 | Solar Panels |  | 0.315 | 17 | 141 | 23 |  | Fixed | Roof
NJSTRE1545387709 | NJSRRE1543565133 | Transition Incentive Program | Bloomfield | 7003 | 9 | 5.67 | Residential | Yes | Behind the Meter | Net-metered residential rooftop and canopy |  | None | Vivint Solar Developer, LLC | PSE&G | Accepted | 2019-12-18 | 2019-12-23 | 2021-10-30 | Hanwha Solar | Q.PEAK BLK-G5 315 | Solar Panels |  | 0.315 | 15 | 145 | 30 |  | Fixed | Roof
NJSTRE1545387713 | NJSRRE1544422980 | Transition Incentive Program | Sicklerville | 8081 | 14 | 10.79 | Residential | No | Behind the Meter | Net-metered residential rooftop and canopy |  | None | SunPower Corporation, Systems | AC Electric | Accepted |  | 2020-02-12 | 2021-10-30 | SUNPOWER | SPR-E20-327-E-AC | Solar Panels |  | 0.327 | 8 | 240 | 30 |  | Fixed | Roof
NJSTRE1545387715 | NJSRRE1544221038 | Transition Incentive Program | Galloway | 8205 | 19 | 141.68 | Commercial | No | Behind the Meter | Behind the Meter |  | None | Spectacular Solar | AC Electric | Eligible for TI Program | 2020-01-24 | 2020-01-29 | 2021-10-30 | Axitec | AXIpremiumHC | Solar Panels |  | 0.385 | 368 | 180 | 1 |  | Fixed | Roof
NJSTRE1545387717 | NJSRRE1544465727 | Transition Incentive Program | Northfield | 8225 | 19 | 8.19 | Residential | Yes | Behind the Meter | Behind the Meter |  | None | Trinity Solar | AC Electric | Eligible for TI Program | 2020-02-17 | 2020-02-19 | 2021-10-30 | HANWHA | Q.PEAK DUO BLK-G5 315 | Solar Panels |  | 0.315 | 22 | 207 | 30 |  | Fixed | Roof
NJSTRE1545387721 | NJSRRE1544155800 | Transition Incentive Program | Lindenwold | 8021 | 14 | 9.77 | Residential | Yes | Behind the Meter | Net-metered residential rooftop and canopy |  | None | Suntuity Solar LLC | AC Electric | Accepted | 2020-01-10 | 2020-01-15 | 2021-10-30 | Hanwha Solar | Q-Cells 315 Mono | Solar Panels |  | 0.315 | 23 | 97 | 40 |  | Fixed | Roof
NJSTRE1545387723 | NJSRRE1544512465 | Transition Incentive Program | ORANGE CITY | 7050 | 9 | 3.78 | Residential | Yes | Behind the Meter | Net-metered residential rooftop and canopy |  | None | Tesla Energy Operations Inc. | PSE&G | Accepted | 2020-02-20 | 2020-02-24 | 2021-10-30 | Hanwha Q CELLS | Q.PEAK DUO BLK-G5/SC315 | Solar Panels |  | 0.315 | 8 | 212 | 40 |  | Fixed | Roof
NJSTRE1545387725 | NJSRRE1544533231 | Transition Incentive Program | Sicklerville | 8081 | 14 | 10.79 | Residential | Yes | Behind the Meter | Behind the Meter |  | None | Seabright Solar | AC Electric | Eligible for TI Program | 2020-02-27 | 2020-02-27 | 2021-10-30 | Sunpower | SPR-E20-327 | Solar Panels |  | 0.327 | 13 | 128 | 27 |  | Fixed | Roof
NJSTRE1545387728 | NJSRRE1544199105 | Transition Incentive Program | West Orange | 7052 | 9 | 8.4 | Residential | Yes | Behind the Meter | Behind the Meter |  | None | Pro Custom Solar dba Momentum Solar | PSE&G | Eligible for TI Program | 2020-01-20 | 2020-01-23 | 2021-10-30 | LG ELECTRONICS | LG 350N1C-V5 | Solar Panels |  | 0.35 | 5 | 190 | 36 |  | Fixed | Roof
NJSTRE1545387729 | NJSRRE1544342422 | Transition Incentive Program | Kendall Park | 8824 | 11 | 5.1 | Residential | No | Behind the Meter | Behind the Meter |  | None | Power Home Remodeling Group | PSE&G | Eligible for TI Program | 2020-01-31 | 2020-02-05 | 2021-10-30 | Hyundai | HiS-S300RG | Solar Panels |  | 0.3 | 4 | 250 | 36 |  | Fixed | Roof
NJSTRE1545387733 | NJSRRE1544220932 | Transition Incentive Program | SEWELL | 8080 | 15 | 25.83 | Residential | Yes | Behind the Meter | Net-metered residential rooftop and canopy |  | None | Vivint Solar Developer, LLC | AC Electric | Accepted | 2020-01-24 | 2020-01-28 | 2021-10-30 | HANWHA SOLAR | Q.PEAK BLK-G5 315 | Solar Panels |  | 0.315 | 18 | 345 | 18 |  | Fixed | Roof
NJSTRE1545387737 | NJSRRE1543481502 | Transition Incentive Program | Manahawkin | 8050 | 18 | 14.81 | Residential | Yes | Behind the Meter | Net-metered residential rooftop and canopy |  | None | Vivint Solar Developer, LLC | AC Electric | Accepted | 2019-12-07 | 2019-12-09 | 2021-10-30 | HANWHA SOLAR | Q.PEAK BLK-G5 315 | Solar Panels |  | 0.315 | 13 | 49 | 14 |  | Fixed | Roof
NJSTRE1545388940 | NJSRRE1544617494 | Transition Incentive Program | Colonia | 7067 | 10 | 11.52 | Residential | Yes | Behind the Meter | Net-metered residential rooftop and canopy |  | None | Vivint Solar Developer, LLC | PSE&G | Accepted | 2020-03-09 | 2020-03-11 | 2021-10-30 | JINKO SOLAR | JKM320M-60HBL | Solar Panels |  | 0.32 | 14 | 292 | 24 |  | Fixed | Roof
NJSTRE1545388941 | NJSRRE1544804787 | Transition Incentive Program | Glendora | 8029 | 14 | 13.26 | Residential | Yes | Behind the Meter | Behind the Meter |  | None | Trinity Solar | PSE&G | Eligible for TI Program | 2020-04-07 | 2020-04-13 | 2021-10-30 | HANWHA | Q.PEAK DUO BLK-G6 340 | Solar Panels |  | 0.34 | 15 | 295 | 16 |  | Fixed | Roof
NJSTRE1545388942 | NJSRRE1544806890 | Transition Incentive Program | Browns Mills | 8015 | 13 | 7.14 | Residential | Yes | Behind the Meter | Net-metered residential rooftop and canopy |  | None | Trinity Solar | JCP&L | Final As-Built Received | 2020-04-08 | 2020-04-14 | 2021-10-30 | HANWHA | Q.PEAK DUO BLK-G6 340 | Solar Panels |  | 0.34 | 21 | 128 | 36 |  | Fixed | Roof
NJSTRE1545388949 | NJSRRE1544565282 | Transition Incentive Program | Long Valley | 7853 | 3 | 29.28 | Residential | Yes | Behind the Meter | Behind the Meter |  | None | Sunrun Installation Services, Inc. | JCP&L | Eligible for TI Program | 2020-03-02 | 2020-03-05 | 2021-10-30 | LONGi Green Energy Technology Co Ltd | LR6-60HPB-305M | Solar Panels |  | 0.305 | 13 | 344 | 18 |  | Fixed | Roof
NJSTRE1545388949 | NJSRRE1544565282 | Transition Incentive Program | Long Valley | 7853 | 3 | 29.28 | Residential | Yes | Behind the Meter | Behind the Meter |  | None | Sunrun Installation Services, Inc. | JCP&L | Eligible for TI Program | 2020-03-02 | 2020-03-05 | 2021-10-30 | LONGi Green Energy Technology Co Ltd | LR6-60HPB-305M | Solar Panels |  | 0.305 | 32 | 165 | 18 |  | Fixed | Roof
NJSTRE1545388951 | NJSRRE1544626944 | Transition Incentive Program | Bogota | 7603 | 7 | 5.58 | Residential | Yes | Behind the Meter | Behind the Meter |  | None | Sunrun Installation Services, Inc. | PSE&G | Eligible for TI Program | 2020-03-11 | 2020-03-17 | 2021-10-30 | REC Solar | REC310TP2M | Solar Panels |  | 0.31 | 10 | 201 | 14 |  | Fixed | Roof
NJSTRE1545388951 | NJSRRE1544626944 | Transition Incentive Program | Bogota | 7603 | 7 | 5.58 | Residential | Yes | Behind the Meter | Behind the Meter |  | None | Sunrun Installation Services, Inc. | PSE&G | Eligible for TI Program | 2020-03-11 | 2020-03-17 | 2021-10-30 | REC Solar | REC310TP2M | Solar Panels |  | 0.31 | 2 | 291 | 40 |  | Fixed | Roof
NJSTRE1545388961 | NJSRRE1544560378 | Transition Incentive Program | Montague | 7827 | 1 | 13.95 | Residential | Yes | Behind the Meter | Net-metered residential rooftop and canopy |  | None | Bright Planet Solar | JCP&L | Accepted |  | 2020-03-04 | 2021-10-30 | LONGI | LR-60HPB-310M | Solar Panels |  | 0.31 | 3 | 53 | 22 |  | Fixed | Roof
NJSTRE1545388963 | NJSRRE1544724195 | Transition Incentive Program | Roselle Boro | 7203 | 10 | 5.94 | Residential | No | Behind the Meter | Net-metered residential rooftop and canopy |  | None | Whitman Construction, LLC | PSE&G | Accepted | 2020-03-20 | 2020-03-24 | 2021-10-30 | Panasonic | VBHN330SA17 | Solar Panels |  | 0.33 | 8 | 258 | 35 |  | Fixed | Roof
NJSTRE1545388971 | NJSRRE1544680837 | Transition Incentive Program | Linden | 7036 | 10 | 6.3 | Residential | Yes | Behind the Meter | Behind the Meter |  | None | Pro Custom Solar dba Momentum Solar | PSE&G | Eligible for TI Program | 2020-03-13 | 2020-04-09 | 2021-10-30 | lg electronics | LG 350N1C-V5 | Solar Panels |  | 0.35 | 6 | 38 | 35 |  | Fixed | Roof
NJSTRE1545388974 | NJSRRE1544835805 | Transition Incentive Program | Pennsville | 8070 | 16 | 8.84 | Residential | Yes | Behind the Meter | Net-metered residential rooftop and canopy |  | None | Trinity Solar | AC Electric | Final As-Built Received |  | 2020-04-20 | 2021-10-30 | Hanwha 340 | Q.PEAK DUO BLK-G6 340 | Solar Panels |  | 0.34 | 11 | 221 | 12 |  | Fixed | Roof
NJSTRE1545388981 | NJSRRE1544724270 | Transition Incentive Program | Brielle | 8730 | 17 | 10.85 | Residential | Yes | Behind the Meter | Behind the Meter |  | None | Sunrun Installation Services, Inc. | JCP&L | Eligible for TI Program | 2020-03-19 | 2020-03-24 | 2021-10-30 | REC Solar | REC310TP2M | Solar Panels |  | 0.31 | 18 | 38 | 23 |  | Fixed | Roof
NJSTRE1545388949 | NJSRRE1544565282 | Transition Incentive Program | Long Valley | 7853 | 3 | 29.28 | Residential | Yes | Behind the Meter | Behind the Meter |  | None | Sunrun Installation Services, Inc. | JCP&L | Eligible for TI Program | 2020-03-02 | 2020-03-05 | 2021-10-30 | LONGi Green Energy Technology Co Ltd | LR6-60HPB-305M | Solar Panels |  | 0.305 | 15 | 344 | 34 |  | Fixed | Roof
NJSTRE1545388952 | NJSRRE1544817647 | Transition Incentive Program | Egg Harbor TWP | 8234 | 19 | 8.32 | Residential | Yes | Behind the Meter | Net-metered residential rooftop and canopy |  | None | Whitman Construction, LLC | AC Electric | Accepted | 2020-04-09 | 2020-04-15 | 2021-10-30 | Trina Solar | TSM-320DD05H | Solar Panels |  | 0.32 | 20 | 111 | 22 |  | Fixed | Roof
NJSTRE1545388959 | NJSRRE1544768870 | Transition Incentive Program | Paterson | 7513 | 6 | 6.93 | Residential | No | Behind the Meter | Behind the Meter |  | None | Trinity Solar | PSE&G | Eligible for TI Program | 2020-03-27 | 2020-04-01 | 2021-10-30 | Hanwha | Q.PEAK DUO BLK-G5 315 | Solar Panels |  | 0.315 | 12 | 9 | 23 |  | Fixed | Roof
NJSTRE1545388964 | NJSRRE1544626592 | Transition Incentive Program | Parsippany | 7054 | 3 | 6.51 | Residential | No | Behind the Meter | Behind the Meter |  | None | Sunrun Installation Services, Inc. | JCP&L | Eligible for TI Program | 2020-03-11 | 2020-03-16 | 2021-10-30 | REC Solar | REC310TP2M | Solar Panels |  | 0.31 | 21 | 193 | 40 |  | Fixed | Roof
NJSTRE1545388965 | NJSRRE1544766642 | Transition Incentive Program | Blackwood | 8012 | 14 | 8.91 | Residential | No | Behind the Meter | Net-metered residential rooftop and canopy |  | None | Whitman Construction, LLC | AC Electric | Accepted | 2020-03-26 | 2020-03-31 | 2021-10-30 | Panasonic | VBHN330SA17 | Solar Panels |  | 0.33 | 6 | 216 | 23 |  | Fixed | Roof
NJSTRE1545388970 | NJSRRE1544903532 | Transition Incentive Program | Haddon Township | 8108 | 14 | 7.56 | Residential | Yes | Behind the Meter | Net-metered residential rooftop and canopy |  | None | Suntuity Solar LLC | PSE&G | Accepted | 2020-04-27 | 2020-04-30 | 2021-10-30 | Hanwha Solar | Q-Cells 315 Mono | Solar Panels |  | 0.315 | 13 | 141 | 29 |  | Fixed | Roof
NJSTRE1545388975 | NJSRRE1544719329 | Transition Incentive Program | Rahway City | 7065 | 10 | 11.06 | Residential | Yes | Behind the Meter | Net-metered residential rooftop and canopy |  | None | Vision Solar LLC | PSE&G | Accepted | 2020-03-18 | 2020-03-23 | 2021-10-30 | lg solar | lg335n1k-v5 | Solar Panels |  | 0.335 | 2 | 102 | 30 |  | Fixed | Roof
NJSTRE1545388975 | NJSRRE1544719329 | Transition Incentive Program | Rahway City | 7065 | 10 | 11.06 | Residential | Yes | Behind the Meter | Net-metered residential rooftop and canopy |  | None | Vision Solar LLC | PSE&G | Accepted | 2020-03-18 | 2020-03-23 | 2021-10-30 | lg solar | lg335n1k-v5 | Solar Panels |  | 0.335 | 14 | 192 | 15 |  | Fixed | Roof
NJSTRE1545388975 | NJSRRE1544719329 | Transition Incentive Program | Rahway City | 7065 | 10 | 11.06 | Residential | Yes | Behind the Meter | Net-metered residential rooftop and canopy |  | None | Vision Solar LLC | PSE&G | Accepted | 2020-03-18 | 2020-03-23 | 2021-10-30 | lg solar | lg335n1k-v5 | Solar Panels |  | 0.335 | 4 | 12 | 30 |  | Fixed | Roof
NJSTRE1545388984 | NJSRRE1544597829 | Transition Incentive Program | Millburn | 7041 | 9 | 8.75 | Residential | No | Behind the Meter | Behind the Meter |  | None | Pro Custom Solar dba Momentum Solar | JCP&L | Eligible for TI Program | 2020-03-04 | 2020-03-09 | 2021-10-30 | lg electronics | LG 350N1C-V5 | Solar Panels |  | 0.35 | 7 | 204 | 9 |  | Fixed | Roof
NJSTRE1545388985 | NJSRRE1544566750 | Transition Incentive Program | Belmar | 7719 | 17 | 11.88 | Residential | No | Behind the Meter | Net-metered residential rooftop and canopy |  | None | Whitman Construction, LLC | JCP&L | Accepted | 2020-03-03 | 2020-03-06 | 2021-10-30 | Panasonic | VBHN330SA17 | Solar Panels |  | 0.33 | 36 | 181 | 25 |  | Fixed | Roof
NJSTRE1545388990 | NJSRRE1544903596 | Transition Incentive Program | Bayville | 8721 | 18 | 8.64 | Residential | No | Behind the Meter | Net-metered residential rooftop and canopy |  | None | Whitman Construction, LLC | JCP&L | Accepted | 2020-04-27 | 2020-04-30 | 2021-10-30 | Trina | TSM-320 DD05H.05 | Solar Panels |  | 0.32 | 2 | 275 | 28 |  | Fixed | Roof
NJSTRE1545388983 | NJSRRE1544777744 | Transition Incentive Program | Egg Harbor Township | 8234 | 19 | 20.77 | Residential | Yes | Behind the Meter | Behind the Meter |  | None | Sunrun Installation Services, Inc. | AC Electric | Eligible for TI Program | 2020-04-01 | 2020-04-09 | 2021-10-30 | REC Solar | REC310TP2M | Solar Panels |  | 0.31 | 15 | 228 | 14 |  | Fixed | Roof
NJSTRE1545388984 | NJSRRE1544597829 | Transition Incentive Program | Millburn | 7041 | 9 | 8.75 | Residential | No | Behind the Meter | Behind the Meter |  | None | Pro Custom Solar dba Momentum Solar | JCP&L | Eligible for TI Program | 2020-03-04 | 2020-03-09 | 2021-10-30 | lg electronics | LG 350N1C-V5 | Solar Panels |  | 0.35 | 13 | 204 | 43 |  | Fixed | Roof
NJSTRE1545389002 | NJSRRE1544865068 | Transition Incentive Program | Franklin TWP SOM | 8873 | 5 | 15.44 | Residential | No | Behind the Meter | Net-metered residential rooftop and canopy |  | None | Palmetto Solar LLC | PSE&G | Accepted | 2020-04-20 | 2020-04-24 | 2021-10-30 | Yingli | 315W All Black Module | Solar Panels |  | 0.315 | 49 | 180 | 25 |  | Fixed | Roof
NJSTRE1545389003 | NJSRRE1544796126 | Transition Incentive Program | Stewartsville | 8886 | 2 | 14.62 | Residential | Yes | Behind the Meter | Behind the Meter |  | None | Trinity Solar | JCP&L | Eligible for TI Program | 2020-04-03 | 2020-04-09 | 2021-10-30 | HANWHA | Q.PEAK DUO BLK-G6 340 | Solar Panels |  | 0.34 | 25 | 301 | 27 |  | Fixed | Roof
NJSTRE1545389004 | NJSRRE1544838147 | Transition Incentive Program | Toms River | 8757 | 18 | 6.51 | Residential | Yes | Behind the Meter | Behind the Meter |  | None | Sunrun Installation Services, Inc. | JCP&L | Eligible for TI Program | 2020-04-14 | 2020-04-21 | 2021-10-30 | REC Solar | REC310TP2M | Solar Panels |  | 0.31 | 21 | 197 | 23 |  | Fixed | Roof
NJSTRE1545389005 | NJSRRE1544701314 | Transition Incentive Program | Lakewood | 8701 | 18 | 7.13 | Residential | No | Behind the Meter | Net-metered residential rooftop and canopy |  | None | Powerlutions | JCP&L | Accepted |  | 2020-03-19 | 2021-10-30 | Trina | TSM-310 DD05A | Solar Panels |  | 0.31 | 23 | 187 | 31 |  | Fixed | Roof
NJSTRE1545389006 | NJSRRE1544795045 | Transition Incentive Program | Cape May | 8204 | 21 | 13.4 | Residential | No | Behind the Meter | Net-metered residential rooftop and canopy |  | None | Green Power Energy | AC Electric | Accepted | 2020-04-02 | 2020-04-09 | 2021-10-30 | LG Electronics | LG335N1C-V5 | Solar Panels |  | 0.335 | 16 | 211 | 22 |  | Fixed | Roof
NJSTRE1545389013 | NJSRRE1544560410 | Transition Incentive Program | Linwood | 8221 | 19 | 7.67 | Residential | No | Behind the Meter | Net-metered residential rooftop and canopy |  | None | Green Power Energy | AC Electric | Final As-Built Received | 2020-03-02 | 2020-03-05 | 2021-10-30 | LG Electronics | LG350N1C-V5 | Solar Panels |  | 0.35 | 12 | 210 | 25 |  | Fixed | Roof
NJSTRE1545389015 | NJSRRE1544767584 | Transition Incentive Program | Jersey City | 7305 | 8 | 3.4 | Residential | No | Behind the Meter | Net-metered residential rooftop and canopy |  | None | Pro Custom Solar dba Momentum Solar | PSE&G | Accepted |  | 2020-03-31 | 2021-10-30 | Hanwha | Q.Peak DUO BLK-G6+ 340 | Solar Panels |  | 0.34 | 8 | 145 | 34 |  | Fixed | Roof
NJSTRE1545389023 | NJSRRE1544566610 | Transition Incentive Program | Port Republic | 8241 | 19 | 17.5 | Residential | No | Behind the Meter | Net-metered residential rooftop and canopy |  | None | Green Power Energy | AC Electric | Accepted | 2020-03-03 | 2020-03-05 | 2021-10-30 | LG Electronics | LG350N1C-V5 | Solar Panels |  | 0.35 | 10 | 152 | 27 |  | Fixed | Roof
NJSTRE1545389024 | NJSRRE1544562356 | Transition Incentive Program | Lawrenceville | 8648 | 12 | 11.06 | Residential | Yes | Behind the Meter | Behind the Meter |  | None | Pro Custom Solar dba Momentum Solar | PSE&G | Eligible for TI Program | 2020-03-02 | 2020-03-05 | 2021-10-30 | Hanwha | Q.Peak DUO BLK-G6+ 335 | Solar Panels |  | 0.335 | 33 | 301 | 25 |  | Fixed | Roof
NJSTRE1545389028 | NJSRRE1544767420 | Transition Incentive Program | Hasbrouck Heights | 7604 | 7 | 8.05 | Residential | Yes | Behind the Meter | Behind the Meter |  | None | Pro Custom Solar dba Momentum Solar | PSE&G | Eligible for TI Program | 2020-03-26 | 2020-03-31 | 2021-10-30 | lg electronics | LG 350N1C-V5 | Solar Panels |  | 0.35 | 5 | 218 | 34 |  | Fixed | Roof
NJSTRE1545388990 | NJSRRE1544903596 | Transition Incentive Program | Bayville | 8721 | 18 | 8.64 | Residential | No | Behind the Meter | Net-metered residential rooftop and canopy |  | None | Whitman Construction, LLC | JCP&L | Accepted | 2020-04-27 | 2020-04-30 | 2021-10-30 | Trina | TSM-320 DD05H.05 | Solar Panels |  | 0.32 | 2 | 5 | 25 |  | Fixed | Roof
NJSTRE1545389001 | NJSRRE1544776047 | Transition Incentive Program | North Brunswick Township | 8902 | 11 | 11.77 | Residential | No | Behind the Meter | Net-metered residential rooftop and canopy |  | None | SunPower Corporation, Systems | PSE&G | Accepted |  | 2020-04-09 | 2021-10-30 | SUNPOWER | SPR-E20-327-E-AC | Solar Panels |  | 0.327 | 5 | 129 | 20 |  | Fixed | Roof
NJSTRE1545389006 | NJSRRE1544795045 | Transition Incentive Program | Cape May | 8204 | 21 | 13.4 | Residential | No | Behind the Meter | Net-metered residential rooftop and canopy |  | None | Green Power Energy | AC Electric | Accepted | 2020-04-02 | 2020-04-09 | 2021-10-30 | LG Electronics | LG335N1C-V5 | Solar Panels |  | 0.335 | 16 | 302 | 22 |  | Fixed | Roof
NJSTRE1545389007 | NJSRRE1544802132 | Transition Incentive Program | COLLINGS LAKES | 8094 | 15 | 16.08 | Residential | Yes | Behind the Meter | Net-metered residential rooftop and canopy |  | None | Vision Solar LLC | AC Electric | Accepted | 2020-04-06 | 2020-04-24 | 2021-10-30 | LG SOLAR | LG335N1K-V5 | Solar Panels |  | 0.335 | 12 | 221 | 23 |  | Fixed | Roof
NJSTRE1545389013 | NJSRRE1544560410 | Transition Incentive Program | Linwood | 8221 | 19 | 7.67 | Residential | No | Behind the Meter | Net-metered residential rooftop and canopy |  | None | Green Power Energy | AC Electric | Final As-Built Received | 2020-03-02 | 2020-03-05 | 2021-10-30 | LG Electronics | LG350N1C-V5 | Solar Panels |  | 0.335 | 2 | 310 | 25 |  | Fixed | Roof
NJSTRE1545389016 | NJSRRE1544623020 | Transition Incentive Program | Willingboro | 8046 | 13 | 6.4 | Residential | Yes | Behind the Meter | Net-metered residential rooftop and canopy |  | None | Vivint Solar Developer, LLC | PSE&G | Final As-Built Received | 2020-03-10 | 2020-03-12 | 2021-10-30 | Jinko Solar | JKM320M-60HBL | Solar Panels |  | 0.32 | 20 | 42 | 226 |  | Fixed | Roof
NJSTRE1545389022 | NJSRRE1544886133 | Transition Incentive Program | ROCHELLE PARK | 7662 | 7 | 3.2 | Residential | Yes | Behind the Meter | Net-metered residential rooftop and canopy |  | None | Vivint Solar Developer, LLC | PSE&G | Accepted | 2020-04-23 | 2020-04-28 | 2021-10-30 | Jinko Solar | JKM320M-60HBL | Solar Panels |  | 0.32 | 8 | 128 | 39 |  | Fixed | Roof
NJSTRE1545389028 | NJSRRE1544767420 | Transition Incentive Program | Hasbrouck Heights | 7604 | 7 | 8.05 | Residential | Yes | Behind the Meter | Behind the Meter |  | None | Pro Custom Solar dba Momentum Solar | PSE&G | Eligible for TI Program | 2020-03-26 | 2020-03-31 | 2021-10-30 | lg electronics | LG 350N1C-V5 | Solar Panels |  | 0.35 | 3 | 308 | 34 |  | Fixed | Roof
NJSTRE1545389034 | NJSRRE1544630778 | Transition Incentive Program | Wenonah | 8090 | 15 | 15.08 | Residential | Yes | Behind the Meter | Net-metered residential rooftop and canopy |  | None | Vision Solar LLC | AC Electric | Accepted | 2020-03-12 | 2020-03-17 | 2021-10-30 | LG Solar | LG335N1K-V5 | Solar Panels |  | 0.335 | 20 | 341 | 23 |  | Fixed | Roof
NJSTRE1545389040 | NJSRRE1544613336 | Transition Incentive Program | EGG HARBOR TOWNSHIP | 8234 | 19 | 6.3 | Residential | Yes | Behind the Meter | Net-metered residential rooftop and canopy |  | None | Vivint Solar Developer, LLC | AC Electric | Accepted | 2020-03-06 | 2020-03-11 | 2021-10-30 | LG | LG315N1K-V5 | Solar Panels |  | 0.315 | 20 | 111 | 31 |  | Fixed | Roof
NJSTRE1545389049 | NJSRRE1544779606 | Transition Incentive Program | Califon | 7830 | 4 | 10.4 | Residential | No | Behind the Meter | Net-metered residential rooftop and canopy |  | None | Green Power Energy | JCP&L | Accepted | 2020-04-01 | 2020-04-09 | 2021-10-30 | Panasonic | VBHN325KA03 | Solar Panels |  | 0.325 | 4 | 216 | 26 |  | Fixed | Roof
NJSTRE1545389050 | NJSRRE1544835898 | Transition Incentive Program | Williamstown | 8094 | 15 | 5.99 | Residential | Yes | Behind the Meter | Net-metered residential rooftop and canopy |  | None | Trinity Solar | AC Electric | Accepted | 2020-04-13 | 2020-04-20 | 2021-10-30 | Hanwha | Q.PEAK DUO BLK-G5 315 | Solar Panels |  | 0.315 | 19 | 100 | 5 |  | Fixed | Roof
NJSTRE1545388965 | NJSRRE1544766642 | Transition Incentive Program | Blackwood | 8012 | 14 | 8.91 | Residential | No | Behind the Meter | Net-metered residential rooftop and canopy |  | None | Whitman Construction, LLC | AC Electric | Accepted | 2020-03-26 | 2020-03-31 | 2021-10-30 | Panasonic | VBHN330SA17 | Solar Panels |  | 0.33 | 12 | 216 | 23 |  | Fixed | Roof
NJSTRE1545388970 | NJSRRE1544903532 | Transition Incentive Program | Haddon Township | 8108 | 14 | 7.56 | Residential | Yes | Behind the Meter | Net-metered residential rooftop and canopy |  | None | Suntuity Solar LLC | PSE&G | Accepted | 2020-04-27 | 2020-04-30 | 2021-10-30 | Hanwha Solar | Q-Cells 315 Mono | Solar Panels |  | 0.315 | 11 | 321 | 36 |  | Fixed | Roof
NJSTRE1545388975 | NJSRRE1544719329 | Transition Incentive Program | Rahway City | 7065 | 10 | 11.06 | Residential | Yes | Behind the Meter | Net-metered residential rooftop and canopy |  | None | Vision Solar LLC | PSE&G | Accepted | 2020-03-18 | 2020-03-23 | 2021-10-30 | lg solar | lg335n1k-v5 | Solar Panels |  | 0.335 | 3 | 282 | 30 |  | Fixed | Roof
NJSTRE1545388975 | NJSRRE1544719329 | Transition Incentive Program | Rahway City | 7065 | 10 | 11.06 | Residential | Yes | Behind the Meter | Net-metered residential rooftop and canopy |  | None | Vision Solar LLC | PSE&G | Accepted | 2020-03-18 | 2020-03-23 | 2021-10-30 | lg solar | lg335n1k-v5 | Solar Panels |  | 0.335 | 5 | 192 | 30 |  | Fixed | Roof
NJSTRE1545388990 | NJSRRE1544903596 | Transition Incentive Program | Bayville | 8721 | 18 | 8.64 | Residential | No | Behind the Meter | Net-metered residential rooftop and canopy |  | None | Whitman Construction, LLC | JCP&L | Accepted | 2020-04-27 | 2020-04-30 | 2021-10-30 | Trina | TSM-320 DD05H.05 | Solar Panels |  | 0.32 | 4 | 185 | 25 |  | Fixed | Roof
NJSTRE1545388990 | NJSRRE1544903596 | Transition Incentive Program | Bayville | 8721 | 18 | 8.64 | Residential | No | Behind the Meter | Net-metered residential rooftop and canopy |  | None | Whitman Construction, LLC | JCP&L | Accepted | 2020-04-27 | 2020-04-30 | 2021-10-30 | Trina | TSM-320 DD05H.05 | Solar Panels |  | 0.32 | 7 | 275 | 37 |  | Fixed | Roof
NJSTRE1545389001 | NJSRRE1544776047 | Transition Incentive Program | North Brunswick Township | 8902 | 11 | 11.77 | Residential | No | Behind the Meter | Net-metered residential rooftop and canopy |  | None | SunPower Corporation, Systems | PSE&G | Accepted |  | 2020-04-09 | 2021-10-30 | SUNPOWER | SPR-E20-327-E-AC | Solar Panels |  | 0.327 | 3 | 129 | 11 |  | Fixed | Roof
NJSTRE1545389001 | NJSRRE1544776047 | Transition Incentive Program | North Brunswick Township | 8902 | 11 | 11.77 | Residential | No | Behind the Meter | Net-metered residential rooftop and canopy |  | None | SunPower Corporation, Systems | PSE&G | Accepted |  | 2020-04-09 | 2021-10-30 | SUNPOWER | SPR-E20-327-E-AC | Solar Panels |  | 0.327 | 17 | 129 | 20 |  | Fixed | Roof
NJSTRE1545389006 | NJSRRE1544795045 | Transition Incentive Program | Cape May | 8204 | 21 | 13.4 | Residential | No | Behind the Meter | Net-metered residential rooftop and canopy |  | None | Green Power Energy | AC Electric | Accepted | 2020-04-02 | 2020-04-09 | 2021-10-30 | LG Electronics | LG335N1C-V5 | Solar Panels |  | 0.335 | 8 | 33 | 22 |  | Fixed | Roof
NJSTRE1545389011 | NJSRRE1544804633 | Transition Incentive Program | Stockholm | 7460 | 1 | 4.02 | Residential | Yes | Behind the Meter | Net-metered residential rooftop and canopy |  | None | Trinity Solar | JCP&L | Final As-Built Received |  | 2020-04-10 | 2021-10-30 | Hanwha 335 | Q.PEAK DUO BLK-G6 335 | Solar Panels |  | 0.335 | 12 | 129 | 18 |  | Fixed | Roof
NJSTRE1545389022 | NJSRRE1544886133 | Transition Incentive Program | ROCHELLE PARK | 7662 | 7 | 3.2 | Residential | Yes | Behind the Meter | Net-metered residential rooftop and canopy |  | None | Vivint Solar Developer, LLC | PSE&G | Accepted | 2020-04-23 | 2020-04-28 | 2021-10-30 | Jinko Solar | JKM320M-60HBL | Solar Panels |  | 0.32 | 2 | 308 | 14 |  | Fixed | Roof
NJSTRE1545389023 | NJSRRE1544566610 | Transition Incentive Program | Port Republic | 8241 | 19 | 17.5 | Residential | No | Behind the Meter | Net-metered residential rooftop and canopy |  | None | Green Power Energy | AC Electric | Accepted | 2020-03-03 | 2020-03-05 | 2021-10-30 | LG Electronics | LG350N1C-V5 | Solar Panels |  | 0.35 | 32 | 150 | 27 |  | Fixed | Roof
NJSTRE1545387739 | NJSRRE1544431043 | Transition Incentive Program | Manchester | 8733 | 18 | 3.15 | Residential | Yes | Behind the Meter | Net-metered residential rooftop and canopy |  | None | Trinity Solar | JCP&L | Accepted |  | 2020-02-13 | 2021-10-30 | HANWHA | Q.PEAK DUO BLK-G5 315 | Solar Panels |  | 0.315 | 10 | 80 | 27 |  | Fixed | Roof
NJSTRE1545387743 | NJSRRE1544512179 | Transition Incentive Program | NORTH PLAINFIELD | 7060 | 10 | 10.88 | Residential | Yes | Behind the Meter | Net-metered residential rooftop and canopy |  | None | Vivint Solar Developer, LLC | PSE&G | Accepted | 2020-02-21 | 2020-02-24 | 2021-10-30 | JINKO SOLAR | JKM320M-60HBL | Solar Panels |  | 0.32 | 3 | 218 | 40 |  | Fixed | Roof
NJSTRE1545387747 | NJSRRE1544419971 | Transition Incentive Program | Carlstadt | 7072 | 7 | 11.66 | Residential | Yes | Behind the Meter | Net-metered residential rooftop and canopy |  | None | Trinity Solar | PSE&G | Final As-Built Received | 2020-02-07 | 2020-02-12 | 2021-10-30 | HANWHA | Q.PEAK DUO BLK-G5 315 | Solar Panels |  | 0.315 | 34 | 127 | 40 |  | Fixed | Roof
NJSTRE1545387751 | NJSRRE1544353267 | Transition Incentive Program | BURLINGTON | 8016 | 13 | 5.99 | Residential | Yes | Behind the Meter | Net-metered residential rooftop and canopy |  | None | Vivint Solar Developer, LLC | PSE&G | Accepted | 2020-02-05 | 2020-02-07 | 2021-10-30 | Hanwha Solar | Q.PEAK BLK-G5 315 | Solar Panels |  | 0.315 | 5 | 359 | 23 |  | Fixed | Roof
NJSTRE1545387757 | NJSRRE1544549857 | Transition Incentive Program | Pine Hill | 8021 | 14 | 9.6 | Residential | Yes | Behind the Meter | Behind the Meter |  | None | Skyline Solar, LLC | AC Electric | Eligible for TI Program | 2020-02-28 | 2020-03-03 | 2021-10-30 | Hanwha Q-Cells | Q.PEAK DUO-G5 320 | Solar Panels |  | 0.32 | 30 | 95275 | 34 |  | Fixed | Roof
NJSTRE1545387768 | NJSRRE1544352833 | Transition Incentive Program | Williamstown | 8094 | 15 | 11.52 | Residential | Yes | Behind the Meter | Net-metered residential rooftop and canopy |  | None | Solar Spectrum LLC | AC Electric | Accepted | 2020-02-04 | 2020-02-07 | 2021-10-30 | Q CELLS | Q.PEAK-DUO-G7-320 | Solar Panels |  | 0.32 | 12 | 254 | 25 |  | Fixed | Roof
NJSTRE1545387770 | NJSRRE1543473958 | Transition Incentive Program | Beverly | 8010 | 13 | 11.34 | Residential | Yes | Behind the Meter | Net-metered residential rooftop and canopy |  | None | Vivint Solar Developer, LLC | PSE&G | Accepted | 2019-12-07 | 2019-12-09 | 2021-10-30 | Hanwha | Q.PEAK BLK-G5 315 | Solar Panels |  | 0.315 | 12 | 160 | 18 |  | Fixed | Roof
NJSTRE1545387772 | NJSRRE1544467085 | Transition Incentive Program | Flemington | 8822 | 4 | 10.15 | Residential | No | Behind the Meter | Behind the Meter |  | None | Seabright Solar | JCP&L | Eligible for TI Program | 2020-02-20 | 2020-02-24 | 2021-10-30 | Sunpower | SPR-X21-350 | Solar Panels |  | 0.35 | 6 | 173 | 40 |  | Fixed | Roof
NJSTRE1545387780 | NJSRRE1543438718 | Transition Incentive Program | Sayreville | 8872 | 11 | 11.03 | Residential | Yes | Behind the Meter | Behind the Meter |  | None | Pro Custom Solar dba Momentum Solar | JCP&L | Eligible for TI Program | 2019-11-23 | 2019-11-27 | 2021-10-30 | Hanwha | Q.Peak DUO BLK-G5 315 | Solar Panels |  | 0.315 | 35 | 170 | 14 |  | Fixed | Roof
NJSTRE1545387786 | NJSRRE1543532621 | Transition Incentive Program | Paterson | 7513 | 6 | 6.93 | Residential | Yes | Behind the Meter | Net-metered residential rooftop and canopy |  | None | Trinity Solar | PSE&G | Final As-Built Received | 2019-12-12 | 2019-12-17 | 2021-10-30 | HANWHA | Q.PEAK DUO BLK-G5 315 | Solar Panels |  | 0.315 | 3 | 98 | 42 |  | Fixed | Roof
NJSTRE1545387788 | NJSRRE1544333225 | Transition Incentive Program | Cherry Hill | 8034 | 14 | 13.44 | Residential | Yes | Behind the Meter | Behind the Meter |  | None | Acos Energy, LLC | PSE&G | Eligible for TI Program | 2020-01-30 | 2020-02-04 | 2021-10-30 | Trina | TSM-DD06M05II 320W | Solar Panels |  | 0.32 | 26 | 205 | 22 |  | Fixed | Roof
NJSTRE1545387790 | NJSRRE1543426708 | Transition Incentive Program | Jackson | 8527 | 18 | 15.28 | Residential | No | Behind the Meter | Net-metered residential rooftop and canopy |  | None | Accord Power Inc | JCP&L | Accepted | 2019-11-20 | 2019-11-25 | 2021-10-30 | Hanwah | Q.Cell 325 | Solar Panels |  | 0.325 | 5 | 220 | 35 |  | Fixed | Roof
NJSTRE1545387794 | NJSRRE1543473740 | Transition Incentive Program | Columbus | 8022 | 13 | 23.31 | Residential | Yes | Behind the Meter | Net-metered residential rooftop and canopy |  | None | Suntuity Solar LLC | PSE&G | Accepted | 2019-12-03 | 2019-12-05 | 2021-10-30 | Yingli Green Energy | YL315D-30b | Solar Panels |  | 0.315 | 6 | 187 | 13 |  | Fixed | Roof
NJSTRE1545388998 | NJSRRE1544612595 | Transition Incentive Program | BROWNS MILLS | 8015 | 13 | 10.24 | Residential | Yes | Behind the Meter | Net-metered residential rooftop and canopy |  | None | Vivint Solar Developer, LLC | JCP&L | Accepted | 2020-03-06 | 2020-03-11 | 2021-10-30 | JINKO SOLAR | JKM320M-60HBL | Solar Panels |  | 0.32 | 20 | 287 | 19 |  | Fixed | Roof
NJSTRE1545388999 | NJSRRE1544626934 | Transition Incentive Program | Flemington | 8822 | 4 | 3.41 | Residential | Yes | Behind the Meter | Net-metered residential rooftop and canopy |  | None | Sunrun Installation Services, Inc. | JCP&L | Final As-Built Received | 2020-03-11 | 2020-03-17 | 2021-10-30 | REC Solar | REC310TP2M | Solar Panels |  | 0.31 | 11 | 177 | 23 |  | Fixed | Roof
NJSTRE1545389003 | NJSRRE1544796126 | Transition Incentive Program | Stewartsville | 8886 | 2 | 14.62 | Residential | Yes | Behind the Meter | Behind the Meter |  | None | Trinity Solar | JCP&L | Eligible for TI Program | 2020-04-03 | 2020-04-09 | 2021-10-30 | HANWHA | Q.PEAK DUO BLK-G6 340 | Solar Panels |  | 0.34 | 5 | 31 | 23 |  | Fixed | Roof
NJSTRE1545389003 | NJSRRE1544796126 | Transition Incentive Program | Stewartsville | 8886 | 2 | 14.62 | Residential | Yes | Behind the Meter | Behind the Meter |  | None | Trinity Solar | JCP&L | Eligible for TI Program | 2020-04-03 | 2020-04-09 | 2021-10-30 | HANWAH | Q.PEAK DUO BLK-G6 340 | Solar Panels |  | 0.34 | 5 | 211 | 23 |  | Fixed | Roof
NJSTRE1545389014 | NJSRRE1544597807 | Transition Incentive Program | Edison | 8820 | 11 | 6.46 | Residential | No | Behind the Meter | Behind the Meter |  | None | Pro Custom Solar dba Momentum Solar | PSE&G | Eligible for TI Program | 2020-03-04 | 2020-03-09 | 2021-10-30 | Hanwha | Q.Peak DUO BLK-G6+ 340 | Solar Panels |  | 0.34 | 8 | 170 | 32 |  | Fixed | Roof
NJSTRE1545389019 | NJSRRE1544852271 | Transition Incentive Program | SADDLE BROOK | 7663 | 7 | 9.28 | Residential | Yes | Behind the Meter | Net-metered residential rooftop and canopy |  | None | Vivint Solar Developer, LLC | PSE&G | Accepted | 2020-04-17 | 2020-04-23 | 2021-10-30 | Jinko Solar | JKM320M-60HBL | Solar Panels |  | 0.32 | 10 | 182 | 27 |  | Fixed | Roof
NJSTRE1545389019 | NJSRRE1544852271 | Transition Incentive Program | SADDLE BROOK | 7663 | 7 | 9.28 | Residential | Yes | Behind the Meter | Net-metered residential rooftop and canopy |  | None | Vivint Solar Developer, LLC | PSE&G | Accepted | 2020-04-17 | 2020-04-23 | 2021-10-30 | Jinko Solar | JKM320M-60HBL | Solar Panels |  | 0.32 | 2 | 182 | 27 |  | Fixed | Roof
NJSTRE1545389026 | NJSRRE1544695697 | Transition Incentive Program | Brick | 8724 | 18 | 8.37 | Residential | No | Behind the Meter | Net-metered residential rooftop and canopy |  | None | Eznergy | JCP&L | Accepted | 2020-03-16 | 2020-03-18 | 2021-10-30 | Trina | TSM310 | Solar Panels |  | 0.31 | 14 | 251 | 18 |  | Fixed | Roof
NJSTRE1545389031 | NJSRRE1544582522 | Transition Incentive Program | LAKE HOPATCONG | 7849 | 3 | 11.78 | Residential | No | Behind the Meter | Net-metered residential rooftop and canopy |  | None | Sunrun Installation Services, Inc. | JCP&L | Accepted | 2020-03-03 | 2020-03-06 | 2021-10-30 | REC Solar | REC310TP2M | Solar Panels |  | 0.31 | 3 | 273 | 18 |  | Fixed | Roof
NJSTRE1545389043 | NJSRRE1544813189 | Transition Incentive Program | HURFFVILLE | 8080 | 15 | 19.84 | Residential | Yes | Behind the Meter | Behind the Meter |  | None | Sunrun Installation Services, Inc. | AC Electric | Eligible for TI Program | 2020-04-08 | 2020-04-14 | 2021-10-30 | REC Solar | REC310TP2M | Solar Panels |  | 0.31 | 14 | 99 | 26 |  | Fixed | Roof
NJSTRE1545389047 | NJSRRE1544761182 | Transition Incentive Program | RUTHERFORD | 7070 | 7 | 6.4 | Residential | Yes | Behind the Meter | Net-metered residential rooftop and canopy |  | None | Vivint Solar Developer, LLC | PSE&G | Accepted | 2020-03-25 | 2020-03-27 | 2021-10-30 | Jinko Solar | JKM320M-60HBL | Solar Panels |  | 0.32 | 13 | 299 | 22 |  | Fixed | Roof
NJSTRE1545389048 | NJSRRE1544701331 | Transition Incentive Program | South Plainfield | 7080 | 11 | 8.06 | Residential | No | Behind the Meter | Behind the Meter |  | None | Sunrun Installation Services, Inc. | PSE&G | Eligible for TI Program | 2020-03-16 | 2020-03-19 | 2021-10-30 | REC Solar | REC310TP2M | Solar Panels |  | 0.31 | 3 | 63 | 34 |  | Fixed | Roof
NJSTRE1545389053 | NJSRRE1544854547 | Transition Incentive Program | Fairfield | 7004 | 9 | 40.26 | Commercial | No | Behind the Meter | Behind the Meter |  | None | Samba Energy | PSE&G | Eligible for TI Program | 2020-04-17 | 2020-04-24 | 2021-10-30 | HANWHA | Q.PEAK-G4.1 | Solar Panels |  | 0.305 | 132 | 214 | 5 |  | Fixed | Roof
NJSTRE1545389003 | NJSRRE1544796126 | Transition Incentive Program | Stewartsville | 8886 | 2 | 14.62 | Residential | Yes | Behind the Meter | Behind the Meter |  | None | Trinity Solar | JCP&L | Eligible for TI Program | 2020-04-03 | 2020-04-09 | 2021-10-30 | HANWHA | Q.PEAK DUO BLK-G6 340 | Solar Panels |  | 0.34 | 8 | 301 | 27 |  | Fixed | Roof
NJSTRE1545389008 | NJSRRE1544805305 | Transition Incentive Program | Sicklerville | 8081 | 14 | 8.99 | Residential | No | Behind the Meter | Net-metered residential rooftop and canopy |  | None | Sunrun Installation Services, Inc. | AC Electric | Final As-Built Received |  | 2020-04-10 | 2021-10-30 | REC Solar | REC310TP2M | Solar Panels |  | 0.31 | 29 | 155 | 34 |  | Fixed | Roof | 155
NJSTRE1545389014 | NJSRRE1544597807 | Transition Incentive Program | Edison | 8820 | 11 | 6.46 | Residential | No | Behind the Meter | Behind the Meter |  | None | Pro Custom Solar dba Momentum Solar | PSE&G | Eligible for TI Program | 2020-03-04 | 2020-03-09 | 2021-10-30 | Hanwha | Q.Peak DUO BLK-G6+ 340 | Solar Panels |  | 0.34 | 7 | 170 | 31 |  | Fixed | Roof
NJSTRE1545389014 | NJSRRE1544597807 | Transition Incentive Program | Edison | 8820 | 11 | 6.46 | Residential | No | Behind the Meter | Behind the Meter |  | None | Pro Custom Solar dba Momentum Solar | PSE&G | Eligible for TI Program | 2020-03-04 | 2020-03-09 | 2021-10-30 | Hanwha | Q.Peak DUO BLK-G6+ 340 | Solar Panels |  | 0.34 | 4 | 80 | 31 |  | Fixed | Roof
NJSTRE1545389019 | NJSRRE1544852271 | Transition Incentive Program | SADDLE BROOK | 7663 | 7 | 9.28 | Residential | Yes | Behind the Meter | Net-metered residential rooftop and canopy |  | None | Vivint Solar Developer, LLC | PSE&G | Accepted | 2020-04-17 | 2020-04-23 | 2021-10-30 | Jinko Solar | JKM320M-60HBL | Solar Panels |  | 0.32 | 17 | 2 | 27 |  | Fixed | Roof
NJSTRE1545389020 | NJSRRE1544905340 | Transition Incentive Program | Newark, City | 7112 | 9 | 30.8 | Commercial | No | Behind the Meter | Net-metered non-residential rooftop and canopy |  | None | Ameresco | PSE&G | Accepted |  | 2020-04-30 | 2021-10-30 | JA | JAM72S09 385/PR | Solar Panels |  | 0.385 | 80 | 214.8 | 10 |  | Fixed | Roof
NJSTRE1545389025 | NJSRRE1544561730 | Transition Incentive Program | Boonton | 7005 | 3 | 154.77 | Commercial | No | Behind the Meter | Net-metered non-residential rooftop and canopy |  | None | Green Power Energy | JCP&L | Accepted | 2020-03-02 | 2020-03-05 | 2021-10-30 | Trina Solar | TSM-385DE14H(II) | Solar Panels |  | 0.385 | 402 | 198 | 5 |  | Fixed | Roof
NJSTRE1545389031 | NJSRRE1544582522 | Transition Incentive Program | LAKE HOPATCONG | 7849 | 3 | 11.78 | Residential | No | Behind the Meter | Net-metered residential rooftop and canopy |  | None | Sunrun Installation Services, Inc. | JCP&L | Accepted | 2020-03-03 | 2020-03-06 | 2021-10-30 | REC Solar | REC310TP2M | Solar Panels |  | 0.31 | 27 | 92 | 18 |  | Fixed | Roof
NJSTRE1545389031 | NJSRRE1544582522 | Transition Incentive Program | LAKE HOPATCONG | 7849 | 3 | 11.78 | Residential | No | Behind the Meter | Net-metered residential rooftop and canopy |  | None | Sunrun Installation Services, Inc. | JCP&L | Accepted | 2020-03-03 | 2020-03-06 | 2021-10-30 | REC Solar | REC310TP2M | Solar Panels |  | 0.31 | 8 | 273 | 27 |  | Fixed | Roof
NJSTRE1545389037 | NJSRRE1544630774 | Transition Incentive Program | Mountainside | 7092 | 10 | 12.71 | Residential | No | Behind the Meter | Behind the Meter |  | None | Sunrun Installation Services, Inc. | PSE&G | Eligible for TI Program | 2020-03-12 | 2020-03-17 | 2021-10-30 | REC Solar | REC310TP2M | Solar Panels |  | 0.31 | 7 | 55 | 23 |  | Fixed | Roof
NJSTRE1545389037 | NJSRRE1544630774 | Transition Incentive Program | Mountainside | 7092 | 10 | 12.71 | Residential | No | Behind the Meter | Behind the Meter |  | None | Sunrun Installation Services, Inc. | PSE&G | Eligible for TI Program | 2020-03-12 | 2020-03-17 | 2021-10-30 | REC Solar | REC310TP2M | Solar Panels |  | 0.31 | 13 | 325 | 23 |  | Fixed | Roof
NJSTRE1545389047 | NJSRRE1544761182 | Transition Incentive Program | RUTHERFORD | 7070 | 7 | 6.4 | Residential | Yes | Behind the Meter | Net-metered residential rooftop and canopy |  | None | Vivint Solar Developer, LLC | PSE&G | Accepted | 2020-03-25 | 2020-03-27 | 2021-10-30 | Jinko Solar | JKM320M-60HBL | Solar Panels |  | 0.32 | 7 | 299 | 9 |  | Fixed | Roof
NJSTRE1545388966 | NJSRRE1544805457 | Transition Incentive Program | Hamilton Township | 8610 | 12 | 13.08 | Residential | Yes | Behind the Meter | Behind the Meter |  | None | Seabright Solar | PSE&G | Eligible for TI Program | 2020-04-08 | 2020-04-13 | 2021-10-30 | Sunpower | SPR-E20-327 | Solar Panels |  | 0.327 | 20 | 62 | 27 |  | Fixed | Roof
NJSTRE1545388971 | NJSRRE1544680837 | Transition Incentive Program | Linden | 7036 | 10 | 6.3 | Residential | Yes | Behind the Meter | Behind the Meter |  | None | Pro Custom Solar dba Momentum Solar | PSE&G | Eligible for TI Program | 2020-03-13 | 2020-04-09 | 2021-10-30 | lg electronics | LG 350N1C-V5 | Solar Panels |  | 0.35 | 12 | 218 | 37 |  | Fixed | Roof
NJSTRE1545388983 | NJSRRE1544777744 | Transition Incentive Program | Egg Harbor Township | 8234 | 19 | 20.77 | Residential | Yes | Behind the Meter | Behind the Meter |  | None | Sunrun Installation Services, Inc. | AC Electric | Eligible for TI Program | 2020-04-01 | 2020-04-09 | 2021-10-30 | REC Solar | REC310TP2M | Solar Panels |  | 0.31 | 7 | 228 | 27 |  | Fixed | Roof
NJSTRE1545388990 | NJSRRE1544903596 | Transition Incentive Program | Bayville | 8721 | 18 | 8.64 | Residential | No | Behind the Meter | Net-metered residential rooftop and canopy |  | None | Whitman Construction, LLC | JCP&L | Accepted | 2020-04-27 | 2020-04-30 | 2021-10-30 | Trina | TSM-320 DD05H.05 | Solar Panels |  | 0.32 | 12 | 95 | 21 |  | Fixed | Roof
NJSTRE1545388991 | NJSRRE1544846880 | Transition Incentive Program | williamstown | 8094 | 15 | 6.03 | Residential | Yes | Behind the Meter | Net-metered residential rooftop and canopy |  | None | Vision Solar LLC | AC Electric | As-Built Incomplete | 2020-04-15 | 2020-04-22 | 2021-10-30 | lg solar | lg335n2k-v5 | Solar Panels |  | 0.335 | 18 | 89 | 34 |  | Fixed | Roof
NJSTRE1545389000 | NJSRRE1544728912 | Transition Incentive Program | Wenonah | 8090 | 15 | 36.6 | Residential | No | Behind the Meter | Net-metered residential rooftop and canopy |  | None | Suntuity Solar LLC | AC Electric | Accepted | 2020-03-20 | 2020-03-24 | 2021-10-30 | Hanwha Solar | Q-Cells 305 Mono | Solar Panels |  | 0.305 | 60 | 199 | 20 |  | Fixed | Ground
NJSTRE1545389007 | NJSRRE1544802132 | Transition Incentive Program | COLLINGS LAKES | 8094 | 15 | 16.08 | Residential | Yes | Behind the Meter | Net-metered residential rooftop and canopy |  | None | Vision Solar LLC | AC Electric | Accepted | 2020-04-06 | 2020-04-24 | 2021-10-30 | LGSOLAR | LG335N1K-V5 | Solar Panels |  | 0.335 | 2 | 221 | 20 |  | Fixed | Roof
NJSTRE1545389013 | NJSRRE1544560410 | Transition Incentive Program | Linwood | 8221 | 19 | 7.67 | Residential | No | Behind the Meter | Net-metered residential rooftop and canopy |  | None | Green Power Energy | AC Electric | Final As-Built Received | 2020-03-02 | 2020-03-05 | 2021-10-30 | LG Electronics | LG350N1C-V5 | Solar Panels |  | 0.35 | 8 | 120 | 25 |  | Fixed | Roof
NJSTRE1545389015 | NJSRRE1544767584 | Transition Incentive Program | Jersey City | 7305 | 8 | 3.4 | Residential | No | Behind the Meter | Net-metered residential rooftop and canopy |  | None | Pro Custom Solar dba Momentum Solar | PSE&G | Accepted |  | 2020-03-31 | 2021-10-30 | Hanwha | Q.Peak DUO BLK-G6+ 340 | Solar Panels |  | 0.34 | 2 | 145 | 34 |  | Fixed | Roof
NJSTRE1545389018 | NJSRRE1544754147 | Transition Incentive Program | Lakewood | 8701 | 18 | 14.4 | Residential | No | Behind the Meter | Behind the Meter |  | None | Kamtech Solar Solutions | JCP&L | Eligible for TI Program | 2020-03-22 | 2020-03-25 | 2021-10-30 | Sunpower | SPR-X22-360-E-AC | Solar Panels |  | 0.36 | 20 | 184 | 10 |  | Fixed | Roof
NJSTRE1545389021 | NJSRRE1544762529 | Transition Incentive Program | ROSELLE | 7203 | 10 | 6.08 | Residential | Yes | Behind the Meter | Net-metered residential rooftop and canopy |  | None | Vivint Solar Developer, LLC | PSE&G | Final As-Built Received | 2020-03-26 | 2020-03-30 | 2021-10-30 | Jinko Solar | JKM320M-60HBL | Solar Panels |  | 0.32 | 9 | 225 | 32 |  | Fixed | Roof
NJSTRE1545389023 | NJSRRE1544566610 | Transition Incentive Program | Port Republic | 8241 | 19 | 17.5 | Residential | No | Behind the Meter | Net-metered residential rooftop and canopy |  | None | Green Power Energy | AC Electric | Accepted | 2020-03-03 | 2020-03-05 | 2021-10-30 | LG Electronics | LG350N1C-V5 | Solar Panels |  | 0.35 | 8 | 151 | 27 |  | Fixed | Roof
NJSTRE1545387795 | NJSRRE1544441217 | Transition Incentive Program | Pleasantville | 8232 | 19 | 3.27 | Residential | Yes | Behind the Meter | Net-metered residential rooftop and canopy |  | None | Castle Energy, LLC | AC Electric | Accepted | 2020-02-26 | 2020-02-26 | 2021-10-30 | SunPower | SPR-E20-327-C-AC | Solar Panels |  | 0.327 | 10 | 116 | 27 |  | Fixed | Roof
NJSTRE1545387804 | NJSRRE1544903593 | Transition Incentive Program | South Egg Harbor | 8215 | 19 | 7.02 | Residential | Yes | Behind the Meter | Net-metered residential rooftop and canopy |  | None | Sunrun Installation Services, Inc. | AC Electric | Final As-Built Received |  | 2020-04-30 | 2021-10-30 | LONGi Green Energy Technology Co Ltd | LR6-60HPB-305M | Solar Panels |  | 0.305 | 10 | 132 | 23 |  | Fixed | Roof
NJSTRE1545387807 | NJSRRE1544724282 | Transition Incentive Program | Brielle | 8730 | 17 | 8.06 | Residential | Yes | Behind the Meter | Behind the Meter |  | None | Sunrun Installation Services, Inc. | JCP&L | Eligible for TI Program | 2020-03-19 | 2020-03-24 | 2021-10-30 | REC Solar | REC310TP2M | Solar Panels |  | 0.31 | 4 | 38 | 22 |  | Fixed | Roof
NJSTRE1545387815 | NJSRRE1544710302 | Transition Incentive Program | Paterson City | 7524 | 6 | 5.12 | Residential | Yes | Behind the Meter | Behind the Meter |  | None | Skyline Solar, LLC | PSE&G | Eligible for TI Program | 2020-03-18 | 2020-03-20 | 2021-10-30 | Hanwha Q-Cells | Q.PEAK DUO-G5 320 | Solar Panels |  | 0.32 | 16 | 183 | 30 |  | Fixed | Roof
NJSTRE1545387823 | NJSRRE1544886093 | Transition Incentive Program | WILLINGBORO | 8046 | 13 | 7.56 | Residential | Yes | Behind the Meter | Net-metered residential rooftop and canopy |  | None | Suntuity Solar LLC | PSE&G | Accepted | 2020-04-23 | 2020-04-28 | 2021-10-30 | Hanwha Solar | Q-Cells 315 Mono | Solar Panels |  | 0.315 | 10 | 208 | 20 |  | Fixed | Roof
NJSTRE1545387830 | NJSRRE1544701278 | Transition Incentive Program | Bridgewater Township | 8807 | 5 | 7.13 | Residential | No | Behind the Meter | Behind the Meter |  | None | Sunrun Installation Services, Inc. | PSE&G | Eligible for TI Program | 2020-03-16 | 2020-03-19 | 2021-10-30 | REC Solar | REC310TP2M | Solar Panels |  | 0.31 | 14 | 220 | 38 |  | Fixed | Roof
NJSTRE1545387844 | NJSRRE1544755573 | Transition Incentive Program | Plainfield | 7060 | 10 | 7.37 | Residential | No | Behind the Meter | Behind the Meter |  | None | Green Power Energy | PSE&G | Eligible for TI Program | 2020-03-23 | 2020-03-26 | 2021-10-30 | LG Electronics | LG335N1K-V5 | Solar Panels |  | 0.335 | 3 | 176 | 30 |  | Fixed | Roof
NJSTRE1545387851 | NJSRRE1544610793 | Transition Incentive Program | Mount Laurel | 8054 | 13 | 14.28 | Residential | No | Behind the Meter | Net-metered residential rooftop and canopy |  | None | Trinity Solar | PSE&G | Final As-Built Received |  | 2020-03-10 | 2021-10-30 | HANWHA | Q.PEAK DUO BLK-G6 340 | Solar Panels |  | 0.34 | 2 | 63 | 19 |  | Fixed | Roof
NJSTRE1545387858 | NJSRRE1544802080 | Transition Incentive Program | Nutley | 7110 | 9 | 5.92 | Residential | No | Behind the Meter | Net-metered residential rooftop and canopy |  | None | Integra Renewables | PSE&G | Accepted |  | 2020-04-09 | 2021-10-30 | LG | LG NEON R-375 | Solar Panels |  | 0.37 | 16 | 165 | 25 |  | Fixed | Roof
NJSTRE1545387861 | NJSRRE1544626058 | Transition Incentive Program | Clementon | 8021 | 14 | 7.04 | Residential | Yes | Behind the Meter | Behind the Meter |  | None | Skyline Solar, LLC | AC Electric | Eligible for TI Program | 2020-03-11 | 2020-03-16 | 2021-10-30 | Hanwha Q-Cells | Q.PEAK DUO-G5 320 | Solar Panels |  | 0.32 | 22 | 264,84 | 13 |  | Fixed | Roof
NJSTRE1545387864 | NJSRRE1544610820 | Transition Incentive Program | Teaneck | 7666 | 7 | 7.85 | Residential | Yes | Behind the Meter | Net-metered residential rooftop and canopy |  | None | SunPower Corporation, Systems | PSE&G | Accepted |  | 2020-03-10 | 2021-10-30 | SUNPOWER | SPR-E20-327-E-AC | Solar Panels |  | 0.327 | 3 | 107 | 20 |  | Fixed | Roof
NJSTRE1545388996 | NJSRRE1544760365 | Transition Incentive Program | Swedesboro | 8085 | 15 | 4.42 | Residential | Yes | Behind the Meter | Net-metered residential rooftop and canopy |  | None | Trinity Solar | AC Electric | Final As-Built Received | 2020-03-24 | 2020-03-27 | 2021-10-30 | hanwha | Q.PEAK DUO BLK-G6 340 | Solar Panels |  | 0.34 | 13 | 130 | 22 |  | Fixed | Roof
NJSTRE1545388997 | NJSRRE1544892963 | Transition Incentive Program | Long Branch | 7740 | 17 | 9.1 | Residential | Yes | Behind the Meter | Behind the Meter |  | None | Pro Custom Solar dba Momentum Solar | JCP&L | Eligible for TI Program | 2020-04-24 | 2020-04-29 | 2021-10-30 | LG ELECTRONICS | LG 350N1C-V5 | Solar Panels |  | 0.35 | 6 | 304 | 22 |  | Fixed | Roof
NJSTRE1545389007 | NJSRRE1544802132 | Transition Incentive Program | COLLINGS LAKES | 8094 | 15 | 16.08 | Residential | Yes | Behind the Meter | Net-metered residential rooftop and canopy |  | None | Vision Solar LLC | AC Electric | Accepted | 2020-04-06 | 2020-04-24 | 2021-10-30 | LG SOLAR | LG335N1K-V5 | Solar Panels |  | 0.335 | 10 | 131 | 17 |  | Fixed | Roof
NJSTRE1545389007 | NJSRRE1544802132 | Transition Incentive Program | COLLINGS LAKES | 8094 | 15 | 16.08 | Residential | Yes | Behind the Meter | Net-metered residential rooftop and canopy |  | None | Vision Solar LLC | AC Electric | Accepted | 2020-04-06 | 2020-04-24 | 2021-10-30 | LG SOLAR | LG335N1K-V5 | Solar Panels |  | 0.335 | 11 | 41 | 23 |  | Fixed | Roof
NJSTRE1545389009 | NJSRRE1544884765 | Transition Incentive Program | BAYVILLE | 8721 | 18 | 8.32 | Residential | Yes | Behind the Meter | Net-metered residential rooftop and canopy |  | None | Vivint Solar Developer, LLC | JCP&L | Accepted | 2020-04-22 | 2020-04-28 | 2021-10-30 | Jinko Solar | KM320M-60HBL | Solar Panels |  | 0.32 | 26 | 260 | 24 |  | Fixed | Roof
NJSTRE1545389018 | NJSRRE1544754147 | Transition Incentive Program | Lakewood | 8701 | 18 | 14.4 | Residential | No | Behind the Meter | Behind the Meter |  | None | Kamtech Solar Solutions | JCP&L | Eligible for TI Program | 2020-03-22 | 2020-03-25 | 2021-10-30 | Sunpower | SPR-X22-360-E-AC | Solar Panels |  | 0.36 | 20 | 184 | 40 |  | Fixed | Roof
NJSTRE1545389021 | NJSRRE1544762529 | Transition Incentive Program | ROSELLE | 7203 | 10 | 6.08 | Residential | Yes | Behind the Meter | Net-metered residential rooftop and canopy |  | None | Vivint Solar Developer, LLC | PSE&G | Final As-Built Received | 2020-03-26 | 2020-03-30 | 2021-10-30 | Jinko Solar | JKM320M-60HBL | Solar Panels |  | 0.32 | 10 | 45 | 32 |  | Fixed | Roof
NJSTRE1545389041 | NJSRRE1544626031 | Transition Incentive Program | DELRAN | 8075 | 13 | 8.32 | Residential | Yes | Behind the Meter | Net-metered residential rooftop and canopy |  | None | Vivint Solar Developer, LLC | PSE&G | Accepted | 2020-03-11 | 2020-03-16 | 2021-10-30 | Jinko Solar | JKM320M-60HBL | Solar Panels |  | 0.32 | 4 | 68 | 18 |  | Fixed | Roof
NJSTRE1545389043 | NJSRRE1544813189 | Transition Incentive Program | HURFFVILLE | 8080 | 15 | 19.84 | Residential | Yes | Behind the Meter | Behind the Meter |  | None | Sunrun Installation Services, Inc. | AC Electric | Eligible for TI Program | 2020-04-08 | 2020-04-14 | 2021-10-30 | REC Solar | REC310TP2M | Solar Panels |  | 0.31 | 14 | 279 | 28 |  | Fixed | Roof
NJSTRE1545389044 | NJSRRE1544846391 | Transition Incentive Program | Newark | 7107 | 9 | 7.48 | Residential | No | Behind the Meter | Behind the Meter |  | None | Pro Custom Solar dba Momentum Solar | PSE&G | Eligible for TI Program | 2020-04-15 | 2020-04-22 | 2021-10-30 | HANWHA | Q.PEAK DUO BLK G6+ 340 | Solar Panels |  | 0.34 | 6 | 21 | 27 |  | Fixed | Roof
NJSTRE1545389051 | NJSRRE1544813226 | Transition Incentive Program | Bayville | 8721 | 18 | 9.92 | Residential | Yes | Behind the Meter | Net-metered residential rooftop and canopy |  | None | Sunrun Installation Services, Inc. | JCP&L | Accepted | 2020-04-08 | 2020-04-14 | 2021-10-30 | REC Solar | REC310TP2M | Solar Panels |  | 0.31 | 26 | 81 | 23 |  | Fixed | Roof
NJSTRE1545389065 | NJSRRE1544903601 | Transition Incentive Program | Paterson City | 7514 | 6 | 6.82 | Residential | Yes | Behind the Meter | Net-metered residential rooftop and canopy |  | None | Bright Planet Solar | PSE&G | Accepted |  | 2020-04-30 | 2021-10-30 | LONGI | LR-60HPB-310M | Solar Panels |  | 0.31 | 15 | 278 | 33 |  | Fixed | Roof
NJSTRE1545389065 | NJSRRE1544903601 | Transition Incentive Program | Paterson City | 7514 | 6 | 6.82 | Residential | Yes | Behind the Meter | Net-metered residential rooftop and canopy |  | None | Bright Planet Solar | PSE&G | Accepted |  | 2020-04-30 | 2021-10-30 | LONGI | LR-60HPB-310M | Solar Panels |  | 0.31 | 5 | 97 | 33 |  | Fixed | Roof
NJSTRE1545389071 | NJSRRE1544794892 | Transition Incentive Program | UNION | 7083 | 10 | 14.72 | Residential | Yes | Behind the Meter | Net-metered residential rooftop and canopy |  | None | Vivint Solar Developer, LLC | PSE&G | Accepted | 2020-04-03 | 2020-04-09 | 2021-10-30 | Jinko Solar | JKM320M-60HBL | Solar Panels |  | 0.32 | 19 | 169 | 27 |  | Fixed | Roof
NJSTRE1545389071 | NJSRRE1544794892 | Transition Incentive Program | UNION | 7083 | 10 | 14.72 | Residential | Yes | Behind the Meter | Net-metered residential rooftop and canopy |  | None | Vivint Solar Developer, LLC | PSE&G | Accepted | 2020-04-03 | 2020-04-09 | 2021-10-30 | Jinko Solar | JKM320M-60HBL | Solar Panels |  | 0.32 | 14 | 169 | 27 |  | Fixed | Roof
NJSTRE1545389076 | NJSRRE1544905120 | Transition Incentive Program | Clinton | 8809 | 4 | 22.72 | Commercial | No | Behind the Meter | Net-metered non-residential rooftop and canopy |  | None | Ameresco | JCP&L | Accepted |  | 2020-04-30 | 2021-10-30 | JA | JAM72S09 385/PR | Solar Panels |  | 0.385 | 59 | 100/283/190 | 28 |  | Fixed | Roof
NJSTRE1545389077 | NJSRRE1544562296 | Transition Incentive Program | Burlington TWP | 8016 | 13 | 11.03 | Residential | No | Behind the Meter | Behind the Meter |  | None | 1st Light Energy Inc | PSE&G | Eligible for TI Program | 2020-03-02 | 2020-03-05 | 2021-10-30 | Longi | LR6-60HPB-315M | Solar Panels |  | 0.315 | 25 | 153 | 23 |  | Fixed | Roof
NJSTRE1545389087 | NJSRRE1544793984 | Transition Incentive Program | GARFIELD | 7026 | 7 | 3.84 | Residential | Yes | Behind the Meter | Net-metered residential rooftop and canopy |  | None | Vivint Solar Developer, LLC | PSE&G | Accepted | 2020-04-02 | 2020-04-09 | 2021-10-30 | Jinko Solar | JKM320M-60HBL | Solar Panels |  | 0.32 | 12 | 187 | 38 |  | Fixed | Roof
NJSTRE1545389091 | NJSRRE1544884682 | Transition Incentive Program | PATERSON | 7502 | 6 | 9.6 | Residential | Yes | Behind the Meter | Net-metered residential rooftop and canopy |  | None | Vivint Solar Developer, LLC | PSE&G | Accepted | 2020-04-22 | 2020-04-28 | 2021-10-30 | Jinko Solar | JKM320M-60HBL | Solar Panels |  | 0.32 | 2 | 49 | 26 |  | Fixed | Roof
NJSTRE1545389092 | NJSRRE1544708433 | Transition Incentive Program | Brick | 8723 | 18 | 11.52 | Residential | Yes | Behind the Meter | Net-metered residential rooftop and canopy |  | None | Vivint Solar Developer, LLC | JCP&L | Accepted | 2020-03-19 | 2020-03-20 | 2021-10-30 | Jinko Solar | JKM320M-60HBL | Solar Panels |  | 0.32 | 19 | 81 | 20 |  | Fixed | Roof
NJSTRE1545389102 | NJSRRE1544849502 | Transition Incentive Program | Ramsey | 7446 | 7 | 8.19 | Residential | No | Behind the Meter | Net-metered residential rooftop and canopy |  | None | Suntuity Solar LLC | Orange Rockland Electric | Accepted | 2020-04-16 | 2020-04-23 | 2021-10-30 | Hanwha Solar | Q-Cells 315 Mono | Solar Panels |  | 0.315 | 6 | 263 | 29 |  | Fixed | Roof
NJSTRE1545389102 | NJSRRE1544849502 | Transition Incentive Program | Ramsey | 7446 | 7 | 8.19 | Residential | No | Behind the Meter | Net-metered residential rooftop and canopy |  | None | Suntuity Solar LLC | Orange Rockland Electric | Accepted | 2020-04-16 | 2020-04-23 | 2021-10-30 | Hanwha Solar | Q-Cells 315 Mono | Solar Panels |  | 0.315 | 2 | 89 | 29 |  | Fixed | Roof
NJSTRE1545389114 | NJSRRE1544794905 | Transition Incentive Program | Edison TWP | 8817 | 11 | 8.38 | Residential | Yes | Behind the Meter | Net-metered residential rooftop and canopy |  | None | Vision Solar LLC | PSE&G | Accepted | 2020-04-02 | 2020-04-09 | 2021-10-30 | lg solar | LG335N1K-V5 | Solar Panels |  | 0.335 | 25 | 172 | 10 |  | Fixed | Roof
NJSTRE1545389026 | NJSRRE1544695697 | Transition Incentive Program | Brick | 8724 | 18 | 8.37 | Residential | No | Behind the Meter | Net-metered residential rooftop and canopy |  | None | Eznergy | JCP&L | Accepted | 2020-03-16 | 2020-03-18 | 2021-10-30 | Trina | TSM310 | Solar Panels |  | 0.31 | 13 | 71 | 18 |  | Fixed | Roof
NJSTRE1545389030 | NJSRRE1544596807 | Transition Incentive Program | BLOOMFIELD | 7029 | 8 | 6.2 | Residential | No | Behind the Meter | Net-metered residential rooftop and canopy |  | None | UNITED SOLAR | PSE&G | Final As-Built Received | 2020-03-04 | 2020-03-09 | 2021-10-30 | HANWHHA | Q CELL 310 | Solar Panels |  | 0.31 | 20 | 209 | 14 |  | Fixed | Roof
NJSTRE1545389041 | NJSRRE1544626031 | Transition Incentive Program | DELRAN | 8075 | 13 | 8.32 | Residential | Yes | Behind the Meter | Net-metered residential rooftop and canopy |  | None | Vivint Solar Developer, LLC | PSE&G | Accepted | 2020-03-11 | 2020-03-16 | 2021-10-30 | Jinko Solar | JKM320M-60HBL | Solar Panels |  | 0.32 | 12 | 158 | 20 |  | Fixed | Roof
NJSTRE1545389043 | NJSRRE1544813189 | Transition Incentive Program | HURFFVILLE | 8080 | 15 | 19.84 | Residential | Yes | Behind the Meter | Behind the Meter |  | None | Sunrun Installation Services, Inc. | AC Electric | Eligible for TI Program | 2020-04-08 | 2020-04-14 | 2021-10-30 | REC Solar | REC310TP2M | Solar Panels |  | 0.31 | 36 | 9 | 27 |  | Fixed | Roof
NJSTRE1545389052 | NJSRRE1544768882 | Transition Incentive Program | Paterson | 7513 | 6 | 5.04 | Residential | No | Behind the Meter | Behind the Meter |  | None | Trinity Solar | PSE&G | Eligible for TI Program | 2020-03-27 | 2020-04-01 | 2021-10-30 | Hanwha | Q.PEAK DUO BLK-G5 315 | Solar Panels |  | 0.315 | 8 | 9 | 23 |  | Fixed | Roof
NJSTRE1545389064 | NJSRRE1544813198 | Transition Incentive Program | LAUREL SPRINGS | 8021 | 14 | 15.36 | Residential | Yes | Behind the Meter | Net-metered residential rooftop and canopy |  | None | Vivint Solar Developer, LLC | AC Electric | Accepted | 2020-04-08 | 2020-04-15 | 2021-10-30 | Jinko Solar | JKM320M-60HBL | Solar Panels |  | 0.32 | 35 | 231 | 25 |  | Fixed | Roof
NJSTRE1545389066 | NJSRRE1544776305 | Transition Incentive Program | MOUNT LAUREL | 8054 | 13 | 4.16 | Residential | Yes | Behind the Meter | Net-metered residential rooftop and canopy |  | None | Vivint Solar Developer, LLC | PSE&G | Accepted | 2020-03-31 | 2020-04-09 | 2021-10-30 | Jinko Solar | JKM320M-60HBL | Solar Panels |  | 0.32 | 13 | 291 | 29 |  | Fixed | Roof
NJSTRE1545389072 | NJSRRE1544736404 | Transition Incentive Program | Clifton | 7013 | 6 | 9.3 | Residential | Yes | Behind the Meter | Behind the Meter |  | None | Sunrun Installation Services, Inc. | PSE&G | Eligible for TI Program | 2020-03-20 | 2020-03-25 | 2021-10-30 | REC Solar | REC310TP2M | Solar Panels |  | 0.31 | 5 | 289 | 40 |  | Fixed | Roof
NJSTRE1545389082 | NJSRRE1544552203 | Transition Incentive Program | SPRING LAKE | 7762 | 17 | 7.56 | Residential | Yes | Behind the Meter | Behind the Meter |  | None | Tesla Energy Operations Inc. | JCP&L | Eligible for TI Program | 2020-02-28 | 2020-03-04 | 2021-10-30 | Hanwha Q CELLS | Q.PEAK DUO BLK-G5/SC315 | Solar Panels |  | 0.315 | 5 | 170 | 30 |  | Fixed | Roof
NJSTRE1545389086 | NJSRRE1544724247 | Transition Incentive Program | Tuckerton | 8087 | 18 | 9.18 | Residential | Yes | Behind the Meter | Net-metered residential rooftop and canopy |  | None | Trinity Solar | AC Electric | Accepted | 2020-03-19 | 2020-03-24 | 2021-10-30 | Hanwha | Q.PEAK DUO BLK-G6 340 | Solar Panels |  | 0.34 | 21 | 267 | 30 |  | Fixed | Roof
NJSTRE1545389091 | NJSRRE1544884682 | Transition Incentive Program | PATERSON | 7502 | 6 | 9.6 | Residential | Yes | Behind the Meter | Net-metered residential rooftop and canopy |  | None | Vivint Solar Developer, LLC | PSE&G | Accepted | 2020-04-22 | 2020-04-28 | 2021-10-30 | Jinko Solar | JKM320M-60HBL | Solar Panels |  | 0.32 | 4 | 319 | 43 |  | Fixed | Roof
NJSTRE1545389094 | NJSRRE1544759190 | Transition Incentive Program | North Bergen | 7047 | 8 | 8.71 | Residential | Yes | Behind the Meter | Net-metered residential rooftop and canopy |  | None | Pro Custom Solar dba Momentum Solar | PSE&G | Accepted | 2020-03-23 | 2020-03-26 | 2021-10-30 | Hanwha | Q.Peak DUO BLK-G6+ 335 | Solar Panels |  | 0.335 | 26 | 31 | 1 |  | Fixed | Roof
NJSTRE1545389098 | NJSRRE1544776394 | Transition Incentive Program | E BRUNSWICK | 8816 | 11 | 2.56 | Residential | Yes | Behind the Meter | Net-metered residential rooftop and canopy |  | None | Vivint Solar Developer, LLC | PSE&G | Accepted | 2020-03-31 | 2020-04-09 | 2021-10-30 | Jinko Solar | JKM320M-60HBL | Solar Panels |  | 0.32 | 8 | 338 | 25 |  | Fixed | Roof
NJSTRE1545387866 | NJSRRE1544625729 | Transition Incentive Program | Sicklerville | 8081 | 14 | 10.2 | Residential | No | Behind the Meter | Behind the Meter |  | None | Trinity Solar | AC Electric | Eligible for TI Program | 2020-03-11 | 2020-03-16 | 2021-10-30 | Hanwha | Q.PEAK DUO BLK-G6 340 | Solar Panels |  | 0.34 | 9 | 262 | 34 |  | Fixed | Roof
NJSTRE1545387869 | NJSRRE1544705349 | Transition Incentive Program | Hillsborough | 8844 | 5 | 11.06 | Residential | No | Behind the Meter | Behind the Meter |  | None | Green Power Energy | PSE&G | Eligible for TI Program | 2020-03-17 | 2020-03-20 | 2021-10-30 | LG Electronics | LG335N1K-V5 | Solar Panels |  | 0.335 | 33 | 110 | 30 |  | Fixed | Roof
NJSTRE1545387876 | NJSRRE1544802331 | Transition Incentive Program | Perth Amboy | 8861 | 11 | 16.75 | Residential | Yes | Behind the Meter | Behind the Meter |  | None | Pro Custom Solar dba Momentum Solar | PSE&G | Eligible for TI Program | 2020-04-06 | 2020-04-09 | 2021-10-30 | Hanwha | Q.Peak DUO BLK-G6+ 335 | Solar Panels |  | 0.335 | 17 | 304 | 21 |  | Fixed | Roof
NJSTRE1545387878 | NJSRRE1544817650 | Transition Incentive Program | Fairfield | 7004 | 9 | 4.42 | Residential | Yes | Behind the Meter | Net-metered residential rooftop and canopy |  | None | Vivint Solar Developer, LLC | PSE&G | Accepted | 2020-04-09 | 2020-04-15 | 2021-10-30 | Trina Solar | TSM-260PD05.08 | Solar Panels |  | 0.26 | 17 | 232 | 26 |  | Fixed | Roof
NJSTRE1545387887 | NJSRRE1544701482 | Transition Incentive Program | East Rutherford | 7073 | 7 | 8.82 | Residential | Yes | Behind the Meter | Net-metered residential rooftop and canopy |  | None | Trinity Solar | PSE&G | Final As-Built Received | 2020-03-16 | 2020-03-19 | 2021-10-30 | HANWHA | Q.PEAK DUO BLK-G5 315 | Solar Panels |  | 0.315 | 16 | 127 | 34 |  | Fixed | Roof
NJSTRE1545387889 | NJSRRE1544768860 | Transition Incentive Program | Paterson | 7513 | 6 | 4.73 | Residential | No | Behind the Meter | Behind the Meter |  | None | Trinity Solar | PSE&G | Eligible for TI Program | 2020-03-27 | 2020-04-01 | 2021-10-30 | Hanwha | Q.PEAK DUO BLK-G5 315 | Solar Panels |  | 0.315 | 8 | 189 | 23 |  | Fixed | Roof
NJSTRE1545387891 | NJSRRE1544758904 | Transition Incentive Program | Little ferry | 7643 | 7 | 10.39 | Residential | Yes | Behind the Meter | Net-metered residential rooftop and canopy |  | None | Vision Solar LLC | PSE&G | Accepted | 2020-03-25 | 2020-03-26 | 2021-10-30 | lg solar | lg335n1k-v5 | Solar Panels |  | 0.335 | 17 | 180 | 10 |  | Fixed | Roof
NJSTRE1545387894 | NJSRRE1544621139 | Transition Incentive Program | Delran | 8075 | 13 | 11.52 | Residential | No | Behind the Meter | Net-metered residential rooftop and canopy |  | None | Whitman Construction, LLC | PSE&G | Accepted | 2020-03-09 | 2020-03-11 | 2021-10-30 | Trina Solar | TSM-320DD05H | Solar Panels |  | 0.32 | 4 | 148 | 19 |  | Fixed | Roof
NJSTRE1545387895 | NJSRRE1544624276 | Transition Incentive Program | Union City | 7087 | 8 | 6.51 | Residential | Yes | Behind the Meter | Behind the Meter |  | None | Sunrun Installation Services, Inc. | PSE&G | Eligible for TI Program | 2020-03-10 | 2020-03-13 | 2021-10-30 | REC Solar | REC310TP2M | Solar Panels |  | 0.31 | 15 | 115 | 34 |  | Fixed | Roof
NJSTRE1545387902 | NJSRRE1544610798 | Transition Incentive Program | SCOTCH PLAINS | 7076 | 10 | 18.2 | Residential | No | Behind the Meter | Behind the Meter |  | None | Infinity Solar Systems | PSE&G | Eligible for TI Program | 2020-03-05 | 2020-03-10 | 2021-10-30 | LG | LG350N1C-V5 | Solar Panels |  | 0.35 | 20 | 127 | 35 |  | Fixed | Roof
NJSTRE1545387909 | NJSRRE1544764753 | Transition Incentive Program | Paterson | 7503 | 6 | 4.08 | Residential | Yes | Behind the Meter | Behind the Meter |  | None | Trinity Solar | PSE&G | Eligible for TI Program | 2020-03-25 | 2020-03-31 | 2021-10-30 | Hanwha | Q.PEAK DUO BLK-G6 340 | Solar Panels |  | 0.34 | 5 | 257 | 9 |  | Fixed | Roof
NJSTRE1545389052 | NJSRRE1544768882 | Transition Incentive Program | Paterson | 7513 | 6 | 5.04 | Residential | No | Behind the Meter | Behind the Meter |  | None | Trinity Solar | PSE&G | Eligible for TI Program | 2020-03-27 | 2020-04-01 | 2021-10-30 | Hanwha | Q.PEAK DUO BLK-G5 315 | Solar Panels |  | 0.315 | 8 | 189 | 23 |  | Fixed | Roof
NJSTRE1545389054 | NJSRRE1544893948 | Transition Incentive Program | Lakewood Township | 8701 | 18 | 7.02 | Residential | Yes | Behind the Meter | Behind the Meter |  | None | Sunrun Installation Services, Inc. | JCP&L | Eligible for TI Program | 2020-04-24 | 2020-04-29 | 2021-10-30 | LONGi Green Energy Technology Co Ltd | LR6-60HPB-305M | Solar Panels |  | 0.305 | 23 | 197 | 30 |  | Fixed | Roof
NJSTRE1545389055 | NJSRRE1544893987 | Transition Incentive Program | Brick | 8723 | 18 | 21.95 | Commercial | No | Behind the Meter | Net-metered non-residential rooftop and canopy |  | None | Ameresco | JCP&L | Accepted |  | 2020-04-30 | 2021-10-30 | JA | JAM72S09 385/PR | Solar Panels |  | 0.385 | 57 | 205/115/295 | 17 |  | Fixed | Roof
NJSTRE1545389064 | NJSRRE1544813198 | Transition Incentive Program | LAUREL SPRINGS | 8021 | 14 | 15.36 | Residential | Yes | Behind the Meter | Net-metered residential rooftop and canopy |  | None | Vivint Solar Developer, LLC | AC Electric | Accepted | 2020-04-08 | 2020-04-15 | 2021-10-30 | Jinko Solar | JKM320M-60HBL | Solar Panels |  | 0.32 | 13 | 51 | 25 |  | Fixed | Roof
NJSTRE1545389075 | NJSRRE1544611503 | Transition Incentive Program | Lawnside Boro | 8045 | 14 | 12.09 | Residential | Yes | Behind the Meter | Behind the Meter |  | None | 1st Light Energy Inc | PSE&G | Eligible for TI Program | 2020-03-05 | 2020-03-11 | 2021-10-30 | Longi | LR6-60HPB-310M | Solar Panels |  | 0.31 | 17 | 141 | 23 |  | Fixed | Roof
NJSTRE1545389077 | NJSRRE1544562296 | Transition Incentive Program | Burlington TWP | 8016 | 13 | 11.03 | Residential | No | Behind the Meter | Behind the Meter |  | None | 1st Light Energy Inc | PSE&G | Eligible for TI Program | 2020-03-02 | 2020-03-05 | 2021-10-30 | Longi | LR6-60HPB-315M | Solar Panels |  | 0.315 | 10 | 333 | 26 |  | Fixed | Roof
NJSTRE1545389078 | NJSRRE1544865976 | Transition Incentive Program | Ridgefield Park | 7660 | 7 | 6.12 | Residential | No | Behind the Meter | Behind the Meter |  | None | Pro Custom Solar dba Momentum Solar | PSE&G | Eligible for TI Program | 2020-04-20 | 2020-04-24 | 2021-10-30 | HANWHA | Q.PEAK DUO BLK G6+ 340 | Solar Panels |  | 0.34 | 9 | 197 | 16 |  | Fixed | Roof
NJSTRE1545389085 | NJSRRE1544567400 | Transition Incentive Program | Sicklerville | 8081 | 14 | 7.04 | Residential | Yes | Behind the Meter | Behind the Meter |  | None | Skyline Solar, LLC | AC Electric | Eligible for TI Program | 2020-03-03 | 2020-03-06 | 2021-10-30 | Hanwha Q-Cells | Q.PEAK DUO-G5 320 | Solar Panels |  | 0.32 | 22 | 178 | 17 |  | Fixed | Roof
NJSTRE1545389095 | NJSRRE1544633493 | Transition Incentive Program | Bloomfield | 7003 | 9 | 14.64 | Residential | Yes | Behind the Meter | Behind the Meter |  | None | Sunrun Installation Services, Inc. | PSE&G | Eligible for TI Program | 2020-03-12 | 2020-03-17 | 2021-10-30 | LONGi Green Energy Technology Co Ltd | LR6-60HPB-305M | Solar Panels |  | 0.305 | 16 | 354 | 18 |  | Fixed | Roof
NJSTRE1545389099 | NJSRRE1544884652 | Transition Incentive Program | Pedricktown | 8067 | 16 | 10.88 | Residential | Yes | Behind the Meter | Behind the Meter |  | None | Trinity Solar | AC Electric | Eligible for TI Program | 2020-04-22 | 2020-04-28 | 2021-10-30 | HANWHA | Q.PEAK DUO BLK-G6 340 | Solar Panels |  | 0.34 | 4 | 140 | 8 |  | Fixed | Roof
NJSTRE1545389106 | NJSRRE1544708815 | Transition Incentive Program | WILLIAMSTOWN | 8094 | 15 | 8.63 | Residential | Yes | Behind the Meter | Behind the Meter |  | None | Sunrun Installation Services, Inc. | AC Electric | Eligible for TI Program | 2020-03-17 | 2020-03-20 | 2021-10-30 | LG Electronics | LG345N1C-V5 | Solar Panels |  | 0.345 | 22 | 147 | 30 |  | Fixed | Roof
NJSTRE1545389107 | NJSRRE1544573980 | Transition Incentive Program | Millville | 8332 | 20 | 3.84 | Residential | Yes | Behind the Meter | Behind the Meter |  | None | Skyline Solar, LLC | AC Electric | Eligible for TI Program | 2020-03-03 | 2020-03-06 | 2021-10-30 | Hanwha Q-Cells | Q.PEAK DUO-G5 320 | Solar Panels |  | 0.32 | 12 | 108 | 20 |  | Fixed | Roof
NJSTRE1545387916 | NJSRRE1544705363 | Transition Incentive Program | KEASBEY | 8832 | 11 | 3.52 | Residential | Yes | Behind the Meter | Net-metered residential rooftop and canopy |  | None | Vivint Solar Developer, LLC | PSE&G | Accepted | 2020-03-19 | 2020-03-20 | 2021-10-30 | Jinko Solar | JKM320M-60HBL | Solar Panels |  | 0.32 | 4 | 8 | 25 |  | Fixed | Roof
NJSTRE1545387928 | NJSRRE1544623685 | Transition Incentive Program | EDISON | 8820 | 11 | 12.48 | Residential | Yes | Behind the Meter | Net-metered residential rooftop and canopy |  | None | Vivint Solar Developer, LLC | PSE&G | Accepted | 2020-03-10 | 2020-03-13 | 2021-10-30 | Jinko Solar | JKM320M-60HBL | Solar Panels |  | 0.32 | 15 | 356 | 23 |  | Fixed | Roof
NJSTRE1545387932 | NJSRRE1544626547 | Transition Incentive Program | Newton | 7860 | 1 | 13.64 | Residential | Yes | Behind the Meter | Behind the Meter |  | None | 1st Light Energy Inc | JCP&L | Eligible for TI Program | 2020-03-11 | 2020-03-16 | 2021-10-30 | Longi | LR6-60HPB-310M | Solar Panels |  | 0.31 | 5 | 215 | 34 |  | Fixed | Roof
NJSTRE1545387935 | NJSRRE1544561742 | Transition Incentive Program | WILLINGBORO TWP | 8046 | 13 | 7.56 | Residential | Yes | Behind the Meter | Behind the Meter |  | None | Tesla Energy Operations Inc. | PSE&G | Eligible for TI Program | 2020-03-02 | 2020-03-05 | 2021-10-30 | Hanwha Q CELLS | Q.PEAK DUO BLK-G5/SC315 | Solar Panels |  | 0.315 | 16 | 250 | 18 |  | Fixed | Roof
NJSTRE1545387940 | NJSRRE1544773511 | Transition Incentive Program | Beachwood | 8722 | 18 | 10.14 | Residential | Yes | Behind the Meter | Net-metered residential rooftop and canopy |  | None | SunPower Corporation, Systems | JCP&L | Final As-Built Received | 2020-03-30 | 2020-04-09 | 2021-10-30 | SUNPOWER | SPR-E20-327-E-AC | Solar Panels |  | 0.327 | 5 | 304 | 20 |  | Fixed | Roof
NJSTRE1545387945 | NJSRRE1544630448 | Transition Incentive Program | Mount Laurel | 8054 | 13 | 6.62 | Residential | No | Behind the Meter | Net-metered residential rooftop and canopy |  | None | Trinity Solar | PSE&G | Final As-Built Received |  | 2020-03-17 | 2021-10-30 | Hanwha | Q.PEAK DUO BLK-G5 315 | Solar Panels |  | 0.315 | 10 | 136 | 30 |  | Fixed | Roof
NJSTRE1545387947 | NJSRRE1544700486 | Transition Incentive Program | Egg Harbor Township | 8234 | 19 | 5.36 | Residential | Yes | Behind the Meter | Behind the Meter |  | None | Trinity Solar | AC Electric | Eligible for TI Program | 2020-03-16 | 2020-03-19 | 2021-10-30 | Hanwha | QPEAK DUO BLK-G6 335 | Solar Panels |  | 0.335 | 16 | 237 | 34 |  | Fixed | Roof
NJSTRE1545387954 | NJSRRE1544621031 | Transition Incentive Program | Waterford Works | 8089 | 14 | 12.06 | Residential | Yes | Behind the Meter | Net-metered residential rooftop and canopy |  | None | Vision Solar LLC | AC Electric | Accepted | 2020-03-09 | 2020-03-11 | 2021-10-30 | lg solar | lg335n1k-v5 | Solar Panels |  | 0.335 | 32 | 127 | 27 |  | Fixed | Roof
NJSTRE1545387963 | NJSRRE1544621511 | Transition Incentive Program | Gloucester | 8012 | 14 | 10.85 | Residential | Yes | Behind the Meter | Behind the Meter |  | None | Sunrun Installation Services, Inc. | PSE&G | Eligible for TI Program | 2020-03-09 | 2020-03-12 | 2021-10-30 | REC Solar | REC310TP2M | Solar Panels |  | 0.31 | 18 | 73 | 30 |  | Fixed | Roof
NJSTRE1545387966 | NJSRRE1544613360 | Transition Incentive Program | BAYVILLE | 8721 | 18 | 7.36 | Residential | Yes | Behind the Meter | Net-metered residential rooftop and canopy |  | None | Vivint Solar Developer, LLC | JCP&L | Accepted | 2020-03-06 | 2020-03-11 | 2021-10-30 | Jinko Solar | JKM320M-60HBL | Solar Panels |  | 0.32 | 6 | 109 | 23 |  | Fixed | Roof
NJSTRE1545387982 | NJSRRE1544719806 | Transition Incentive Program | Englishtown | 7726 | 17 | 15.87 | Residential | Yes | Behind the Meter | Behind the Meter |  | None | Sunrun Installation Services, Inc. | JCP&L | Eligible for TI Program | 2020-03-18 | 2020-03-23 | 2021-10-30 | LG Electronics | LG345N1C-V5 | Solar Panels |  | 0.345 | 31 | 179 | 34 |  | Fixed | Roof
NJSTRE1545387988 | NJSRRE1544612671 | Transition Incentive Program | Egg Harbor Township | 8234 | 19 | 6.12 | Residential | Yes | Behind the Meter | Behind the Meter |  | None | Trinity Solar | AC Electric | Eligible for TI Program | 2020-03-06 | 2020-03-11 | 2021-10-30 | Hanwha 340 | Q.PEAK DUO BLK-G6 340 | Solar Panels |  | 0.34 | 5 | 102 | 40 |  | Fixed | Roof
NJSTRE1545389048 | NJSRRE1544701331 | Transition Incentive Program | South Plainfield | 7080 | 11 | 8.06 | Residential | No | Behind the Meter | Behind the Meter |  | None | Sunrun Installation Services, Inc. | PSE&G | Eligible for TI Program | 2020-03-16 | 2020-03-19 | 2021-10-30 | REC Solar | REC310TP2M | Solar Panels |  | 0.31 | 23 | 243 | 34 |  | Fixed | Roof
NJSTRE1545389049 | NJSRRE1544779606 | Transition Incentive Program | Califon | 7830 | 4 | 10.4 | Residential | No | Behind the Meter | Net-metered residential rooftop and canopy |  | None | Green Power Energy | JCP&L | Accepted | 2020-04-01 | 2020-04-09 | 2021-10-30 | Panasonic | VBHN325KA03 | Solar Panels |  | 0.325 | 4 | 126 | 33 |  | Fixed | Roof
NJSTRE1545389070 | NJSRRE1544892958 | Transition Incentive Program | West Milford | 7480 | 6 | 12.09 | Residential | Yes | Behind the Meter | Behind the Meter |  | None | Sunrun Installation Services, Inc. | Orange Rockland Electric | Eligible for TI Program | 2020-04-24 | 2020-04-29 | 2021-10-30 | REC Solar | REC310TP2M | Solar Panels |  | 0.31 | 17 | 183 | 23 |  | Fixed | Roof
NJSTRE1545389072 | NJSRRE1544736404 | Transition Incentive Program | Clifton | 7013 | 6 | 9.3 | Residential | Yes | Behind the Meter | Behind the Meter |  | None | Sunrun Installation Services, Inc. | PSE&G | Eligible for TI Program | 2020-03-20 | 2020-03-25 | 2021-10-30 | REC Solar | REC310TP2M | Solar Panels |  | 0.31 | 9 | 289 | 23 |  | Fixed | Roof
NJSTRE1545389072 | NJSRRE1544736404 | Transition Incentive Program | Clifton | 7013 | 6 | 9.3 | Residential | Yes | Behind the Meter | Behind the Meter |  | None | Sunrun Installation Services, Inc. | PSE&G | Eligible for TI Program | 2020-03-20 | 2020-03-25 | 2021-10-30 | REC Solar | REC310TP2M | Solar Panels |  | 0.31 | 16 | 110 | 40 |  | Fixed | Roof
NJSTRE1545389082 | NJSRRE1544552203 | Transition Incentive Program | SPRING LAKE | 7762 | 17 | 7.56 | Residential | Yes | Behind the Meter | Behind the Meter |  | None | Tesla Energy Operations Inc. | JCP&L | Eligible for TI Program | 2020-02-28 | 2020-03-04 | 2021-10-30 | Hanwha Q CELLS | Q.PEAK DUO BLK-G5/SC315 | Solar Panels |  | 0.315 | 3 | 169 | 45 |  | Fixed | Roof
NJSTRE1545389082 | NJSRRE1544552203 | Transition Incentive Program | SPRING LAKE | 7762 | 17 | 7.56 | Residential | Yes | Behind the Meter | Behind the Meter |  | None | Tesla Energy Operations Inc. | JCP&L | Eligible for TI Program | 2020-02-28 | 2020-03-04 | 2021-10-30 | Hanwha Q CELLS | Q.PEAK DUO BLK-G5/SC315 | Solar Panels |  | 0.315 | 10 | 260 | 18 |  | Fixed | Roof
NJSTRE1545389091 | NJSRRE1544884682 | Transition Incentive Program | PATERSON | 7502 | 6 | 9.6 | Residential | Yes | Behind the Meter | Net-metered residential rooftop and canopy |  | None | Vivint Solar Developer, LLC | PSE&G | Accepted | 2020-04-22 | 2020-04-28 | 2021-10-30 | Jinko Solar | JKM320M-60HBL | Solar Panels |  | 0.32 | 12 | 49 | 43 |  | Fixed | Roof
NJSTRE1545389091 | NJSRRE1544884682 | Transition Incentive Program | PATERSON | 7502 | 6 | 9.6 | Residential | Yes | Behind the Meter | Net-metered residential rooftop and canopy |  | None | Vivint Solar Developer, LLC | PSE&G | Accepted | 2020-04-22 | 2020-04-28 | 2021-10-30 | Jinko Solar | JKM320M-60HBL | Solar Panels |  | 0.32 | 5 | 49 | 44 |  | Fixed | Roof
NJSTRE1545389091 | NJSRRE1544884682 | Transition Incentive Program | PATERSON | 7502 | 6 | 9.6 | Residential | Yes | Behind the Meter | Net-metered residential rooftop and canopy |  | None | Vivint Solar Developer, LLC | PSE&G | Accepted | 2020-04-22 | 2020-04-28 | 2021-10-30 | Jinko Solar | JKM320M-60HBL | Solar Panels |  | 0.32 | 3 | 319 | 42 |  | Fixed | Roof
NJSTRE1545389092 | NJSRRE1544708433 | Transition Incentive Program | Brick | 8723 | 18 | 11.52 | Residential | Yes | Behind the Meter | Net-metered residential rooftop and canopy |  | None | Vivint Solar Developer, LLC | JCP&L | Accepted | 2020-03-19 | 2020-03-20 | 2021-10-30 | Jinko Solar | JKM320M-60HBL | Solar Panels |  | 0.32 | 17 | 261 | 20 |  | Fixed | Roof
NJSTRE1545389093 | NJSRRE1544680776 | Transition Incentive Program | Camden | 8105 | 14 | 4.25 | Residential | Yes | Behind the Meter | Net-metered residential rooftop and canopy |  | None | Castle Energy, LLC | PSE&G | Accepted | 2020-03-13 | 2020-03-18 | 2021-10-30 | SunPower | SPR-E20-327-C-AC | Solar Panels |  | 0.327 | 13 | 56 | 1 |  | Fixed | Roof
NJSTRE1545389103 | NJSRRE1544802188 | Transition Incentive Program | CLIFFSIDE PARK | 7010 | 7 | 4.2 | Residential | No | Behind the Meter | Behind the Meter |  | None | Infinity Solar Systems | PSE&G | Eligible for TI Program | 2020-04-06 | 2020-04-09 | 2021-10-30 | LG | LG350N1C-V5 | Solar Panels |  | 0.35 | 12 | 295 | 15 |  | Fixed | Roof
NJSTRE1545389028 | NJSRRE1544767420 | Transition Incentive Program | Hasbrouck Heights | 7604 | 7 | 8.05 | Residential | Yes | Behind the Meter | Behind the Meter |  | None | Pro Custom Solar dba Momentum Solar | PSE&G | Eligible for TI Program | 2020-03-26 | 2020-03-31 | 2021-10-30 | lg electronics | LG 350N1C-V5 | Solar Panels |  | 0.35 | 3 | 128 | 34 |  | Fixed | Roof
NJSTRE1545389028 | NJSRRE1544767420 | Transition Incentive Program | Hasbrouck Heights | 7604 | 7 | 8.05 | Residential | Yes | Behind the Meter | Behind the Meter |  | None | Pro Custom Solar dba Momentum Solar | PSE&G | Eligible for TI Program | 2020-03-26 | 2020-03-31 | 2021-10-30 | lg electronics | LG 350N1C-V5 | Solar Panels |  | 0.35 | 12 | 131 | 30 |  | Fixed | Roof
NJSTRE1545389033 | NJSRRE1544701633 | Transition Incentive Program | Little Falls | 7424 | 6 | 9.3 | Residential | Yes | Behind the Meter | Behind the Meter |  | None | Sunrun Installation Services, Inc. | PSE&G | Eligible for TI Program | 2020-03-16 | 2020-03-19 | 2021-10-30 | REC Solar | REC310TP2M | Solar Panels |  | 0.31 | 30 | 117 | 14 |  | Fixed | Roof
NJSTRE1545389034 | NJSRRE1544630778 | Transition Incentive Program | Wenonah | 8090 | 15 | 15.08 | Residential | Yes | Behind the Meter | Net-metered residential rooftop and canopy |  | None | Vision Solar LLC | AC Electric | Accepted | 2020-03-12 | 2020-03-17 | 2021-10-30 | LG Solar | LG335n1K-v5 | Solar Panels |  | 0.335 | 25 | 161 | 23 |  | Fixed | Roof
NJSTRE1545389049 | NJSRRE1544779606 | Transition Incentive Program | Califon | 7830 | 4 | 10.4 | Residential | No | Behind the Meter | Net-metered residential rooftop and canopy |  | None | Green Power Energy | JCP&L | Accepted | 2020-04-01 | 2020-04-09 | 2021-10-30 | Panasonics | VBHN325KA03 | Solar Panels |  | 0.325 | 9 | 216 | 33 |  | Fixed | Roof
NJSTRE1545389057 | NJSRRE1544869643 | Transition Incentive Program | Bellmawr | 8031 | 14 | 4.96 | Residential | Yes | Behind the Meter | Behind the Meter |  | None | Steve Whitman LLC | PSE&G | Eligible for TI Program | 2020-04-22 | 2020-04-28 | 2021-10-30 | Silfab | SLA310M | Solar Panels |  | 0.31 | 16 | 252,72,162 | 23 |  | Fixed | Roof
NJSTRE1545389079 | NJSRRE1544620949 | Transition Incentive Program | Woodbury | 8096 | 15 | 8.64 | Residential | No | Behind the Meter | Net-metered residential rooftop and canopy |  | None | Whitman Construction, LLC | PSE&G | Final As-Built Received | 2020-03-09 | 2020-03-11 | 2021-10-30 | Trina Solar | TSM-320DD05H | Solar Panels |  | 0.32 | 12 | 109 | 30 |  | Fixed | Roof
NJSTRE1545389079 | NJSRRE1544620949 | Transition Incentive Program | Woodbury | 8096 | 15 | 8.64 | Residential | No | Behind the Meter | Net-metered residential rooftop and canopy |  | None | Whitman Construction, LLC | PSE&G | Final As-Built Received | 2020-03-09 | 2020-03-11 | 2021-10-30 | Trina Solar | TSM-320DD05H | Solar Panels |  | 0.32 | 4 | 289 | 15 |  | Fixed | Roof
NJSTRE1545389083 | NJSRRE1544680225 | Transition Incentive Program | Bound Brook | 8805 | 5 | 8.82 | Residential | No | Behind the Meter | Net-metered residential rooftop and canopy |  | None | Vivint Solar Developer, LLC | PSE&G | Accepted | 2020-03-13 | 2020-03-18 | 2021-10-30 | LG | LG315N1K-V5 | Solar Panels |  | 0.315 | 22 | 196 | 34 |  | Fixed | Roof
NJSTRE1545389090 | NJSRRE1544705479 | Transition Incentive Program | Penns Grove | 8069 | 16 | 9.18 | Residential | No | Behind the Meter | Net-metered residential rooftop and canopy |  | None | Trinity Solar | AC Electric | Accepted | 2020-03-17 | 2020-03-20 | 2021-10-30 | HANWHA | Q.PEAK DUO BLK-G6 340 | Solar Panels |  | 0.34 | 20 | 142 | 23 |  | Fixed | Roof
NJSTRE1545389095 | NJSRRE1544633493 | Transition Incentive Program | Bloomfield | 7003 | 9 | 14.64 | Residential | Yes | Behind the Meter | Behind the Meter |  | None | Sunrun Installation Services, Inc. | PSE&G | Eligible for TI Program | 2020-03-12 | 2020-03-17 | 2021-10-30 | LONGi Green Energy Technology Co Ltd | LR6-60HPB-305M | Solar Panels |  | 0.305 | 6 | 86 | 18 |  | Fixed | Roof
NJSTRE1545389100 | NJSRRE1544729992 | Transition Incentive Program | Vineland | 8360 | 20 | 4.02 | Residential | Yes | Behind the Meter | Net-metered residential rooftop and canopy |  | None | Vision Solar LLC | Vineland Muni Electric | Accepted | 2020-03-20 | 2020-03-24 | 2021-10-30 | lg solar | lg335n1k-v5 | Solar Panels |  | 0.335 | 10 | 93 | 32 |  | Fixed | Roof
NJSTRE1545387991 | NJSRRE1544767346 | Transition Incentive Program | East Rutherford | 7073 | 7 | 10.88 | Residential | Yes | Behind the Meter | Net-metered residential rooftop and canopy |  | None | Trinity Solar | PSE&G | Final As-Built Received |  | 2020-03-31 | 2021-10-30 | Hanwha | Q.PEAK DUO BLK-G6 340 | Solar Panels |  | 0.34 | 16 | 113 | 23 |  | Fixed | Roof
NJSTRE1545387997 | NJSRRE1544857812 | Transition Incentive Program | Morris Plains | 7950 | 3 | 8.64 | Residential | Yes | Behind the Meter | Net-metered residential rooftop and canopy |  | None | Vivint Solar Developer, LLC | JCP&L | Accepted | 2020-04-17 | 2020-04-24 | 2021-10-30 | Jinko Solar | JKM320M-60HBL | Solar Panels |  | 0.32 | 13 | 97 | 38 |  | Fixed | Roof
NJSTRE1545388001 | NJSRRE1544845633 | Transition Incentive Program | Monroeville | 8343 | 16 | 24.48 | Residential | Yes | Behind the Meter | Net-metered residential rooftop and canopy |  | None | Castle Energy, LLC | AC Electric | Final As-Built Received | 2020-04-15 | 2020-04-22 | 2021-10-30 | Hanwha Q-Cells | Q.Peak DUO BLK-G6 340 | Solar Panels |  | 0.34 | 28 | 231 | 26 |  | Fixed | Roof
NJSTRE1545388004 | NJSRRE1544621433 | Transition Incentive Program | Avalon | 8202 | 21 | 6.2 | Residential | Yes | Behind the Meter | Behind the Meter |  | None | Sunrun Installation Services, Inc. | AC Electric | Eligible for TI Program | 2020-03-09 | 2020-03-12 | 2021-10-30 | LONGi Green Energy Technology Co Ltd | LR6-60HPB-310M | Solar Panels |  | 0.31 | 12 | 359 | 30 |  | Fixed | Roof
NJSTRE1545388010 | NJSRRE1544728917 | Transition Incentive Program | Closter | 7624 | 7 | 5.36 | Residential | Yes | Behind the Meter | Net-metered residential rooftop and canopy |  | None | Suntuity Solar LLC | Orange Rockland Electric | Accepted | 2020-03-20 | 2020-03-24 | 2021-10-30 | Hanwha Solar | Q-Cells 315 Mono | Solar Panels |  | 0.315 | 3 | 274 | 45 |  | Fixed | Roof
NJSTRE1545388013 | NJSRRE1544884404 | Transition Incentive Program | Linden | 7036 | 10 | 5.1 | Residential | Yes | Behind the Meter | Net-metered residential rooftop and canopy |  | None | Trinity Solar | PSE&G | Final As-Built Received |  | 2020-04-28 | 2021-10-30 | Hanwha | Q.PEAK DUO BLK-G6 340 | Solar Panels |  | 0.34 | 15 | 134 | 38 |  | Fixed | Roof
NJSTRE1545388021 | NJSRRE1544819168 | Transition Incentive Program | Bridgewater Township | 8807 | 5 | 11.16 | Residential | Yes | Behind the Meter | Behind the Meter |  | None | Sunrun Installation Services, Inc. | JCP&L | Eligible for TI Program | 2020-04-10 | 2020-04-17 | 2021-10-30 | REC Solar | REC310TP2M | Solar Panels |  | 0.31 | 6 | 91 | 18 |  | Fixed | Roof
NJSTRE1545388027 | NJSRRE1544796086 | Transition Incentive Program | Little Egg Harbor Twp | 8087 | 18 | 5.36 | Residential | Yes | Behind the Meter | Behind the Meter |  | None | Pro Custom Solar dba Momentum Solar | AC Electric | Eligible for TI Program | 2020-04-03 | 2020-04-09 | 2021-10-30 | Hanwha | Q.Peak DUO BLK-G6+ 335 | Solar Panels |  | 0.335 | 6 | 8 | 36 |  | Fixed | Roof
NJSTRE1545388030 | NJSRRE1544903603 | Transition Incentive Program | LONG BEACH | 8008 | 18 | 7.04 | Residential | No | Behind the Meter | Behind the Meter |  | None | Infinity Solar Systems | AC Electric | Eligible for TI Program | 2020-04-27 | 2020-04-30 | 2021-10-30 | LG | LG335N1K-V5 | Solar Panels |  | 0.335 | 10 | 29 | 20 |  | Fixed | Roof
NJSTRE1545388036 | NJSRRE1544768696 | Transition Incentive Program | MAPLE SHADE | 8052 | 13 | 7.36 | Residential | Yes | Behind the Meter | Net-metered residential rooftop and canopy |  | None | Vivint Solar Developer, LLC | PSE&G | Accepted | 2020-03-27 | 2020-04-01 | 2021-10-30 | JINKO SOLAR | JKM320M-60HBL | Solar Panels |  | 0.32 | 14 | 90 | 27 |  | Fixed | Roof
NJSTRE1545388042 | NJSRRE1544764935 | Transition Incentive Program | Hillsborough Township | 8844 | 5 | 11.34 | Residential | Yes | Behind the Meter | Net-metered residential rooftop and canopy |  | None | Tesla Energy Operations Inc. | PSE&G | Accepted | 2020-03-25 | 2020-03-30 | 2021-10-30 | Hanwha Q CELLS | Q.PEAK DUO BLK-G5/SC315 | Solar Panels |  | 0.315 | 8 | 184 | 34 |  | Fixed | Roof
NJSTRE1545388046 | NJSRRE1544680860 | Transition Incentive Program | Paulsboro | 8066 | 15 | 7.36 | Residential | No | Behind the Meter | Net-metered residential rooftop and canopy |  | None | Maier Solar Engineering dba Solar Me | AC Electric | Accepted | 2020-03-13 | 2020-03-18 | 2021-10-30 | Hanwha | Q.CELL DUO BLK-G5 320W | Solar Panels |  | 0.32 | 3 | 276 | 36 |  | Fixed | Roof
NJSTRE1545389104 | NJSRRE1544736425 | Transition Incentive Program | Newark | 7112 | 9 | 5.27 | Residential | Yes | Behind the Meter | Behind the Meter |  | None | Sunrun Installation Services, Inc. | PSE&G | Eligible for TI Program | 2020-03-20 | 2020-03-25 | 2021-10-30 | REC Solar | REC310TP2M | Solar Panels |  | 0.31 | 3 | 35 | 14 |  | Fixed | Roof
NJSTRE1545389105 | NJSRRE1544680146 | Transition Incentive Program | SOMERDALE | 8083 | 14 | 5.12 | Residential | Yes | Behind the Meter | Net-metered residential rooftop and canopy |  | None | Vivint Solar Developer, LLC | PSE&G | Accepted | 2020-03-13 | 2020-03-17 | 2021-10-30 | JINKO SOLAR | JKM320M-60HBL | Solar Panels |  | 0.32 | 12 | 58 | 39 |  | Fixed | Roof
NJSTRE1545389111 | NJSRRE1544597871 | Transition Incentive Program | Hackettstown | 7840 | 2 | 6.6 | Residential | No | Behind the Meter | Behind the Meter |  | None | Power Home Remodeling Group | JCP&L | Eligible for TI Program | 2020-03-04 | 2020-03-09 | 2021-10-30 | Hyundai | HiS-S300RG | Solar Panels |  | 0.3 | 19 | 208 | 27 |  | Fixed | Roof
NJSTRE1545389116 | NJSRRE1544761215 | Transition Incentive Program | Egg Harbor Township | 8234 | 19 | 7.85 | Residential | Yes | Behind the Meter | Net-metered residential rooftop and canopy |  | None | Castle Energy, LLC | AC Electric | Accepted | 2020-03-24 | 2020-03-27 | 2021-10-30 | SunPower | SPR-E20-327-C-AC | Solar Panels |  | 0.327 | 3 | 291 | 14 |  | Fixed | Roof
NJSTRE1545389122 | NJSRRE1544736384 | Transition Incentive Program | EGG HARBOR TOWNSHIP | 8234 | 19 | 8.96 | Residential | Yes | Behind the Meter | Net-metered residential rooftop and canopy |  | None | Vivint Solar Developer, LLC | AC Electric | Accepted | 2020-03-20 | 2020-03-25 | 2021-10-30 | Jinko Solar | JKM320M-60HBL | Solar Panels |  | 0.32 | 13 | 217 | 23 |  | Fixed | Roof
NJSTRE1545389123 | NJSRRE1544884368 | Transition Incentive Program | West Long Branch | 7764 | 17 | 6.08 | Residential | Yes | Behind the Meter | Net-metered residential rooftop and canopy |  | None | Vivint Solar Developer, LLC | JCP&L | Accepted | 2020-04-22 | 2020-04-28 | 2021-10-30 | JINKO SOLAR | JKM320M-60HBL | Solar Panels |  | 0.32 | 19 | 233 | 28 |  | Fixed | Roof
NJSTRE1545389129 | NJSRRE1544796052 | Transition Incentive Program | MIDDLETOWN | 7748 | 17 | 2.56 | Residential | Yes | Behind the Meter | Net-metered residential rooftop and canopy |  | None | Vivint Solar Developer, LLC | JCP&L | Accepted | 2020-04-03 | 2020-04-09 | 2021-10-30 | JINKO SOLAR | JKM320M-60HBL | Solar Panels |  | 0.32 | 3 | 353 | 30 |  | Fixed | Roof
NJSTRE1545389130 | NJSRRE1544855176 | Transition Incentive Program | SOMERS POINT | 8244 | 19 | 7.36 | Residential | No | Behind the Meter | Net-metered residential rooftop and canopy |  | None | Vivint Solar Developer, LLC | AC Electric | Accepted | 2020-04-17 | 2020-04-24 | 2021-10-30 | Jinko Solar | JKM320M-60HBL | Solar Panels |  | 0.32 | 12 | 129 | 22 |  | Fixed | Roof
NJSTRE1545389140 | NJSRRE1544776369 | Transition Incentive Program | Woodstown | 8098 | 16 | 6.4 | Residential | Yes | Behind the Meter | Net-metered residential rooftop and canopy |  | None | SunPower Corporation, Systems | AC Electric | Accepted |  | 2020-04-09 | 2021-10-30 | SUNPOWER | SPR-A400-G-AC | Solar Panels |  | 0.4 | 8 | 243 | 10 |  | Fixed | Roof
NJSTRE1545389145 | NJSRRE1544760234 | Transition Incentive Program | Egg Harbor Township | 8234 | 19 | 6.8 | Residential | No | Behind the Meter | Behind the Meter |  | None | Trinity Solar | AC Electric | Eligible for TI Program | 2020-03-24 | 2020-03-27 | 2021-10-30 | Hanwha | Q.PEAK DUO BLK-G6 340 | Solar Panels |  | 0.34 | 3 | 202 | 45 |  | Fixed | Roof
NJSTRE1545389150 | NJSRRE1544582275 | Transition Incentive Program | Pine Hill | 8021 | 14 | 8.51 | Residential | No | Behind the Meter | Behind the Meter |  | None | All Season Solar | AC Electric | Eligible for TI Program | 2020-03-03 | 2020-03-06 | 2021-10-30 | Certain Teed | CT315HC11-04 | Solar Panels |  | 0.315 | 27 | 282 | 11 |  | Fixed | Roof
NJSTRE1545389151 | NJSRRE1544773500 | Transition Incentive Program | Orange | 7050 | 9 | 9.72 | Residential | Yes | Behind the Meter | Behind the Meter |  | None | Pro Custom Solar dba Momentum Solar | PSE&G | Eligible for TI Program | 2020-03-30 | 2020-04-09 | 2021-10-30 | Hanwha | Q.Peak DUO BLK-G6+ 335 | Solar Panels |  | 0.335 | 11 | 125 | 35 |  | Fixed | Roof
NJSTRE1545389056 | NJSRRE1544799843 | Transition Incentive Program | Newark | 7112 | 9 | 2.21 | Residential | Yes | Behind the Meter | Net-metered residential rooftop and canopy |  | None | Trinity Solar | PSE&G | Final As-Built Received |  | 2020-04-10 | 2021-10-30 | Yingli | YL315D-30b | Solar Panels |  | 0.315 | 7 | 118 | 23 |  | Fixed | Roof
NJSTRE1545389079 | NJSRRE1544620949 | Transition Incentive Program | Woodbury | 8096 | 15 | 8.64 | Residential | No | Behind the Meter | Net-metered residential rooftop and canopy |  | None | Whitman Construction, LLC | PSE&G | Final As-Built Received | 2020-03-09 | 2020-03-11 | 2021-10-30 | Trina Solar | TSM-320DD05H | Solar Panels |  | 0.32 | 11 | 289 | 30 |  | Fixed | Roof
NJSTRE1545389083 | NJSRRE1544680225 | Transition Incentive Program | Bound Brook | 8805 | 5 | 8.82 | Residential | No | Behind the Meter | Net-metered residential rooftop and canopy |  | None | Vivint Solar Developer, LLC | PSE&G | Accepted | 2020-03-13 | 2020-03-18 | 2021-10-30 | LG | LG315N1K-V5 | Solar Panels |  | 0.315 | 6 | 196 | 34 |  | Fixed | Roof
NJSTRE1545389090 | NJSRRE1544705479 | Transition Incentive Program | Penns Grove | 8069 | 16 | 9.18 | Residential | No | Behind the Meter | Net-metered residential rooftop and canopy |  | None | Trinity Solar | AC Electric | Accepted | 2020-03-17 | 2020-03-20 | 2021-10-30 | HANWHA | Q.PEAK DUO BLK-G6 340 | Solar Panels |  | 0.34 | 7 | 232 | 23 |  | Fixed | Roof
NJSTRE1545389095 | NJSRRE1544633493 | Transition Incentive Program | Bloomfield | 7003 | 9 | 14.64 | Residential | Yes | Behind the Meter | Behind the Meter |  | None | Sunrun Installation Services, Inc. | PSE&G | Eligible for TI Program | 2020-03-12 | 2020-03-17 | 2021-10-30 | LONGi Green Energy Technology Co Ltd | LR6-60HPB-305M | Solar Panels |  | 0.305 | 6 | 266 | 22 |  | Fixed | Roof
NJSTRE1545389100 | NJSRRE1544729992 | Transition Incentive Program | Vineland | 8360 | 20 | 4.02 | Residential | Yes | Behind the Meter | Net-metered residential rooftop and canopy |  | None | Vision Solar LLC | Vineland Muni Electric | Accepted | 2020-03-20 | 2020-03-24 | 2021-10-30 | lg solar | lg335n1k-v5 | Solar Panels |  | 0.335 | 2 | 183 | 20 |  | Fixed | Roof
NJSTRE1545389105 | NJSRRE1544680146 | Transition Incentive Program | SOMERDALE | 8083 | 14 | 5.12 | Residential | Yes | Behind the Meter | Net-metered residential rooftop and canopy |  | None | Vivint Solar Developer, LLC | PSE&G | Accepted | 2020-03-13 | 2020-03-17 | 2021-10-30 | JINKO SOLAR | JKM320M-60HBL | Solar Panels |  | 0.32 | 4 | 238 | 39 |  | Fixed | Roof
NJSTRE1545389111 | NJSRRE1544597871 | Transition Incentive Program | Hackettstown | 7840 | 2 | 6.6 | Residential | No | Behind the Meter | Behind the Meter |  | None | Power Home Remodeling Group | JCP&L | Eligible for TI Program | 2020-03-04 | 2020-03-09 | 2021-10-30 | Hyundai | HiS-S300RG | Solar Panels |  | 0.3 | 3 | 128 | 41 |  | Fixed | Roof
NJSTRE1545389129 | NJSRRE1544796052 | Transition Incentive Program | MIDDLETOWN | 7748 | 17 | 2.56 | Residential | Yes | Behind the Meter | Net-metered residential rooftop and canopy |  | None | Vivint Solar Developer, LLC | JCP&L | Accepted | 2020-04-03 | 2020-04-09 | 2021-10-30 | JINKO SOLAR | JKM320M-60HBL | Solar Panels |  | 0.32 | 5 | 83 | 12 |  | Fixed | Roof
NJSTRE1545389140 | NJSRRE1544776369 | Transition Incentive Program | Woodstown | 8098 | 16 | 6.4 | Residential | Yes | Behind the Meter | Net-metered residential rooftop and canopy |  | None | SunPower Corporation, Systems | AC Electric | Accepted |  | 2020-04-09 | 2021-10-30 | SUNPOWER | SPR-A400-G-AC | Solar Panels |  | 0.4 | 8 | 243 | 24 |  | Fixed | Roof
NJSTRE1545389146 | NJSRRE1544560320 | Transition Incentive Program | NEWARK | 7112 | 9 | 10.68 | Residential | No | Behind the Meter | Behind the Meter |  | None | Infinity Solar Systems | PSE&G | Eligible for TI Program | 2020-03-02 | 2020-03-04 | 2021-10-30 | TRINA | TSM-305DD05A.05(II) | Solar Panels |  | 0.305 | 35 | 216 | 25 |  | Fixed | Roof
NJSTRE1545389151 | NJSRRE1544773500 | Transition Incentive Program | Orange | 7050 | 9 | 9.72 | Residential | Yes | Behind the Meter | Behind the Meter |  | None | Pro Custom Solar dba Momentum Solar | PSE&G | Eligible for TI Program | 2020-03-30 | 2020-04-09 | 2021-10-30 | Hanwha | Q.Peak DUO BLK-G6+ 335 | Solar Panels |  | 0.335 | 18 | 305 | 35 |  | Fixed | Roof
NJSTRE1545389060 | NJSRRE1544835940 | Transition Incentive Program | Roselle Park | 7204 | 10 | 4.36 | Residential | Yes | Behind the Meter | Net-metered residential rooftop and canopy |  | None | Trinity Solar | PSE&G | Final As-Built Received | 2020-04-13 | 2020-04-20 | 2021-10-30 | Hanwha 335 | QPEAK DUO BLK-G6 335 | Solar Panels |  | 0.335 | 13 | 214 | 30 |  | Fixed | Roof
NJSTRE1545389065 | NJSRRE1544903601 | Transition Incentive Program | Paterson City | 7514 | 6 | 6.82 | Residential | Yes | Behind the Meter | Net-metered residential rooftop and canopy |  | None | Bright Planet Solar | PSE&G | Accepted |  | 2020-04-30 | 2021-10-30 | LONGI | LR-60HPB-310M | Solar Panels |  | 0.31 | 2 | 97 | 8 |  | Fixed | Roof
NJSTRE1545389071 | NJSRRE1544794892 | Transition Incentive Program | UNION | 7083 | 10 | 14.72 | Residential | Yes | Behind the Meter | Net-metered residential rooftop and canopy |  | None | Vivint Solar Developer, LLC | PSE&G | Accepted | 2020-04-03 | 2020-04-09 | 2021-10-30 | Jinko Solar | JKM320M-60HBL | Solar Panels |  | 0.32 | 8 | 259 | 37 |  | Fixed | Roof
NJSTRE1545389071 | NJSRRE1544794892 | Transition Incentive Program | UNION | 7083 | 10 | 14.72 | Residential | Yes | Behind the Meter | Net-metered residential rooftop and canopy |  | None | Vivint Solar Developer, LLC | PSE&G | Accepted | 2020-04-03 | 2020-04-09 | 2021-10-30 | Jinko Solar | JKM320M-60HBL | Solar Panels |  | 0.32 | 5 | 349 | 27 |  | Fixed | Roof
NJSTRE1545389082 | NJSRRE1544552203 | Transition Incentive Program | SPRING LAKE | 7762 | 17 | 7.56 | Residential | Yes | Behind the Meter | Behind the Meter |  | None | Tesla Energy Operations Inc. | JCP&L | Eligible for TI Program | 2020-02-28 | 2020-03-04 | 2021-10-30 | Hanwha Q CELLS | Q.PEAK DUO BLK-G5/SC315 | Solar Panels |  | 0.315 | 6 | 215 | 45 |  | Fixed | Roof
NJSTRE1545389086 | NJSRRE1544724247 | Transition Incentive Program | Tuckerton | 8087 | 18 | 9.18 | Residential | Yes | Behind the Meter | Net-metered residential rooftop and canopy |  | None | Trinity Solar | AC Electric | Accepted | 2020-03-19 | 2020-03-24 | 2021-10-30 | Hanwha | Q.PEAK DUO BLK-G6 340 | Solar Panels |  | 0.34 | 6 | 177 | 37 |  | Fixed | Roof
NJSTRE1545389091 | NJSRRE1544884682 | Transition Incentive Program | PATERSON | 7502 | 6 | 9.6 | Residential | Yes | Behind the Meter | Net-metered residential rooftop and canopy |  | None | Vivint Solar Developer, LLC | PSE&G | Accepted | 2020-04-22 | 2020-04-28 | 2021-10-30 | Jinko Solar | JKM320M-60HBL | Solar Panels |  | 0.32 | 2 | 49 | 27 |  | Fixed | Roof
NJSTRE1545389097 | NJSRRE1544805349 | Transition Incentive Program | Jersey City | 7305 | 8 | 3.41 | Residential | Yes | Behind the Meter | Behind the Meter |  | None | Sunrun Installation Services, Inc. | PSE&G | Eligible for TI Program | 2020-04-07 | 2020-04-10 | 2021-10-30 | REC Solar | REC310TP2M | Solar Panels |  | 0.31 | 11 | 234 | 10 |  | Fixed | Roof
NJSTRE1545389102 | NJSRRE1544849502 | Transition Incentive Program | Ramsey | 7446 | 7 | 8.19 | Residential | No | Behind the Meter | Net-metered residential rooftop and canopy |  | None | Suntuity Solar LLC | Orange Rockland Electric | Accepted | 2020-04-16 | 2020-04-23 | 2021-10-30 | Hanwha Solar | Q-Cells 305 Mono | Solar Panels |  | 0.315 | 18 | 173 | 27 |  | Fixed | Roof
NJSTRE1545389108 | NJSRRE1544764667 | Transition Incentive Program | Neptune | 7753 | 17 | 9.92 | Residential | Yes | Behind the Meter | Net-metered residential rooftop and canopy |  | None | Vivint Solar Developer, LLC | JCP&L | Accepted | 2020-03-27 | 2020-03-30 | 2021-10-30 | JINKO SOLAR | JKM320M-60HBL | Solar Panels |  | 0.32 | 24 | 155 | 34 |  | Fixed | Roof
NJSTRE1545389108 | NJSRRE1544764667 | Transition Incentive Program | Neptune | 7753 | 17 | 9.92 | Residential | Yes | Behind the Meter | Net-metered residential rooftop and canopy |  | None | Vivint Solar Developer, LLC | JCP&L | Accepted | 2020-03-27 | 2020-03-30 | 2021-10-30 | JINKO SOLAR | JKM320M-60HBL | Solar Panels |  | 0.32 | 7 | 335 | 34 |  | Fixed | Roof
NJSTRE1545389115 | NJSRRE1544681526 | Transition Incentive Program | Newark | 7107 | 9 | 10.05 | Residential | Yes | Behind the Meter | Behind the Meter |  | None | Pro Custom Solar dba Momentum Solar | PSE&G | Eligible for TI Program | 2020-03-13 | 2020-03-18 | 2021-10-30 | Hanwha | Q.Peak DUO BLK-G6+ 335 | Solar Panels |  | 0.335 | 16 | 112 | 27 |  | Fixed | Roof
NJSTRE1545388048 | NJSRRE1544697512 | Transition Incentive Program | Turnersville | 8012 | 14 | 7.75 | Residential | No | Behind the Meter | Net-metered residential rooftop and canopy |  | None | Bright Planet Solar | AC Electric | Accepted |  | 2020-03-19 | 2021-10-30 | LONGI | LR-60HPB-310M | Solar Panels |  | 0.31 | 18 | 208 | 39 |  | Fixed | Roof
NJSTRE1545388060 | NJSRRE1544779236 | Transition Incentive Program | South Hackensack | 7606 | 7 | 9.86 | Residential | No | Behind the Meter | Net-metered residential rooftop and canopy |  | None | Trinity Solar | PSE&G | Final As-Built Received |  | 2020-04-09 | 2021-10-30 | HANWHA | Q.PEAK DUO BLK-G6 340 | Solar Panels |  | 0.34 | 6 | 287 | 19 |  | Fixed | Roof
NJSTRE1545388068 | NJSRRE1544857489 | Transition Incentive Program | Lyndhurst | 7071 | 7 | 2.38 | Residential | No | Behind the Meter | Net-metered residential rooftop and canopy |  | None | Trinity Solar | PSE&G | Final As-Built Received |  | 2020-04-23 | 2021-10-30 | Hanwha | Q.PEAK DUO BLK-G6 340 | Solar Panels |  | 0.34 | 5 | 38 | 20 |  | Fixed | Roof
NJSTRE1545388069 | NJSRRE1544892816 | Transition Incentive Program | DELRAN | 8075 | 13 | 7.04 | Residential | No | Behind the Meter | Net-metered residential rooftop and canopy |  | None | Infinity Solar Systems | PSE&G | Accepted |  | 2020-04-29 | 2021-10-30 | LG | LG-335N1K-V5 | Solar Panels |  | 0.335 | 5 | 301 | 20 |  | Fixed | Roof
NJSTRE1545388078 | NJSRRE1544729071 | Transition Incentive Program | Brigantine | 8203 | 19 | 12.73 | Residential | No | Behind the Meter | Behind the Meter |  | None | Green Power Energy | AC Electric | Eligible for TI Program | 2020-03-20 | 2020-03-24 | 2021-10-30 | Hanwha | Q.PEAK DUO BLK-G6 | Solar Panels |  | 0.335 | 22 | 172 | 26 |  | Fixed | Roof
NJSTRE1545388082 | NJSRRE1544869660 | Transition Incentive Program | Bridgeton | 8302 | 20 | 7.14 | Residential | Yes | Behind the Meter | Net-metered residential rooftop and canopy |  | None | Trinity Solar | AC Electric | Final As-Built Received |  | 2020-04-28 | 2021-10-30 | Hanwha | Q.PEAK DUO BLK-G6 340 | Solar Panels |  | 0.34 | 21 | 174 | 24 |  | Fixed | Roof
NJSTRE1545388083 | NJSRRE1544761221 | Transition Incentive Program | Monroe Township | 8831 | 11 | 15.12 | Residential | No | Behind the Meter | Net-metered residential rooftop and canopy |  | None | Tesla Energy Operations Inc. | JCP&L | Accepted | 2020-03-24 | 2020-03-27 | 2021-10-30 | Hanwha Q CELLS | Q.PEAK DUO BLK-G5/SC315 | Solar Panels |  | 0.315 | 6 | 89 | 34 |  | Fixed | Roof
NJSTRE1545388086 | NJSRRE1544690210 | Transition Incentive Program | Freehold | 7728 | 17 | 9.24 | Commercial | No | Behind the Meter | Behind the Meter |  | None | ECS Energy, Ltd. | JCP&L | Eligible for TI Program | 2020-03-14 | 2020-03-18 | 2021-10-30 | Axitec | AC-385MH/144S | Solar Panels |  | 0.385 | 4 | 96 | 10 |  | Fixed | Roof
NJSTRE1545388091 | NJSRRE1544701292 | Transition Incentive Program | Edison | 8820 | 11 | 4.83 | Residential | No | Behind the Meter | Behind the Meter |  | None | Sunrun Installation Services, Inc. | PSE&G | Eligible for TI Program | 2020-03-16 | 2020-03-19 | 2021-10-30 | LG Electronics | LG345N1C-V5 | Solar Panels |  | 0.345 | 6 | 245 | 37 |  | Fixed | Roof
NJSTRE1545388094 | NJSRRE1544768866 | Transition Incentive Program | LAKEHURST | 8733 | 18 | 5.76 | Residential | Yes | Behind the Meter | Net-metered residential rooftop and canopy |  | None | Vivint Solar Developer, LLC | JCP&L | Accepted |  | 2020-04-01 | 2021-10-30 | Jinko Solar | JKM320M-60HBL | Solar Panels |  | 0.32 | 4 | 175 | 23 |  | Fixed | Roof
NJSTRE1545388107 | NJSRRE1544764666 | Transition Incentive Program | Hackensack | 7601 | 7 | 4.34 | Residential | Yes | Behind the Meter | Behind the Meter |  | None | Sunrun Installation Services, Inc. | PSE&G | Eligible for TI Program | 2020-03-25 | 2020-03-30 | 2021-10-30 | REC Solar | REC310TP2M | Solar Panels |  | 0.31 | 2 | 218 | 34 |  | Fixed | Roof
NJSTRE1545388111 | NJSRRE1544767426 | Transition Incentive Program | gloucester | 8012 | 14 | 13.07 | Residential | Yes | Behind the Meter | Net-metered residential rooftop and canopy |  | None | Vision Solar LLC | PSE&G | Accepted | 2020-03-26 | 2020-03-31 | 2021-10-30 | lg solar | lg335n1k-v5 | Solar Panels |  | 0.335 | 23 | 177 | 29 |  | Fixed | Roof
NJSTRE1545388116 | NJSRRE1544680140 | Transition Incentive Program | Swedesboro | 8085 | 15 | 5.44 | Residential | Yes | Behind the Meter | Net-metered residential rooftop and canopy |  | None | Trinity Solar | AC Electric | Final As-Built Received | 2020-03-13 | 2020-03-17 | 2021-10-30 | HANWHA | Q.PEAK DUO BLK-G6 340 | Solar Panels |  | 0.34 | 12 | 241 | 25 |  | Fixed | Roof
NJSTRE1545389115 | NJSRRE1544681526 | Transition Incentive Program | Newark | 7107 | 9 | 10.05 | Residential | Yes | Behind the Meter | Behind the Meter |  | None | Pro Custom Solar dba Momentum Solar | PSE&G | Eligible for TI Program | 2020-03-13 | 2020-03-18 | 2021-10-30 | Hanwha | Q.Peak DUO BLK-G6+ 335 | Solar Panels |  | 0.335 | 9 | 111 | 36 |  | Fixed | Roof
NJSTRE1545389119 | NJSRRE1544865067 | Transition Incentive Program | Cherry Hill | 8034 | 14 | 4.96 | Residential | Yes | Behind the Meter | Behind the Meter |  | None | Sunrun Installation Services, Inc. | PSE&G | Eligible for TI Program | 2020-04-20 | 2020-04-24 | 2021-10-30 | REC Solar | REC310TP2M | Solar Panels |  | 0.31 | 10 | 183 | 23 |  | Fixed | Roof
NJSTRE1545389120 | NJSRRE1544626432 | Transition Incentive Program | Toms River | 8753 | 18 | 12.43 | Residential | No | Behind the Meter | Net-metered residential rooftop and canopy |  | None | SunPower Corporation, Systems | JCP&L | Accepted |  | 2020-03-16 | 2021-10-30 | SUNPOWER | SPR-E20-327-E-AC | Solar Panels |  | 0.327 | 27 | 136 | 18 |  | Fixed | Roof
NJSTRE1545389132 | NJSRRE1544736090 | Transition Incentive Program | TUCKERTON | 8087 | 18 | 5.44 | Residential | Yes | Behind the Meter | Net-metered residential rooftop and canopy |  | None | Vivint Solar Developer, LLC | AC Electric | Accepted | 2020-03-23 | 2020-03-25 | 2021-10-30 | Jinko Solar | JKM320M-60HBL | Solar Panels |  | 0.32 | 6 | 342 | 8 |  | Fixed | Roof
NJSTRE1545389137 | NJSRRE1544761141 | Transition Incentive Program | Villas | 8251 | 21 | 6.46 | Residential | Yes | Behind the Meter | Behind the Meter |  | None | Trinity Solar | AC Electric | Eligible for TI Program | 2020-03-24 | 2020-03-27 | 2021-10-30 | HANWHA | Q.PEAK DUO BLK-G6 340 | Solar Panels |  | 0.34 | 10 | 105 | 38 |  | Fixed | Roof
NJSTRE1545389138 | NJSRRE1544773492 | Transition Incentive Program | Westwood | 7675 | 7 | 6.12 | Residential | Yes | Behind the Meter | Behind the Meter |  | None | Trinity Solar | PSE&G | Eligible for TI Program | 2020-03-30 | 2020-04-09 | 2021-10-30 | HANWHA | Q.PEAK DUO BLK-G6 340 | Solar Panels |  | 0.34 | 8 | 91 | 40 |  | Fixed | Roof
NJSTRE1545389157 | NJSRRE1544838197 | Transition Incentive Program | New Egypt | 8533 | 18 | 5.1 | Residential | No | Behind the Meter | Behind the Meter |  | None | Trinity Solar | JCP&L | Eligible for TI Program | 2020-04-14 | 2020-04-21 | 2021-10-30 | HANWHA | Q.PEAK DUO BLK-G6 340 | Solar Panels |  | 0.34 | 4 | 168 | 23 |  | Fixed | Roof
NJSTRE1545389158 | NJSRRE1544759034 | Transition Incentive Program | Cape May Court House | 8210 | 21 | 22.78 | Residential | Yes | Behind the Meter | Behind the Meter |  | None | Trinity Solar | AC Electric | Eligible for TI Program | 2020-03-23 | 2020-03-26 | 2021-10-30 | Hanwha | Q.PEAK DUO BLK-G6 340 | Solar Panels |  | 0.34 | 31 | 259 | 40 |  | Fixed | Roof
NJSTRE1545389169 | NJSRRE1544611488 | Transition Incentive Program | Forked River | 8731 | 18 | 12.4 | Residential | No | Behind the Meter | Behind the Meter |  | None | Sunrun Installation Services, Inc. | JCP&L | Eligible for TI Program | 2020-03-05 | 2020-03-11 | 2021-10-30 | REC Solar | REC310TP2M | Solar Panels |  | 0.31 | 40 | 197 | 18 |  | Fixed | Roof
NJSTRE1545389181 | NJSRRE1544768708 | Transition Incentive Program | Somerset | 8873 | 5 | 10.5 | Residential | Yes | Behind the Meter | Behind the Meter |  | None | Pro Custom Solar dba Momentum Solar | PSE&G | Eligible for TI Program | 2020-03-27 | 2020-04-01 | 2021-10-30 | lg electronics | LG 350N1C-V5 | Solar Panels |  | 0.35 | 14 | 233 | 23 |  | Fixed | Roof
NJSTRE1545389181 | NJSRRE1544768708 | Transition Incentive Program | Somerset | 8873 | 5 | 10.5 | Residential | Yes | Behind the Meter | Behind the Meter |  | None | Pro Custom Solar dba Momentum Solar | PSE&G | Eligible for TI Program | 2020-03-27 | 2020-04-01 | 2021-10-30 | lg electronics | LG 350N1C-V5 | Solar Panels |  | 0.35 | 14 | 53 | 31 |  | Fixed | Roof
NJSTRE1545389190 | NJSRRE1544819175 | Transition Incentive Program | Irvington | 7111 | 9 | 4.03 | Residential | No | Behind the Meter | Behind the Meter |  | None | Sunrun Installation Services, Inc. | PSE&G | Eligible for TI Program | 2020-04-10 | 2020-04-17 | 2021-10-30 | REC Solar | REC310TP2M | Solar Panels |  | 0.31 | 3 | 37 | 23 |  | Fixed | Roof
NJSTRE1545389190 | NJSRRE1544819175 | Transition Incentive Program | Irvington | 7111 | 9 | 4.03 | Residential | No | Behind the Meter | Behind the Meter |  | None | Sunrun Installation Services, Inc. | PSE&G | Eligible for TI Program | 2020-04-10 | 2020-04-17 | 2021-10-30 | REC Solar | REC310TP2M | Solar Panels |  | 0.31 | 3 | 128 | 25 |  | Fixed | Roof
NJSTRE1545389106 | NJSRRE1544708815 | Transition Incentive Program | WILLIAMSTOWN | 8094 | 15 | 8.63 | Residential | Yes | Behind the Meter | Behind the Meter |  | None | Sunrun Installation Services, Inc. | AC Electric | Eligible for TI Program | 2020-03-17 | 2020-03-20 | 2021-10-30 | LG Electronics | LG345N1C-V5 | Solar Panels |  | 0.345 | 3 | 327 | 30 |  | Fixed | Roof
NJSTRE1545389115 | NJSRRE1544681526 | Transition Incentive Program | Newark | 7107 | 9 | 10.05 | Residential | Yes | Behind the Meter | Behind the Meter |  | None | Pro Custom Solar dba Momentum Solar | PSE&G | Eligible for TI Program | 2020-03-13 | 2020-03-18 | 2021-10-30 | Hanwha | Q.Peak DUO BLK-G6+ 335 | Solar Panels |  | 0.335 | 5 | 291 | 36 |  | Fixed | Roof
NJSTRE1545389119 | NJSRRE1544865067 | Transition Incentive Program | Cherry Hill | 8034 | 14 | 4.96 | Residential | Yes | Behind the Meter | Behind the Meter |  | None | Sunrun Installation Services, Inc. | PSE&G | Eligible for TI Program | 2020-04-20 | 2020-04-24 | 2021-10-30 | REC Solar | REC310TP2M | Solar Panels |  | 0.31 | 3 | 95 | 23 |  | Fixed | Roof
NJSTRE1545389121 | NJSRRE1544844062 | Transition Incentive Program | Perth Amboy | 8861 | 11 | 4.03 | Residential | Yes | Behind the Meter | Behind the Meter |  | None | Sunrun Installation Services, Inc. | PSE&G | Eligible for TI Program | 2020-04-15 | 2020-04-22 | 2021-10-30 | REC Solar | REC310TP2M | Solar Panels |  | 0.31 | 4 | 9 | 14 |  | Fixed | Roof
NJSTRE1545389124 | NJSRRE1544761212 | Transition Incentive Program | Paterson | 7514 | 6 | 2.79 | Residential | Yes | Behind the Meter | Behind the Meter |  | None | Sunrun Installation Services, Inc. | PSE&G | Eligible for TI Program | 2020-03-24 | 2020-04-09 | 2021-10-30 | REC Solar | REC310TP2M | Solar Panels |  | 0.31 | 9 | 13 | 18 |  | Fixed | Roof
NJSTRE1545389131 | NJSRRE1544886377 | Transition Incentive Program | Bloomfield | 7003 | 9 | 6.12 | Residential | Yes | Behind the Meter | Net-metered residential rooftop and canopy |  | None | Trinity Solar | PSE&G | Final As-Built Received |  | 2020-04-28 | 2021-10-30 | HANWHA | Q.PEAK DUO BLK-G6 340 | Solar Panels |  | 0.34 | 6 | 83 | 36 |  | Fixed | Roof
NJSTRE1545389133 | NJSRRE1544767221 | Transition Incentive Program | Long Valley | 7853 | 3 | 11.34 | Residential | Yes | Behind the Meter | Net-metered residential rooftop and canopy |  | None | Tesla Energy Operations Inc | JCP&L | Accepted | 2020-03-26 | 2020-03-31 | 2021-10-30 | Hanwha Q Cells | Q.PEAK DUO BLK-G5/SC315 | Solar Panels |  | 0.315 | 24 | 131 | 34 |  | Fixed | Roof
NJSTRE1545389136 | NJSRRE1544805320 | Transition Incentive Program | Fairview | 7022 | 7 | 3.72 | Residential | Yes | Behind the Meter | Behind the Meter |  | None | Sunrun Installation Services, Inc. | PSE&G | Eligible for TI Program | 2020-04-07 | 2020-04-10 | 2021-10-30 | REC Solar | REC310TP2M | Solar Panels |  | 0.31 | 2 | 203 | 18 |  | Fixed | Roof
NJSTRE1545389141 | NJSRRE1544805359 | Transition Incentive Program | Camden | 8104 | 14 | 5.12 | Residential | Yes | Behind the Meter | Behind the Meter |  | None | Steve Whitman LLC | PSE&G | Eligible for TI Program | 2020-04-07 | 2020-04-13 | 2021-10-30 | Hanwha Q-Cells | Q.PEAK DUO-G5 320 | Solar Panels |  | 0.32 | 16 | 178 | 10 |  | Fixed | Roof
NJSTRE1545389145 | NJSRRE1544760234 | Transition Incentive Program | Egg Harbor Township | 8234 | 19 | 6.8 | Residential | No | Behind the Meter | Behind the Meter |  | None | Trinity Solar | AC Electric | Eligible for TI Program | 2020-03-24 | 2020-03-27 | 2021-10-30 | Hanwha | Q.PEAK DUO BLK-G6 340 | Solar Panels |  | 0.34 | 8 | 202 | 45 |  | Fixed | Roof
NJSTRE1545389154 | NJSRRE1544598384 | Transition Incentive Program | Montvale | 7645 | 7 | 7.56 | Residential | No | Behind the Meter | Behind the Meter |  | None | Tesla Energy Operations Inc. | Orange Rockland Electric | Eligible for TI Program | 2020-03-04 | 2020-03-09 | 2021-10-30 | Hanwha Q CELLS | Q.PEAK DUO BLK-G5/SC315 | Solar Panels |  | 0.315 | 9 | 237 | 23 |  | Fixed | Roof
NJSTRE1545389156 | NJSRRE1544790974 | Transition Incentive Program | Woodbury Heights | 8097 | 15 | 8.84 | Residential | No | Behind the Meter | Net-metered residential rooftop and canopy |  | None | Trinity Solar | PSE&G | Final As-Built Received | 2020-04-02 | 2020-04-09 | 2021-10-30 | HANWHA | Q.PEAK DUO BLK-G6 340 | Solar Panels |  | 0.34 | 14 | 328 | 21 |  | Fixed | Roof
NJSTRE1545388126 | NJSRRE1544708925 | Transition Incentive Program | Sewell | 8080 | 15 | 11.73 | Residential | Yes | Behind the Meter | Net-metered residential rooftop and canopy |  | None | Vision Solar LLC | AC Electric | Accepted | 2020-03-17 | 2020-03-20 | 2021-10-30 | lg solar | lg335n1k-v5 | Solar Panels |  | 0.335 | 1 | 8 | 12 |  | Fixed | Roof
NJSTRE1545388134 | NJSRRE1544727875 | Transition Incentive Program | MARLTON | 8053 |  | 7.68 | Residential | Yes | Behind the Meter | Net-metered residential rooftop and canopy |  | None | Vivint Solar Developer, LLC | PSE&G | Accepted | 2020-03-19 | 2020-03-24 | 2021-10-30 | Jinko Solar | JKM320M-60HBL | Solar Panels |  | 0.32 | 12 | 255 | 23 |  | Fixed | Roof
NJSTRE1545388143 | NJSRRE1544868497 | Transition Incentive Program | TRENTON | 8690 | 12 | 4.48 | Residential | Yes | Behind the Meter | Net-metered residential rooftop and canopy |  | None | Vivint Solar Developer, LLC | PSE&G | Accepted | 2020-04-21 | 2020-04-27 | 2021-10-30 | Jinko Solar | JKM320M-60HBL | Solar Panels |  | 0.32 | 4 | 80 | 36 |  | Fixed | Roof
NJSTRE1545388158 | NJSRRE1544844052 | Transition Incentive Program | Union | 7083 | 10 | 6.82 | Residential | Yes | Behind the Meter | Behind the Meter |  | None | Sunrun Installation Services, Inc. | PSE&G | Eligible for TI Program | 2020-04-15 | 2020-04-27 | 2021-10-30 | REC Solar | REC310TP2M | Solar Panels |  | 0.31 | 3 | 214 | 23 |  | Fixed | Roof
NJSTRE1545388165 | NJSRRE1544777648 | Transition Incentive Program | Moorestown | 8057 | 13 | 11.2 | Residential | Yes | Behind the Meter | Net-metered residential rooftop and canopy |  | None | Vivint Solar Developer, LLC | PSE&G | Accepted | 2020-04-01 | 2020-04-09 | 2021-10-30 | Jinko Solar | JKM320M-60HBL | Solar Panels |  | 0.32 | 20 | 261 | 26 |  | Fixed | Roof
NJSTRE1545388174 | NJSRRE1544767343 | Transition Incentive Program | Mckee City | 8234 | 19 | 10.85 | Residential | Yes | Behind the Meter | Net-metered residential rooftop and canopy |  | None | Bright Planet Solar | AC Electric | Accepted |  | 2020-03-31 | 2021-10-30 | LONGI | LR-60HPB-310M | Solar Panels |  | 0.31 | 16 | 201 | 36 |  | Fixed | Roof
NJSTRE1545388175 | NJSRRE1544819203 | Transition Incentive Program | Galloway | 8205 | 19 | 17.85 | Residential | Yes | Behind the Meter | Net-metered residential rooftop and canopy |  | None | Pro Custom Solar dba Momentum Solar | AC Electric | As-Built Incomplete - Review | 2020-04-10 | 2020-04-17 | 2021-10-30 | lg electronics | LG 350N1C-V5 | Solar Panels |  | 0.35 | 6 | 57 | 31 |  | Fixed | Roof
NJSTRE1545388181 | NJSRRE1544729058 | Transition Incentive Program | Union Twp | 7083 | 10 | 13.95 | Residential | Yes | Behind the Meter | Net-metered residential rooftop and canopy |  | None | Bright Planet Solar | PSE&G | Accepted |  | 2020-03-24 | 2021-10-30 | LONGI | LR-60HPB-310M | Solar Panels |  | 0.31 | 8 | 86 | 22 |  | Fixed | Roof
NJSTRE1545388189 | NJSRRE1544796840 | Transition Incentive Program | SOUTH ORANGE | 7079 | 9 | 19.52 | Residential | Yes | Behind the Meter | Net-metered residential rooftop and canopy |  | None | Vivint Solar Developer, LLC | PSE&G | Final As-Built Received |  | 2020-04-09 | 2021-10-30 | Jinko Solar | JKM320M-60HBL | Solar Panels |  | 0.32 | 29 | 291 | 6 |  | Fixed | Roof
NJSTRE1545388192 | NJSRRE1544759220 | Transition Incentive Program | Westhampton | 8060 | 13 | 10.54 | Residential | Yes | Behind the Meter | Net-metered residential rooftop and canopy |  | None | Bright Planet Solar | PSE&G | Accepted |  | 2020-03-26 | 2021-10-30 | LONGI | LR-60HPB-310M | Solar Panels |  | 0.31 | 5 | 217 | 45 |  | Fixed | Roof
NJSTRE1545388193 | NJSRRE1544813211 | Transition Incentive Program | Teaneck | 7666 | 7 | 11.03 | Residential | Yes | Behind the Meter | Net-metered residential rooftop and canopy |  | None | Trinity Solar | PSE&G | Final As-Built Received |  | 2020-04-14 | 2021-10-30 | HAMWHA | Q.PEAK DUO BLK-G5 315 | Solar Panels |  | 0.315 | 9 | 291 | 18 |  | Fixed | Roof
NJSTRE1545388199 | NJSRRE1544903626 | Transition Incentive Program | Englewood | 7631 | 7 | 6.82 | Residential | Yes | Behind the Meter | Behind the Meter |  | None | Sunrun Installation Services, Inc. | PSE&G | Eligible for TI Program | 2020-04-27 | 2020-04-30 | 2021-10-30 | LONGi Green Energy Technology Co Ltd | LR6-60HPB-310M | Solar Panels |  | 0.31 | 4 | 174 | 14 |  | Fixed | Roof
NJSTRE1545388208 | NJSRRE1544565287 | Transition Incentive Program | Plainsboro | 8536 | 11 | 6.82 | Residential | No | Behind the Meter | Behind the Meter |  | None | Sunrun Installation Services, Inc. | PSE&G | Eligible for TI Program | 2020-03-02 | 2020-03-05 | 2021-10-30 | REC Solar | REC310TP2M | Solar Panels |  | 0.31 | 10 | 163 | 45 |  | Fixed | Roof
NJSTRE1545388222 | NJSRRE1544724291 | Transition Incentive Program | Haddon | 8107 | 14 | 3.1 | Residential | Yes | Behind the Meter | Behind the Meter |  | None | Sunrun Installation Services, Inc. | PSE&G | Eligible for TI Program | 2020-03-19 | 2020-03-24 | 2021-10-30 | REC Solar | REC310TP2M | Solar Panels |  | 0.31 | 2 | 205 | 23 |  | Fixed | Roof
NJSTRE1545388232 | NJSRRE1544805413 | Transition Incentive Program | Clifton | 7011 | 6 | 2.21 | Residential | Yes | Behind the Meter | Behind the Meter |  | None | Trinity Solar | PSE&G | Eligible for TI Program | 2020-04-07 | 2020-04-10 | 2021-10-30 | Hanwha | Q.PEAK DUO BLK-G5 315 | Solar Panels |  | 0.315 | 5 | 241 | 40 |  | Fixed | Roof
NJSTRE1545388240 | NJSRRE1544868084 | Transition Incentive Program | Pennsauken Township | 8109 | 14 | 5.36 | Residential | No | Behind the Meter | Behind the Meter |  | None | Green Power Energy | PSE&G | Eligible for TI Program | 2020-04-21 | 2020-04-27 | 2021-10-30 | LG Electronics | LG335N1C-V5 | Solar Panels |  | 0.335 | 6 | 333 | 23 |  | Fixed | Roof
NJSTRE1545388244 | NJSRRE1544681475 | Transition Incentive Program | Delran | 8075 | 13 | 14.52 | Residential | No | Behind the Meter | Behind the Meter |  | None | NJ Solar Power, LLC | PSE&G | Eligible for TI Program | 2020-03-13 | 2020-03-18 | 2021-10-30 | Panasonic | VBHN330SA17 | Solar Panels |  | 0.33 | 25 | 91 | 18 |  | Fixed | Roof
NJSTRE1545388247 | NJSRRE1544705262 | Transition Incentive Program | EAST ORANGE | 7018 | 9 | 7.25 | Residential | Yes | Behind the Meter | Net-metered residential rooftop and canopy |  | None | Suntuity Solar LLC | PSE&G | Accepted | 2020-03-17 | 2020-03-19 | 2021-10-30 | Hanwha Solar | Q-Cells 315 Mono | Solar Panels |  | 0.315 | 12 | 200 | 43 |  | Fixed | Roof
NJSTRE1545388249 | NJSRRE1544805354 | Transition Incentive Program | Willingboro | 8046 | 13 | 5.58 | Residential | Yes | Behind the Meter | Behind the Meter |  | None | Sunrun Installation Services, Inc. | PSE&G | Eligible for TI Program | 2020-04-07 | 2020-04-10 | 2021-10-30 | REC Solar | REC310TP2M | Solar Panels |  | 0.31 | 18 | 196 | 43 |  | Fixed | Roof
NJSTRE1545388257 | NJSRRE1544766987 | Transition Incentive Program | Lakewood | 7801 | 3 | 12.29 | Residential | No | Behind the Meter | Net-metered residential rooftop and canopy |  | None | Tesla Energy Operations | JCP&L | Accepted | 2020-03-26 | 2020-03-31 | 2021-10-30 | Hanwha Q CELLS | Q.PEAK DUO BLK-G5/SC315 | Solar Panels |  | 0.315 | 15 | 187 | 18 |  | Fixed | Roof | Outside
NJSTRE1545388260 | NJSRRE1544760895 | Transition Incentive Program | Gloucester City | 8030 | 14 | 8.16 | Residential | Yes | Behind the Meter | Behind the Meter |  | None | Trinity Solar | PSE&G | Eligible for TI Program | 2020-03-24 | 2020-03-27 | 2021-10-30 | HANWHA | Q.PEAK DUO BLK-G6 340 | Solar Panels |  | 0.34 | 16 | 184 | 18 |  | Fixed | Roof
NJSTRE1545388271 | NJSRRE1544610826 | Transition Incentive Program | SICKLERVILLE | 8081 | 14 | 14 | Residential | No | Behind the Meter | Behind the Meter |  | None | Infinity Solar Systems | AC Electric | Eligible for TI Program | 2020-03-05 | 2020-03-10 | 2021-10-30 | LG | LG350N1C-V5 | Solar Panels |  | 0.35 | 12 | 207 | 25 |  | Fixed | Roof
NJSTRE1545388273 | NJSRRE1544869487 | Transition Incentive Program | Cape May Court House | 8210 | 21 | 11.66 | Residential | Yes | Behind the Meter | Net-metered residential rooftop and canopy |  | None | Suntuity Solar LLC | AC Electric | Accepted | 2020-04-22 | 2020-04-27 | 2021-10-30 | Hanwha Solar | Q-Cells 315 Mono | Solar Panels |  | 0.315 | 18 | 194 | 21 |  | Fixed | Roof
NJSTRE1545388279 | NJSRRE1544626565 | Transition Incentive Program | Woodstown | 8098 | 16 | 16.25 | Residential | No | Behind the Meter | Behind the Meter |  | None | Sunny Corp | AC Electric | Eligible for TI Program | 2020-03-11 | 2020-03-16 | 2021-10-30 | Panasonic | 325KA03 | Solar Panels |  | 0.325 | 5 | 129 | 39 |  | Fixed | Roof
NJSTRE1545388284 | NJSRRE1544582452 | Transition Incentive Program | Montvale | 7645 | 7 | 10.72 | Residential | No | Behind the Meter | Behind the Meter |  | None | Green Power Energy | Orange Rockland Electric | Eligible for TI Program | 2020-03-03 | 2020-03-06 | 2021-10-30 | Hanwha | Q-Cells Q.PEAK DUO BLK-G6 335 | Solar Panels |  | 0.335 | 7 | 262 | 27 |  | Fixed | Roof
NJSTRE1545389120 | NJSRRE1544626432 | Transition Incentive Program | Toms River | 8753 | 18 | 12.43 | Residential | No | Behind the Meter | Net-metered residential rooftop and canopy |  | None | SunPower Corporation, Systems | JCP&L | Accepted |  | 2020-03-16 | 2021-10-30 | SUNPOWER | SPR-E20-327-E-AC | Solar Panels |  | 0.327 | 11 | 316 | 18 |  | Fixed | Roof
NJSTRE1545389132 | NJSRRE1544736090 | Transition Incentive Program | TUCKERTON | 8087 | 18 | 5.44 | Residential | Yes | Behind the Meter | Net-metered residential rooftop and canopy |  | None | Vivint Solar Developer, LLC | AC Electric | Accepted | 2020-03-23 | 2020-03-25 | 2021-10-30 | Jinko Solar | JKM320M-60HBL | Solar Panels |  | 0.32 | 11 | 162 | 16 |  | Fixed | Roof
NJSTRE1545389137 | NJSRRE1544761141 | Transition Incentive Program | Villas | 8251 | 21 | 6.46 | Residential | Yes | Behind the Meter | Behind the Meter |  | None | Trinity Solar | AC Electric | Eligible for TI Program | 2020-03-24 | 2020-03-27 | 2021-10-30 | HANWHA | Q.PEAK DUO BLK-G6 340 | Solar Panels |  | 0.34 | 9 | 105 | 38 |  | Fixed | Roof
NJSTRE1545389157 | NJSRRE1544838197 | Transition Incentive Program | New Egypt | 8533 | 18 | 5.1 | Residential | No | Behind the Meter | Behind the Meter |  | None | Trinity Solar | JCP&L | Eligible for TI Program | 2020-04-14 | 2020-04-21 | 2021-10-30 | HANWHA | Q.PEAK DUO BLK-G6 340 | Solar Panels |  | 0.34 | 6 | 78 | 23 |  | Fixed | Roof
NJSTRE1545389158 | NJSRRE1544759034 | Transition Incentive Program | Cape May Court House | 8210 | 21 | 22.78 | Residential | Yes | Behind the Meter | Behind the Meter |  | None | Trinity Solar | AC Electric | Eligible for TI Program | 2020-03-23 | 2020-03-26 | 2021-10-30 | Hanwha | Q.PEAK DUO BLK-G6 340 | Solar Panels |  | 0.34 | 28 | 79 | 40 |  | Fixed | Roof
NJSTRE1545389176 | NJSRRE1544761363 | Transition Incentive Program | MILLVILLE | 8332 | 20 | 15.18 | Residential | No | Behind the Meter | Behind the Meter |  | None | Amped On Solar LLC | AC Electric | Eligible for TI Program | 2020-03-24 | 2020-03-27 | 2021-10-30 | PANASONIC | VBHN330SA17E | Solar Panels |  | 0.33 | 46 | 222 | 17 |  | Fixed | Roof
NJSTRE1545389186 | NJSRRE1544762417 | Transition Incentive Program | Carteret | 7008 | 11 | 4.9 | Residential | Yes | Behind the Meter | Net-metered residential rooftop and canopy |  | None | Pro Custom Solar dba Momentum Solar | PSE&G | Final As-Built Received |  | 2020-03-30 | 2021-10-30 | lg electronics | LG 350N1C-V5 | Solar Panels |  | 0.35 | 7 | 197 | 14 |  | Fixed | Roof
NJSTRE1545389186 | NJSRRE1544762417 | Transition Incentive Program | Carteret | 7008 | 11 | 4.9 | Residential | Yes | Behind the Meter | Net-metered residential rooftop and canopy |  | None | Pro Custom Solar dba Momentum Solar | PSE&G | Final As-Built Received |  | 2020-03-30 | 2021-10-30 | lg electronics | LG 350N1C-V5 | Solar Panels |  | 0.35 | 7 | 17 | 14 |  | Fixed | Roof
NJSTRE1545389190 | NJSRRE1544819175 | Transition Incentive Program | Irvington | 7111 | 9 | 4.03 | Residential | No | Behind the Meter | Behind the Meter |  | None | Sunrun Installation Services, Inc. | PSE&G | Eligible for TI Program | 2020-04-10 | 2020-04-17 | 2021-10-30 | REC Solar | REC310TP2M | Solar Panels |  | 0.31 | 7 | 215 | 23 |  | Fixed | Roof
NJSTRE1545389195 | NJSRRE1544626776 | Transition Incentive Program | North Bergen | 7047 | 8 | 4.65 | Residential | Yes | Behind the Meter | Behind the Meter |  | None | Sunrun Installation Services, Inc. | PSE&G | Eligible for TI Program | 2020-03-11 | 2020-03-16 | 2021-10-30 | REC Solar | REC310TP2M | Solar Panels |  | 0.31 | 10 | 209 | 24 |  | Fixed | Roof
NJSTRE1545389195 | NJSRRE1544626776 | Transition Incentive Program | North Bergen | 7047 | 8 | 4.65 | Residential | Yes | Behind the Meter | Behind the Meter |  | None | Sunrun Installation Services, Inc. | PSE&G | Eligible for TI Program | 2020-03-11 | 2020-03-16 | 2021-10-30 | REC Solar | REC310TP2M | Solar Panels |  | 0.31 | 5 | 29 | 23 |  | Fixed | Roof
NJSTRE1545389210 | NJSRRE1544819254 | Transition Incentive Program | North bergen | 7047 | 8 | 7.56 | Residential | Yes | Behind the Meter | Behind the Meter |  | None | Tesla Energy Operations | PSE&G | Eligible for TI Program | 2020-04-10 | 2020-04-17 | 2021-10-30 | Hanwha Q CELLS | Q.PEAK DUO BLK-G5/SC315 | Solar Panels |  | 0.315 | 24 | 213 | 23 |  | Fixed | Roof
NJSTRE1545389227 | NJSRRE1544773820 | Transition Incentive Program | Paterson | 7514 | 6 | 2.79 | Residential | Yes | Behind the Meter | Behind the Meter |  | None | Sunrun Installation Services, Inc. | PSE&G | Eligible for TI Program | 2020-03-30 | 2020-04-09 | 2021-10-30 | REC Solar | REC310TP2M | Solar Panels |  | 0.31 | 3 | 103 | 30 |  | Fixed | Roof
NJSTRE1545389104 | NJSRRE1544736425 | Transition Incentive Program | Newark | 7112 | 9 | 5.27 | Residential | Yes | Behind the Meter | Behind the Meter |  | None | Sunrun Installation Services, Inc. | PSE&G | Eligible for TI Program | 2020-03-20 | 2020-03-25 | 2021-10-30 | REC Solar | REC310TP2M | Solar Panels |  | 0.31 | 14 | 215 | 30 |  | Fixed | Roof
NJSTRE1545389112 | NJSRRE1544761173 | Transition Incentive Program | Paterson | 7514 | 6 | 2.79 | Residential | Yes | Behind the Meter | Behind the Meter |  | None | Sunrun Installation Services, Inc. | PSE&G | Eligible for TI Program | 2020-03-24 | 2020-04-09 | 2021-10-30 | REC Solar | REC310TP2M | Solar Panels |  | 0.31 | 9 | 193 | 40 |  | Fixed | Roof
NJSTRE1545389113 | NJSRRE1544905133 | Transition Incentive Program | Bayonne City | 7002 | 8 | 26.95 | Commercial | No | Behind the Meter | Net-metered non-residential rooftop and canopy |  | None | Ameresco | PSE&G | Accepted |  | 2020-04-30 | 2021-10-30 | JA | JAM72S09 385/PR | Solar Panels |  | 0.385 | 70 | 213 | 10 |  | Fixed | Roof
NJSTRE1545389116 | NJSRRE1544761215 | Transition Incentive Program | Egg Harbor Township | 8234 | 19 | 7.85 | Residential | Yes | Behind the Meter | Net-metered residential rooftop and canopy |  | None | Castle Energy, LLC | AC Electric | Accepted | 2020-03-24 | 2020-03-27 | 2021-10-30 | SunPower | SPR-E20-327-C-AC | Solar Panels |  | 0.327 | 12 | 291 | 14 |  | Fixed | Roof
NJSTRE1545389128 | NJSRRE1544817743 | Transition Incentive Program | Roselle | 7203 | 10 | 7.26 | Residential | No | Behind the Meter | Net-metered residential rooftop and canopy |  | None | Whitman Construction, LLC | PSE&G | Accepted | 2020-04-09 | 2020-04-15 | 2021-10-30 | Panasonic | VBHN330SA17 | Solar Panels |  | 0.33 | 15 | 168 | 30 |  | Fixed | Roof
NJSTRE1545389136 | NJSRRE1544805320 | Transition Incentive Program | Fairview | 7022 | 7 | 3.72 | Residential | Yes | Behind the Meter | Behind the Meter |  | None | Sunrun Installation Services, Inc. | PSE&G | Eligible for TI Program | 2020-04-07 | 2020-04-10 | 2021-10-30 | REC Solar | REC310TP2M | Solar Panels |  | 0.31 | 3 | 25 | 34 |  | Fixed | Roof
NJSTRE1545389136 | NJSRRE1544805320 | Transition Incentive Program | Fairview | 7022 | 7 | 3.72 | Residential | Yes | Behind the Meter | Behind the Meter |  | None | Sunrun Installation Services, Inc. | PSE&G | Eligible for TI Program | 2020-04-07 | 2020-04-10 | 2021-10-30 | REC Solar | REC310TP2M | Solar Panels |  | 0.31 | 2 | 117 | 18 |  | Fixed | Roof
NJSTRE1545389138 | NJSRRE1544773492 | Transition Incentive Program | Westwood | 7675 | 7 | 6.12 | Residential | Yes | Behind the Meter | Behind the Meter |  | None | Trinity Solar | PSE&G | Eligible for TI Program | 2020-03-30 | 2020-04-09 | 2021-10-30 | HANWHA | Q.PEAK DUO BLK-G6 340 | Solar Panels |  | 0.34 | 10 | 271 | 14 |  | Fixed | Roof
NJSTRE1545389156 | NJSRRE1544790974 | Transition Incentive Program | Woodbury Heights | 8097 | 15 | 8.84 | Residential | No | Behind the Meter | Net-metered residential rooftop and canopy |  | None | Trinity Solar | PSE&G | Final As-Built Received | 2020-04-02 | 2020-04-09 | 2021-10-30 | HANWHA | Q.PEAK DUO BLK-G6 340 | Solar Panels |  | 0.34 | 12 | 148 | 23 |  | Fixed | Roof
NJSTRE1545389157 | NJSRRE1544838197 | Transition Incentive Program | New Egypt | 8533 | 18 | 5.1 | Residential | No | Behind the Meter | Behind the Meter |  | None | Trinity Solar | JCP&L | Eligible for TI Program | 2020-04-14 | 2020-04-21 | 2021-10-30 | HANWHA | Q.PEAK DUO BLK-G6 340 | Solar Panels |  | 0.34 | 5 | 168 | 23 |  | Fixed | Roof
NJSTRE1545389158 | NJSRRE1544759034 | Transition Incentive Program | Cape May Court House | 8210 | 21 | 22.78 | Residential | Yes | Behind the Meter | Behind the Meter |  | None | Trinity Solar | AC Electric | Eligible for TI Program | 2020-03-23 | 2020-03-26 | 2021-10-30 | Hanwha | Q.PEAK DUO BLK-G6 340 | Solar Panels |  | 0.34 | 8 | 169 | 16 |  | Fixed | Roof
NJSTRE1545389167 | NJSRRE1544562173 | Transition Incentive Program | South Brunswick Township | 8852 | 11 | 8.97 | Residential | No | Behind the Meter | Net-metered residential rooftop and canopy |  | None | Sunrun Installation Services, Inc. | PSE&G | Accepted | 2020-03-02 | 2020-03-05 | 2021-10-30 | LG Electronics | LG345N1C-V5 | Solar Panels |  | 0.345 | 26 | 161 | 37 |  | Fixed | Roof
NJSTRE1545389168 | NJSRRE1544613271 | Transition Incentive Program | LAKEHURST | 8733 | 18 | 13.12 | Residential | Yes | Behind the Meter | Net-metered residential rooftop and canopy |  | None | Vivint Solar Developer, LLC | JCP&L | Accepted | 2020-03-06 | 2020-03-11 | 2021-10-30 | Jinko Solar | JKM320M-60HBL | Solar Panels |  | 0.32 | 24 | 265 | 18 |  | Fixed | Roof
NJSTRE1545389109 | NJSRRE1544868063 | Transition Incentive Program | Newark | 7114 | 9 | 5.12 | Residential | No | Behind the Meter | Behind the Meter |  | None | Posigen NJ LLC | PSE&G | Eligible for TI Program | 2020-04-21 | 2020-04-27 | 2021-10-30 | Silfab | SIL-320 BL Mono | Solar Panels |  | 0.32 | 16 | 0 | 0 |  | Fixed | Roof
NJSTRE1545389119 | NJSRRE1544865067 | Transition Incentive Program | Cherry Hill | 8034 | 14 | 4.96 | Residential | Yes | Behind the Meter | Behind the Meter |  | None | Sunrun Installation Services, Inc. | PSE&G | Eligible for TI Program | 2020-04-20 | 2020-04-24 | 2021-10-30 | REC Solar | REC310TP2M | Solar Panels |  | 0.31 | 3 | 275 | 23 |  | Fixed | Roof
NJSTRE1545389121 | NJSRRE1544844062 | Transition Incentive Program | Perth Amboy | 8861 | 11 | 4.03 | Residential | Yes | Behind the Meter | Behind the Meter |  | None | Sunrun Installation Services, Inc. | PSE&G | Eligible for TI Program | 2020-04-15 | 2020-04-22 | 2021-10-30 | REC Solar | REC310TP2M | Solar Panels |  | 0.31 | 9 | 9 | 40 |  | Fixed | Roof
NJSTRE1545389131 | NJSRRE1544886377 | Transition Incentive Program | Bloomfield | 7003 | 9 | 6.12 | Residential | Yes | Behind the Meter | Net-metered residential rooftop and canopy |  | None | Trinity Solar | PSE&G | Final As-Built Received |  | 2020-04-28 | 2021-10-30 | HANWHA | Q.PEAK DUO BLK-G6 340 | Solar Panels |  | 0.34 | 8 | 263 | 34 |  | Fixed | Roof
NJSTRE1545389133 | NJSRRE1544767221 | Transition Incentive Program | Long Valley | 7853 | 3 | 11.34 | Residential | Yes | Behind the Meter | Net-metered residential rooftop and canopy |  | None | Tesla Energy Operations Inc | JCP&L | Accepted | 2020-03-26 | 2020-03-31 | 2021-10-30 | Hanwha Q Cells | Q.PEAK DUO BLK-G5/SC315 | Solar Panels |  | 0.315 | 12 | 131 | 34 |  | Fixed | Roof
NJSTRE1545389142 | NJSRRE1544768751 | Transition Incentive Program | Somerset | 8873 | 5 | 6.03 | Residential | Yes | Behind the Meter | Net-metered residential rooftop and canopy |  | None | Pro Custom Solar dba Momentum Solar | PSE&G | Accepted | 2020-03-27 | 2020-04-01 | 2021-10-30 | Hanwha | Q.Peak DUO BLK-G6+ 335 | Solar Panels |  | 0.335 | 3 | 128 | 40 |  | Fixed | Roof
NJSTRE1545389144 | NJSRRE1544816406 | Transition Incentive Program | HACKETTSTOWN | 7840 | 2 | 6.72 | Residential | Yes | Behind the Meter | Net-metered residential rooftop and canopy |  | None | Vivint Solar Developer, LLC | JCP&L | Accepted | 2020-04-08 | 2020-04-15 | 2021-10-30 | Jinko Solar | JKM320M-60HBL | Solar Panels |  | 0.32 | 12 | 92 | 18 |  | Fixed | Roof
NJSTRE1545389145 | NJSRRE1544760234 | Transition Incentive Program | Egg Harbor Township | 8234 | 19 | 6.8 | Residential | No | Behind the Meter | Behind the Meter |  | None | Trinity Solar | AC Electric | Eligible for TI Program | 2020-03-24 | 2020-03-27 | 2021-10-30 | Hanwha | Q.PEAK DUO BLK-G6 340 | Solar Panels |  | 0.34 | 9 | 112 | 34 |  | Fixed | Roof
NJSTRE1545389154 | NJSRRE1544598384 | Transition Incentive Program | Montvale | 7645 | 7 | 7.56 | Residential | No | Behind the Meter | Behind the Meter |  | None | Tesla Energy Operations Inc. | Orange Rockland Electric | Eligible for TI Program | 2020-03-04 | 2020-03-09 | 2021-10-30 | Hanwha Q CELLS | Q.PEAK DUO BLK-G5/SC315 | Solar Panels |  | 0.315 | 9 | 57 | 23 |  | Fixed | Roof
NJSTRE1545389154 | NJSRRE1544598384 | Transition Incentive Program | Montvale | 7645 | 7 | 7.56 | Residential | No | Behind the Meter | Behind the Meter |  | None | Tesla Energy Operations Inc. | Orange Rockland Electric | Eligible for TI Program | 2020-03-04 | 2020-03-09 | 2021-10-30 | Hanwha Q CELLS | Q.PEAK DUO BLK-G5/SC315 | Solar Panels |  | 0.315 | 6 | 147 | 23 |  | Fixed | Roof
NJSTRE1545389161 | NJSRRE1544867006 | Transition Incentive Program | Wayne | 7470 | 6 | 14.7 | Residential | No | Behind the Meter | Net-metered residential rooftop and canopy |  | None | Green Power Energy | PSE&G | Accepted | 2020-04-21 | 2020-04-27 | 2021-10-30 | LG Electronics | LG350N1C-V5 | Solar Panels |  | 0.35 | 29 | 257 | 27 |  | Fixed | Roof
NJSTRE1545389161 | NJSRRE1544867006 | Transition Incentive Program | Wayne | 7470 | 6 | 14.7 | Residential | No | Behind the Meter | Net-metered residential rooftop and canopy |  | None | Green Power Energy | PSE&G | Accepted | 2020-04-21 | 2020-04-27 | 2021-10-30 | LG Electronics | LG350N1C-V5 | Solar Panels |  | 0.35 | 4 | 167 | 27 |  | Fixed | Roof
NJSTRE1545389171 | NJSRRE1544767296 | Transition Incentive Program | North Arlington | 7031 | 7 | 3.74 | Residential | Yes | Behind the Meter | Net-metered residential rooftop and canopy |  | None | Trinity Solar | PSE&G | Final As-Built Received |  | 2020-03-31 | 2021-10-30 | HANWHA | Q.PEAK DUO BLK-G6 340 | Solar Panels |  | 0.34 | 11 | 215 | 32 |  | Fixed | Roof
NJSTRE1545389179 | NJSRRE1544708839 | Transition Incentive Program | Bayonne | 7002 | 8 | 4.2 | Residential | Yes | Behind the Meter | Behind the Meter |  | None | Pro Custom Solar dba Momentum Solar | PSE&G | Eligible for TI Program | 2020-03-17 | 2020-03-20 | 2021-10-30 | lg electronics | LG 350N1C-V5 | Solar Panels |  | 0.35 | 12 | 213 | 2 |  | Fixed | Roof
NJSTRE1545389180 | NJSRRE1544855095 | Transition Incentive Program | South Amboy | 8879 | 11 | 4.08 | Residential | Yes | Behind the Meter | Net-metered residential rooftop and canopy |  | None | Vivint Solar Developer, LLC | JCP&L | Accepted | 2020-04-17 | 2020-04-23 | 2021-10-30 | Trina Solar | TSM-255PA05.18 | Solar Panels |  | 0.255 | 10 | 150 | 39 |  | Fixed | Roof
NJSTRE1545389189 | NJSRRE1544764673 | Transition Incentive Program | Paterson | 7502 | 6 | 7.94 | Residential | Yes | Behind the Meter | Behind the Meter |  | None | Sunrun Installation Services, Inc. | PSE&G | Eligible for TI Program | 2020-03-25 | 2020-03-30 | 2021-10-30 | LG Electronics | LG345N1C-V5 | Solar Panels |  | 0.345 | 3 | 139 | 37 |  | Fixed | Roof
NJSTRE1545389189 | NJSRRE1544764673 | Transition Incentive Program | Paterson | 7502 | 6 | 7.94 | Residential | Yes | Behind the Meter | Behind the Meter |  | None | Sunrun Installation Services, Inc. | PSE&G | Eligible for TI Program | 2020-03-25 | 2020-03-30 | 2021-10-30 | LG Electronics | LG345N1C-V5 | Solar Panels |  | 0.345 | 7 | 319 | 37 |  | Fixed | Roof
NJSTRE1545389199 | NJSRRE1544777604 | Transition Incentive Program | Toms River | 8757 | 18 | 9.28 | Residential | Yes | Behind the Meter | Net-metered residential rooftop and canopy |  | None | Vivint Solar Developer, LLC | JCP&L | Accepted | 2020-04-01 | 2020-04-09 | 2021-10-30 | JINKO SOLAR | JKM320M-60HBL | Solar Panels |  | 0.32 | 4 | 167 | 25 |  | Fixed | Roof
NJSTRE1545389209 | NJSRRE1544719942 | Transition Incentive Program | Marlboro | 7746 | 17 | 3.78 | Residential | Yes | Behind the Meter | Net-metered residential rooftop and canopy |  | None | Tesla Energy Operations Inc | JCP&L | Accepted | 2020-03-18 | 2020-03-23 | 2021-10-30 | Hanwha Q CELLS | Q.PEAK DUO BLK-G5/SC315 | Solar Panels |  | 0.315 | 6 | 85 | 23 |  | Fixed | Roof
NJSTRE1545389220 | NJSRRE1544802461 | Transition Incentive Program | Scotch Plains | 7076 | 10 | 13.8 | Residential | Yes | Behind the Meter | Behind the Meter |  | None | Sunrun Installation Services, Inc. | PSE&G | Eligible for TI Program | 2020-04-06 | 2020-04-10 | 2021-10-30 | LG Electronics | LG345N1C-V5 | Solar Panels |  | 0.345 | 18 | 306 | 27 |  | Fixed | Roof
NJSTRE1545389230 | NJSRRE1544767304 | Transition Incentive Program | Vineland | 8360 | 20 | 7.48 | Residential | Yes | Behind the Meter | Net-metered residential rooftop and canopy |  | None | Castle Energy, LLC | Vineland Muni Electric | Final As-Built Received | 2020-03-26 | 2020-03-31 | 2021-10-30 | Hanwha Q Cells | Q.Peak DUO BLK-G6+ 340 | Solar Panels |  | 0.34 | 3 | 4 | 20 |  | Fixed | Roof
NJSTRE1545389233 | NJSRRE1544624284 | Transition Incentive Program | Medford | 8055 | 13 | 7.25 | Residential | No | Behind the Meter | Behind the Meter |  | None | Sunrun Installation Services, Inc. | PSE&G | Eligible for TI Program | 2020-03-10 | 2020-03-13 | 2021-10-30 | LG Electronics | LG345N1C-V5 | Solar Panels |  | 0.345 | 9 | 290 | 14 |  | Fixed | Roof
NJSTRE1545389234 | NJSRRE1544701306 | Transition Incentive Program | Union | 7083 | 10 | 9.3 | Residential | No | Behind the Meter | Behind the Meter |  | None | Sunrun Installation Services, Inc. | PSE&G | Eligible for TI Program | 2020-03-16 | 2020-03-19 | 2021-10-30 | REC Solar | REC310TP2M | Solar Panels |  | 0.31 | 22 | 87 | 27 |  | Fixed | Roof
NJSTRE1545389234 | NJSRRE1544701306 | Transition Incentive Program | Union | 7083 | 10 | 9.3 | Residential | No | Behind the Meter | Behind the Meter |  | None | Sunrun Installation Services, Inc. | PSE&G | Eligible for TI Program | 2020-03-16 | 2020-03-19 | 2021-10-30 | REC Solar | REC310TP2M | Solar Panels |  | 0.31 | 4 | 268 | 18 |  | Fixed | Roof
NJSTRE1545388286 | NJSRRE1544868569 | Transition Incentive Program | Swedesboro | 8085 | 15 | 12.1 | Residential | Yes | Behind the Meter | Behind the Meter |  | None | Seabright Solar | AC Electric | Eligible for TI Program | 2020-04-30 | 2020-04-30 | 2021-10-30 | Sunpower | SPR-E20-327 | Solar Panels |  | 0.327 | 2 | 200 | 26 |  | Fixed | Roof
NJSTRE1545388289 | NJSRRE1544624235 | Transition Incentive Program | Plainfield | 7060 | 10 | 8.37 | Residential | No | Behind the Meter | Behind the Meter |  | None | Sunrun Installation Services, Inc. | PSE&G | Eligible for TI Program | 2020-03-10 | 2020-03-13 | 2021-10-30 | REC Solar | REC310TP2M | Solar Panels |  | 0.31 | 2 | 80 | 45 |  | Fixed | Roof
NJSTRE1545388291 | NJSRRE1544797775 | Transition Incentive Program | bridgewaterm twp | 8836 | 5 | 12.06 | Residential | Yes | Behind the Meter | Net-metered residential rooftop and canopy |  | None | Vision Solar LLC | PSE&G | Accepted | 2020-04-04 | 2020-04-09 | 2021-10-30 | lg solar | lg335n2k-v5 | Solar Panels |  | 0.335 | 6 | 183 | 23 |  | Fixed | Roof
NJSTRE1545388293 | NJSRRE1544708843 | Transition Incentive Program | Randolph | 7869 | 3 | 15.81 | Residential | Yes | Behind the Meter | Behind the Meter |  | None | Sunrun Installation Services, Inc. | JCP&L | Eligible for TI Program | 2020-03-17 | 2020-03-20 | 2021-10-30 | REC Solar | REC310TP2M | Solar Panels |  | 0.31 | 3 | 24 | 40 |  | Fixed | Roof
NJSTRE1545388299 | NJSRRE1544773193 | Transition Incentive Program | Wall Township | 7719 | 17 | 9.05 | Residential | No | Behind the Meter | Net-metered residential rooftop and canopy |  | None | Green Power Energy | JCP&L | Final As-Built Received |  | 2020-04-02 | 2021-10-30 | LG Electronics | LG335N1C-V5 | Solar Panels |  | 0.335 | 19 | 100 | 30 |  | Fixed | Roof
NJSTRE1545388307 | NJSRRE1544681450 | Transition Incentive Program | Long Branch | 7740 | 17 | 5.44 | Residential | Yes | Behind the Meter | Behind the Meter |  | None | Trinity Solar | JCP&L | Eligible for TI Program | 2020-03-13 | 2020-03-18 | 2021-10-30 | Hanwha | Q.PEAK DUO BLK-G6 340 | Solar Panels |  | 0.34 | 2 | 141 | 23 |  | Fixed | Roof
NJSTRE1545388321 | NJSRRE1544708797 | Transition Incentive Program | Moorestown | 8057 | 13 | 15.12 | Residential | Yes | Behind the Meter | Net-metered residential rooftop and canopy |  | None | Tesla Energy Operations | PSE&G | Accepted | 2020-03-17 | 2020-03-20 | 2021-10-30 | Hanwha Q CELLS # | Q.PEAK DUO BLK-G5/SC315 | Solar Panels |  | 0.315 | 16 | 236 | 18 |  | Fixed | Roof | Outside
NJSTRE1545388322 | NJSRRE1544612679 | Transition Incentive Program | CHERRY HILL | 8002 | 14 | 11.52 | Residential | Yes | Behind the Meter | Net-metered residential rooftop and canopy |  | None | Vivint Solar Developer, LLC | PSE&G | Accepted | 2020-03-06 | 2020-03-11 | 2021-10-30 | Jinko Solar | JKM320M-60HBL | Solar Panels |  | 0.32 | 14 | 190 | 22 |  | Fixed | Roof
NJSTRE1545388326 | NJSRRE1544796031 | Transition Incentive Program | deptford twp | 8096 | 15 | 12.06 | Residential | Yes | Behind the Meter | Net-metered residential rooftop and canopy |  | None | Vision Solar LLC | PSE&G | Final As-Built Received | 2020-04-03 | 2020-04-14 | 2021-10-30 | lg solar | lg335n1k-v5 | Solar Panels |  | 0.335 | 7 | 323 | 29 |  | Fixed | Roof
NJSTRE1545388328 | NJSRRE1544767707 | Transition Incentive Program | Mount Laurel | 8054 | 13 | 11.39 | Residential | No | Behind the Meter | Behind the Meter |  | None | Green Power Energy | PSE&G | Eligible for TI Program | 2020-03-26 | 2020-03-31 | 2021-10-30 | LG Electronics | LG335N1K-V5 | Solar Panels |  | 0.335 | 6 | 5 | 2 |  | Fixed | Roof
NJSTRE1545388330 | NJSRRE1544621038 | Transition Incentive Program | Mount Freedom | 7970 | 3 | 9.92 | Residential | Yes | Behind the Meter | Net-metered residential rooftop and canopy |  | None | Bright Planet Solar | JCP&L | Final As-Built Received |  | 2020-03-11 | 2021-10-30 | LONGI | LR-60HPB-310M | Solar Panels |  | 0.31 | 7 | 262 | 26 |  | Fixed | Roof
NJSTRE1545388336 | NJSRRE1544869486 | Transition Incentive Program | Goshen | 8218 | 21 | 5.99 | Residential | Yes | Behind the Meter | Net-metered residential rooftop and canopy |  | None | Suntuity Solar LLC | AC Electric | Accepted | 2020-04-22 | 2020-04-28 | 2021-10-30 | Hanwha Solar | Q-Cells 315 Mono | Solar Panels |  | 0.315 | 5 | 284 | 21 |  | Fixed | Roof
NJSTRE1545389155 | NJSRRE1544598224 | Transition Incentive Program | WEST ORANGE | 7052 | 9 | 4.8 | Residential | Yes | Behind the Meter | Net-metered residential rooftop and canopy |  | None | Vivint Solar Developer, LLC | PSE&G | Accepted | 2020-03-04 | 2020-03-09 | 2021-10-30 | JINKO SOLAR | JKM320M-60HBL | Solar Panels |  | 0.32 | 8 | 196 | 36 |  | Fixed | Roof
NJSTRE1545389165 | NJSRRE1544805347 | Transition Incentive Program | Farmingdale | 7727 | 17 | 10.2 | Residential | Yes | Behind the Meter | Net-metered residential rooftop and canopy |  | None | Trinity Solar | JCP&L | Final As-Built Received |  | 2020-04-10 | 2021-10-30 | Hanwha | Q.PEAK DUO BLK-G6 340 | Solar Panels |  | 0.34 | 30 | 200 | 30 |  | Fixed | Roof
NJSTRE1545389172 | NJSRRE1544799870 | Transition Incentive Program | MARLTON | 8053 | 13 | 16.32 | Residential | Yes | Behind the Meter | Net-metered residential rooftop and canopy |  | None | Vivint Solar Developer, LLC | PSE&G | Accepted | 2020-04-06 | 2020-04-09 | 2021-10-30 | JINKO SOLAR | JKM320M-60HBL | Solar Panels |  | 0.32 | 15 | 43 | 30 |  | Fixed | Roof
NJSTRE1545389172 | NJSRRE1544799870 | Transition Incentive Program | MARLTON | 8053 | 13 | 16.32 | Residential | Yes | Behind the Meter | Net-metered residential rooftop and canopy |  | None | Vivint Solar Developer, LLC | PSE&G | Accepted | 2020-04-06 | 2020-04-09 | 2021-10-30 | JINKO SOLAR | JKM320M-60HBL | Solar Panels |  | 0.32 | 6 | 43 | 30 |  | Fixed | Roof
NJSTRE1545389178 | NJSRRE1544597563 | Transition Incentive Program | Bayville | 8721 | 18 | 6.08 | Residential | Yes | Behind the Meter | Net-metered residential rooftop and canopy |  | None | Vivint Solar Developer, LLC | JCP&L | Accepted | 2020-03-04 | 2020-03-10 | 2021-10-30 | JINKO SOLAR | JKM320M-60HBL | Solar Panels |  | 0.32 | 10 | 96 | 19 |  | Fixed | Roof
NJSTRE1545389188 | NJSRRE1544680845 | Transition Incentive Program | Garfield | 7026 | 7 | 3.47 | Residential | No | Behind the Meter | Net-metered residential rooftop and canopy |  | None | Trinity Solar | PSE&G | Final As-Built Received |  | 2020-03-18 | 2021-10-30 | Yingli 315 | YL315D-30b | Solar Panels |  | 0.315 | 11 | 196 | 34 |  | Fixed | Roof
NJSTRE1545389189 | NJSRRE1544764673 | Transition Incentive Program | Paterson | 7502 | 6 | 7.94 | Residential | Yes | Behind the Meter | Behind the Meter |  | None | Sunrun Installation Services, Inc. | PSE&G | Eligible for TI Program | 2020-03-25 | 2020-03-30 | 2021-10-30 | LG Electronics | LG345N1C-V5 | Solar Panels |  | 0.345 | 9 | 48 | 37 |  | Fixed | Roof
NJSTRE1545389193 | NJSRRE1544708906 | Transition Incentive Program | Irvington | 7111 | 9 | 5.58 | Residential | Yes | Behind the Meter | Behind the Meter |  | None | Sunrun Installation Services, Inc. | PSE&G | Eligible for TI Program | 2020-03-17 | 2020-03-20 | 2021-10-30 | REC Solar | REC310TP2M | Solar Panels |  | 0.31 | 3 | 285 | 30 |  | Fixed | Roof
NJSTRE1545389199 | NJSRRE1544777604 | Transition Incentive Program | Toms River | 8757 | 18 | 9.28 | Residential | Yes | Behind the Meter | Net-metered residential rooftop and canopy |  | None | Vivint Solar Developer, LLC | JCP&L | Accepted | 2020-04-01 | 2020-04-09 | 2021-10-30 | JINKO SOLAR | JKM320M-60HBL | Solar Panels |  | 0.32 | 12 | 167 | 23 |  | Fixed | Roof
NJSTRE1545389203 | NJSRRE1544626833 | Transition Incentive Program | Franklin Township | 8873 | 5 | 9.61 | Residential | Yes | Behind the Meter | Behind the Meter |  | None | Sunrun Installation Services, Inc. | PSE&G | Eligible for TI Program | 2020-03-11 | 2020-03-16 | 2021-10-30 | REC Solar | REC310TP2M | Solar Panels |  | 0.31 | 10 | 263 | 27 |  | Fixed | Roof
NJSTRE1545389203 | NJSRRE1544626833 | Transition Incentive Program | Franklin Township | 8873 | 5 | 9.61 | Residential | Yes | Behind the Meter | Behind the Meter |  | None | Sunrun Installation Services, Inc. | PSE&G | Eligible for TI Program | 2020-03-11 | 2020-03-16 | 2021-10-30 | REC Solar | REC310TP2M | Solar Panels |  | 0.31 | 6 | 83 | 27 |  | Fixed | Roof
NJSTRE1545389208 | NJSRRE1544766473 | Transition Incentive Program | Union Beach | 7735 | 17 | 6.8 | Residential | Yes | Behind the Meter | Net-metered residential rooftop and canopy |  | None | Trinity Solar | JCP&L | Final As-Built Received |  | 2020-03-31 | 2021-10-30 | Hanwha 340 | Q.PEAK DUO BLK-G6 340 | Solar Panels |  | 0.34 | 7 | 44 | 23 |  | Fixed | Roof
NJSTRE1545389213 | NJSRRE1544805401 | Transition Incentive Program | Hackettstown | 7840 | 2 | 8.84 | Residential | Yes | Behind the Meter | Net-metered residential rooftop and canopy |  | None | Trinity Solar | JCP&L | Final As-Built Received |  | 2020-04-10 | 2021-10-30 | Hanwha 340 | Q.PEAK DUO BLK-G6 340 | Solar Panels |  | 0.34 | 8 | 211 | 21 |  | Fixed | Roof
NJSTRE1545389155 | NJSRRE1544598224 | Transition Incentive Program | WEST ORANGE | 7052 | 9 | 4.8 | Residential | Yes | Behind the Meter | Net-metered residential rooftop and canopy |  | None | Vivint Solar Developer, LLC | PSE&G | Accepted | 2020-03-04 | 2020-03-09 | 2021-10-30 | JINKO SOLAR | JKM320M-60HBL | Solar Panels |  | 0.32 | 5 | 16 | 36 |  | Fixed | Roof
NJSTRE1545389155 | NJSRRE1544598224 | Transition Incentive Program | WEST ORANGE | 7052 | 9 | 4.8 | Residential | Yes | Behind the Meter | Net-metered residential rooftop and canopy |  | None | Vivint Solar Developer, LLC | PSE&G | Accepted | 2020-03-04 | 2020-03-09 | 2021-10-30 | JINKO SOLAR | JKM320M-60HBL | Solar Panels |  | 0.32 | 2 | 196 | 8 |  | Fixed | Roof
NJSTRE1545389160 | NJSRRE1544559933 | Transition Incentive Program | Blairstown | 7825 | 2 | 3.45 | Residential | Yes | Behind the Meter | Behind the Meter |  | None | Sunrun Installation Services, Inc. | JCP&L | Eligible for TI Program | 2020-03-01 | 2020-03-04 | 2021-10-30 | LG Electronics | LG345N1C-V5 | Solar Panels |  | 0.345 | 10 | 181 | 30 |  | Fixed | Roof
NJSTRE1545389166 | NJSRRE1544625671 | Transition Incentive Program | BARNEGAT | 8005 | 18 | 7.88 | Residential | Yes | Behind the Meter | Net-metered residential rooftop and canopy |  | None | Suntuity Solar LLC | AC Electric | Accepted | 2020-03-11 | 2020-03-13 | 2021-10-30 | Hanwha Solar | Q-Cells 315 Mono | Solar Panels |  | 0.315 | 25 | 195 | 26 |  | Fixed | Roof
NJSTRE1545389172 | NJSRRE1544799870 | Transition Incentive Program | MARLTON | 8053 | 13 | 16.32 | Residential | Yes | Behind the Meter | Net-metered residential rooftop and canopy |  | None | Vivint Solar Developer, LLC | PSE&G | Accepted | 2020-04-06 | 2020-04-09 | 2021-10-30 | JINKO SOLAR | JKM320M-60HBL | Solar Panels |  | 0.32 | 3 | 223 | 30 |  | Fixed | Roof
NJSTRE1545389178 | NJSRRE1544597563 | Transition Incentive Program | Bayville | 8721 | 18 | 6.08 | Residential | Yes | Behind the Meter | Net-metered residential rooftop and canopy |  | None | Vivint Solar Developer, LLC | JCP&L | Accepted | 2020-03-04 | 2020-03-10 | 2021-10-30 | JINKO SOLAR | JKM320M-60HBL | Solar Panels |  | 0.32 | 9 | 276 | 19 |  | Fixed | Roof
NJSTRE1545389193 | NJSRRE1544708906 | Transition Incentive Program | Irvington | 7111 | 9 | 5.58 | Residential | Yes | Behind the Meter | Behind the Meter |  | None | Sunrun Installation Services, Inc. | PSE&G | Eligible for TI Program | 2020-03-17 | 2020-03-20 | 2021-10-30 | REC Solar | REC310TP2M | Solar Panels |  | 0.31 | 15 | 105 | 30 |  | Fixed | Roof
NJSTRE1545389203 | NJSRRE1544626833 | Transition Incentive Program | Franklin Township | 8873 | 5 | 9.61 | Residential | Yes | Behind the Meter | Behind the Meter |  | None | Sunrun Installation Services, Inc. | PSE&G | Eligible for TI Program | 2020-03-11 | 2020-03-16 | 2021-10-30 | REC Solar | REC310TP2M | Solar Panels |  | 0.31 | 7 | 353 | 27 |  | Fixed | Roof
NJSTRE1545389203 | NJSRRE1544626833 | Transition Incentive Program | Franklin Township | 8873 | 5 | 9.61 | Residential | Yes | Behind the Meter | Behind the Meter |  | None | Sunrun Installation Services, Inc. | PSE&G | Eligible for TI Program | 2020-03-11 | 2020-03-16 | 2021-10-30 | REC Solar | REC310TP2M | Solar Panels |  | 0.31 | 8 | 173 | 27 |  | Fixed | Roof
NJSTRE1545389208 | NJSRRE1544766473 | Transition Incentive Program | Union Beach | 7735 | 17 | 6.8 | Residential | Yes | Behind the Meter | Net-metered residential rooftop and canopy |  | None | Trinity Solar | JCP&L | Final As-Built Received |  | 2020-03-31 | 2021-10-30 | Hanwha 340 | Q.PEAK DUO BLK-G6 340 | Solar Panels |  | 0.34 | 7 | 134 | 23 |  | Fixed | Roof
NJSTRE1545389208 | NJSRRE1544766473 | Transition Incentive Program | Union Beach | 7735 | 17 | 6.8 | Residential | Yes | Behind the Meter | Net-metered residential rooftop and canopy |  | None | Trinity Solar | JCP&L | Final As-Built Received |  | 2020-03-31 | 2021-10-30 | Hanwha 340 | Q.PEAK DUO BLK-G6 340 | Solar Panels |  | 0.34 | 6 | 314 | 22 |  | Fixed | Roof
NJSTRE1545389213 | NJSRRE1544805401 | Transition Incentive Program | Hackettstown | 7840 | 2 | 8.84 | Residential | Yes | Behind the Meter | Net-metered residential rooftop and canopy |  | None | Trinity Solar | JCP&L | Final As-Built Received |  | 2020-04-10 | 2021-10-30 | Hanwha 340 | Q.PEAK DUO BLK-G6 340 | Solar Panels |  | 0.34 | 4 | 121 | 22 |  | Fixed | Roof
NJSTRE1545389213 | NJSRRE1544805401 | Transition Incentive Program | Hackettstown | 7840 | 2 | 8.84 | Residential | Yes | Behind the Meter | Net-metered residential rooftop and canopy |  | None | Trinity Solar | JCP&L | Final As-Built Received |  | 2020-04-10 | 2021-10-30 | Hanwha 340 | Q.PEAK DUO BLK-G6 340 | Solar Panels |  | 0.34 | 14 | 121 | 22 |  | Fixed | Roof
NJSTRE1545389214 | NJSRRE1544623696 | Transition Incentive Program | Bloomfield | 7003 | 9 | 8.71 | Residential | Yes | Behind the Meter | Behind the Meter |  | None | Pro Custom Solar dba Momentum Solar | PSE&G | Eligible for TI Program | 2020-03-10 | 2020-03-13 | 2021-10-30 | Hanwha | Q.Peak DUO BLK-G6+ 335 | Solar Panels |  | 0.335 | 5 | 223 | 11 |  | Fixed | Roof
NJSTRE1545389225 | NJSRRE1544727468 | Transition Incentive Program | Somerset | 8873 | 5 | 6.37 | Residential | No | Behind the Meter | Net-metered residential rooftop and canopy |  | None | Green Power Energy | PSE&G | Final As-Built Received | 2020-03-19 | 2020-04-09 | 2021-10-30 | Hanwha | Q.PEAK DUO BLK-G6 335 | Solar Panels |  | 0.335 | 14 | 247 | 32 |  | Fixed | Roof
NJSTRE1545389226 | NJSRRE1544760237 | Transition Incentive Program | Nesco | 8037 | 19 | 17.99 | Residential | Yes | Behind the Meter | Net-metered residential ground mount |  | None | SunnyMac LLC | AC Electric | Accepted |  | 2020-03-26 | 2021-10-30 | SunPower | SPR-E20-327 | Solar Panels |  | 0.327 | 30 | 190 | 18 |  | Fixed | Roof
NJSTRE1545389231 | NJSRRE1544768710 | Transition Incentive Program | VILLAS | 8251 | 21 | 8.32 | Residential | Yes | Behind the Meter | Net-metered residential rooftop and canopy |  | None | Vivint Solar Developer, LLC | AC Electric | Accepted | 2020-03-27 | 2020-04-01 | 2021-10-30 | JINKO SOLAR | JKM320M-60HBL | Solar Panels |  | 0.32 | 5 | 125 | 20 |  | Fixed | Roof
NJSTRE1545389231 | NJSRRE1544768710 | Transition Incentive Program | VILLAS | 8251 | 21 | 8.32 | Residential | Yes | Behind the Meter | Net-metered residential rooftop and canopy |  | None | Vivint Solar Developer, LLC | AC Electric | Accepted | 2020-03-27 | 2020-04-01 | 2021-10-30 | JINKO SOLAR | JKM320M-60HBL | Solar Panels |  | 0.32 | 4 | 215 | 25 |  | Fixed | Roof
NJSTRE1545389235 | NJSRRE1544710041 | Transition Incentive Program | Matawan | 7747 | 17 | 10.14 | Residential | No | Behind the Meter | Net-metered residential rooftop and canopy |  | None | SunnyMac LLC | JCP&L | Accepted |  | 2020-03-20 | 2021-10-30 | SunPower | SPR-E20-327 | Solar Panels |  | 0.327 | 16 | 186 | 36 |  | Fixed | Roof
NJSTRE1545389239 | NJSRRE1544813243 | Transition Incentive Program | Jackson | 8527 | 18 | 11.66 | Residential | No | Behind the Meter | Net-metered residential rooftop and canopy |  | None | Trinity Solar | JCP&L | Final As-Built Received | 2020-04-08 | 2020-04-14 | 2021-10-30 | HANWHA | Q.PEAK DUO BLK-G5 315 | Solar Panels |  | 0.315 | 9 | 91 | 18 |  | Fixed | Roof
NJSTRE1545389239 | NJSRRE1544813243 | Transition Incentive Program | Jackson | 8527 | 18 | 11.66 | Residential | No | Behind the Meter | Net-metered residential rooftop and canopy |  | None | Trinity Solar | JCP&L | Final As-Built Received | 2020-04-08 | 2020-04-14 | 2021-10-30 | HANWHA | Q.PEAK DUO BLK-G5 315 | Solar Panels |  | 0.315 | 6 | 91 | 18 |  | Fixed | Roof
NJSTRE1545389245 | NJSRRE1544773441 | Transition Incentive Program | Union | 7083 | 10 | 6.37 | Residential | Yes | Behind the Meter | Behind the Meter |  | None | Pro Custom Solar dba Momentum Solar | PSE&G | Eligible for TI Program | 2020-03-30 | 2020-04-09 | 2021-10-30 | Hanwha | Q.Peak DUO BLK-G6+ 335 | Solar Panels |  | 0.335 | 9 | 227 | 13 |  | Fixed | Roof
NJSTRE1545389251 | NJSRRE1544767384 | Transition Incentive Program | Clayton | 8312 | 15 | 6.46 | Residential | Yes | Behind the Meter | Net-metered residential rooftop and canopy |  | None | Trinity Solar | AC Electric | Final As-Built Received | 2020-03-26 | 2020-04-01 | 2021-10-30 | HANWHA | Q.PEAK DUO BLK-G6 340 | Solar Panels |  | 0.34 | 9 | 227 | 30 |  | Fixed | Roof
NJSTRE1545389256 | NJSRRE1544567191 | Transition Incentive Program | Cherry Hill | 8034 | 14 | 5.12 | Residential | Yes | Behind the Meter | Behind the Meter |  | None | Skyline Solar, LLC | PSE&G | Eligible for TI Program | 2020-03-03 | 2020-03-05 | 2021-10-30 | Hanwha Q-Cells | Q.PEAK DUO-G5 320 | Solar Panels |  | 0.32 | 16 | 202 | 24 |  | Fixed | Roof
NJSTRE1545389262 | NJSRRE1544868506 | Transition Incentive Program | EGG HARBOR TOWNSHIP | 8234 | 19 | 4.16 | Residential | Yes | Behind the Meter | Net-metered residential rooftop and canopy |  | None | Vivint Solar Developer, LLC | AC Electric | Accepted | 2020-04-21 | 2020-04-27 | 2021-10-30 | JINKO SOLAR | JKM320M-60HBL | Solar Panels |  | 0.32 | 13 | 219 | 35 |  | Fixed | Roof
NJSTRE1545388344 | NJSRRE1544804753 | Transition Incentive Program | Newark | 7106 | 9 | 3.06 | Residential | Yes | Behind the Meter | Net-metered residential rooftop and canopy |  | None | Pro Custom Solar dba Momentum Solar | PSE&G | Accepted | 2020-04-07 | 2020-04-10 | 2021-10-30 | Hanwha | Q.Peak DUO BLK-G6+ 340 | Solar Panels |  | 0.34 | 9 | 202 | 2 |  | Fixed | Roof
NJSTRE1545388346 | NJSRRE1544852610 | Transition Incentive Program | Keyport | 7735 | 17 | 8.64 | Residential | Yes | Behind the Meter | Net-metered residential rooftop and canopy |  | None | Vivint Solar Developer, LLC | JCP&L | Accepted | 2020-04-17 | 2020-04-23 | 2021-10-30 | Jinko Solar | JKM320M-60HBL | Solar Panels |  | 0.32 | 16 | 168 | 23 |  | Fixed | Roof
NJSTRE1545388350 | NJSRRE1544567369 | Transition Incentive Program | Ewing | 8618 | 12 | 7.04 | Residential | Yes | Behind the Meter | Behind the Meter |  | None | Skyline Solar, LLC | PSE&G | Eligible for TI Program | 2020-03-03 | 2020-03-06 | 2021-10-30 | Hanwha Q-Cells | Q.PEAK DUO-G5 320 | Solar Panels |  | 0.32 | 22 | 158 | 17 |  | Fixed | Roof
NJSTRE1545388354 | NJSRRE1544680275 | Transition Incentive Program | Hackettstown | 7840 | 2 | 17.92 | Residential | No | Behind the Meter | Net-metered residential rooftop and canopy |  | None | Maier Solar Engineering dba Solar Me | JCP&L | Accepted | 2020-03-13 | 2020-03-18 | 2021-10-30 | Hanwha | Q.CELL DUO BLK-G5 320 | Solar Panels |  | 0.32 | 16 | 75 | 35 |  | Fixed | Roof
NJSTRE1545388357 | NJSRRE1544616426 | Transition Incentive Program | HASKELL | 7420 | 6 | 11.34 | Residential | No | Behind the Meter | Net-metered residential rooftop and canopy |  | None | Tesla Energy Operations Inc. | JCP&L | Accepted | 2020-03-06 | 2020-03-11 | 2021-10-30 | Hanwha Q CELLS | Q.PEAK DUO BLK-G5/SC315 | Solar Panels |  | 0.315 | 4 | 84 | 22 |  | Fixed | Roof
NJSTRE1545388361 | NJSRRE1544868387 | Transition Incentive Program | Little Egg Harbor TWP | 8087 | 18 | 14.62 | Residential | Yes | Behind the Meter | Net-metered residential rooftop and canopy |  | None | Trinity Solar | AC Electric | Final As-Built Received |  | 2020-04-27 | 2021-10-30 | Hanwha | Q.PEAK DUO BLK-G6 340 | Solar Panels |  | 0.34 | 24 | 97 | 23 |  | Fixed | Roof
NJSTRE1545388365 | NJSRRE1544852635 | Transition Incentive Program | Pine Brook | 7058 | 3 | 11.34 | Residential | No | Behind the Meter | Net-metered residential rooftop and canopy |  | None | Tesla Energy Operations Inc | JCP&L | Accepted | 2020-04-16 | 2020-04-23 | 2021-10-30 | Hanwha Q CELLS | Q.PEAK DUO BLK-G5/SC315 | Solar Panels |  | 0.315 | 9 | 257 | 34 |  | Fixed | Roof
NJSTRE1545388367 | NJSRRE1544894050 | Transition Incentive Program | Roselle Park | 7204 | 10 | 9.3 | Residential | Yes | Behind the Meter | Behind the Meter |  | None | Sunrun Installation Services, Inc. | PSE&G | Eligible for TI Program | 2020-04-24 | 2020-04-29 | 2021-10-30 | REC Solar | REC310TP2M | Solar Panels |  | 0.31 | 9 | 244 | 24 |  | Fixed | Roof
NJSTRE1545388369 | NJSRRE1544838587 | Transition Incentive Program | Irvington | 7111 | 9 | 6.51 | Residential | Yes | Behind the Meter | Behind the Meter |  | None | Sunrun Installation Services, Inc. | PSE&G | Eligible for TI Program | 2020-04-14 | 2020-04-21 | 2021-10-30 | REC Solar | REC310TP2M | Solar Panels |  | 0.31 | 12 | 278 | 23 |  | Fixed | Roof
NJSTRE1545388374 | NJSRRE1544868562 | Transition Incentive Program | MERCHANTVILLE | 8109 | 14 | 9.28 | Residential | Yes | Behind the Meter | Net-metered residential rooftop and canopy |  | None | Vivint Solar Developer, LLC | PSE&G | Accepted | 2020-04-21 | 2020-04-27 | 2021-10-30 | Jinko Solar | JKM320M-60HBL | Solar Panels |  | 0.32 | 12 | 266 | 16 |  | Fixed | Roof
NJSTRE1545388377 | NJSRRE1544631809 | Transition Incentive Program | Linden | 7036 | 10 | 8.37 | Residential | Yes | Behind the Meter | Behind the Meter |  | None | Sunrun Installation Services, Inc. | PSE&G | Eligible for TI Program | 2020-03-12 | 2020-03-17 | 2021-10-30 | REC Solar | REC310TP2M | Solar Panels |  | 0.31 | 6 | 314 | 27 |  | Fixed | Roof
NJSTRE1545388383 | NJSRRE1544805646 | Transition Incentive Program | PLAINFIELD | 7060 | 10 | 7.04 | Residential | Yes | Behind the Meter | Net-metered residential rooftop and canopy |  | None | Vivint Solar Developer, LLC | PSE&G | Accepted | 2020-04-07 | 2020-04-13 | 2021-10-30 | JINKO SOLAR | JKM320M-60HBL | Solar Panels |  | 0.32 | 2 | 192 | 23 |  | Fixed | Roof
NJSTRE1545388385 | NJSRRE1544769016 | Transition Incentive Program | East Hanover | 7936 | 3 | 8.32 | Residential | Yes | Behind the Meter | Net-metered residential rooftop and canopy |  | None | Whitman Construction, LLC | JCP&L | Final As-Built Received | 2020-03-27 | 2020-04-01 | 2021-10-30 | Hanwha | TSM-320DD05H | Solar Panels |  | 0.32 | 26 | 134 | 23 |  | Fixed | Roof
NJSTRE1545388388 | NJSRRE1544776044 | Transition Incentive Program | Hackensack | 7601 | 7 | 8.99 | Residential | Yes | Behind the Meter | Behind the Meter |  | None | Sunrun Installation Services, Inc. | PSE&G | Eligible for TI Program | 2020-03-31 | 2020-04-09 | 2021-10-30 | REC Solar | REC310TP2M | Solar Panels |  | 0.31 | 21 | 127 | 27 |  | Fixed | Roof
NJSTRE1545388391 | NJSRRE1544734569 | Transition Incentive Program | North Bergen | 7047 | 8 | 8.04 | Residential | Yes | Behind the Meter | Net-metered residential rooftop and canopy |  | None | Pro Custom Solar dba Momentum Solar | PSE&G | Accepted |  | 2020-03-24 | 2021-10-30 | Hanwha | Q.Peak DUO BLK-G6+ 335 | Solar Panels |  | 0.335 | 15 | 118 | 18 |  | Fixed | Roof
NJSTRE1545388403 | NJSRRE1544758931 | Transition Incentive Program | Egg Harbor City | 8215 | 19 | 14.74 | Residential | No | Behind the Meter | Behind the Meter |  | None | Green Power Energy | AC Electric | Eligible for TI Program | 2020-03-23 | 2020-03-26 | 2021-10-30 | Hanwha | Q.PEAK DUO BLK-G6 335 | Solar Panels |  | 0.335 | 34 | 217 | 26 |  | Fixed | Roof
NJSTRE1545388405 | NJSRRE1544770275 | Transition Incentive Program | Stockton | 8559 | 4 | 11.46 | Residential | No | Behind the Meter | Net-metered residential rooftop and canopy |  | None | Tesla Energy Operations Inc. | JCP&L | Accepted | 2020-03-27 | 2020-04-09 | 2021-10-30 | Tesla | SR60T1 | Solar Panels |  | 0.05847 | 20 | 163 | 30 |  | Fixed | Roof
NJSTRE1545388406 | NJSRRE1544560370 | Transition Incentive Program | Newark | 7103 | 9 | 9.92 | Residential | No | Behind the Meter | Net-metered residential rooftop and canopy |  | None | Palmetto Solar LLC | PSE&G | Accepted | 2020-03-02 | 2020-03-04 | 2021-10-30 | Yingli | 310D-30B | Solar Panels |  | 0.31 | 32 | 180 | 25 |  | Fixed | Roof
NJSTRE1545388413 | NJSRRE1544766635 | Transition Incentive Program | Vineland | 8361 | 20 | 4.76 | Residential | Yes | Behind the Meter | Net-metered residential rooftop and canopy |  | None | Trinity Solar | Vineland Muni Electric | Final As-Built Received |  | 2020-03-31 | 2021-10-30 | HANWHA | Q.PEAK DUO BLK-G6 340 | Solar Panels |  | 0.34 | 14 | 273 | 31 |  | Fixed | Roof
NJSTRE1545388421 | NJSRRE1544820539 | Transition Incentive Program | Mt. Laurel Township | 8054 | 13 | 7.56 | Residential | Yes | Behind the Meter | Net-metered residential rooftop and canopy |  | None | Tesla Energy Operations | PSE&G | Accepted | 2020-04-10 | 2020-04-20 | 2021-10-30 | Hanwha Q CELLS | Q.PEAK DUO BLK-G5/SC315 | Solar Panels |  | 0.315 | 24 | 106 | 30 |  | Fixed | Roof
NJSTRE1545388423 | NJSRRE1544710154 | Transition Incentive Program | Little Silver | 7739 | 17 | 14 | Residential | No | Behind the Meter | Behind the Meter |  | None | Pro Custom Solar dba Momentum Solar | JCP&L | Eligible for TI Program | 2020-03-18 | 2020-03-23 | 2021-10-30 | lg electronics | LG 350N1C-V5 | Solar Panels |  | 0.35 | 40 | 180 | 25 |  | Fixed | Ground
NJSTRE1545388436 | NJSRRE1544854507 | Transition Incentive Program | Sicklerville | 8081 | 14 | 6.93 | Residential | Yes | Behind the Meter | Net-metered residential rooftop and canopy |  | None | Suntuity Solar LLC | AC Electric | Accepted | 2020-04-17 | 2020-04-24 | 2021-10-30 | Hanwha Solar | Q-Cells 315 Mono | Solar Panels |  | 0.315 | 10 | 81 | 26 |  | Fixed | Roof
NJSTRE1545388439 | NJSRRE1544790978 | Transition Incentive Program | West Berlin | 8091 | 14 | 9.52 | Residential | No | Behind the Meter | Net-metered residential rooftop and canopy |  | None | Trinity Solar | AC Electric | Accepted |  | 2020-04-09 | 2021-10-30 | Hanwha | Q.PEAK DUO BLK-G6 340 | Solar Panels |  | 0.34 | 12 | 242 | 18 |  | Fixed | Roof
NJSTRE1545388447 | NJSRRE1544903167 | Transition Incentive Program | Millville | 8332 | 20 | 9.75 | Residential | No | Behind the Meter | Behind the Meter |  | None | Solar Solutions LLC | AC Electric | Eligible for TI Program | 2020-04-26 | 2020-04-30 | 2021-10-30 | Canadian Solar | CS1H-325 | Solar Panels |  | 0.325 | 7 | 192 | 26 |  | Fixed | Roof
NJSTRE1545389205 | NJSRRE1544819120 | Transition Incentive Program | Blackwood | 8012 | 14 | 7.48 | Residential | Yes | Behind the Meter | Behind the Meter |  | None | Trinity Solar | PSE&G | Eligible for TI Program | 2020-04-10 | 2020-04-20 | 2021-10-30 | Hanwha | Q.PEAK DUO BLK-G6 340 | Solar Panels |  | 0.34 | 22 | 222 | 21 |  | Fixed | Roof
NJSTRE1545389211 | NJSRRE1544705280 | Transition Incentive Program | Cape May Court House | 8210 | 21 | 4.73 | Residential | Yes | Behind the Meter | Behind the Meter |  | None | Trinity Solar | AC Electric | Eligible for TI Program | 2020-03-17 | 2020-03-19 | 2021-10-30 | Hanwha | Q.PEAK DUO BLK-G5 315 | Solar Panels |  | 0.315 | 15 | 212 | 23 |  | Fixed | Roof
NJSTRE1545389221 | NJSRRE1544778797 | Transition Incentive Program | NORTH MIDDLETOWN | 7748 | 17 | 3.78 | Residential | Yes | Behind the Meter | Net-metered residential rooftop and canopy |  | None | Vivint Solar Developer, LLC | JCP&L | Accepted | 2020-04-01 | 2020-04-09 | 2021-10-30 | HANWHA SOLAR | Q.PEAK BLK-G5 315 | Solar Panels |  | 0.315 | 6 | 183 | 17 |  | Fixed | Roof
NJSTRE1545389222 | NJSRRE1544779599 | Transition Incentive Program | EWING | 8638 | 12 | 2.88 | Residential | Yes | Behind the Meter | Net-metered residential rooftop and canopy |  | None | Vivint Solar Developer, LLC | PSE&G | Accepted | 2020-04-01 | 2020-04-09 | 2021-10-30 | Jinko Solar | JKM320M-60HBL | Solar Panels |  | 0.32 | 9 | 15 | 7 |  | Fixed | Roof
NJSTRE1545389228 | NJSRRE1544852713 | Transition Incentive Program | Newark | 7108 | 9 | 3.06 | Residential | Yes | Behind the Meter | Behind the Meter |  | None | Pro Custom Solar dba Momentum Solar | PSE&G | Eligible for TI Program | 2020-04-16 | 2020-04-23 | 2021-10-30 | HANWHA | Q.PEAK DUO BLK G6+ 340 | Solar Panels |  | 0.34 | 9 | 18 | 26 |  | Fixed | Roof
NJSTRE1545389233 | NJSRRE1544624284 | Transition Incentive Program | Medford | 8055 | 13 | 7.25 | Residential | No | Behind the Meter | Behind the Meter |  | None | Sunrun Installation Services, Inc. | PSE&G | Eligible for TI Program | 2020-03-10 | 2020-03-13 | 2021-10-30 | LG Electronics | LG345N1C-V5 | Solar Panels |  | 0.345 | 6 | 110 | 14 |  | Fixed | Roof
NJSTRE1545389242 | NJSRRE1544705365 | Transition Incentive Program | westville | 8093 | 15 | 5.03 | Residential | Yes | Behind the Meter | Net-metered residential rooftop and canopy |  | None | Vision Solar LLC | PSE&G | Accepted | 2020-03-17 | 2020-03-19 | 2021-10-30 | lg solar | lg335n1k-v5 | Solar Panels |  | 0.335 | 3 | 221 | 21 |  | Fixed | Roof
NJSTRE1545389243 | NJSRRE1544893979 | Transition Incentive Program | Pilesgrove | 8098 | 16 | 5.36 | Residential | Yes | Behind the Meter | Behind the Meter |  | None | Pro Custom Solar dba Momentum Solar | AC Electric | Eligible for TI Program | 2020-04-24 | 2020-04-29 | 2021-10-30 | HANWHA | Q.PEAK DUO BLK G6+ 335 | Solar Panels |  | 0.335 | 16 | 237 | 24 |  | Fixed | Roof
NJSTRE1545389248 | NJSRRE1544799864 | Transition Incentive Program | LITTLE EGG HARBOR TWP | 8087 | 18 | 12.48 | Residential | Yes | Behind the Meter | Net-metered residential rooftop and canopy |  | None | Vivint Solar Developer, LLC | AC Electric | Accepted | 2020-04-06 | 2020-04-09 | 2021-10-30 | JINKO SOLAR | JKM320M-60HBL | Solar Panels |  | 0.32 | 7 | 167 | 34 |  | Fixed | Roof
NJSTRE1545389254 | NJSRRE1544562325 | Transition Incentive Program | Franklin twp som | 8540 | 12 | 11.78 | Residential | No | Behind the Meter | Behind the Meter |  | None | Sunrun, Inc. | PSE&G | Eligible for TI Program | 2020-03-02 | 2020-03-05 | 2021-10-30 | REC Solar | REC310TP2M | Solar Panels |  | 0.31 | 24 | 255 | 30 |  | Fixed | Roof
NJSTRE1545389254 | NJSRRE1544562325 | Transition Incentive Program | Franklin twp som | 8540 | 12 | 11.78 | Residential | No | Behind the Meter | Behind the Meter |  | None | Sunrun, Inc. | PSE&G | Eligible for TI Program | 2020-03-02 | 2020-03-05 | 2021-10-30 | REC Solar | REC310TP2M | Solar Panels |  | 0.31 | 2 | 166 | 45 |  | Fixed | Roof
NJSTRE1545389266 | NJSRRE1544762475 | Transition Incentive Program | Hamilton Township | 8629 | 12 | 3.85 | Residential | Yes | Behind the Meter | Behind the Meter |  | None | Pro Custom Solar dba Momentum Solar | PSE&G | Eligible for TI Program | 2020-03-25 | 2020-03-27 | 2021-10-30 | lg electronics | LG 350N1C-V5 | Solar Panels |  | 0.35 | 11 | 230 | 18 |  | Fixed | Roof
NJSTRE1545389271 | NJSRRE1544627644 | Transition Incentive Program | LINWOOD | 8221 | 19 | 11.34 | Residential | Yes | Behind the Meter | Net-metered residential rooftop and canopy |  | None | Tesla Energy Operations Inc. | AC Electric | Accepted | 2020-03-11 | 2020-03-17 | 2021-10-30 | Hanwha Q CELLS | Q.PEAK DUO BLK-G5/SC315 | Solar Panels |  | 0.315 | 15 | 204 | 23 |  | Fixed | Roof
NJSTRE1545389161 | NJSRRE1544867006 | Transition Incentive Program | Wayne | 7470 | 6 | 14.7 | Residential | No | Behind the Meter | Net-metered residential rooftop and canopy |  | None | Green Power Energy | PSE&G | Accepted | 2020-04-21 | 2020-04-27 | 2021-10-30 | LG Electronics | LG350N1C-V5 | Solar Panels |  | 0.35 | 9 | 76 | 27 |  | Fixed | Roof
NJSTRE1545389168 | NJSRRE1544613271 | Transition Incentive Program | LAKEHURST | 8733 | 18 | 13.12 | Residential | Yes | Behind the Meter | Net-metered residential rooftop and canopy |  | None | Vivint Solar Developer, LLC | JCP&L | Accepted | 2020-03-06 | 2020-03-11 | 2021-10-30 | Jinko Solar | JKM320M-60HBL | Solar Panels |  | 0.32 | 17 | 85 | 18 |  | Fixed | Roof
NJSTRE1545389181 | NJSRRE1544768708 | Transition Incentive Program | Somerset | 8873 | 5 | 10.5 | Residential | Yes | Behind the Meter | Behind the Meter |  | None | Pro Custom Solar dba Momentum Solar | PSE&G | Eligible for TI Program | 2020-03-27 | 2020-04-01 | 2021-10-30 | lg electronics | LG 350N1C-V5 | Solar Panels |  | 0.35 | 2 | 53 | 26 |  | Fixed | Roof
NJSTRE1545389189 | NJSRRE1544764673 | Transition Incentive Program | Paterson | 7502 | 6 | 7.94 | Residential | Yes | Behind the Meter | Behind the Meter |  | None | Sunrun Installation Services, Inc. | PSE&G | Eligible for TI Program | 2020-03-25 | 2020-03-30 | 2021-10-30 | LG Electronics | LG345N1C-V5 | Solar Panels |  | 0.345 | 2 | 228 | 37 |  | Fixed | Roof
NJSTRE1545389192 | NJSRRE1544898345 | Transition Incentive Program | Somers Point | 8244 | 19 | 75.08 | Commercial | No | Behind the Meter | Net-metered non-residential rooftop and canopy |  | None | Ameresco | AC Electric | Accepted |  | 2020-04-30 | 2021-10-30 | JA | JAM72S09 385/PR | Solar Panels |  | 0.385 | 195 | 212 | 10 |  | Fixed | Roof
NJSTRE1545389202 | NJSRRE1544869590 | Transition Incentive Program | Toms River | 8757 | 18 | 6.46 | Residential | No | Behind the Meter | Net-metered residential rooftop and canopy |  | None | Trinity Solar | JCP&L | Accepted |  | 2020-04-28 | 2021-10-30 | Hanwha | Q.PEAK DUO BLK-G6 340 | Solar Panels |  | 0.34 | 19 | 198 | 23 |  | Fixed | Roof
NJSTRE1545389204 | NJSRRE1544710195 | Transition Incentive Program | Mantua | 8051 | 15 | 29.1 | Residential | Yes | Behind the Meter | Net-metered residential rooftop and canopy |  | None | SunnyMac LLC | AC Electric | Accepted | 2020-03-18 | 2020-03-20 | 2021-10-30 | SunPower | SPRE20327 | Solar Panels |  | 0.327 | 27 | 142 | 20 |  | Fixed | Roof
NJSTRE1545389209 | NJSRRE1544719942 | Transition Incentive Program | Marlboro | 7746 | 17 | 3.78 | Residential | Yes | Behind the Meter | Net-metered residential rooftop and canopy |  | None | Tesla Energy Operations Inc | JCP&L | Accepted | 2020-03-18 | 2020-03-23 | 2021-10-30 | Hanwha Q CELLS | Q.PEAK DUO BLK-G5/SC315 | Solar Panels |  | 0.315 | 6 | 175 | 23 |  | Fixed | Roof
NJSTRE1545389215 | NJSRRE1544710060 | Transition Incentive Program | Lakewood | 8701 | 18 | 5.36 | Residential | Yes | Behind the Meter | Behind the Meter |  | None | Pro Custom Solar dba Momentum Solar | JCP&L | Eligible for TI Program | 2020-03-18 | 2020-03-20 | 2021-10-30 | Hanwha | Q.Peak DUO BLK-G6+ 335 | Solar Panels |  | 0.335 | 16 | 202 | 31 |  | Fixed | Roof
NJSTRE1545389218 | NJSRRE1544802569 | Transition Incentive Program | Newark | 7104 | 9 | 3.35 | Residential | Yes | Behind the Meter | Behind the Meter |  | None | Pro Custom Solar dba Momentum Solar | PSE&G | Eligible for TI Program | 2020-04-06 | 2020-04-10 | 2021-10-30 | Hanwha | Q.Peak DUO BLK-G6+ 335 | Solar Panels |  | 0.335 | 10 | 291 | 1 |  | Fixed | Roof
NJSTRE1545389221 | NJSRRE1544778797 | Transition Incentive Program | NORTH MIDDLETOWN | 7748 | 17 | 3.78 | Residential | Yes | Behind the Meter | Net-metered residential rooftop and canopy |  | None | Vivint Solar Developer, LLC | JCP&L | Accepted | 2020-04-01 | 2020-04-09 | 2021-10-30 | HANWHA SOLAR | Q.PEAK BLK-G5 315 | Solar Panels |  | 0.315 | 6 | 273 | 27 |  | Fixed | Roof
NJSTRE1545389230 | NJSRRE1544767304 | Transition Incentive Program | Vineland | 8360 | 20 | 7.48 | Residential | Yes | Behind the Meter | Net-metered residential rooftop and canopy |  | None | Castle Energy, LLC | Vineland Muni Electric | Final As-Built Received | 2020-03-26 | 2020-03-31 | 2021-10-30 | Hanwha Q-Cells | Q.Peak DUO BLK-G6+ 340 | Solar Panels |  | 0.34 | 19 | 184 | 20 |  | Fixed | Roof
NJSTRE1545388454 | NJSRRE1544818081 | Transition Incentive Program | HASBROUCK HTS | 7604 | 7 | 6.08 | Residential | Yes | Behind the Meter | Net-metered residential rooftop and canopy |  | None | Vivint Solar Developer, LLC | PSE&G | Accepted | 2020-04-10 | 2020-04-16 | 2021-10-30 | Jinko Solar | JKM320M-60HBL | Solar Panels |  | 0.32 | 19 | 38 | 32 |  | Fixed | Roof
NJSTRE1545388456 | NJSRRE1544626905 | Transition Incentive Program | ROCHELLE PARK | 7662 | 7 | 8.32 | Residential | Yes | Behind the Meter | Net-metered residential rooftop and canopy |  | None | Vivint Solar Developer, LLC | PSE&G | Accepted | 2020-03-12 | 2020-03-16 | 2021-10-30 | Jinko Solar | JKM320M-60HBL | Solar Panels |  | 0.32 | 5 | 218 | 27 |  | Fixed | Roof
NJSTRE1545388468 | NJSRRE1544775991 | Transition Incentive Program | Ocean | 7712 | 17 | 4.8 | Residential | No | Behind the Meter | Net-metered residential rooftop and canopy |  | None | SunPower Corporation, Systems | JCP&L | Accepted |  | 2020-04-09 | 2021-10-30 | SUNPOWER | SPR-A400-G-AC | Solar Panels |  | 0.4 | 7 | 157 | 35 |  | Fixed | Roof
NJSTRE1545388472 | NJSRRE1544868444 | Transition Incentive Program | SICKLERVILLE | 8081 | 14 | 11.52 | Residential | Yes | Behind the Meter | Net-metered residential rooftop and canopy |  | None | Vivint Solar Developer, LLC | AC Electric | Accepted | 2020-04-21 | 2020-04-27 | 2021-10-30 | Jinko Solar | JKM320M-60HBL | Solar Panels |  | 0.32 | 18 | 234 | 25 |  | Fixed | Roof
NJSTRE1545388474 | NJSRRE1544720973 | Transition Incentive Program | Robinsville | 8691 | 12 | 8 | Residential | No | Behind the Meter | Net-metered residential rooftop and canopy |  | None | Reliable Power and Solar | JCP&L | Final As-Built Received | 2020-03-19 | 2020-03-23 | 2021-10-30 | Hanwah | 320 | Solar Panels |  | 0.32 | 10 | 260 | 49 |  | Fixed | Roof | roof
NJSTRE1545388484 | NJSRRE1544721002 | Transition Incentive Program | Plainfield City | 7063 | 10 | 5.03 | Residential | Yes | Behind the Meter | Net-metered residential rooftop and canopy |  | None | Vision Solar LLC | PSE&G | Accepted | 2020-03-19 | 2020-03-23 | 2021-10-30 | lg solar | lg335n1k-v5 | Solar Panels |  | 0.335 | 15 | 231 | 53 |  | Fixed | Roof
NJSTRE1545388491 | NJSRRE1544708527 | Transition Incentive Program | Berlin | 8091 | 14 | 7.37 | Residential | Yes | Behind the Meter | Net-metered residential rooftop and canopy |  | None | Vision Solar LLC | AC Electric | As-Built Incomplete | 2020-03-17 | 2020-03-23 | 2021-10-30 | lg solar | lg335n1k-v5 | Solar Panels |  | 0.335 | 16 | 143 | 20 |  | Fixed | Roof
NJSTRE1545388496 | NJSRRE1544820556 | Transition Incentive Program | SADDLE BROOK | 7663 | 7 | 7.68 | Residential | Yes | Behind the Meter | Net-metered residential rooftop and canopy |  | None | Vivint Solar Developer, LLC | PSE&G | Accepted | 2020-04-10 | 2020-04-20 | 2021-10-30 | JINKO SOLAR | JKM320M-60HBL | Solar Panels |  | 0.32 | 2 | 341 | 14 |  | Fixed | Roof
NJSTRE1545388500 | NJSRRE1544624391 | Transition Incentive Program | Swedesboro | 8085 | 15 | 14.41 | Residential | Yes | Behind the Meter | Behind the Meter |  | None | Pro Custom Solar dba Momentum Solar | AC Electric | Eligible for TI Program | 2020-03-10 | 2020-03-13 | 2021-10-30 | HANWHA | Q.PEAK DUO BLK G6+ 335 | Solar Panels |  | 0.335 | 14 | 232 | 23 |  | Fixed | Roof
NJSTRE1545388509 | NJSRRE1544865385 | Transition Incentive Program | Hammonton | 8037 | 19 | 9.72 | Residential | No | Behind the Meter | Net-metered residential rooftop and canopy |  | None | Green Power Energy | AC Electric | Final As-Built Received |  | 2020-04-24 | 2021-10-30 | LG Electronics | LG335N1C-V5 | Solar Panels |  | 0.335 | 9 | 130 | 25 |  | Fixed | Roof
NJSTRE1545388510 | NJSRRE1544553648 | Transition Incentive Program | EGG HARBOR TOWNSHIP | 8234 | 19 | 4.8 | Residential | Yes | Behind the Meter | Net-metered residential rooftop and canopy |  | None | Vivint Solar Developer, LLC | AC Electric | Accepted | 2020-02-29 | 2020-03-04 | 2021-10-30 | JINKO SOLAR | JKM320M-60HBL | Solar Panels |  | 0.32 | 15 | 215 | 38 |  | Fixed | Roof
NJSTRE1545388513 | NJSRRE1544559324 | Transition Incentive Program | Sewell | 8080 | 15 | 17.09 | Residential | Yes | Behind the Meter | Net-metered residential rooftop and canopy |  | None | Vision Solar LLC | AC Electric | Accepted | 2020-02-29 | 2020-03-04 | 2021-10-30 | lg solar | lg335n1k-v5 | Solar Panels |  | 0.335 | 20 | 56 | 29 |  | Fixed | Roof
NJSTRE1545389232 | NJSRRE1544804803 | Transition Incentive Program | Pennsville | 8070 | 16 | 7.04 | Residential | Yes | Behind the Meter | Behind the Meter |  | None | Steve Whitman LLC | AC Electric | Eligible for TI Program | 2020-04-07 | 2020-04-10 | 2021-10-30 | Hanwha Q-Cells | Q.PEAK DUO-G5 320 | Solar Panels |  | 0.32 | 22 | 134314 | 35 |  | Fixed | Roof
NJSTRE1545389236 | NJSRRE1544762511 | Transition Incentive Program | Egg Harbor Township | 8234 | 19 | 11.2 | Residential | Yes | Behind the Meter | Behind the Meter |  | None | Acos Energy, LLC | AC Electric | Eligible for TI Program | 2020-03-25 | 2020-03-30 | 2021-10-30 | Trina | TSM-DD06M05II 320W | Solar Panels |  | 0.32 | 25 | 208 | 31 |  | Fixed | Roof
NJSTRE1545389244 | NJSRRE1544838977 | Transition Incentive Program | Sicklerville | 8081 | 14 | 13.6 | Residential | No | Behind the Meter | Net-metered residential rooftop and canopy |  | None | Castle Energy, LLC | AC Electric | Accepted | 2020-04-14 | 2020-04-22 | 2021-10-30 | Hanwha Q-Cells | Q.PEAK DUO BLK-G6 340 | Solar Panels |  | 0.34 | 16 | 249 | 25 |  | Fixed | Roof
NJSTRE1545389249 | NJSRRE1544816916 | Transition Incentive Program | PENNSAUKEN | 8109 | 14 | 7.15 | Residential | Yes | Behind the Meter | Net-metered residential rooftop and canopy |  | None | Vivint Solar Developer, LLC | PSE&G | Final As-Built Received | 2020-04-08 | 2020-04-15 | 2021-10-30 | JINKO SOLAR | JKM325M-60HBL | Solar Panels |  | 0.325 | 18 | 242 | 26 |  | Fixed | Roof
NJSTRE1545389258 | NJSRRE1544845585 | Transition Incentive Program | paterson | 7504 | 6 | 15.41 | Residential | Yes | Behind the Meter | Net-metered residential rooftop and canopy |  | None | Vision Solar LLC | PSE&G | Accepted | 2020-04-15 | 2020-04-22 | 2021-10-30 | lgsolar | lg335n1k-v5 | Solar Panels |  | 0.335 | 24 | 97 | 24 |  | Fixed | Roof
NJSTRE1545389264 | NJSRRE1544724223 | Transition Incentive Program | CLIFFWOOD | 7721 | 17 | 10.88 | Residential | Yes | Behind the Meter | Net-metered residential rooftop and canopy |  | None | Vivint Solar Developer, LLC | JCP&L | Final As-Built Received | 2020-03-19 | 2020-03-24 | 2021-10-30 | JINKO SOLAR | JKM320M-60HBL | Solar Panels |  | 0.32 | 18 | 318 | 22 |  | Fixed | Roof
NJSTRE1545389270 | NJSRRE1544626790 | Transition Incentive Program | Paramus | 7652 | 7 | 5.89 | Residential | No | Behind the Meter | Behind the Meter |  | None | Sunrun Installation Services, Inc. | PSE&G | Eligible for TI Program | 2020-03-11 | 2020-03-16 | 2021-10-30 | REC Solar | REC310TP2M | Solar Panels |  | 0.31 | 19 | 199 | 18 |  | Fixed | Roof
NJSTRE1545389273 | NJSRRE1544626901 | Transition Incentive Program | Linden | 7036 | 10 | 2.76 | Residential | Yes | Behind the Meter | Behind the Meter |  | None | Sunrun Installation Services, Inc. | PSE&G | Eligible for TI Program | 2020-03-11 | 2020-03-16 | 2021-10-30 | LG Electronics | LG345N1C-V5 | Solar Panels |  | 0.345 | 8 | 308 | 37 |  | Fixed | Roof
NJSTRE1545389276 | NJSRRE1544610778 | Transition Incentive Program | Hopatcong | 7843 | 1 | 17.33 | Residential | Yes | Behind the Meter | Net-metered residential rooftop and canopy |  | None | Suntuity Solar LLC | JCP&L | Accepted | 2020-03-05 | 2020-03-10 | 2021-10-30 | Hanwha Solar | Q-Cells 315 Mono | Solar Panels |  | 0.315 | 26 | 76 | 17 |  | Fixed | Roof
NJSTRE1545389280 | NJSRRE1544598110 | Transition Incentive Program | Mount Laurel | 8054 | 13 | 7.04 | Residential | Yes | Behind the Meter | Net-metered residential rooftop and canopy |  | None | Vivint Solar Developer, LLC | PSE&G | Accepted | 2020-03-04 | 2020-03-09 | 2021-10-30 | JINKO SOLAR | JKM320M-60HBL | Solar Panels |  | 0.32 | 6 | 41 | 17 |  | Fixed | Roof
NJSTRE1545389284 | NJSRRE1544805321 | Transition Incentive Program | Newark | 7112 | 9 | 10.23 | Residential | Yes | Behind the Meter | Behind the Meter |  | None | Sunrun Installation Services, Inc. | PSE&G | Eligible for TI Program | 2020-04-07 | 2020-04-10 | 2021-10-30 | REC Solar | REC310TP2M | Solar Panels |  | 0.31 | 3 | 39 | 9 |  | Fixed | Roof
NJSTRE1545389289 | NJSRRE1544819149 | Transition Incentive Program | Milford | 8848 | 4 | 12.09 | Residential | No | Behind the Meter | Behind the Meter |  | None | Sunrun Installation Services, Inc. | JCP&L | Eligible for TI Program | 2020-04-10 | 2020-04-20 | 2021-10-30 | REC Solar | REC310TP2M | Solar Panels |  | 0.31 | 39 | 180 | 30 |  | Fixed | Roof
NJSTRE1545389227 | NJSRRE1544773820 | Transition Incentive Program | Paterson | 7514 | 6 | 2.79 | Residential | Yes | Behind the Meter | Behind the Meter |  | None | Sunrun Installation Services, Inc. | PSE&G | Eligible for TI Program | 2020-03-30 | 2020-04-09 | 2021-10-30 | REC Solar | REC310TP2M | Solar Panels |  | 0.31 | 3 | 103 | 14 |  | Fixed | Roof
NJSTRE1545389233 | NJSRRE1544624284 | Transition Incentive Program | Medford | 8055 | 13 | 7.25 | Residential | No | Behind the Meter | Behind the Meter |  | None | Sunrun Installation Services, Inc. | PSE&G | Eligible for TI Program | 2020-03-10 | 2020-03-13 | 2021-10-30 | LG Electronics | LG345N1C-V5 | Solar Panels |  | 0.345 | 4 | 200 | 14 |  | Fixed | Roof
NJSTRE1545389233 | NJSRRE1544624284 | Transition Incentive Program | Medford | 8055 | 13 | 7.25 | Residential | No | Behind the Meter | Behind the Meter |  | None | Sunrun Installation Services, Inc. | PSE&G | Eligible for TI Program | 2020-03-10 | 2020-03-13 | 2021-10-30 | LG Electronics | LG345N1C-V5 | Solar Panels |  | 0.345 | 2 | 20 | 14 |  | Fixed | Roof
NJSTRE1545389237 | NJSRRE1544835937 | Transition Incentive Program | Hammonton | 8037 | 19 | 22.75 | Commercial | No | Behind the Meter | Net-metered non-residential rooftop and canopy |  | None | MOORE ENERGY LLC | AC Electric | Accepted |  | 2020-04-20 | 2021-10-30 | Hanwha | QCELL DUO | Solar Panels |  | 0.325 | 48 | 182 | 36 |  | Fixed | Roof
NJSTRE1545389237 | NJSRRE1544835937 | Transition Incentive Program | Hammonton | 8037 | 19 | 22.75 | Commercial | No | Behind the Meter | Net-metered non-residential rooftop and canopy |  | None | MOORE ENERGY LLC | AC Electric | Accepted |  | 2020-04-20 | 2021-10-30 | Hanwha | QCELL DUO 325 | Solar Panels |  | 0.325 | 22 | 189 | 26 |  | Fixed | Roof
NJSTRE1545389242 | NJSRRE1544705365 | Transition Incentive Program | westville | 8093 | 15 | 5.03 | Residential | Yes | Behind the Meter | Net-metered residential rooftop and canopy |  | None | Vision Solar LLC | PSE&G | Accepted | 2020-03-17 | 2020-03-19 | 2021-10-30 | lg solar | lg335n1k-v5 | Solar Panels |  | 0.335 | 12 | 131 | 21 |  | Fixed | Roof
NJSTRE1545389248 | NJSRRE1544799864 | Transition Incentive Program | LITTLE EGG HARBOR TWP | 8087 | 18 | 12.48 | Residential | Yes | Behind the Meter | Net-metered residential rooftop and canopy |  | None | Vivint Solar Developer, LLC | AC Electric | Accepted | 2020-04-06 | 2020-04-09 | 2021-10-30 | JINKO SOLAR | JKM320M-60HBL | Solar Panels |  | 0.32 | 18 | 347 | 34 |  | Fixed | Roof
NJSTRE1545389248 | NJSRRE1544799864 | Transition Incentive Program | LITTLE EGG HARBOR TWP | 8087 | 18 | 12.48 | Residential | Yes | Behind the Meter | Net-metered residential rooftop and canopy |  | None | Vivint Solar Developer, LLC | AC Electric | Accepted | 2020-04-06 | 2020-04-09 | 2021-10-30 | JINKO SOLAR | JKM320M-60HBL | Solar Panels |  | 0.32 | 14 | 167 | 34 |  | Fixed | Roof
NJSTRE1545389254 | NJSRRE1544562325 | Transition Incentive Program | Franklin twp som | 8540 | 12 | 11.78 | Residential | No | Behind the Meter | Behind the Meter |  | None | Sunrun, Inc. | PSE&G | Eligible for TI Program | 2020-03-02 | 2020-03-05 | 2021-10-30 | REC Solar | REC310TP2M | Solar Panels |  | 0.31 | 12 | 165 | 9 |  | Fixed | Roof
NJSTRE1545389255 | NJSRRE1544838922 | Transition Incentive Program | Union Beach | 7735 | 17 | 10.4 | Residential | Yes | Behind the Meter | Net-metered residential rooftop and canopy |  | None | Trinity Solar | JCP&L | Final As-Built Received |  | 2020-04-21 | 2021-10-30 | Hanwha 315 | Q.PEAK DUO BLK-G5 315 | Solar Panels |  | 0.315 | 12 | 224 | 19 |  | Fixed | Roof
NJSTRE1545389260 | NJSRRE1544759005 | Transition Incentive Program | Swedesboro | 8085 | 15 | 7.25 | Residential | Yes | Behind the Meter | Behind the Meter |  | None | Sunrun Installation Services, Inc. | AC Electric | Eligible for TI Program | 2020-03-23 | 2020-03-26 | 2021-10-30 | LG Electronics | LG345N1C-V5 | Solar Panels |  | 0.345 | 11 | 218 | 34 |  | Fixed | Roof
NJSTRE1545389265 | NJSRRE1544724330 | Transition Incentive Program | Madison | 7940 | 3 | 7.56 | Residential | No | Behind the Meter | Net-metered residential rooftop and canopy |  | None | Tesla Energy Operations Inc | Borough of Madison | Accepted | 2020-03-19 | 2020-03-24 | 2021-10-30 | Hanwha Q Cells | Q.PEAK DUO BLK-G5/SC315 | Solar Panels |  | 0.315 | 16 | 225 | 34 |  | Fixed | Roof
NJSTRE1545389214 | NJSRRE1544623696 | Transition Incentive Program | Bloomfield | 7003 | 9 | 8.71 | Residential | Yes | Behind the Meter | Behind the Meter |  | None | Pro Custom Solar dba Momentum Solar | PSE&G | Eligible for TI Program | 2020-03-10 | 2020-03-13 | 2021-10-30 | Hanwha | Q.Peak DUO BLK-G6+ 335 | Solar Panels |  | 0.335 | 16 | 43 | 25 |  | Fixed | Roof
NJSTRE1545389220 | NJSRRE1544802461 | Transition Incentive Program | Scotch Plains | 7076 | 10 | 13.8 | Residential | Yes | Behind the Meter | Behind the Meter |  | None | Sunrun Installation Services, Inc. | PSE&G | Eligible for TI Program | 2020-04-06 | 2020-04-10 | 2021-10-30 | LG Electronics | LG345N1C-V5 | Solar Panels |  | 0.345 | 5 | 126 | 27 |  | Fixed | Roof
NJSTRE1545389225 | NJSRRE1544727468 | Transition Incentive Program | Somerset | 8873 | 5 | 6.37 | Residential | No | Behind the Meter | Net-metered residential rooftop and canopy |  | None | Green Power Energy | PSE&G | Final As-Built Received | 2020-03-19 | 2020-04-09 | 2021-10-30 | Hanwha | Q.PEAK DUO BLK-G6 335 | Solar Panels |  | 0.335 | 5 | 67 | 32 |  | Fixed | Roof
NJSTRE1545389226 | NJSRRE1544760237 | Transition Incentive Program | Nesco | 8037 | 19 | 17.99 | Residential | Yes | Behind the Meter | Net-metered residential ground mount |  | None | SunnyMac LLC | AC Electric | Accepted |  | 2020-03-26 | 2021-10-30 | SunPower | SPR-E20-327 | Solar Panels |  | 0.327 | 25 | 180 | 27 |  | Fixed | Roof
NJSTRE1545389231 | NJSRRE1544768710 | Transition Incentive Program | VILLAS | 8251 | 21 | 8.32 | Residential | Yes | Behind the Meter | Net-metered residential rooftop and canopy |  | None | Vivint Solar Developer, LLC | AC Electric | Accepted | 2020-03-27 | 2020-04-01 | 2021-10-30 | JINKO SOLAR | JKM320M-60HBL | Solar Panels |  | 0.32 | 5 | 305 | 20 |  | Fixed | Roof
NJSTRE1545389235 | NJSRRE1544710041 | Transition Incentive Program | Matawan | 7747 | 17 | 10.14 | Residential | No | Behind the Meter | Net-metered residential rooftop and canopy |  | None | SunnyMac LLC | JCP&L | Accepted |  | 2020-03-20 | 2021-10-30 | SunPower | SPR-E20-327 | Solar Panels |  | 0.327 | 9 | 276 | 5 |  | Fixed | Roof
NJSTRE1545389235 | NJSRRE1544710041 | Transition Incentive Program | Matawan | 7747 | 17 | 10.14 | Residential | No | Behind the Meter | Net-metered residential rooftop and canopy |  | None | SunnyMac LLC | JCP&L | Accepted |  | 2020-03-20 | 2021-10-30 | SunPower | SPR-E20-327 | Solar Panels |  | 0.327 | 6 | 186 | 11 |  | Fixed | Roof
NJSTRE1545389239 | NJSRRE1544813243 | Transition Incentive Program | Jackson | 8527 | 18 | 11.66 | Residential | No | Behind the Meter | Net-metered residential rooftop and canopy |  | None | Trinity Solar | JCP&L | Final As-Built Received | 2020-04-08 | 2020-04-14 | 2021-10-30 | HANWHA | Q.PEAK DUO BLK-G5 315 | Solar Panels |  | 0.315 | 6 | 271 | 19 |  | Fixed | Roof
NJSTRE1545389245 | NJSRRE1544773441 | Transition Incentive Program | Union | 7083 | 10 | 6.37 | Residential | Yes | Behind the Meter | Behind the Meter |  | None | Pro Custom Solar dba Momentum Solar | PSE&G | Eligible for TI Program | 2020-03-30 | 2020-04-09 | 2021-10-30 | Hanwha | Q.Peak DUO BLK-G6+ 335 | Solar Panels |  | 0.335 | 10 | 47 | 17 |  | Fixed | Roof
NJSTRE1545389251 | NJSRRE1544767384 | Transition Incentive Program | Clayton | 8312 | 15 | 6.46 | Residential | Yes | Behind the Meter | Net-metered residential rooftop and canopy |  | None | Trinity Solar | AC Electric | Final As-Built Received | 2020-03-26 | 2020-04-01 | 2021-10-30 | HANWHA | Q.PEAK DUO BLK-G6 340 | Solar Panels |  | 0.34 | 10 | 227 | 30 |  | Fixed | Roof
NJSTRE1545389263 | NJSRRE1544736138 | Transition Incentive Program | Clayton | 8312 | 15 | 3.74 | Residential | Yes | Behind the Meter | Behind the Meter |  | None | Trinity Solar | AC Electric | Eligible for TI Program | 2020-03-20 | 2020-03-25 | 2021-10-30 | Hanwha | Q.PEAK DUO BLK-G6 340 | Solar Panels |  | 0.34 | 4 | 322 | 27 |  | Fixed | Roof
NJSTRE1545389274 | NJSRRE1544724229 | Transition Incentive Program | Sicklerville | 8081 | 14 | 15.18 | Residential | Yes | Behind the Meter | Behind the Meter |  | None | Sunrun Installation Services, Inc. | AC Electric | Eligible for TI Program | 2020-03-19 | 2020-03-24 | 2021-10-30 | LG Electronics | LG345N1C-V5 | Solar Panels |  | 0.345 | 22 | 155 | 30 |  | Fixed | Roof
NJSTRE1545389275 | NJSRRE1544884397 | Transition Incentive Program | Livingston | 7039 | 9 | 7.92 | Residential | No | Behind the Meter | Behind the Meter |  | None | Panatec Corporation | PSE&G | Eligible for TI Program | 2020-04-22 | 2020-04-28 | 2021-10-30 | Panasonic | VBHN330SA17E | Solar Panels |  | 0.33 | 24 | 260 | 25 |  | Fixed | Roof
NJSTRE1545389265 | NJSRRE1544724330 | Transition Incentive Program | Madison | 7940 | 3 | 7.56 | Residential | No | Behind the Meter | Net-metered residential rooftop and canopy |  | None | Tesla Energy Operations Inc | Borough of Madison | Accepted | 2020-03-19 | 2020-03-24 | 2021-10-30 | Hanwha Q Cells | Q.PEAK DUO BLK-G5/SC315 | Solar Panels |  | 0.315 | 8 | 225 | 26 |  | Fixed | Roof
NJSTRE1545389271 | NJSRRE1544627644 | Transition Incentive Program | LINWOOD | 8221 | 19 | 11.34 | Residential | Yes | Behind the Meter | Net-metered residential rooftop and canopy |  | None | Tesla Energy Operations Inc. | AC Electric | Accepted | 2020-03-11 | 2020-03-17 | 2021-10-30 | Hanwha Q CELLS | Q.PEAK DUO BLK-G5/SC315 | Solar Panels |  | 0.315 | 21 | 204 | 23 |  | Fixed | Roof
NJSTRE1545389279 | NJSRRE1544776358 | Transition Incentive Program | Somerville | 8876 | 5 | 4.02 | Residential | Yes | Behind the Meter | Net-metered residential rooftop and canopy |  | None | Pro Custom Solar dba Momentum Solar | PSE&G | Final As-Built Received | 2020-03-31 | 2020-04-09 | 2021-10-30 | Hanwha | Q.Peak DUO BLK-G6+ 335 | Solar Panels |  | 0.335 | 12 | 196 | 37 |  | Fixed | Roof
NJSTRE1545389284 | NJSRRE1544805321 | Transition Incentive Program | Newark | 7112 | 9 | 10.23 | Residential | Yes | Behind the Meter | Behind the Meter |  | None | Sunrun Installation Services, Inc. | PSE&G | Eligible for TI Program | 2020-04-07 | 2020-04-10 | 2021-10-30 | REC Solar | REC310TP2M | Solar Panels |  | 0.31 | 5 | 221 | 33 |  | Fixed | Roof
NJSTRE1545389288 | NJSRRE1544802641 | Transition Incentive Program | Mahwah | 7430 | 7 | 6.84 | Residential | No | Behind the Meter | Net-metered residential rooftop and canopy |  | None | Tesla Energy Operations Inc | Orange Rockland Electric | Accepted | 2020-04-06 | 2020-04-10 | 2021-10-30 | Tesla | SR60T1 | Solar Panels |  | 0.05847 | 35 | 67 | 34 |  | Fixed | Roof
NJSTRE1545389288 | NJSRRE1544802641 | Transition Incentive Program | Mahwah | 7430 | 7 | 6.84 | Residential | No | Behind the Meter | Net-metered residential rooftop and canopy |  | None | Tesla Energy Operations Inc | Orange Rockland Electric | Accepted | 2020-04-06 | 2020-04-10 | 2021-10-30 | Tesla | SR60T1 | Solar Panels |  | 0.05847 | 23 | 337 | 45 |  | Fixed | Roof
NJSTRE1545389293 | NJSRRE1544759061 | Transition Incentive Program | Marlton | 8053 | 13 | 18.9 | Residential | Yes | Behind the Meter | Behind the Meter |  | None | Pro Custom Solar dba Momentum Solar | AC Electric | Eligible for TI Program | 2020-03-23 | 2020-03-26 | 2021-10-30 | lg electronics | LG 350N1C-V5 | Solar Panels |  | 0.35 | 11 | 115 | 32 |  | Fixed | Roof
NJSTRE1545389293 | NJSRRE1544759061 | Transition Incentive Program | Marlton | 8053 | 13 | 18.9 | Residential | Yes | Behind the Meter | Behind the Meter |  | None | Pro Custom Solar dba Momentum Solar | AC Electric | Eligible for TI Program | 2020-03-23 | 2020-03-26 | 2021-10-30 | lg electronics | LG 350N1C-V5 | Solar Panels |  | 0.35 | 18 | 295 | 31 |  | Fixed | Roof
NJSTRE1545389298 | NJSRRE1544766553 | Transition Incentive Program | Paterson | 7502 | 6 | 2.84 | Residential | Yes | Behind the Meter | Behind the Meter |  | None | Trinity Solar | PSE&G | Eligible for TI Program | 2020-03-26 | 2020-03-31 | 2021-10-30 | HANWHA | Q.PEAK DUO BLK-G5 315 | Solar Panels |  | 0.315 | 9 | 229 | 18 |  | Fixed | Roof
NJSTRE1545389311 | NJSRRE1544597846 | Transition Incentive Program | Union | 7083 | 10 | 5.89 | Residential | No | Behind the Meter | Behind the Meter |  | None | Sunrun Installation Services, Inc. | PSE&G | Eligible for TI Program | 2020-03-04 | 2020-03-09 | 2021-10-30 | REC Solar | REC310TP2M | Solar Panels |  | 0.31 | 4 | 51 | 23 |  | Fixed | Roof
NJSTRE1545389313 | NJSRRE1544611138 | Transition Incentive Program | Monroe | 8831 | 11 | 17.92 | Residential | No | Behind the Meter | Behind the Meter |  | None | Maier Solar Engineering dba Solar Me | JCP&L | Eligible for TI Program | 2020-03-05 | 2020-03-10 | 2021-10-30 | Hanwha | Q.CELL DUO BLK-G5 325W | Solar Panels |  | 0.32 | 3 | 178 | 27 |  | Fixed | Roof
NJSTRE1545389328 | NJSRRE1544736110 | Transition Incentive Program | Clarksboro | 8020 | 15 | 3.06 | Residential | Yes | Behind the Meter | Net-metered residential rooftop and canopy |  | None | Trinity Solar | AC Electric | Accepted | 2020-03-20 | 2020-03-25 | 2021-10-30 | Hanwha 340 | Q.PEAK DUO BLK-G6 340) | Solar Panels |  | 0.34 | 7 | 90 | 18 |  | Fixed | Roof
NJSTRE1545388516 | NJSRRE1544710368 | Transition Incentive Program | Pennsauken Twp | 8110 | 14 | 13.07 | Residential | Yes | Behind the Meter | Net-metered residential rooftop and canopy |  | None | Castle Energy, LLC | PSE&G | Accepted | 2020-03-18 | 2020-03-23 | 2021-10-30 | Hanwha Q-Cells | Q.Peak DUO-BLK-G6 335 | Solar Panels |  | 0.335 | 12 | 243 | 22 |  | Fixed | Roof
NJSTRE1545388520 | NJSRRE1544695684 | Transition Incentive Program | Tewksbury | 8833 | 4 | 18.9 | Residential | No | Behind the Meter | Behind the Meter |  | None | Green Power energy | JCP&L | Eligible for TI Program | 2020-03-16 | 2020-03-18 | 2021-10-30 | LG Electronics | LG350N1C-V5 | Solar Panels |  | 0.35 | 10 | 160 | 27 |  | Fixed | Roof
NJSTRE1545388524 | NJSRRE1544810430 | Transition Incentive Program | MANAHAWKIN | 8050 | 18 | 12.48 | Residential | Yes | Behind the Meter | Net-metered residential rooftop and canopy |  | None | Vivint Solar Developer, LLC | AC Electric | Accepted | 2020-04-08 | 2020-04-13 | 2021-10-30 | JINKO SOLAR | JKM320M-60HBL | Solar Panels |  | 0.32 | 16 | 65 | 19 |  | Fixed | Roof
NJSTRE1545388527 | NJSRRE1544802112 | Transition Incentive Program | Laurel Springs | 8021 | 14 | 8.32 | Residential | No | Behind the Meter | Net-metered residential rooftop and canopy |  | None | Whitman Construction, LLC | AC Electric | Accepted | 2020-04-07 | 2020-04-09 | 2021-10-30 | Trina Solar | TSM-320DD05H | Solar Panels |  | 0.32 | 22 | 216 | 22 |  | Fixed | Roof
NJSTRE1545388533 | NJSRRE1544680282 | Transition Incentive Program | MOORESTOWN | 8057 | 13 | 16.75 | Residential | No | Behind the Meter | Behind the Meter |  | None | Infinity Solar Systems | PSE&G | Eligible for TI Program | 2020-03-13 | 2020-03-18 | 2021-10-30 | LG | LG335N1K-V5 | Solar Panels |  | 0.335 | 12 | 125 | 30 |  | Fixed | Roof
NJSTRE1545388535 | NJSRRE1544708882 | Transition Incentive Program | Egg Harbor Township | 8234 | 19 | 13.08 | Residential | Yes | Behind the Meter | Net-metered residential rooftop and canopy |  | None | Castle Energy, LLC | AC Electric | Final As-Built Received | 2020-03-17 | 2020-03-20 | 2021-10-30 | SunPower | SPR-E20-327-E-AC | Solar Panels |  | 0.327 | 14 | 291 | 14 |  | Fixed | Roof
NJSTRE1545388537 | NJSRRE1544617388 | Transition Incentive Program | Sewell | 8080 | 15 | 8.45 | Residential | Yes | Behind the Meter | Net-metered residential rooftop and canopy |  | None | Seabright Solar | AC Electric | Accepted |  | 2020-03-11 | 2021-10-30 | Sunpower | SPR-P17-340 | Solar Panels |  | 0.34 | 6 | 80 | 9 |  | Fixed | Roof
NJSTRE1545388542 | NJSRRE1544802335 | Transition Incentive Program | Monroeville | 8343 | 16 | 19.47 | Residential | No | Behind the Meter | Behind the Meter |  | None | Sunny Corp | AC Electric | Eligible for TI Program | 2020-04-06 | 2020-04-09 | 2021-10-30 | Panasonic | 330KA17 | Solar Panels |  | 0.33 | 17 | 156 | 45 |  | Fixed | Roof
NJSTRE1545388546 | NJSRRE1544855158 | Transition Incentive Program | New Brunswick | 8901 | 11 | 5.78 | Residential | Yes | Behind the Meter | Net-metered residential rooftop and canopy |  | None | Trinity Solar | PSE&G | Final As-Built Received | 2020-04-17 | 2020-04-23 | 2021-10-30 | Hanwha | Q.PEAK DUO BLK-G6 340 | Solar Panels |  | 0.34 | 17 | 126 | 19 |  | Fixed | Roof
NJSTRE1545388549 | NJSRRE1544796544 | Transition Incentive Program | Trenton | 8620 | 12 | 16.08 | Residential | Yes | Behind the Meter | Behind the Meter |  | None | Pro Custom Solar dba Momentum Solar | PSE&G | Eligible for TI Program | 2020-04-03 | 2020-04-09 | 2021-10-30 | Hanwha | Q.Peak DUO BLK-G6+ 335 | Solar Panels |  | 0.335 | 4 | 66 | 43 |  | Fixed | Roof
NJSTRE1545388565 | NJSRRE1544765142 | Transition Incentive Program | LINDEN | 7036 | 10 | 11.2 | Residential | Yes | Behind the Meter | Net-metered residential rooftop and canopy |  | None | Vivint Solar Developer, LLC | PSE&G | Accepted | 2020-03-26 | 2020-03-30 | 2021-10-30 | Jinko Solar | JKM320M-60HBL | Solar Panels |  | 0.32 | 14 | 308 | 24 |  | Fixed | Roof
NJSTRE1545388569 | NJSRRE1544836443 | Transition Incentive Program | Morris Plains | 7950 | 3 | 8.37 | Residential | Yes | Behind the Meter | Behind the Meter |  | None | Sunrun Installation Services, Inc. | JCP&L | Eligible for TI Program | 2020-04-13 | 2020-04-20 | 2021-10-30 | LONGi Green Energy Technology Co Ltd | LR6-60HPB-310M | Solar Panels |  | 0.31 | 15 | 206 | 37 |  | Fixed | Roof
NJSTRE1545389281 | NJSRRE1544766623 | Transition Incentive Program | PATERSON | 7503 | 6 | 5.78 | Residential | Yes | Behind the Meter | Behind the Meter |  | None | Trinity Solar | PSE&G | Eligible for TI Program | 2020-03-26 | 2020-03-31 | 2021-10-30 | Hanwha | Q.PEAK DUO BLK-G6 340 | Solar Panels |  | 0.34 | 10 | 77 | 34 |  | Fixed | Roof
NJSTRE1545389285 | NJSRRE1544816649 | Transition Incentive Program | VOORHEES | 8043 | 14 | 7.68 | Residential | Yes | Behind the Meter | Net-metered residential rooftop and canopy |  | None | Vivint Solar Developer, LLC | PSE&G | Accepted | 2020-04-08 | 2020-04-15 | 2021-10-30 | Jinko Solar | JKM320M-60HBL | Solar Panels |  | 0.32 | 9 | 136 | 19 |  | Fixed | Roof
NJSTRE1545389286 | NJSRRE1544551194 | Transition Incentive Program | Villas | 8251 | 21 | 18.7 | Residential | No | Behind the Meter | Behind the Meter |  | None | Green Power Energy | AC Electric | Eligible for TI Program | 2020-02-29 | 2020-03-04 | 2021-10-30 | LG Electronics | LG340N1C-V5 | Solar Panels |  | 0.34 | 21 | 126 | 0 |  | Fixed | Roof
NJSTRE1545389290 | NJSRRE1544836430 | Transition Incentive Program | Hardwick Township | 7825 | 2 | 11.47 | Residential | Yes | Behind the Meter | Behind the Meter |  | None | Sunrun Installation Services, Inc. | JCP&L | Eligible for TI Program | 2020-04-13 | 2020-04-20 | 2021-10-30 | REC Solar | REC310TP2M | Solar Panels |  | 0.31 | 7 | 53 | 14 |  | Fixed | Roof
NJSTRE1545389291 | NJSRRE1544728026 | Transition Incentive Program | PENNSAUKEN | 8110 | 14 | 8.82 | Residential | Yes | Behind the Meter | Net-metered residential rooftop and canopy |  | None | Vivint Solar Developer, LLC | PSE&G | Accepted | 2020-03-19 | 2020-03-24 | 2021-10-30 | Hanwha Solar | Q.PEAK BLK-G5 315 | Solar Panels |  | 0.315 | 18 | 148 | 22 |  | Fixed | Roof
NJSTRE1545389296 | NJSRRE1544680174 | Transition Incentive Program | Jersey City | 7304 | 8 | 17 | Residential | Yes | Behind the Meter | Net-metered residential rooftop and canopy |  | None | SunPower Corporation, Systems | PSE&G | Accepted |  | 2020-03-18 | 2021-10-30 | SUNPOWER | SPR-E20-327-E-AC | Solar Panels |  | 0.327 | 23 | 35 | 20 |  | Fixed | Roof
NJSTRE1545389302 | NJSRRE1544759177 | Transition Incentive Program | Millville | 8332 | 20 | 9.28 | Residential | Yes | Behind the Meter | Behind the Meter |  | None | Vivint Solar Developer, LLC | AC Electric | Eligible for TI Program | 2020-03-24 | 2020-03-26 | 2021-10-30 | JINKO SOLAR | JKM320M-60HBL | Solar Panels |  | 0.32 | 6 | 266 | 25 |  | Fixed | Roof
NJSTRE1545389307 | NJSRRE1544623736 | Transition Incentive Program | Lawnside | 8045 | 14 | 4.69 | Residential | Yes | Behind the Meter | Behind the Meter |  | None | Pro Custom Solar dba Momentum Solar | PSE&G | Eligible for TI Program | 2020-03-10 | 2020-03-13 | 2021-10-30 | Hanwha | Q.Peak DUO BLK-G6+ 335 | Solar Panels |  | 0.335 | 14 | 225 | 14 |  | Fixed | Roof
NJSTRE1545389315 | NJSRRE1544849598 | Transition Incentive Program | Freehold | 7728 | 17 | 1582.02 | Non Profit | Yes | Behind the Meter | Net-metered non-residential rooftop and canopy |  | None | CI Renewable Construction LLC | JCP&L | Accepted | 2020-04-17 | 2020-04-23 | 2021-10-30 | SunPower | 470W-X21 | Solar Panels |  | 0.47 | 1440 | 320 | 1 |  | Fixed | Parking Lot
NJSTRE1545389321 | NJSRRE1544630520 | Transition Incentive Program | Chesterfield | 8515 | 13 | 17 | Residential | Yes | Behind the Meter | Net-metered residential rooftop and canopy |  | None | Trinity Solar | PSE&G | Final As-Built Received | 2020-03-12 | 2020-03-17 | 2021-10-30 | HANWHA | Q.PEAK DUO BLK-G6 340 | Solar Panels |  | 0.34 | 14 | 195 | 39 |  | Fixed | Roof
NJSTRE1545389321 | NJSRRE1544630520 | Transition Incentive Program | Chesterfield | 8515 | 13 | 17 | Residential | Yes | Behind the Meter | Net-metered residential rooftop and canopy |  | None | Trinity Solar | PSE&G | Final As-Built Received | 2020-03-12 | 2020-03-17 | 2021-10-30 | HANWHA | Q.PEAK DUO BLK-G6 340 | Solar Panels |  | 0.34 | 11 | 104 | 28 |  | Fixed | Roof
NJSTRE1545389327 | NJSRRE1544836527 | Transition Incentive Program | Lawrence Township | 8648 | 12 | 11.6 | Residential | Yes | Behind the Meter | Net-metered residential rooftop and canopy |  | None | SunPower Corporation, Systems | PSE&G | Accepted |  | 2020-04-21 | 2021-10-30 | SUNPOWER | SPR-A400-G-AC | Solar Panels |  | 0.4 | 5 | 228 | 30 |  | Fixed | Roof
NJSTRE1545388573 | NJSRRE1544561722 | Transition Incentive Program | Newark | 7114 | 9 | 3.35 | Residential | Yes | Behind the Meter | Behind the Meter |  | None | Pro Custom Solar dba Momentum Solar | PSE&G | Eligible for TI Program | 2020-03-02 | 2020-03-05 | 2021-10-30 | Hanwha | Q.Peak DUO BLK-G6+ 335 | Solar Panels |  | 0.335 | 10 | 185 | 32 |  | Fixed | Roof
NJSTRE1545388575 | NJSRRE1544566527 | Transition Incentive Program | PENNSAUKEN | 8109 | 14 | 6.4 | Residential | Yes | Behind the Meter | Net-metered residential rooftop and canopy |  | None | Vivint Solar Developer, LLC | PSE&G | Accepted | 2020-03-04 | 2020-03-05 | 2021-10-30 | Jinko Solar | JKM320M-60HBL | Solar Panels |  | 0.32 | 10 | 36 | 42 |  | Fixed | Roof
NJSTRE1545388577 | NJSRRE1544613443 | Transition Incentive Program | Moorestown | 8057 | 13 | 6.72 | Residential | Yes | Behind the Meter | Behind the Meter |  | None | Vivint Solar Developer, LLC | PSE&G | Eligible for TI Program | 2020-03-06 | 2020-03-11 | 2021-10-30 | Jinko Solar | JKM320M-60HBL | Solar Panels |  | 0.32 | 7 | 243 | 35 |  | Fixed | Roof
NJSTRE1545388597 | NJSRRE1544680851 | Transition Incentive Program | Marlton | 8053 | 13 | 8.5 | Residential | No | Behind the Meter | Net-metered residential rooftop and canopy |  | None | Trinity Solar | PSE&G | Final As-Built Received | 2020-03-13 | 2020-03-18 | 2021-10-30 | HANWHA | Q.PEAK DUO BLK-G6 340 | Solar Panels |  | 0.34 | 4 | 180 | 22 |  | Fixed | Roof
NJSTRE1545388599 | NJSRRE1544767321 | Transition Incentive Program | North Arlington | 7031 | 7 | 4.08 | Residential | Yes | Behind the Meter | Net-metered residential rooftop and canopy |  | None | Trinity Solar | PSE&G | Final As-Built Received |  | 2020-03-31 | 2021-10-30 | HANWHA | Q.PEAK DUO BLK-G6 340 | Solar Panels |  | 0.34 | 7 | 215 | 12 |  | Fixed | Roof
NJSTRE1545388607 | NJSRRE1544905343 | Transition Incentive Program | Union | 7083 | 10 | 40.43 | Commercial | No | Behind the Meter | Net-metered non-residential rooftop and canopy |  | None | Ameresco | PSE&G | Accepted |  | 2020-04-30 | 2021-10-30 | JA | JAM72S09 385/PR | Solar Panels |  | 0.385 | 105 | 228 | 10 |  | Fixed | Roof
NJSTRE1545388611 | NJSRRE1544773643 | Transition Incentive Program | Hammonton | 8037 | 19 | 16.74 | Residential | Yes | Behind the Meter | Behind the Meter |  | None | Sunrun Installation Services, Inc. | AC Electric | Eligible for TI Program | 2020-03-30 | 2020-04-09 | 2021-10-30 | REC Solar | REC310TP2M | Solar Panels |  | 0.31 | 16 | 42 | 27 |  | Fixed | Roof
NJSTRE1545388613 | NJSRRE1544775257 | Transition Incentive Program | Cherry Hill | 8003 | 14 | 12.16 | Residential | No | Behind the Meter | Net-metered residential rooftop and canopy |  | None | Whitman Construction, LLC | PSE&G | Accepted | 2020-03-31 | 2020-04-09 | 2021-10-30 | Trina Solar | TSM-320DD05H | Solar Panels |  | 0.32 | 12 | 89 | 31 |  | Fixed | Roof
NJSTRE1545388619 | NJSRRE1544777578 | Transition Incentive Program | Maplewood | 7040 | 9 | 20.65 | Residential | No | Behind the Meter | Behind the Meter |  | None | Green Power Energy | PSE&G | Eligible for TI Program | 2020-04-01 | 2020-04-09 | 2021-10-30 | LG Electronics | LG350N1C-V5 | Solar Panels |  | 0.35 | 29 | 106 | 26 |  | Fixed | Roof
NJSTRE1545388624 | NJSRRE1544559330 | Transition Incentive Program | Audubon | 8106 | 14 | 8 | Residential | No | Behind the Meter | Net-metered residential rooftop and canopy |  | None | Advanced Renewable Solutions | PSE&G | Final As-Built Received | 2020-02-29 | 2020-03-04 | 2021-10-30 | TRINA | TSM320DD06M.05 | Solar Panels |  | 0.32 | 25 | 140, 230 | 20 |  | Fixed | Roof
NJSTRE1545388628 | NJSRRE1544855237 | Transition Incentive Program | Medford | 8055 | 13 | 25.6 | Residential | Yes | Behind the Meter | Net-metered residential rooftop and canopy |  | None | SunPower Corporation, Systems | AC Electric | Accepted |  | 2020-04-23 | 2021-10-30 | SUNPOWER | SPR-A400-G-AC | Solar Panels |  | 0.4 | 12 | 290 | 20 |  | Fixed | Roof
NJSTRE1545388629 | NJSRRE1544838142 | Transition Incentive Program | Asbury | 8802 | 4 | 11.47 | Residential | No | Behind the Meter | Behind the Meter |  | None | Sunrun Installation Services, Inc. | JCP&L | Eligible for TI Program | 2020-04-14 | 2020-04-21 | 2021-10-30 | REC Solar | REC310TP2M | Solar Panels |  | 0.31 | 31 | 175 | 18 |  | Fixed | Roof
NJSTRE1545388631 | NJSRRE1544771397 | Transition Incentive Program | fLEMINGTON | 8822 | 4 | 10.4 | Residential | No | Behind the Meter | Net-metered residential rooftop and canopy |  | None | SunPower Corporation, Systems | JCP&L | Accepted |  | 2020-04-02 | 2021-10-30 | SUNPOWER | SPR-A400-G-AC | Solar Panels |  | 0.4 | 10 | 170 | 25 |  | Fixed | Roof
NJSTRE1545389174 | NJSRRE1544796017 | Transition Incentive Program | Phillipsburg | 8865 | 2 | 6.4 | Residential | Yes | Behind the Meter | Behind the Meter |  | None | Antonio L. Dimichino, LLC | JCP&L | Eligible for TI Program | 2020-04-03 | 2020-04-13 | 2021-10-30 | Hanwha | 400 Peak Dua L-G5.2 | Solar Panels |  | 0.4 | 16 | 142 | 2 |  | Fixed | Roof
NJSTRE1545389204 | NJSRRE1544710195 | Transition Incentive Program | Mantua | 8051 | 15 | 29.1 | Residential | Yes | Behind the Meter | Net-metered residential rooftop and canopy |  | None | SunnyMac LLC | AC Electric | Accepted | 2020-03-18 | 2020-03-20 | 2021-10-30 | SunPower | SPRE20327 | Solar Panels |  | 0.327 | 8 | 52 | 23 |  | Fixed | Roof
NJSTRE1545389204 | NJSRRE1544710195 | Transition Incentive Program | Mantua | 8051 | 15 | 29.1 | Residential | Yes | Behind the Meter | Net-metered residential rooftop and canopy |  | None | SunnyMac LLC | AC Electric | Accepted | 2020-03-18 | 2020-03-20 | 2021-10-30 | SunPower | SPRE20327 | Solar Panels |  | 0.327 | 32 | 232 | 23 |  | Fixed | Roof
NJSTRE1545389207 | NJSRRE1544893949 | Transition Incentive Program | CMCH | 8210 | 21 | 5.36 | Residential | No | Behind the Meter | Behind the Meter |  | None | All Season Solar | AC Electric | Eligible for TI Program | 2020-04-24 | 2020-04-29 | 2021-10-30 | Certainteed | CT315HC11-04 | Solar Panels |  | 0.315 | 17 | 208 | 8 |  | Fixed | Roof
NJSTRE1545389229 | NJSRRE1544813168 | Transition Incentive Program | Lakewood | 8701 | 18 | 26.86 | Residential | No | Behind the Meter | Net-metered residential rooftop and canopy |  | None | Powerlutions | JCP&L | Accepted |  | 2020-04-14 | 2021-10-30 | Trina | TSM-320 DD06M.05 | Solar Panels |  | 0.34 | 39 | 262 | 40 |  | Fixed | Roof
NJSTRE1545389236 | NJSRRE1544762511 | Transition Incentive Program | Egg Harbor Township | 8234 | 19 | 11.2 | Residential | Yes | Behind the Meter | Behind the Meter |  | None | Acos Energy, LLC | AC Electric | Eligible for TI Program | 2020-03-25 | 2020-03-30 | 2021-10-30 | Trina | TSM-DD06M05II 320W | Solar Panels |  | 0.32 | 8 | 118 | 45 |  | Fixed | Roof
NJSTRE1545389238 | NJSRRE1544561070 | Transition Incentive Program | Atlantic City | 8401 | 19 | 3.72 | Residential | Yes | Behind the Meter | Net-metered residential rooftop and canopy |  | None | Bright Planet Solar | AC Electric | Accepted |  | 2020-03-05 | 2021-10-30 | LONGI | LR-60HPB-310M | Solar Panels |  | 0.31 | 12 | 318 | 9 |  | Fixed | Roof
NJSTRE1545389239 | NJSRRE1544813243 | Transition Incentive Program | Jackson | 8527 | 18 | 11.66 | Residential | No | Behind the Meter | Net-metered residential rooftop and canopy |  | None | Trinity Solar | JCP&L | Final As-Built Received | 2020-04-08 | 2020-04-14 | 2021-10-30 | HANWHA | Q.PEAK DUO BLK-G5 315 | Solar Panels |  | 0.315 | 16 | 271 | 19 |  | Fixed | Roof
NJSTRE1545389249 | NJSRRE1544816916 | Transition Incentive Program | PENNSAUKEN | 8109 | 14 | 7.15 | Residential | Yes | Behind the Meter | Net-metered residential rooftop and canopy |  | None | Vivint Solar Developer, LLC | PSE&G | Final As-Built Received | 2020-04-08 | 2020-04-15 | 2021-10-30 | JINKO SOLAR | JKM325M-60HBL | Solar Panels |  | 0.325 | 4 | 62 | 26 |  | Fixed | Roof
NJSTRE1545389258 | NJSRRE1544845585 | Transition Incentive Program | paterson | 7504 | 6 | 15.41 | Residential | Yes | Behind the Meter | Net-metered residential rooftop and canopy |  | None | Vision Solar LLC | PSE&G | Accepted | 2020-04-15 | 2020-04-22 | 2021-10-30 | lgsolar | lg335n1k-v5 | Solar Panels |  | 0.335 | 22 | 277 | 24 |  | Fixed | Roof
NJSTRE1545389260 | NJSRRE1544759005 | Transition Incentive Program | Swedesboro | 8085 | 15 | 7.25 | Residential | Yes | Behind the Meter | Behind the Meter |  | None | Sunrun Installation Services, Inc. | AC Electric | Eligible for TI Program | 2020-03-23 | 2020-03-26 | 2021-10-30 | LG Electronics | LG345N1C-V5 | Solar Panels |  | 0.345 | 10 | 39 | 34 |  | Fixed | Roof
NJSTRE1545389269 | NJSRRE1544892901 | Transition Incentive Program | Irvington | 7111 | 9 | 5.03 | Residential | Yes | Behind the Meter | Behind the Meter |  | None | Pro Custom Solar dba Momentum Solar | PSE&G | Eligible for TI Program | 2020-04-24 | 2020-04-29 | 2021-10-30 | HANWHA | Q.PEAK DUO BLK G6+ 335 | Solar Panels |  | 0.335 | 15 | 209 | 7 |  | Fixed | Roof
NJSTRE1545389283 | NJSRRE1544680836 | Transition Incentive Program | Nutley | 7110 | 9 | 6.46 | Residential | Yes | Behind the Meter | Behind the Meter |  | None | Trinity Solar | PSE&G | Eligible for TI Program | 2020-03-13 | 2020-03-18 | 2021-10-30 | HANWHA | Q.PEAK DUO BLK-G6 340 | Solar Panels |  | 0.34 | 16 | 196 | 40 |  | Fixed | Roof
NJSTRE1545389263 | NJSRRE1544736138 | Transition Incentive Program | Clayton | 8312 | 15 | 3.74 | Residential | Yes | Behind the Meter | Behind the Meter |  | None | Trinity Solar | AC Electric | Eligible for TI Program | 2020-03-20 | 2020-03-25 | 2021-10-30 | Hanwha | Q.PEAK DUO BLK-G6 340 | Solar Panels |  | 0.34 | 7 | 142 | 27 |  | Fixed | Roof
NJSTRE1545389268 | NJSRRE1544790973 | Transition Incentive Program | Clifton City | 7011 | 6 | 3.78 | Residential | Yes | Behind the Meter | Net-metered residential rooftop and canopy |  | None | Tesla Energy Operations Inc | PSE&G | Accepted | 2020-04-02 | 2020-04-09 | 2021-10-30 | Hanwha Q Cells | Q.PEAK DUO BLK-G5/SC315 | Solar Panels |  | 0.315 | 12 | 218 | 34 |  | Fixed | Roof
NJSTRE1545389276 | NJSRRE1544610778 | Transition Incentive Program | Hopatcong | 7843 | 1 | 17.33 | Residential | Yes | Behind the Meter | Net-metered residential rooftop and canopy |  | None | Suntuity Solar LLC | JCP&L | Accepted | 2020-03-05 | 2020-03-10 | 2021-10-30 | Hanwha Solar | Q-Cells 315 Mono | Solar Panels |  | 0.315 | 29 | 256 | 17 |  | Fixed | Roof
NJSTRE1545389281 | NJSRRE1544766623 | Transition Incentive Program | PATERSON | 7503 | 6 | 5.78 | Residential | Yes | Behind the Meter | Behind the Meter |  | None | Trinity Solar | PSE&G | Eligible for TI Program | 2020-03-26 | 2020-03-31 | 2021-10-30 | Hanwha | Q.PEAK DUO BLK-G6 340 | Solar Panels |  | 0.34 | 7 | 257 | 34 |  | Fixed | Roof
NJSTRE1545389285 | NJSRRE1544816649 | Transition Incentive Program | VOORHEES | 8043 | 14 | 7.68 | Residential | Yes | Behind the Meter | Net-metered residential rooftop and canopy |  | None | Vivint Solar Developer, LLC | PSE&G | Accepted | 2020-04-08 | 2020-04-15 | 2021-10-30 | Jinko Solar | JKM320M-60HBL | Solar Panels |  | 0.32 | 15 | 136 | 19 |  | Fixed | Roof
NJSTRE1545389290 | NJSRRE1544836430 | Transition Incentive Program | Hardwick Township | 7825 | 2 | 11.47 | Residential | Yes | Behind the Meter | Behind the Meter |  | None | Sunrun Installation Services, Inc. | JCP&L | Eligible for TI Program | 2020-04-13 | 2020-04-20 | 2021-10-30 | REC Solar | REC310TP2M | Solar Panels |  | 0.31 | 12 | 53 | 18 |  | Fixed | Roof
NJSTRE1545389296 | NJSRRE1544680174 | Transition Incentive Program | Jersey City | 7304 | 8 | 17 | Residential | Yes | Behind the Meter | Net-metered residential rooftop and canopy |  | None | SunPower Corporation, Systems | PSE&G | Accepted |  | 2020-03-18 | 2021-10-30 | SUNPOWER | SPR-E20-327-E-AC | Solar Panels |  | 0.327 | 29 | 215 | 20 |  | Fixed | Roof
NJSTRE1545389302 | NJSRRE1544759177 | Transition Incentive Program | Millville | 8332 | 20 | 9.28 | Residential | Yes | Behind the Meter | Behind the Meter |  | None | Vivint Solar Developer, LLC | AC Electric | Eligible for TI Program | 2020-03-24 | 2020-03-26 | 2021-10-30 | JINKO SOLAR | JKM320M-60HBL | Solar Panels |  | 0.32 | 23 | 86 | 25 |  | Fixed | Roof
NJSTRE1545389313 | NJSRRE1544611138 | Transition Incentive Program | Monroe | 8831 | 11 | 17.92 | Residential | No | Behind the Meter | Behind the Meter |  | None | Maier Solar Engineering dba Solar Me | JCP&L | Eligible for TI Program | 2020-03-05 | 2020-03-10 | 2021-10-30 | Hanwha | Q.CELL DUO BLK-G5 325W | Solar Panels |  | 0.32 | 4 | 88 | 27 |  | Fixed | Roof
NJSTRE1545389315 | NJSRRE1544849598 | Transition Incentive Program | Freehold | 7728 | 17 | 1582.02 | Non Profit | Yes | Behind the Meter | Net-metered non-residential rooftop and canopy |  | None | CI Renewable Construction LLC | JCP&L | Accepted | 2020-04-17 | 2020-04-23 | 2021-10-30 | SunPower | 470W-X21 | Solar Panels |  | 0.47 | 243 | 50 | 1 |  | Fixed | Parking Lot
NJSTRE1545389321 | NJSRRE1544630520 | Transition Incentive Program | Chesterfield | 8515 | 13 | 17 | Residential | Yes | Behind the Meter | Net-metered residential rooftop and canopy |  | None | Trinity Solar | PSE&G | Final As-Built Received | 2020-03-12 | 2020-03-17 | 2021-10-30 | HANWHA | Q.PEAK DUO BLK-G6 340 | Solar Panels |  | 0.34 | 17 | 284 | 27 |  | Fixed | Roof
NJSTRE1545389327 | NJSRRE1544836527 | Transition Incentive Program | Lawrence Township | 8648 | 12 | 11.6 | Residential | Yes | Behind the Meter | Net-metered residential rooftop and canopy |  | None | SunPower Corporation, Systems | PSE&G | Accepted |  | 2020-04-21 | 2021-10-30 | SUNPOWER | SPR-A400-G-AC | Solar Panels |  | 0.4 | 3 | 318 | 17 |  | Fixed | Roof
NJSTRE1545389284 | NJSRRE1544805321 | Transition Incentive Program | Newark | 7112 | 9 | 10.23 | Residential | Yes | Behind the Meter | Behind the Meter |  | None | Sunrun Installation Services, Inc. | PSE&G | Eligible for TI Program | 2020-04-07 | 2020-04-10 | 2021-10-30 | REC Solar | REC310TP2M | Solar Panels |  | 0.31 | 9 | 219 | 14 |  | Fixed | Roof
NJSTRE1545389292 | NJSRRE1544846380 | Transition Incentive Program | Union City | 7087 | 8 | 4.76 | Residential | Yes | Behind the Meter | Behind the Meter |  | None | Trinity Solar | PSE&G | Eligible for TI Program | 2020-04-15 | 2020-04-23 | 2021-10-30 | Hanwha | Q.PEAK DUO BLK-G6 340 | Solar Panels |  | 0.34 | 11 | 115 | 23 |  | Fixed | Roof
NJSTRE1545389303 | NJSRRE1544817808 | Transition Incentive Program | Middletown | 7748 | 17 | 9.3 | Residential | Yes | Behind the Meter | Behind the Meter |  | None | Sunrun Installation Services, Inc. | JCP&L | Eligible for TI Program | 2020-04-09 | 2020-04-16 | 2021-10-30 | REC Solar | REC310TP2M | Solar Panels |  | 0.31 | 30 | 266 | 23 |  | Fixed | Roof
NJSTRE1545389304 | NJSRRE1544620945 | Transition Incentive Program | Clementon | 8021 | 14 | 8.84 | Residential | Yes | Behind the Meter | Net-metered residential rooftop and canopy |  | None | Trinity Solar | AC Electric | Final As-Built Received |  | 2020-03-11 | 2021-10-30 | HANWHA | Q.PEAK DUO BLK-G6 340 | Solar Panels |  | 0.34 | 10 | 247 | 27 |  | Fixed | Roof
NJSTRE1545389313 | NJSRRE1544611138 | Transition Incentive Program | Monroe | 8831 | 11 | 17.92 | Residential | No | Behind the Meter | Behind the Meter |  | None | Maier Solar Engineering dba Solar Me | JCP&L | Eligible for TI Program | 2020-03-05 | 2020-03-10 | 2021-10-30 | Hanwha | Q.CELL DUO BLK-G5 325W | Solar Panels |  | 0.32 | 6 | 178 | 30 |  | Fixed | Roof
NJSTRE1545389313 | NJSRRE1544611138 | Transition Incentive Program | Monroe | 8831 | 11 | 17.92 | Residential | No | Behind the Meter | Behind the Meter |  | None | Maier Solar Engineering dba Solar Me | JCP&L | Eligible for TI Program | 2020-03-05 | 2020-03-10 | 2021-10-30 | Hanwha | Q.CELL DUO BLK-G5 325W | Solar Panels |  | 0.32 | 10 | 268 | 30 |  | Fixed | Roof
NJSTRE1545389315 | NJSRRE1544849598 | Transition Incentive Program | Freehold | 7728 | 17 | 1582.02 | Non Profit | Yes | Behind the Meter | Net-metered non-residential rooftop and canopy |  | None | CI Renewable Construction LLC | JCP&L | Accepted | 2020-04-17 | 2020-04-23 | 2021-10-30 | SunPower | 470W-X21 | Solar Panels |  | 0.47 | 1440 | 140 | 7 |  | Fixed | Parking Lot
NJSTRE1545389323 | NJSRRE1544773629 | Transition Incentive Program | Mays Landing | 8330 | 19 | 6.21 | Residential | Yes | Behind the Meter | Behind the Meter |  | None | Seabright Solar | AC Electric | Eligible for TI Program | 2020-04-03 | 2020-04-09 | 2021-10-30 | Sunpower | SPR-E20-3327 | Solar Panels |  | 0.327 | 19 | 181 | 26 |  | Fixed | Roof
NJSTRE1545389325 | NJSRRE1544799881 | Transition Incentive Program | Warren TWP | 7059 | 5 | 3.78 | Residential | No | Behind the Meter | Net-metered residential rooftop and canopy |  | None | Tesla Energy Operations Inc | PSE&G | Accepted | 2020-04-06 | 2020-04-09 | 2021-10-30 | Hanwha Q Cells | Q.PEAK DUO BLK-G5/SC315 | Solar Panels |  | 0.315 | 4 | 90 | 36 |  | Fixed | Roof
NJSTRE1545389326 | NJSRRE1544626101 | Transition Incentive Program | PARLIN | 8859 | 11 | 3.84 | Residential | Yes | Behind the Meter | Net-metered residential rooftop and canopy |  | None | Vivint Solar Developer, LLC | JCP&L | Accepted | 2020-03-11 | 2020-03-16 | 2021-10-30 | Jinko Solar | JKM320M-60HBL | Solar Panels |  | 0.32 | 12 | 133 | 37 |  | Fixed | Roof
NJSTRE1545389334 | NJSRRE1544612617 | Transition Incentive Program | Roselle Park | 7083 | 10 | 4.73 | Residential | Yes | Behind the Meter | Net-metered residential rooftop and canopy |  | None | Trinity Solar | PSE&G | Accepted | 2020-03-06 | 2020-03-11 | 2021-10-30 | HANWHA | Q.PEAK DUO BLK-G5 315 | Solar Panels |  | 0.315 | 4 | 170 | 14 |  | Fixed | Roof
NJSTRE1545389341 | NJSRRE1544645670 | Transition Incentive Program | Perth Amboy | 8861 | 11 | 7.37 | Residential | Yes | Behind the Meter | Behind the Meter |  | None | Pro Custom Solar dba Momentum Solar | PSE&G | Eligible for TI Program | 2020-03-12 | 2020-03-17 | 2021-10-30 | Hanwha | Q.Peak DUO BLK-G6+ 335 | Solar Panels |  | 0.335 | 9 | 25 | 11 |  | Fixed | Roof
NJSTRE1545389344 | NJSRRE1544892877 | Transition Incentive Program | Newark | 7108 | 9 | 4.42 | Residential | No | Behind the Meter | Net-metered residential rooftop and canopy |  | None | Pro Custom Solar dba Momentum Solar | PSE&G | Final As-Built Received | 2020-04-24 | 2020-04-29 | 2021-10-30 | HANWHA | Q.PEAK DUO BLK G6+ 340 | Solar Panels |  | 0.34 | 2 | 285 | 21 |  | Fixed | Roof
NJSTRE1545388640 | NJSRRE1544719797 | Transition Incentive Program | Cedar Grove | 7009 | 9 | 15.19 | Residential | Yes | Behind the Meter | Behind the Meter |  | None | Sunrun Installation Services, Inc. | PSE&G | Eligible for TI Program | 2020-03-18 | 2020-03-23 | 2021-10-30 | REC Solar | REC310TP2M | Solar Panels |  | 0.31 | 13 | 290 | 27 |  | Fixed | Roof
NJSTRE1545388651 | NJSRRE1544611486 | Transition Incentive Program | Brick | 8723 | 18 | 9.86 | Residential | No | Behind the Meter | Net-metered residential rooftop and canopy |  | None | NJ Solar Power, LLC | JCP&L | Accepted | 2020-03-05 | 2020-03-11 | 2021-10-30 | Panasonic | VBHN340SA17 | Solar Panels |  | 0.34 | 5 | 83 | 21 |  | Fixed | Roof
NJSTRE1545388655 | NJSRRE1544802313 | Transition Incentive Program | Vineland | 8360 | 20 | 11.84 | Residential | Yes | Behind the Meter | Net-metered residential rooftop and canopy |  | None | Orbit Energy & Power, LLC | Vineland Muni Electric | Final As-Built Received |  | 2020-04-09 | 2021-10-30 | Hanwha | Q.Peak DUO BLK G5 320W | Solar Panels |  | 0.32 | 18 | 169 | 20 |  | Fixed | Roof
NJSTRE1545388656 | NJSRRE1544852675 | Transition Incentive Program | Newfoundland | 7435 | 6 | 8.5 | Residential | No | Behind the Meter | Behind the Meter |  | None | Pro Custom Solar dba Momentum Solar | JCP&L | Eligible for TI Program | 2020-04-16 | 2020-04-23 | 2021-10-30 | HANWHA | Q.PEAK DUO BLK G6+ 340 | Solar Panels |  | 0.34 | 2 | 182 | 24 |  | Fixed | Roof
NJSTRE1545388658 | NJSRRE1544796535 | Transition Incentive Program | Lambertville | 8530 | 4 | 3.84 | Residential | Yes | Behind the Meter | Behind the Meter |  | None | Steve Whitman LLC | JCP&L | Eligible for TI Program | 2020-04-03 | 2020-04-09 | 2021-10-30 | Hanwha Q-Cells | Q.PEAK DUO-G5 320 | Solar Panels |  | 0.32 | 12 | 150 | 31 |  | Fixed | Roof
NJSTRE1545388665 | NJSRRE1544708355 | Transition Incentive Program | WATCHUNG | 7069 | 5 | 10.68 | Residential | No | Behind the Meter | Behind the Meter |  | None | Infinity Solar Systems | PSE&G | Eligible for TI Program | 2020-03-17 | 2020-03-20 | 2021-10-30 | TRINA | TSM-305DD05A.05(II) | Solar Panels |  | 0.305 | 28 | 215 | 37 |  | Fixed | Roof
NJSTRE1545388674 | NJSRRE1544721018 | Transition Incentive Program | Millville | 8332 | 20 | 11.38 | Residential | No | Behind the Meter | Behind the Meter |  | None | Sunny Corp | AC Electric | Eligible for TI Program | 2020-03-19 | 2020-03-23 | 2021-10-30 | Panansonic | 325ka03 | Solar Panels |  | 0.325 | 13 | 330 | 0.19 |  | Fixed | Roof
NJSTRE1545388675 | NJSRRE1544902692 | Transition Incentive Program | WENONAH | 8090 | 15 | 14.4 | Residential | Yes | Behind the Meter | Net-metered residential rooftop and canopy |  | None | Vivint Solar Developer, LLC | AC Electric | Accepted | 2020-04-27 | 2020-04-30 | 2021-10-30 | Jinko Solar | JKM320M-60HBL | Solar Panels |  | 0.32 | 8 | 162 | 25 |  | Fixed | Roof
NJSTRE1545388681 | NJSRRE1544796637 | Transition Incentive Program | Blackwood | 8012 | 14 | 7.82 | Residential | Yes | Behind the Meter | Behind the Meter |  | None | Trinity Solar | PSE&G | Eligible for TI Program | 2020-04-03 | 2020-04-09 | 2021-10-30 | Hanwha | Q.PEAK DUO BLK-G6 340 | Solar Panels |  | 0.34 | 8 | 128 | 23 |  | Fixed | Roof
NJSTRE1545388684 | NJSRRE1544761181 | Transition Incentive Program | Great Meadows | 7838 | 2 | 22.63 | Residential | Yes | Behind the Meter | Behind the Meter |  | None | Sunrun Installation Services, Inc. | JCP&L | Eligible for TI Program | 2020-03-24 | 2020-03-27 | 2021-10-30 | REC Solar | REC310TP2M | Solar Panels |  | 0.31 | 10 | 235 | 18 |  | Fixed | Roof
NJSTRE1545388689 | NJSRRE1544805411 | Transition Incentive Program | Colts Neck | 7722 | 17 | 21.6 | Residential | No | Behind the Meter | Net-metered residential rooftop and canopy |  | None | Solar Mite Solutions | JCP&L | Accepted | 2020-04-08 | 2020-04-13 | 2021-10-30 | Solaria | XT-360R-PD | Solar Panels |  | 0.36 | 34 | 171 | 14 |  | Fixed | Roof | Array 1
NJSTRE1545388701 | NJSRRE1544610940 | Transition Incentive Program | MOUNT HOLLY | 8060 | 13 | 10.56 | Residential | Yes | Behind the Meter | Net-metered residential rooftop and canopy |  | None | Vivint Solar Developer, LLC | PSE&G | Accepted | 2020-03-06 | 2020-03-10 | 2021-10-30 | Jinko Solar | JKM320M-60HBL | Solar Panels |  | 0.32 | 6 | 112 | 27 |  | Fixed | Roof
NJSTRE1545388703 | NJSRRE1544566590 | Transition Incentive Program | Montgomery | 8502 | 5 | 11.16 | Residential | No | Behind the Meter | Behind the Meter |  | None | Sunrun Installation Services, Inc. | PSE&G | Eligible for TI Program | 2020-03-03 | 2020-03-05 | 2021-10-30 | REC Solar | REC310TP2M | Solar Panels |  | 0.31 | 8 | 194 | 18 |  | Fixed | Roof
NJSTRE1545388723 | NJSRRE1544868404 | Transition Incentive Program | Sicklerville | 8081 | 14 | 6.46 | Residential | Yes | Behind the Meter | Behind the Meter |  | None | Trinity Solar | AC Electric | Eligible for TI Program | 2020-04-21 | 2020-04-27 | 2021-10-30 | Hanwha | Q.PEAK DUO BLK-G6 340 | Solar Panels |  | 0.34 | 8 | 174 | 30 |  | Fixed | Roof
NJSTRE1545388728 | NJSRRE1544761026 | Transition Incentive Program | Willingboro Twp | 8046 | 13 | 5.23 | Residential | Yes | Behind the Meter | Net-metered residential rooftop and canopy |  | None | SunnyMac LLC | PSE&G | Accepted |  | 2020-03-27 | 2021-10-30 | SunPower, | SPR-E20327 | Solar Panels |  | 0.327 | 16 | 89 | 28 |  | Fixed | Roof
NJSTRE1545388730 | NJSRRE1544767490 | Transition Incentive Program | WAYNE | 7470 | 6 | 11.34 | Residential | No | Behind the Meter | Behind the Meter |  | None | Tesla Energy Operations Inc. | JCP&L | Eligible for TI Program | 2020-03-26 | 2020-03-31 | 2021-10-30 | Hanwha Q CELLS | Q.PEAK DUO BLK-G5/SC315 | Solar Panels |  | 0.315 | 20 | 168 | 30 |  | Fixed | Roof
NJSTRE1545388737 | NJSRRE1544597855 | Transition Incentive Program | PENNSAUKEN | 8110 | 14 | 10.56 | Residential | Yes | Behind the Meter | Net-metered residential rooftop and canopy |  | None | Vivint Solar Developer, LLC | PSE&G | Accepted | 2020-03-04 | 2020-03-09 | 2021-10-30 | Jinko | JKM320M-60HBL | Solar Panels |  | 0.32 | 4 | 238 | 5 |  | Fixed | Roof
NJSTRE1545388738 | NJSRRE1544773210 | Transition Incentive Program | Chester | 7930 | 3 | 23.79 | Residential | No | Behind the Meter | Behind the Meter |  | None | Green power Energy | JCP&L | Eligible for TI Program | 2020-03-30 | 2020-04-09 | 2021-10-30 | LG Electronics | LG335N1C-V5 | Solar Panels |  | 0.335 | 17 | 169 | 20 |  | Fixed | Roof
NJSTRE1545388741 | NJSRRE1544630535 | Transition Incentive Program | Villas | 8251 | 21 | 9.77 | Residential | Yes | Behind the Meter | Behind the Meter |  | None | Trinity Solar | AC Electric | Eligible for TI Program | 2020-03-12 | 2020-03-17 | 2021-10-30 | Hanwha | Q.PEAK DUO BLK-G5 315 | Solar Panels |  | 0.315 | 6 | 122 | 18 |  | Fixed | Roof
NJSTRE1545388742 | NJSRRE1544736409 | Transition Incentive Program | Englewood | 7631 | 7 | 9.92 | Residential | Yes | Behind the Meter | Net-metered residential rooftop and canopy |  | None | Vivint Solar Developer, LLC | PSE&G | Accepted | 2020-03-23 | 2020-03-25 | 2021-10-30 | JINKO SOLAR | JKM320M-60HBL | Solar Panels |  | 0.32 | 8 | 174 | 24 |  | Fixed | Roof
NJSTRE1545388745 | NJSRRE1544893952 | Transition Incentive Program | Denville | 7834 | 3 | 3.66 | Residential | Yes | Behind the Meter | Net-metered residential rooftop and canopy |  | None | Sunrun Installation Services, Inc. | JCP&L | Accepted | 2020-04-24 | 2020-04-29 | 2021-10-30 | LONGi Green Energy Technology Co Ltd | LR6-60HPB-305M | Solar Panels |  | 0.305 | 6 | 132 | 27 |  | Fixed | Roof
NJSTRE1545388760 | NJSRRE1544868124 | Transition Incentive Program | Monroe Township | 8831 | 11 | 8.04 | Residential | Yes | Behind the Meter | Behind the Meter |  | None | Pro Custom Solar dba Momentum Solar | JCP&L | Eligible for TI Program | 2020-04-21 | 2020-04-27 | 2021-10-30 | HANWHA | Q.PEAK DUO BLK G6+ 335 | Solar Panels |  | 0.335 | 12 | 189 | 36 |  | Fixed | Roof
NJSTRE1545388763 | NJSRRE1544773821 | Transition Incentive Program | Burlington | 8016 | 13 | 2.76 | Residential | Yes | Behind the Meter | Behind the Meter |  | None | Sunrun Installation Services, Inc. | PSE&G | Eligible for TI Program | 2020-03-30 | 2020-04-09 | 2021-10-30 | LG Electronics | LG345N1C-V5 | Solar Panels |  | 0.345 | 8 | 323 | 23 |  | Fixed | Roof
NJSTRE1545388765 | NJSRRE1544816357 | Transition Incentive Program | Freehold | 7728 | 17 | 10.88 | Residential | Yes | Behind the Meter | Net-metered residential rooftop and canopy |  | None | Trinity Solar | JCP&L | Final As-Built Received | 2020-04-08 | 2020-04-14 | 2021-10-30 | HANWHA | Q.PEAK DUO BLK-G6 340 | Solar Panels |  | 0.34 | 9 | 112 | 18 |  | Fixed | Roof
NJSTRE1545388767 | NJSRRE1544779237 | Transition Incentive Program | Blackwood | 8012 | 14 | 7.48 | Residential | Yes | Behind the Meter | Net-metered residential rooftop and canopy |  | None | Trinity Solar | AC Electric | Final As-Built Received |  | 2020-04-09 | 2021-10-30 | HANWHA | Q.PEAK DUO BLK-G6 340 | Solar Panels |  | 0.34 | 4 | 144 | 31 |  | Fixed | Roof
NJSTRE1545388770 | NJSRRE1544768743 | Transition Incentive Program | PENNSAUKEN | 8109 | 14 | 11.2 | Residential | Yes | Behind the Meter | Net-metered residential rooftop and canopy |  | None | Vivint Solar Developer, LLC | PSE&G | Accepted | 2020-03-27 | 2020-04-01 | 2021-10-30 | Jinko Solar | JKM320M-60HBL | Solar Panels |  | 0.32 | 3 | 305 | 29 |  | Fixed | Roof
NJSTRE1545389244 | NJSRRE1544838977 | Transition Incentive Program | Sicklerville | 8081 | 14 | 13.6 | Residential | No | Behind the Meter | Net-metered residential rooftop and canopy |  | None | Castle Energy, LLC | AC Electric | Accepted | 2020-04-14 | 2020-04-22 | 2021-10-30 | Hanwha Q-Cells | Q.PEAK DUO BLK-G6 340 | Solar Panels |  | 0.34 | 6 | 67 | 25 |  | Fixed | Roof
NJSTRE1545389252 | NJSRRE1544727555 | Transition Incentive Program | ELMWOOD PARK | 7407 | 7 | 5.44 | Residential | Yes | Behind the Meter | Net-metered residential rooftop and canopy |  | None | Vivint Solar Developer, LLC | PSE&G | Accepted | 2020-03-19 | 2020-03-24 | 2021-10-30 | JINKO SOLAR | JKM320M-60HBL | Solar Panels |  | 0.32 | 17 | 340 | 13 |  | Fixed | Roof
NJSTRE1545389253 | NJSRRE1544805469 | Transition Incentive Program | Willingboro | 8046 | 13 | 6.12 | Residential | Yes | Behind the Meter | Behind the Meter |  | None | Trinity Solar | PSE&G | Eligible for TI Program | 2020-04-07 | 2020-04-13 | 2021-10-30 | HANWHA | Q.PEAK DUO BLK-G6 340 | Solar Panels |  | 0.34 | 18 | 252 | 27 |  | Fixed | Roof
NJSTRE1545389255 | NJSRRE1544838922 | Transition Incentive Program | Union Beach | 7735 | 17 | 10.4 | Residential | Yes | Behind the Meter | Net-metered residential rooftop and canopy |  | None | Trinity Solar | JCP&L | Final As-Built Received |  | 2020-04-21 | 2021-10-30 | Hanwha 315 | Q.PEAK DUO BLK-G5 315 | Solar Panels |  | 0.315 | 6 | 224 | 42 |  | Fixed | Roof
NJSTRE1545389255 | NJSRRE1544838922 | Transition Incentive Program | Union Beach | 7735 | 17 | 10.4 | Residential | Yes | Behind the Meter | Net-metered residential rooftop and canopy |  | None | Trinity Solar | JCP&L | Final As-Built Received |  | 2020-04-21 | 2021-10-30 | Hanwha 315 | Q.PEAK DUO BLK-G5 315 | Solar Panels |  | 0.315 | 7 | 44 | 12 |  | Fixed | Roof
NJSTRE1545389264 | NJSRRE1544724223 | Transition Incentive Program | CLIFFWOOD | 7721 | 17 | 10.88 | Residential | Yes | Behind the Meter | Net-metered residential rooftop and canopy |  | None | Vivint Solar Developer, LLC | JCP&L | Final As-Built Received | 2020-03-19 | 2020-03-24 | 2021-10-30 | JINKO SOLAR | JKM320M-60HBL | Solar Panels |  | 0.32 | 16 | 138 | 22 |  | Fixed | Roof
NJSTRE1545389277 | NJSRRE1544905117 | Transition Incentive Program | Somerset | 8873 | 5 | 21.95 | Commercial | No | Behind the Meter | Net-metered non-residential rooftop and canopy |  | None | Ameresco | PSE&G | Accepted |  | 2020-04-30 | 2021-10-30 | JA | JAM72S09 385/PR | Solar Panels |  | 0.385 | 57 | 129/219/309 | 28 |  | Fixed | Roof
NJSTRE1545389280 | NJSRRE1544598110 | Transition Incentive Program | Mount Laurel | 8054 | 13 | 7.04 | Residential | Yes | Behind the Meter | Net-metered residential rooftop and canopy |  | None | Vivint Solar Developer, LLC | PSE&G | Accepted | 2020-03-04 | 2020-03-09 | 2021-10-30 | JINKO SOLAR | JKM320M-60HBL | Solar Panels |  | 0.32 | 16 | 221 | 36 |  | Fixed | Roof
NJSTRE1545389286 | NJSRRE1544551194 | Transition Incentive Program | Villas | 8251 | 21 | 18.7 | Residential | No | Behind the Meter | Behind the Meter |  | None | Green Power Energy | AC Electric | Eligible for TI Program | 2020-02-29 | 2020-03-04 | 2021-10-30 | LG Electronics | LG340N1C-V5 | Solar Panels |  | 0.34 | 12 | 215 | 30 |  | Fixed | Roof
NJSTRE1545389297 | NJSRRE1544779413 | Transition Incentive Program | WEST NEW YORK | 7093 | 8 | 9.15 | Residential | No | Behind the Meter | Behind the Meter |  | None | Infinity Solar Systems | PSE&G | Eligible for TI Program | 2020-04-01 | 2020-04-09 | 2021-10-30 | TRINA | TSM-305DD05A.05(II) | Solar Panels |  | 0.305 | 30 | 120 | 25 |  | Fixed | Roof
NJSTRE1545389301 | NJSRRE1544779200 | Transition Incentive Program | Edison | 8837 | 11 | 2.76 | Residential | Yes | Behind the Meter | Behind the Meter |  | None | Sunrun Installation Services, Inc. | PSE&G | Eligible for TI Program | 2020-04-01 | 2020-04-09 | 2021-10-30 | LG Electronics | LG345N1C-V5 | Solar Panels |  | 0.345 | 2 | 202 | 23 |  | Fixed | Roof
NJSTRE1545389309 | NJSRRE1544626796 | Transition Incentive Program | Fair Lawn | 7410 | 7 | 3.1 | Residential | Yes | Behind the Meter | Behind the Meter |  | None | Sunrun Installation Services, Inc. | PSE&G | Eligible for TI Program | 2020-03-11 | 2020-03-16 | 2021-10-30 | REC Solar | REC310TP2M | Solar Panels |  | 0.31 | 10 | 251 | 14 |  | Fixed | Roof
NJSTRE1545389311 | NJSRRE1544597846 | Transition Incentive Program | Union | 7083 | 10 | 5.89 | Residential | No | Behind the Meter | Behind the Meter |  | None | Sunrun Installation Services, Inc. | PSE&G | Eligible for TI Program | 2020-03-04 | 2020-03-09 | 2021-10-30 | REC Solar | REC310TP2M | Solar Panels |  | 0.31 | 6 | 231 | 21 |  | Fixed | Roof
NJSTRE1545389284 | NJSRRE1544805321 | Transition Incentive Program | Newark | 7112 | 9 | 10.23 | Residential | Yes | Behind the Meter | Behind the Meter |  | None | Sunrun Installation Services, Inc. | PSE&G | Eligible for TI Program | 2020-04-07 | 2020-04-10 | 2021-10-30 | REC Solar | REC310TP2M | Solar Panels |  | 0.31 | 7 | 39 | 14 |  | Fixed | Roof
NJSTRE1545389284 | NJSRRE1544805321 | Transition Incentive Program | Newark | 7112 | 9 | 10.23 | Residential | Yes | Behind the Meter | Behind the Meter |  | None | Sunrun Installation Services, Inc. | PSE&G | Eligible for TI Program | 2020-04-07 | 2020-04-10 | 2021-10-30 | REC Solar | REC310TP2M | Solar Panels |  | 0.31 | 6 | 39 | 34 |  | Fixed | Roof
NJSTRE1545389288 | NJSRRE1544802641 | Transition Incentive Program | Mahwah | 7430 | 7 | 6.84 | Residential | No | Behind the Meter | Net-metered residential rooftop and canopy |  | None | Tesla Energy Operations Inc | Orange Rockland Electric | Accepted | 2020-04-06 | 2020-04-10 | 2021-10-30 | Tesla | SR60T1 | Solar Panels |  | 0.05847 | 23 | 157 | 45 |  | Fixed | Roof
NJSTRE1545389293 | NJSRRE1544759061 | Transition Incentive Program | Marlton | 8053 | 13 | 18.9 | Residential | Yes | Behind the Meter | Behind the Meter |  | None | Pro Custom Solar dba Momentum Solar | AC Electric | Eligible for TI Program | 2020-03-23 | 2020-03-26 | 2021-10-30 | lg electronics | LG 350N1C-V5 | Solar Panels |  | 0.35 | 7 | 115 | 31 |  | Fixed | Roof
NJSTRE1545389293 | NJSRRE1544759061 | Transition Incentive Program | Marlton | 8053 | 13 | 18.9 | Residential | Yes | Behind the Meter | Behind the Meter |  | None | Pro Custom Solar dba Momentum Solar | AC Electric | Eligible for TI Program | 2020-03-23 | 2020-03-26 | 2021-10-30 | lg electronics | LG 350N1C-V5 | Solar Panels |  | 0.35 | 18 | 295 | 30 |  | Fixed | Roof
NJSTRE1545389299 | NJSRRE1544804802 | Transition Incentive Program | Glendora | 8029 | 14 | 2.72 | Residential | Yes | Behind the Meter | Behind the Meter |  | None | Trinity Solar | PSE&G | Eligible for TI Program | 2020-04-07 | 2020-04-13 | 2021-10-30 | HANWHA | Q.PEAK DUO BLK-G6 340 | Solar Panels |  | 0.34 | 8 | 205 | 9 |  | Fixed | Roof
NJSTRE1545389304 | NJSRRE1544620945 | Transition Incentive Program | Clementon | 8021 | 14 | 8.84 | Residential | Yes | Behind the Meter | Net-metered residential rooftop and canopy |  | None | Trinity Solar | AC Electric | Final As-Built Received |  | 2020-03-11 | 2021-10-30 | HANWHA | Q.PEAK DUO BLK-G6 340 | Solar Panels |  | 0.34 | 4 | 67 | 26 |  | Fixed | Roof
NJSTRE1545389310 | NJSRRE1544758890 | Transition Incentive Program | Bogota | 7603 | 7 | 2.38 | Residential | Yes | Behind the Meter | Net-metered residential rooftop and canopy |  | None | Trinity Solar | PSE&G | Accepted |  | 2020-03-26 | 2021-10-30 | HANWHA | Q.PEAK DUO BLK-G6 340 | Solar Panels |  | 0.34 | 7 | 200 | 40 |  | Fixed | Roof
NJSTRE1545389324 | NJSRRE1544905337 | Transition Incentive Program | Atco | 8004 | 14 | 8.04 | Residential | Yes | Behind the Meter | Behind the Meter |  | None | Pro Custom Solar dba Momentum Solar | PSE&G | Eligible for TI Program | 2020-04-27 | 2020-04-30 | 2021-10-30 | HANWHA | Q.PEAK DUO BLK G6+ 335 | Solar Panels |  | 0.335 | 10 | 91 | 20 |  | Fixed | Roof
NJSTRE1545389324 | NJSRRE1544905337 | Transition Incentive Program | Atco | 8004 | 14 | 8.04 | Residential | Yes | Behind the Meter | Behind the Meter |  | None | Pro Custom Solar dba Momentum Solar | PSE&G | Eligible for TI Program | 2020-04-27 | 2020-04-30 | 2021-10-30 | HANWHA | Q.PEAK DUO BLK G6+ 335 | Solar Panels |  | 0.335 | 14 | 187 | 20 |  | Fixed | Roof
NJSTRE1545389328 | NJSRRE1544736110 | Transition Incentive Program | Clarksboro | 8020 | 15 | 3.06 | Residential | Yes | Behind the Meter | Net-metered residential rooftop and canopy |  | None | Trinity Solar | AC Electric | Accepted | 2020-03-20 | 2020-03-25 | 2021-10-30 | Hanwha 340 | Q.PEAK DUO BLK-G6 340 | Solar Panels |  | 0.34 | 2 | 180 | 18 |  | Fixed | Roof
NJSTRE1545389333 | NJSRRE1544626807 | Transition Incentive Program | Rahway | 7065 | 10 | 4.96 | Residential | Yes | Behind the Meter | Behind the Meter |  | None | Sunrun Installation Services, Inc. | PSE&G | Eligible for TI Program | 2020-03-11 | 2020-03-16 | 2021-10-30 | REC Solar | REC310TP2M | Solar Panels |  | 0.31 | 6 | 86 | 45 |  | Fixed | Roof
NJSTRE1545389348 | NJSRRE1544767294 | Transition Incentive Program | Sewell | 8080 | 15 | 9.52 | Residential | No | Behind the Meter | Net-metered residential rooftop and canopy |  | None | Trinity Solar | AC Electric | Final As-Built Received |  | 2020-03-31 | 2021-10-30 | Hanwha | Q.PEAK DUO BLK-G6 340 | Solar Panels |  | 0.34 | 8 | 177 | 26 |  | Fixed | Roof
NJSTRE1545388772 | NJSRRE1544708480 | Transition Incentive Program | TOMS RIVER | 8757 | 18 | 8.64 | Residential | Yes | Behind the Meter | Net-metered residential rooftop and canopy |  | None | Vivint Solar Developer, LLC | JCP&L | Accepted | 2020-03-20 | 2020-03-20 | 2021-10-30 | Jinko Solar | JKM320M-60HBL | Solar Panels |  | 0.32 | 23 | 257 | 21 |  | Fixed | Roof
NJSTRE1545388773 | NJSRRE1544623086 | Transition Incentive Program | Sussex | 7461 | 1 | 22.75 | Residential | Yes | Behind the Meter | Behind the Meter |  | None | Pro Custom Solar dba Momentum Solar | JCP&L | Eligible for TI Program | 2020-03-10 | 2020-03-12 | 2021-10-30 | LG ELECTRONICS | LG 350N1C-V5 | Solar Panels |  | 0.35 | 22 | 263 | 44 |  | Fixed | Roof
NJSTRE1545388776 | NJSRRE1544836494 | Transition Incentive Program | North Brunswick Township | 8902 | 11 | 8.38 | Residential | No | Behind the Meter | Net-metered residential rooftop and canopy |  | None | Green Power Energy | PSE&G | Final As-Built Received |  | 2020-04-20 | 2021-10-30 | LG Electronics | LG335N1C-V5 | Solar Panels |  | 0.335 | 25 | 225 | 35 |  | Fixed | Roof
NJSTRE1545388779 | NJSRRE1544611279 | Transition Incentive Program | Sea Isle City | 8243 | 21 | 6.12 | Residential | No | Behind the Meter | Net-metered residential rooftop and canopy |  | None | Green Power Energy | AC Electric | Final As-Built Received | 2020-03-05 | 2020-03-11 | 2021-10-30 | LG Electronics | LG340N1C-V5 | Solar Panels |  | 0.34 | 18 | 200 | 40 |  | Fixed | Roof
NJSTRE1545388781 | NJSRRE1544816452 | Transition Incentive Program | Paterson | 7524 | 6 | 11.03 | Residential | Yes | Behind the Meter | Behind the Meter |  | None | Trinity Solar | PSE&G | Eligible for TI Program | 2020-04-08 | 2020-04-15 | 2021-10-30 | HANWHA | Q.PEAK DUO BLK-G5 315 | Solar Panels |  | 0.315 | 6 | 194 | 27 |  | Fixed | Roof
NJSTRE1545388794 | NJSRRE1544597828 | Transition Incentive Program | Wharton | 7885 | 3 | 6.21 | Residential | Yes | Behind the Meter | Behind the Meter |  | None | Sunrun Installation Services, Inc. | JCP&L | Eligible for TI Program | 2020-03-04 | 2020-03-09 | 2021-10-30 | LG Electronics | LG345N1C-V5 | Solar Panels |  | 0.345 | 7 | 134 | 40 |  | Fixed | Roof
NJSTRE1545388796 | NJSRRE1544776000 | Transition Incentive Program | Edison | 8820 | 11 | 4.65 | Residential | No | Behind the Meter | Behind the Meter |  | None | Sunrun Installation Services, Inc. | PSE&G | Eligible for TI Program | 2020-03-31 | 2020-04-09 | 2021-10-30 | REC Solar | REC310TP2M | Solar Panels |  | 0.31 | 8 | 176 | 19 |  | Fixed | Roof
NJSTRE1545388802 | NJSRRE1544864953 | Transition Incentive Program | Erial | 8081 | 14 | 7.88 | Residential | Yes | Behind the Meter | Net-metered residential rooftop and canopy |  | None | Suntuity Solar LLC | AC Electric | Final As-Built Received | 2020-04-21 | 2020-04-24 | 2021-10-30 | Silfab Solar | SIL-315NL | Solar Panels |  | 0.315 | 19 | 191 | 25 |  | Fixed | Roof
NJSTRE1545388804 | NJSRRE1544767377 | Transition Incentive Program | Monroe Township | 8831 | 11 | 9.6 | Residential | Yes | Behind the Meter | Behind the Meter |  | None | Skyline Solar, LLC | JCP&L | Eligible for TI Program | 2020-03-26 | 2020-03-31 | 2021-10-30 | Hanwha Q-Cells | Q.PEAK DUO-G5 320 | Solar Panels |  | 0.32 | 30 | 97 | 24 |  | Fixed | Roof
NJSTRE1545388811 | NJSRRE1544612578 | Transition Incentive Program | PARSIPPANY | 7054 | 3 | 8.64 | Residential | Yes | Behind the Meter | Net-metered residential rooftop and canopy |  | None | Vivint Solar Developer, LLC | JCP&L | Accepted | 2020-03-06 | 2020-03-11 | 2021-10-30 | JINKO SOLAR | JKM320M-60HBL | Solar Panels |  | 0.32 | 8 | 270 | 30 |  | Fixed | Roof
NJSTRE1545388814 | NJSRRE1544838556 | Transition Incentive Program | Irvington | 7111 | 9 | 7.13 | Residential | Yes | Behind the Meter | Behind the Meter |  | None | Sunrun Installation Services, Inc. | PSE&G | Eligible for TI Program | 2020-04-14 | 2020-04-21 | 2021-10-30 | REC Solar | REC310TP2M | Solar Panels |  | 0.31 | 7 | 277 | 23 |  | Fixed | Roof
NJSTRE1545388818 | NJSRRE1544796853 | Transition Incentive Program | Garwood | 7027 | 10 | 13.12 | Residential | Yes | Behind the Meter | Behind the Meter |  | None | Vivint Solar Developer, LLC | PSE&G | Eligible for TI Program | 2020-04-03 | 2020-04-09 | 2021-10-30 | Jinko Solar | JKM320M-60HBL | Solar Panels |  | 0.32 | 15 | 80 | 21 |  | Fixed | Roof
NJSTRE1545389353 | NJSRRE1544720048 | Transition Incentive Program | Elizabeth City | 7206 | 10 | 110.5 | Commercial | No | Behind the Meter | Net-metered non-residential rooftop and canopy |  | None | Greenwich Energy Solutions | PSE&G | Accepted | 2020-03-18 | 2020-03-23 | 2021-10-30 | Axitec | Axipremium HC | Solar Panels |  | 0.385 | 287 | 145 degrees | 10 |  | Fixed | Roof
NJSTRE1545389363 | NJSRRE1544764708 | Transition Incentive Program | BARNEGAT | 8005 | 18 | 12.48 | Residential | Yes | Behind the Meter | Net-metered residential rooftop and canopy |  | None | Vivint Solar Developer, LLC | JCP&L | Accepted | 2020-03-26 | 2020-03-30 | 2021-10-30 | Jinko Solar | JKM320M-60HBL | Solar Panels |  | 0.32 | 9 | 26 | 19 |  | Fixed | Roof
NJSTRE1545389372 | NJSRRE1544621341 | Transition Incentive Program | Egg Harbor Township | 8234 | 19 | 7.04 | Residential | Yes | Behind the Meter | Behind the Meter |  | None | Skyline Solar, LLC | AC Electric | Eligible for TI Program | 2020-03-09 | 2020-03-12 | 2021-10-30 | Hanwha Q-Cells | Q.PEAK DUO-G5 320 | Solar Panels |  | 0.32 | 22 | 109 | 24 |  | Fixed | Roof
NJSTRE1545389373 | NJSRRE1544720024 | Transition Incentive Program | Tuckerton | 8087 | 18 | 5.89 | Residential | No | Behind the Meter | Net-metered residential rooftop and canopy |  | None | SunPower Corporation, Systems | AC Electric | Accepted |  | 2020-03-23 | 2021-10-30 | SUNPOWER | SPR-E20-327-E-AC | Solar Panels |  | 0.327 | 18 | 229 | 20 |  | Fixed | Roof
NJSTRE1545389377 | NJSRRE1544623139 | Transition Incentive Program | Mountainside | 7092 | 10 | 9.1 | Residential | Yes | Behind the Meter | Behind the Meter |  | None | Pro Custom Solar dba Momentum Solar | PSE&G | Eligible for TI Program | 2020-03-10 | 2020-03-12 | 2021-10-30 | LG ELECTRONICS | LG 350N1C-V5 | Solar Panels |  | 0.35 | 26 | 108 | 19 |  | Fixed | Roof
NJSTRE1545389389 | NJSRRE1544765118 | Transition Incentive Program | metuchen | 8840 | 11 | 14.41 | Residential | Yes | Behind the Meter | Net-metered residential rooftop and canopy |  | None | Vision Solar LLC | PSE&G | Accepted | 2020-03-25 | 2020-03-30 | 2021-10-30 | lg solar | lg335n1k-v5 | Solar Panels |  | 0.335 | 13 | 29 | 266 |  | Fixed | Roof
NJSTRE1545389389 | NJSRRE1544765118 | Transition Incentive Program | metuchen | 8840 | 11 | 14.41 | Residential | Yes | Behind the Meter | Net-metered residential rooftop and canopy |  | None | Vision Solar LLC | PSE&G | Accepted | 2020-03-25 | 2020-03-30 | 2021-10-30 | lg solar | lg335n1k-v5 | Solar Panels |  | 0.335 | 26 | 86 | 29 |  | Fixed | Roof
NJSTRE1545389393 | NJSRRE1544708380 | Transition Incentive Program | Camden | 8105 | 14 | 5.56 | Residential | Yes | Behind the Meter | Net-metered residential rooftop and canopy |  | None | Castle Energy, LLC | PSE&G | Final As-Built Received | 2020-03-17 | 2020-03-20 | 2021-10-30 | SunPower | SPR-E20-327-E-AC | Solar Panels |  | 0.327 | 3 | 145 | 26 |  | Fixed | Roof
NJSTRE1545389404 | NJSRRE1544802592 | Transition Incentive Program | SOUTH PLAINFIELD | 7080 | 11 | 7.56 | Residential | Yes | Behind the Meter | Net-metered residential rooftop and canopy |  | None | Vivint Solar Developer, LLC | PSE&G | Accepted | 2020-04-06 | 2020-04-10 | 2021-10-30 | LG | LG315N1K-V5 | Solar Panels |  | 0.315 | 24 | 170 | 22 |  | Fixed | Roof
NJSTRE1545389409 | NJSRRE1544562316 | Transition Incentive Program | Pleasantville | 8232 | 19 | 12.16 | Residential | Yes | Behind the Meter | Net-metered residential rooftop and canopy |  | None | Castle Energy, LLC | AC Electric | Accepted | 2020-03-02 | 2020-03-05 | 2021-10-30 | Hanwha Q-Cells | Q.Peak DUO-G5 320 | Solar Panels |  | 0.32 | 22 | 124 | 25 |  | Fixed | Roof
NJSTRE1545389410 | NJSRRE1544868624 | Transition Incentive Program | CAMDEN | 8105 | 14 | 4.8 | Residential | Yes | Behind the Meter | Net-metered residential rooftop and canopy |  | None | Vivint Solar Developer, LLC | PSE&G | Accepted | 2020-04-21 | 2020-04-27 | 2021-10-30 | Jinko | JKM320M-60HBL | Solar Panels |  | 0.32 | 15 | 145 | 3 |  | Fixed | Roof
NJSTRE1545389415 | NJSRRE1544796809 | Transition Incentive Program | Manville Boro | 8835 | 5 | 6.7 | Residential | Yes | Behind the Meter | Net-metered residential rooftop and canopy |  | None | Vision Solar LLC | PSE&G | Accepted | 2020-04-03 | 2020-04-09 | 2021-10-30 | lg solar | lg335n1k-v5 | Solar Panels |  | 0.335 | 20 | 129 | 19 |  | Fixed | Roof
NJSTRE1545389291 | NJSRRE1544728026 | Transition Incentive Program | PENNSAUKEN | 8110 | 14 | 8.82 | Residential | Yes | Behind the Meter | Net-metered residential rooftop and canopy |  | None | Vivint Solar Developer, LLC | PSE&G | Accepted | 2020-03-19 | 2020-03-24 | 2021-10-30 | Hanwha Solar | Q.PEAK BLK-G5 315 | Solar Panels |  | 0.315 | 10 | 328 | 22 |  | Fixed | Roof
NJSTRE1545389300 | NJSRRE1544796523 | Transition Incentive Program | Lambertville | 8530 | 4 | 3.84 | Residential | Yes | Behind the Meter | Behind the Meter |  | None | Steve Whitman LLC | JCP&L | Eligible for TI Program | 2020-04-03 | 2020-04-09 | 2021-10-30 | Hanwha Q-Cells | Q.PEAK DUO-G5 320 | Solar Panels |  | 0.32 | 12 | 150 | 31 |  | Fixed | Roof
NJSTRE1545389304 | NJSRRE1544620945 | Transition Incentive Program | Clementon | 8021 | 14 | 8.84 | Residential | Yes | Behind the Meter | Net-metered residential rooftop and canopy |  | None | Trinity Solar | AC Electric | Final As-Built Received |  | 2020-03-11 | 2021-10-30 | HANWHA | Q.PEAK DUO BLK-G6 340 | Solar Panels |  | 0.34 | 12 | 247 | 27 |  | Fixed | Roof
NJSTRE1545389313 | NJSRRE1544611138 | Transition Incentive Program | Monroe | 8831 | 11 | 17.92 | Residential | No | Behind the Meter | Behind the Meter |  | None | Maier Solar Engineering dba Solar Me | JCP&L | Eligible for TI Program | 2020-03-05 | 2020-03-10 | 2021-10-30 | Hanwha | Q.CELL DUO BLK-G5 325W | Solar Panels |  | 0.32 | 23 | 178 | 30 |  | Fixed | Roof
NJSTRE1545389317 | NJSRRE1544761184 | Transition Incentive Program | Perth Amboy | 8861 | 11 | 2.72 | Residential | Yes | Behind the Meter | Net-metered residential rooftop and canopy |  | None | Trinity Solar | PSE&G | Final As-Built Received | 2020-03-24 | 2020-03-27 | 2021-10-30 | Hanwha | Q.PEAK DUO BLK-G6 340 | Solar Panels |  | 0.34 | 5 | 104 | 26 |  | Fixed | Roof
NJSTRE1545389321 | NJSRRE1544630520 | Transition Incentive Program | Chesterfield | 8515 | 13 | 17 | Residential | Yes | Behind the Meter | Net-metered residential rooftop and canopy |  | None | Trinity Solar | PSE&G | Final As-Built Received | 2020-03-12 | 2020-03-17 | 2021-10-30 | HANWHA | Q.PEAK DUO BLK-G6 340 | Solar Panels |  | 0.34 | 8 | 194 | 39 |  | Fixed | Roof
NJSTRE1545389327 | NJSRRE1544836527 | Transition Incentive Program | Lawrence Township | 8648 | 12 | 11.6 | Residential | Yes | Behind the Meter | Net-metered residential rooftop and canopy |  | None | SunPower Corporation, Systems | PSE&G | Accepted |  | 2020-04-21 | 2021-10-30 | SUNPOWER | SPR-A400-G-AC | Solar Panels |  | 0.4 | 4 | 228 | 30 |  | Fixed | Roof
NJSTRE1545389334 | NJSRRE1544612617 | Transition Incentive Program | Roselle Park | 7083 | 10 | 4.73 | Residential | Yes | Behind the Meter | Net-metered residential rooftop and canopy |  | None | Trinity Solar | PSE&G | Accepted | 2020-03-06 | 2020-03-11 | 2021-10-30 | HANWHA | Q.PEAK DUO BLK-G5 315 | Solar Panels |  | 0.315 | 11 | 260 | 30 |  | Fixed | Roof
NJSTRE1545389339 | NJSRRE1544762368 | Transition Incentive Program | Linden | 7036 | 10 | 4.41 | Residential | No | Behind the Meter | Behind the Meter |  | None | Trinity Solar | PSE&G | Eligible for TI Program | 2020-03-25 | 2020-03-27 | 2021-10-30 | HANWHA | Q.PEAK DUO BLK-G5 315 | Solar Panels |  | 0.315 | 10 | 242 | 35 |  | Fixed | Roof
NJSTRE1545389344 | NJSRRE1544892877 | Transition Incentive Program | Newark | 7108 | 9 | 4.42 | Residential | No | Behind the Meter | Net-metered residential rooftop and canopy |  | None | Pro Custom Solar dba Momentum Solar | PSE&G | Final As-Built Received | 2020-04-24 | 2020-04-29 | 2021-10-30 | HANWHA | Q.PEAK DUO BLK G6+ 340 | Solar Panels |  | 0.34 | 3 | 196 | 40 |  | Fixed | Roof
NJSTRE1545389347 | NJSRRE1544754684 | Transition Incentive Program | Bridgewater | 8807 | 5 | 7.04 | Residential | Yes | Behind the Meter | Behind the Meter |  | None | Pro Custom Solar dba Momentum Solar | PSE&G | Eligible for TI Program | 2020-03-23 | 2020-03-26 | 2021-10-30 | Hanwha | Q.Peak DUO BLK-G6+ 335 | Solar Panels |  | 0.335 | 8 | 49 | 29 |  | Fixed | Roof
NJSTRE1545389349 | NJSRRE1544566581 | Transition Incentive Program | MORRIS PLAINS | 7950 | 3 | 17.6 | Residential | Yes | Behind the Meter | Net-metered residential rooftop and canopy |  | None | Vivint Solar Developer, LLC | JCP&L | Accepted | 2020-03-04 | 2020-03-05 | 2021-10-30 | Jinko Solar | JKM320M-60HBL | Solar Panels |  | 0.32 | 18 | 140 | 35 |  | Fixed | Roof
NJSTRE1545389350 | NJSRRE1544794941 | Transition Incentive Program | Trenton | 8618 | 12 | 7.04 | Residential | Yes | Behind the Meter | Net-metered residential rooftop and canopy |  | None | Vivint Solar Developer, LLC | PSE&G | Accepted | 2020-04-03 | 2020-04-09 | 2021-10-30 | Jinko Solar | JKM320M-60HBL | Solar Panels |  | 0.32 | 6 | 40 | 21 |  | Fixed | Roof
NJSTRE1545389355 | NJSRRE1544626929 | Transition Incentive Program | Morristown | 7960 | 3 | 6.51 | Residential | Yes | Behind the Meter | Behind the Meter |  | None | Sunrun Installation Services, Inc. | JCP&L | Eligible for TI Program | 2020-03-11 | 2020-03-17 | 2021-10-30 | REC Solar | REC310TP2M | Solar Panels |  | 0.31 | 6 | 34 | 34 |  | Fixed | Roof
NJSTRE1545389363 | NJSRRE1544764708 | Transition Incentive Program | BARNEGAT | 8005 | 18 | 12.48 | Residential | Yes | Behind the Meter | Net-metered residential rooftop and canopy |  | None | Vivint Solar Developer, LLC | JCP&L | Accepted | 2020-03-26 | 2020-03-30 | 2021-10-30 | Jinko Solar | JKM320M-60HBL | Solar Panels |  | 0.32 | 14 | 116 | 21 |  | Fixed | Roof
NJSTRE1545389371 | NJSRRE1544761203 | Transition Incentive Program | Toms River | 8757 | 18 | 10.39 | Residential | Yes | Behind the Meter | Behind the Meter |  | None | Pro Custom Solar dba Momentum Solar | JCP&L | Eligible for TI Program | 2020-03-24 | 2020-03-27 | 2021-10-30 | Hanwha | Q.Peak DUO BLK-G6+ 335 | Solar Panels |  | 0.335 | 26 | 167 | 26 |  | Fixed | Roof
NJSTRE1545389387 | NJSRRE1544721048 | Transition Incentive Program | Newark City | 7104 | 9 | 3.78 | Residential | Yes | Behind the Meter | Net-metered residential rooftop and canopy |  | None | Tesla Energy Operations Inc | PSE&G | Accepted | 2020-03-19 | 2020-03-23 | 2021-10-30 | Hanwha Q Cells | Q.PEAK DUO BLK-G5/SC315 | Solar Panels |  | 0.315 | 12 | 208 | 26 |  | Fixed | Roof
NJSTRE1545389392 | NJSRRE1544768836 | Transition Incentive Program | North Arlington | 7031 | 7 | 7.04 | Residential | Yes | Behind the Meter | Behind the Meter |  | None | Pro Custom Solar dba Momentum Solar | PSE&G | Eligible for TI Program | 2020-03-27 | 2020-04-01 | 2021-10-30 | Hanwha | Q.Peak DUO BLK-G6+ 335 | Solar Panels |  | 0.335 | 15 | 214 | 24 |  | Fixed | Roof
NJSTRE1545389393 | NJSRRE1544708380 | Transition Incentive Program | Camden | 8105 | 14 | 5.56 | Residential | Yes | Behind the Meter | Net-metered residential rooftop and canopy |  | None | Castle Energy, LLC | PSE&G | Final As-Built Received | 2020-03-17 | 2020-03-20 | 2021-10-30 | SunPower | SPR-E20-327-E-AC | Solar Panels |  | 0.327 | 4 | 325 | 3 |  | Fixed | Roof
NJSTRE1545389402 | NJSRRE1544560281 | Transition Incentive Program | DELRAN | 8075 | 13 | 5.99 | Residential | Yes | Behind the Meter | Net-metered residential rooftop and canopy |  | None | Suntuity Solar LLC | PSE&G | Accepted | 2020-03-02 | 2020-03-04 | 2021-10-30 | Hanwha Solar | Q-Cells 315 Mono | Solar Panels |  | 0.315 | 19 | 150 | 30 |  | Fixed | Roof
NJSTRE1545389408 | NJSRRE1544695268 | Transition Incentive Program | VERONA | 7044 | 9 | 9.92 | Residential | No | Behind the Meter | Net-metered residential rooftop and canopy |  | None | Sun 101 LLC | PSE&G | Accepted | 2020-03-15 | 2020-03-18 | 2021-10-30 | SILFAB | SLA-M320 | Solar Panels |  | 0.32 | 26 | 154 | 25 |  | Fixed | Roof
NJSTRE1545389423 | NJSRRE1544768641 | Transition Incentive Program | Sewell | 8080 | 15 | 11.84 | Residential | No | Behind the Meter | Net-metered residential rooftop and canopy |  | None | Orbit Energy & Power, LLC | AC Electric | Final As-Built Received |  | 2020-04-01 | 2021-10-30 | HANWHA | Q.PEAK DUO BLK G5 320W | Solar Panels |  | 0.32 | 14 | 331 | 28 |  | Fixed | Roof
NJSTRE1545389428 | NJSRRE1544728968 | Transition Incentive Program | Elizabeth City | 7208 | 10 | 5.7 | Residential | Yes | Behind the Meter | Net-metered residential rooftop and canopy |  | None | Vision Solar LLC | PSE&G | Accepted | 2020-03-21 | 2020-03-25 | 2021-10-30 | lg solar | lg335n1k-v5 | Solar Panels |  | 0.335 | 9 | 95 | 21 |  | Fixed | Roof
NJSTRE1545389430 | NJSRRE1544700271 | Transition Incentive Program | RARITAN | 8869 | 5 | 5.7 | Residential | No | Behind the Meter | Behind the Meter |  | None | Infinity Solar Systems | PSE&G | Eligible for TI Program | 2020-03-16 | 2020-03-19 | 2021-10-30 | LG | LG335N1K-V5 | Solar Panels |  | 0.335 | 4 | 174 | 40 |  | Fixed | Roof
NJSTRE1545389327 | NJSRRE1544836527 | Transition Incentive Program | Lawrence Township | 8648 | 12 | 11.6 | Residential | Yes | Behind the Meter | Net-metered residential rooftop and canopy |  | None | SunPower Corporation, Systems | PSE&G | Accepted |  | 2020-04-21 | 2021-10-30 | SUNPOWER | SPR-A400-G-AC | Solar Panels |  | 0.4 | 6 | 138 | 30 |  | Fixed | Roof
NJSTRE1545389330 | NJSRRE1544701643 | Transition Incentive Program | Milford | 8848 | 4 | 15.5 | Residential | No | Behind the Meter | Net-metered residential rooftop and canopy |  | None | Eznergy | JCP&L | Accepted | 2020-03-16 | 2020-03-19 | 2021-10-30 | Trina | TSM310 | Solar Panels |  | 0.31 | 50 | 155 | 30 |  | Fixed | Roof
NJSTRE1545389335 | NJSRRE1544765017 | Transition Incentive Program | PISCATAWAY | 8854 | 11 | 6.7 | Residential | No | Behind the Meter | Net-metered residential rooftop and canopy |  | None | Maier Solar Engineering dba Solar Me | PSE&G | Accepted | 2020-03-26 | 2020-03-31 | 2021-10-30 | HANWAH | QPEAK G6 DUO | Solar Panels |  | 0.335 | 14 | 154 | 20 |  | Fixed | Roof
NJSTRE1545389341 | NJSRRE1544645670 | Transition Incentive Program | Perth Amboy | 8861 | 11 | 7.37 | Residential | Yes | Behind the Meter | Behind the Meter |  | None | Pro Custom Solar dba Momentum Solar | PSE&G | Eligible for TI Program | 2020-03-12 | 2020-03-17 | 2021-10-30 | Hanwha | Q.Peak DUO BLK-G6+ 335 | Solar Panels |  | 0.335 | 7 | 205 | 40 |  | Fixed | Roof
NJSTRE1545389345 | NJSRRE1544890290 | Transition Incentive Program | Woodstown | 8098 | 16 | 6.2 | Residential | No | Behind the Meter | Net-metered residential rooftop and canopy |  | None | Palmetto Solar LLC | AC Electric | Accepted | 2020-04-23 | 2020-04-28 | 2021-10-30 | Yingli | 310D-30B | Solar Panels |  | 0.31 | 20 | 180 | 25 |  | Fixed | Roof
NJSTRE1545389350 | NJSRRE1544794941 | Transition Incentive Program | Trenton | 8618 | 12 | 7.04 | Residential | Yes | Behind the Meter | Net-metered residential rooftop and canopy |  | None | Vivint Solar Developer, LLC | PSE&G | Accepted | 2020-04-03 | 2020-04-09 | 2021-10-30 | Jinko Solar | JKM320M-60HBL | Solar Panels |  | 0.32 | 7 | 220 | 21 |  | Fixed | Roof
NJSTRE1545389356 | NJSRRE1544630761 | Transition Incentive Program | Manville | 8835 | 5 | 2.84 | Residential | Yes | Behind the Meter | Net-metered residential rooftop and canopy |  | None | Trinity Solar | PSE&G | Accepted |  | 2020-03-17 | 2021-10-30 | HANWHA | Q.PEAK DUO BLK-G5 315 | Solar Panels |  | 0.315 | 2 | 219 | 9 |  | Fixed | Roof
NJSTRE1545389362 | NJSRRE1544794049 | Transition Incentive Program | Sicklerville | 8081 | 14 | 7.56 | Residential | No | Behind the Meter | Behind the Meter |  | None | Trinity Solar | AC Electric | Eligible for TI Program | 2020-04-02 | 2020-04-13 | 2021-10-30 | HANWHA | Q.PEAK DUO BLK-G5 315 | Solar Panels |  | 0.315 | 14 | 254 | 23 |  | Fixed | Roof
NJSTRE1545389369 | NJSRRE1544802323 | Transition Incentive Program | MIDDLESEX | 8846 | 11 | 4.48 | Residential | Yes | Behind the Meter | Net-metered residential rooftop and canopy |  | None | Vivint Solar Developer, LLC | PSE&G | Accepted | 2020-04-06 | 2020-04-09 | 2021-10-30 | Jinko Solar | JKM320M-60HBL | Solar Panels |  | 0.32 | 10 | 354 | 42 |  | Fixed | Roof
NJSTRE1545389375 | NJSRRE1544736281 | Transition Incentive Program | Woodcliff Lake Boro | 7677 | 7 | 10.23 | Residential | Yes | Behind the Meter | Net-metered residential rooftop and canopy |  | None | Bright Planet Solar | PSE&G | Accepted |  | 2020-03-25 | 2021-10-30 | LONGI | LR-60HPB-310M | Solar Panels |  | 0.31 | 15 | 78 | 40 |  | Fixed | Roof
NJSTRE1545389385 | NJSRRE1544729000 | Transition Incentive Program | middletown | 7748 | 17 | 4.88 | Residential | No | Behind the Meter | Net-metered residential rooftop and canopy |  | JCPL | Maier Solar Engineering dba Solar Me | JCP&L | Accepted | 2020-03-20 | 2020-03-24 | 2021-10-30 | Panasonic | VBHN325KA03 | Solar Panels |  | 0.325 | 15 | 180 | 30 |  | Fixed | Roof
NJSTRE1545389386 | NJSRRE1544553644 | Transition Incentive Program | Waterford Works | 8089 | 14 | 12.4 | Residential | No | Behind the Meter | Net-metered residential ground mount |  | ACE | Vision Solar LLC | AC Electric | Accepted | 2020-03-02 | 2020-03-04 | 2021-10-30 | LG Solar | LG335N1K-V5 | Solar Panels |  | 0.335 | 37 | 180 | 30 |  | Single Axis | Ground
NJSTRE1545389395 | NJSRRE1544820764 | Transition Incentive Program | BLOOMFIELD | 7003 | 9 | 5.76 | Residential | Yes | Behind the Meter | Net-metered residential rooftop and canopy |  | None | Vivint Solar Developer, LLC | PSE&G | Accepted | 2020-04-10 | 2020-04-21 | 2021-10-30 | JINKO SOLAR | JKM320M-60HBL | Solar Panels |  | 0.32 | 9 | 223 | 29 |  | Fixed | Roof
NJSTRE1545388820 | NJSRRE1544778961 | Transition Incentive Program | Newark | 7106 | 9 | 3.69 | Residential | Yes | Behind the Meter | Net-metered residential rooftop and canopy |  | None | Pro Custom Solar dba Momentum Solar | PSE&G | Final As-Built Received | 2020-04-01 | 2020-04-09 | 2021-10-30 | Hanwha | Q.Peak DUO BLK-G6+ 335 | Solar Panels |  | 0.335 | 11 | 25 | 4 |  | Fixed | Roof
NJSTRE1545388822 | NJSRRE1544836953 | Transition Incentive Program | WILLINGBORO | 8046 | 13 | 4.48 | Residential | Yes | Behind the Meter | Net-metered residential rooftop and canopy |  | None | Vivint Solar Developer, LLC | PSE&G | Accepted | 2020-04-14 | 2020-04-21 | 2021-10-30 | JINKO SOLAR | JKM320M-60HBL | Solar Panels |  | 0.32 | 14 | 117 | 26 |  | Fixed | Roof
NJSTRE1545388826 | NJSRRE1544781730 | Transition Incentive Program | Lake Hiawatha | 7034 | 3 | 11.16 | Residential | No | Behind the Meter | Net-metered residential rooftop and canopy |  | None | Sun 101 LLC | JCP&L | As-Built Incomplete | 2020-04-02 | 2020-04-09 | 2021-10-30 | TRINA | TSM-PAO5 | Solar Panels |  | 0.31 | 21 | 95 | 21 |  | Fixed | Roof
NJSTRE1545388829 | NJSRRE1544562142 | Transition Incentive Program | Boonton | 7005 | 3 | 17.09 | Residential | No | Behind the Meter | Net-metered residential rooftop and canopy |  | None | Green Power Energy | JCP&L | Accepted | 2020-03-02 | 2020-03-05 | 2021-10-30 | LG Electronics | LG335N1K-V5 | Solar Panels |  | 0.335 | 8 | 171 | 27 |  | Fixed | Roof
NJSTRE1545388831 | NJSRRE1544762390 | Transition Incentive Program | Egg Harbor Township | 8234 | 19 | 7.48 | Residential | Yes | Behind the Meter | Net-metered residential rooftop and canopy |  | None | Trinity Solar | AC Electric | Final As-Built Received | 2020-03-25 | 2020-03-27 | 2021-10-30 | Hanwha | Q.PEAK DUO BLK-G6 340 | Solar Panels |  | 0.34 | 10 | 169 | 40 |  | Fixed | Roof
NJSTRE1545388835 | NJSRRE1544818095 | Transition Incentive Program | VILLAS | 8251 | 21 | 8.64 | Residential | Yes | Behind the Meter | Net-metered residential rooftop and canopy |  | None | Vivint Solar Developer, LLC | AC Electric | Accepted | 2020-04-09 | 2020-04-16 | 2021-10-30 | JINKO SOLAR | JKM320M-60HBL | Solar Panels |  | 0.32 | 15 | 216 | 22 |  | Fixed | Roof
NJSTRE1545388847 | NJSRRE1544623872 | Transition Incentive Program | MAHWAH | 7430 | 7 | 20.48 | Residential | Yes | Behind the Meter | Net-metered residential rooftop and canopy |  | None | Vivint Solar Developer, LLC | Orange Rockland Electric | Final As-Built Received | 2020-03-10 | 2020-03-13 | 2021-10-30 | Jinko Solar | JKM320M-60HBL | Solar Panels |  | 0.32 | 5 | 184 | 20 |  | Fixed | Roof
NJSTRE1545388849 | NJSRRE1544865027 | Transition Incentive Program | Swedesboro | 8085 | 15 | 11.04 | Residential | Yes | Behind the Meter | Behind the Meter |  | None | Sunrun Installation Services, Inc. | AC Electric | Eligible for TI Program | 2020-04-20 | 2020-04-24 | 2021-10-30 | LG Electronics | LG345N1C-V5 | Solar Panels |  | 0.345 | 11 | 55 | 27 |  | Fixed | Roof
NJSTRE1545388851 | NJSRRE1544902691 | Transition Incentive Program | WILLINGBORO | 8046 | 13 | 5.44 | Residential | Yes | Behind the Meter | Net-metered residential rooftop and canopy |  | PSEG | Vivint Solar Developer, LLC | PSE&G | Accepted | 2020-04-27 | 2020-04-30 | 2021-10-30 | JINKO SOLAR | JKM320M-60HBL | Solar Panels |  | 0.32 | 6 | 340 | 12 |  | Fixed | Roof
NJSTRE1545388864 | NJSRRE1544586147 | Transition Incentive Program | Edison | 8820 | 11 | 20.48 | Residential | No | Behind the Meter | Net-metered residential rooftop and canopy |  | None | Spectacular Solar | PSE&G | Accepted | 2020-03-04 | 2020-03-06 | 2021-10-30 | Certain Teed Solar | CT315M11-02 | Solar Panels |  | 0.315 | 6 | 348 | 23 |  | Fixed | Roof
NJSTRE1545388874 | NJSRRE1544710084 | Transition Incentive Program | Towaco | 7082 | 3 | 18.2 | Residential | No | Behind the Meter | Behind the Meter |  | None | Pro Custom Solar dba Momentum Solar | JCP&L | Eligible for TI Program | 2020-03-18 | 2020-03-20 | 2021-10-30 | lg electronics | LG 350N1C-V5 | Solar Panels |  | 0.35 | 10 | 107 | 36 |  | Fixed | Roof
NJSTRE1545388880 | NJSRRE1544598164 | Transition Incentive Program | LINDEN | 7036 | 10 | 5.76 | Residential | Yes | Behind the Meter | Net-metered residential rooftop and canopy |  | None | Vivint Solar Developer, LLC | PSE&G | Accepted | 2020-03-04 | 2020-03-09 | 2021-10-30 | JINKO SOLAR | JKM320M-60HBL | Solar Panels |  | 0.32 | 3 | 223 | 16 |  | Fixed | Roof
NJSTRE1545389317 | NJSRRE1544761184 | Transition Incentive Program | Perth Amboy | 8861 | 11 | 2.72 | Residential | Yes | Behind the Meter | Net-metered residential rooftop and canopy |  | None | Trinity Solar | PSE&G | Final As-Built Received | 2020-03-24 | 2020-03-27 | 2021-10-30 | Hanwha | Q.PEAK DUO BLK-G6 340 | Solar Panels |  | 0.34 | 3 | 284 | 25 |  | Fixed | Roof
NJSTRE1545389319 | NJSRRE1544767243 | Transition Incentive Program | Marlboro | 7746 | 17 | 5.36 | Residential | No | Behind the Meter | Net-metered residential rooftop and canopy |  | None | New Jersey Clean Energy Solutions | JCP&L | Final As-Built Received | 2020-03-26 | 2020-03-31 | 2021-10-30 | Q Cell | Q Peak Duo Blk 315 | Solar Panels |  | 0.315 | 17 | 139 | 16 |  | Fixed | Roof | House
NJSTRE1545389327 | NJSRRE1544836527 | Transition Incentive Program | Lawrence Township | 8648 | 12 | 11.6 | Residential | Yes | Behind the Meter | Net-metered residential rooftop and canopy |  | None | SunPower Corporation, Systems | PSE&G | Accepted |  | 2020-04-21 | 2021-10-30 | SUNPOWER | SPR-A400-G-AC | Solar Panels |  | 0.4 | 2 | 48 | 30 |  | Fixed | Roof
NJSTRE1545389327 | NJSRRE1544836527 | Transition Incentive Program | Lawrence Township | 8648 | 12 | 11.6 | Residential | Yes | Behind the Meter | Net-metered residential rooftop and canopy |  | None | SunPower Corporation, Systems | PSE&G | Accepted |  | 2020-04-21 | 2021-10-30 | SUNPOWER | SPR-A400-G-AC | Solar Panels |  | 0.4 | 2 | 138 | 30 |  | Fixed | Roof
NJSTRE1545389339 | NJSRRE1544762368 | Transition Incentive Program | Linden | 7036 | 10 | 4.41 | Residential | No | Behind the Meter | Behind the Meter |  | None | Trinity Solar | PSE&G | Eligible for TI Program | 2020-03-25 | 2020-03-27 | 2021-10-30 | HANWHA | Q.PEAK DUO BLK-G5 315 | Solar Panels |  | 0.315 | 4 | 152 | 35 |  | Fixed | Roof
NJSTRE1545389347 | NJSRRE1544754684 | Transition Incentive Program | Bridgewater | 8807 | 5 | 7.04 | Residential | Yes | Behind the Meter | Behind the Meter |  | None | Pro Custom Solar dba Momentum Solar | PSE&G | Eligible for TI Program | 2020-03-23 | 2020-03-26 | 2021-10-30 | Hanwha | Q.Peak DUO BLK-G6+ 335 | Solar Panels |  | 0.335 | 13 | 49 | 29 |  | Fixed | Roof
NJSTRE1545389349 | NJSRRE1544566581 | Transition Incentive Program | MORRIS PLAINS | 7950 | 3 | 17.6 | Residential | Yes | Behind the Meter | Net-metered residential rooftop and canopy |  | None | Vivint Solar Developer, LLC | JCP&L | Accepted | 2020-03-04 | 2020-03-05 | 2021-10-30 | Jinko Solar | JKM320M-60HBL | Solar Panels |  | 0.32 | 11 | 50 | 35 |  | Fixed | Roof
NJSTRE1545389369 | NJSRRE1544802323 | Transition Incentive Program | MIDDLESEX | 8846 | 11 | 4.48 | Residential | Yes | Behind the Meter | Net-metered residential rooftop and canopy |  | None | Vivint Solar Developer, LLC | PSE&G | Accepted | 2020-04-06 | 2020-04-09 | 2021-10-30 | Jinko Solar | JKM320M-60HBL | Solar Panels |  | 0.32 | 4 | 264 | 27 |  | Fixed | Roof
NJSTRE1545389408 | NJSRRE1544695268 | Transition Incentive Program | VERONA | 7044 | 9 | 9.92 | Residential | No | Behind the Meter | Net-metered residential rooftop and canopy |  | None | Sun 101 LLC | PSE&G | Accepted | 2020-03-15 | 2020-03-18 | 2021-10-30 | SILFAB | SLA-M320 | Solar Panels |  | 0.32 | 5 | 154 | 25 |  | Fixed | Roof
NJSTRE1545389411 | NJSRRE1544836513 | Transition Incentive Program | Plainfield | 7062 | 10 | 5.89 | Residential | Yes | Behind the Meter | Behind the Meter |  | None | Sunrun Installation Services, Inc. | PSE&G | Eligible for TI Program | 2020-04-13 | 2020-04-20 | 2021-10-30 | REC Solar | REC310TP2M | Solar Panels |  | 0.31 | 19 | 217 | 18 |  | Fixed | Roof
NJSTRE1545389412 | NJSRRE1544816371 | Transition Incentive Program | Cape May | 8204 | 21 | 13.6 | Residential | Yes | Behind the Meter | Behind the Meter |  | None | Trinity Solar | AC Electric | Eligible for TI Program | 2020-04-08 | 2020-04-14 | 2021-10-30 | HANWHA | Q.PEAK DUO BLK-G6 340 | Solar Panels |  | 0.34 | 23 | 229 | 23 |  | Fixed | Roof
NJSTRE1545389420 | NJSRRE1544624251 | Transition Incentive Program | Sicklerville | 8081 | 14 | 9.8 | Residential | Yes | Behind the Meter | Behind the Meter |  | None | Seabright Solar | AC Electric | Eligible for TI Program | 2020-03-17 | 2020-03-17 | 2021-10-30 | Sunpower | SPR-X21-350 | Solar Panels |  | 0.35 | 14 | 311 | 30 |  | Fixed | Roof
NJSTRE1545389420 | NJSRRE1544624251 | Transition Incentive Program | Sicklerville | 8081 | 14 | 9.8 | Residential | Yes | Behind the Meter | Behind the Meter |  | None | Seabright Solar | AC Electric | Eligible for TI Program | 2020-03-17 | 2020-03-17 | 2021-10-30 | Sunpower | SPR-X21-350 | Solar Panels |  | 0.35 | 7 | 131 | 30 |  | Fixed | Roof
NJSTRE1545389344 | NJSRRE1544892877 | Transition Incentive Program | Newark | 7108 | 9 | 4.42 | Residential | No | Behind the Meter | Net-metered residential rooftop and canopy |  | None | Pro Custom Solar dba Momentum Solar | PSE&G | Final As-Built Received | 2020-04-24 | 2020-04-29 | 2021-10-30 | HANWHA | Q.PEAK DUO BLK G6+ 340 | Solar Panels |  | 0.34 | 3 | 195 | 21 |  | Fixed | Roof
NJSTRE1545389351 | NJSRRE1544776075 | Transition Incentive Program | Egg Harbor City | 8215 | 19 | 5.58 | Residential | Yes | Behind the Meter | Behind the Meter |  | None | Sunrun Installation Services, Inc. | AC Electric | Eligible for TI Program | 2020-03-31 | 2020-04-09 | 2021-10-30 | REC Solar | REC310TP2M | Solar Panels |  | 0.31 | 15 | 132 | 18 |  | Fixed | Roof
NJSTRE1545389355 | NJSRRE1544626929 | Transition Incentive Program | Morristown | 7960 | 3 | 6.51 | Residential | Yes | Behind the Meter | Behind the Meter |  | None | Sunrun Installation Services, Inc. | JCP&L | Eligible for TI Program | 2020-03-11 | 2020-03-17 | 2021-10-30 | REC Solar | REC310TP2M | Solar Panels |  | 0.31 | 15 | 214 | 34 |  | Fixed | Roof
NJSTRE1545389363 | NJSRRE1544764708 | Transition Incentive Program | BARNEGAT | 8005 | 18 | 12.48 | Residential | Yes | Behind the Meter | Net-metered residential rooftop and canopy |  | None | Vivint Solar Developer, LLC | JCP&L | Accepted | 2020-03-26 | 2020-03-30 | 2021-10-30 | Jinko Solar | JKM320M-60HBL | Solar Panels |  | 0.32 | 10 | 206 | 19 |  | Fixed | Roof
NJSTRE1545389371 | NJSRRE1544761203 | Transition Incentive Program | Toms River | 8757 | 18 | 10.39 | Residential | Yes | Behind the Meter | Behind the Meter |  | None | Pro Custom Solar dba Momentum Solar | JCP&L | Eligible for TI Program | 2020-03-24 | 2020-03-27 | 2021-10-30 | Hanwha | Q.Peak DUO BLK-G6+ 335 | Solar Panels |  | 0.335 | 2 | 256 | 32 |  | Fixed | Roof
NJSTRE1545389381 | NJSRRE1544623351 | Transition Incentive Program | Flemington | 8822 | 4 | 9.6 | Residential | Yes | Behind the Meter | Behind the Meter |  | None | Skyline Solar, LLC | JCP&L | Eligible for TI Program | 2020-03-10 | 2020-03-13 | 2021-10-30 | Hanwha Q-Cells | Q.PEAK DUO-G5 320 | Solar Panels |  | 0.32 | 30 | 275,95 | 29 |  | Fixed | Roof
NJSTRE1545389384 | NJSRRE1544805392 | Transition Incentive Program | Brigantine | 8203 | 19 | 9.6 | Residential | Yes | Behind the Meter | Behind the Meter |  | None | Steve Whitman LLC | AC Electric | Eligible for TI Program | 2020-04-07 | 2020-04-10 | 2021-10-30 | Hanwha Q-Cells | Q.PEAK DUO-G5 320 | Solar Panels |  | 0.32 | 30 | 114,294,204,24 | 26 |  | Fixed | Roof
NJSTRE1545389392 | NJSRRE1544768836 | Transition Incentive Program | North Arlington | 7031 | 7 | 7.04 | Residential | Yes | Behind the Meter | Behind the Meter |  | None | Pro Custom Solar dba Momentum Solar | PSE&G | Eligible for TI Program | 2020-03-27 | 2020-04-01 | 2021-10-30 | Hanwha | Q.Peak DUO BLK-G6+ 335 | Solar Panels |  | 0.335 | 6 | 34 | 24 |  | Fixed | Roof
NJSTRE1545389393 | NJSRRE1544708380 | Transition Incentive Program | Camden | 8105 | 14 | 5.56 | Residential | Yes | Behind the Meter | Net-metered residential rooftop and canopy |  | None | Castle Energy, LLC | PSE&G | Final As-Built Received | 2020-03-17 | 2020-03-20 | 2021-10-30 | SunPower | SPR-E20-327-E-AC | Solar Panels |  | 0.327 | 2 | 145 | 17 |  | Fixed | Roof
NJSTRE1545389414 | NJSRRE1544617478 | Transition Incentive Program | Nutley | 7110 | 9 | 5.89 | Residential | Yes | Behind the Meter | Behind the Meter |  | None | Sunrun Installation Services, Inc. | PSE&G | Eligible for TI Program | 2020-03-06 | 2020-03-11 | 2021-10-30 | LONGi Green Energy Technology Co Ltd | LR6-60HPB-310M | Solar Panels |  | 0.31 | 7 | 256 | 40 |  | Fixed | Roof
NJSTRE1545389428 | NJSRRE1544728968 | Transition Incentive Program | Elizabeth City | 7208 | 10 | 5.7 | Residential | Yes | Behind the Meter | Net-metered residential rooftop and canopy |  | None | Vision Solar LLC | PSE&G | Accepted | 2020-03-21 | 2020-03-25 | 2021-10-30 | lg solar | lg335n1k-v5 | Solar Panels |  | 0.335 | 8 | 95 | 37 |  | Fixed | Roof
NJSTRE1545389435 | NJSRRE1544626024 | Transition Incentive Program | Neptune | 7753 | 17 | 8.5 | Residential | Yes | Behind the Meter | Behind the Meter |  | None | Trinity Solar | JCP&L | Eligible for TI Program | 2020-03-11 | 2020-03-16 | 2021-10-30 | HANWHA | Q.PEAK DUO BLK-G6 340 | Solar Panels |  | 0.34 | 9 | 243 | 27 |  | Fixed | Roof
NJSTRE1545388881 | NJSRRE1544621518 | Transition Incentive Program | Newark | 7106 | 9 | 3.41 | Residential | No | Behind the Meter | Behind the Meter |  | None | Sunrun Installation Services, Inc. | PSE&G | Eligible for TI Program | 2020-03-09 | 2020-03-12 | 2021-10-30 | REC Solar | REC310TP2M | Solar Panels |  | 0.31 | 4 | 210 | 37 |  | Fixed | Roof
NJSTRE1545388885 | NJSRRE1544805409 | Transition Incentive Program | Ocean City | 8226 | 21 | 5.25 | Residential | Yes | Behind the Meter | Behind the Meter |  | None | Pro Custom Solar dba Momentum Solar | AC Electric | Eligible for TI Program | 2020-04-07 | 2020-04-10 | 2021-10-30 | LG Electronics | LG 350N1C-V5 | Solar Panels |  | 0.35 | 12 | 126 | 45 |  | Fixed | Roof
NJSTRE1545388886 | NJSRRE1544623203 | Transition Incentive Program | WESTFIELD TOWN | 7090 | 10 | 11.34 | Residential | No | Behind the Meter | Behind the Meter |  | None | Tesla Energy Operations Inc. | PSE&G | Eligible for TI Program | 2020-03-10 | 2020-03-12 | 2021-10-30 | Hanwha Q CELLS | Q.PEAK DUO BLK-G5/SC315 | Solar Panels |  | 0.315 | 6 | 37 | 14 |  | Fixed | Roof
NJSTRE1545388899 | NJSRRE1544598111 | Transition Incentive Program | Absecon | 8201 | 19 | 5.7 | Residential | Yes | Behind the Meter | Net-metered residential rooftop and canopy |  | None | Pro Custom Solar dba Momentum Solar | AC Electric | Accepted | 2020-03-04 | 2020-03-09 | 2021-10-30 | Hanwha | IQ7-60-2-US | Solar Panels |  | 0.335 | 9 | 189 | 35 |  | Fixed | Roof
NJSTRE1545388902 | NJSRRE1544760181 | Transition Incentive Program | Belleville | 7109 | 9 | 6.46 | Residential | Yes | Behind the Meter | Net-metered residential rooftop and canopy |  | None | Trinity Solar | PSE&G | Final As-Built Received | 2020-03-24 | 2020-03-26 | 2021-10-30 | Hanwha 340 | Q.PEAK DUO BLK-G6 340 | Solar Panels |  | 0.34 | 11 | 112 | 29 |  | Fixed | Roof
NJSTRE1545388903 | NJSRRE1544805369 | Transition Incentive Program | Mount Laurel Township | 8054 | 13 | 13.33 | Residential | No | Behind the Meter | Net-metered residential rooftop and canopy |  | None | Sunrun Installation Services, Inc. | PSE&G | Final As-Built Received |  | 2020-04-13 | 2021-10-30 | REC Solar | REC310TP2M | Solar Panels |  | 0.31 | 2 | 317 | 25 |  | Fixed | Roof
NJSTRE1545388911 | NJSRRE1544728022 | Transition Incentive Program | CHERRY HILL | 8003 | 14 | 8.96 | Residential | Yes | Behind the Meter | Net-metered residential rooftop and canopy |  | None | Vivint Solar Developer, LLC | PSE&G | Accepted | 2020-03-19 | 2020-03-24 | 2021-10-30 | Jinko Solar | JKM320M-60HBL | Solar Panels |  | 0.32 | 11 | 236 | 22 |  | Fixed | Roof
NJSTRE1545388920 | NJSRRE1544903642 | Transition Incentive Program | Sewell | 8080 | 15 | 8.5 | Residential | No | Behind the Meter | Net-metered residential rooftop and canopy |  | None | Trinity Solar | AC Electric | Accepted | 2020-04-27 | 2020-04-30 | 2021-10-30 | Hanwha | Q.PEAK DUO BLK-G6 340 | Solar Panels |  | 0.34 | 5 | 50 | 43 |  | Fixed | Roof
NJSTRE1545388925 | NJSRRE1544816594 | Transition Incentive Program | BRICK | 8723 | 18 | 7.32 | Residential | No | Behind the Meter | Net-metered residential ground mount |  | None | Infinity Solar Systems | JCP&L | Final As-Built Received |  | 2020-04-15 | 2021-10-30 | TRINA | TSM-305DD05A.05(II) | Solar Panels |  | 0.305 | 6 | 128 | 35 |  | Fixed | Roof
NJSTRE1545388927 | NJSRRE1544586077 | Transition Incentive Program | Passaic City | 7055 | 6 | 3.84 | Residential | Yes | Behind the Meter | Behind the Meter |  | None | Skyline Solar, LLC | PSE&G | Eligible for TI Program | 2020-03-04 | 2020-03-06 | 2021-10-30 | Hanwha Q-Cells | Q.PEAK DUO-G5 320 | Solar Panels |  | 0.32 | 12 | 151241 | 41 |  | Fixed | Roof
NJSTRE1545388940 | NJSRRE1544617494 | Transition Incentive Program | Colonia | 7067 | 10 | 11.52 | Residential | Yes | Behind the Meter | Net-metered residential rooftop and canopy |  | None | Vivint Solar Developer, LLC | PSE&G | Accepted | 2020-03-09 | 2020-03-11 | 2021-10-30 | JINKO SOLAR | JKM320M-60HBL | Solar Panels |  | 0.32 | 6 | 22 | 24 |  | Fixed | Roof
NJSTRE1545388949 | NJSRRE1544565282 | Transition Incentive Program | Long Valley | 7853 | 3 | 29.28 | Residential | Yes | Behind the Meter | Behind the Meter |  | None | Sunrun Installation Services, Inc. | JCP&L | Eligible for TI Program | 2020-03-02 | 2020-03-05 | 2021-10-30 | LONGi Green Energy Technology Co Ltd | LR6-60HPB-305M | Solar Panels |  | 0.305 | 19 | 165 | 18 |  | Fixed | Roof
NJSTRE1545389333 | NJSRRE1544626807 | Transition Incentive Program | Rahway | 7065 | 10 | 4.96 | Residential | Yes | Behind the Meter | Behind the Meter |  | None | Sunrun Installation Services, Inc. | PSE&G | Eligible for TI Program | 2020-03-11 | 2020-03-16 | 2021-10-30 | REC Solar | REC310TP2M | Solar Panels |  | 0.31 | 10 | 266 | 45 |  | Fixed | Roof
NJSTRE1545389348 | NJSRRE1544767294 | Transition Incentive Program | Sewell | 8080 | 15 | 9.52 | Residential | No | Behind the Meter | Net-metered residential rooftop and canopy |  | None | Trinity Solar | AC Electric | Final As-Built Received |  | 2020-03-31 | 2021-10-30 | Hanwha | Q.PEAK DUO BLK-G6 340 | Solar Panels |  | 0.34 | 14 | 177 | 26 |  | Fixed | Roof
NJSTRE1545389348 | NJSRRE1544767294 | Transition Incentive Program | Sewell | 8080 | 15 | 9.52 | Residential | No | Behind the Meter | Net-metered residential rooftop and canopy |  | None | Trinity Solar | AC Electric | Final As-Built Received |  | 2020-03-31 | 2021-10-30 | Hanwha | Q.PEAK DUO BLK-G6 340 | Solar Panels |  | 0.34 | 6 | 177 | 27 |  | Fixed | Roof
NJSTRE1545389354 | NJSRRE1544755808 | Transition Incentive Program | Orange City | 7050 | 9 | 10.54 | Residential | No | Behind the Meter | Net-metered residential rooftop and canopy |  | None | Palmetto Solar LLC | PSE&G | Accepted | 2020-03-23 | 2020-03-26 | 2021-10-30 | Yingli | 310D-30B | Solar Panels |  | 0.31 | 34 | 180 | 25 |  | Fixed | Roof
NJSTRE1545389359 | NJSRRE1544626073 | Transition Incentive Program | HACKETTSTOWN | 7840 | 2 | 6.72 | Residential | Yes | Behind the Meter | Net-metered residential rooftop and canopy |  | None | Vivint Solar Developer, LLC | JCP&L | Accepted | 2020-03-11 | 2020-03-16 | 2021-10-30 | Jinko Solar | JKM320M-60HBL | Solar Panels |  | 0.32 | 21 | 229 | 19 |  | Fixed | Roof
NJSTRE1545389363 | NJSRRE1544764708 | Transition Incentive Program | BARNEGAT | 8005 | 18 | 12.48 | Residential | Yes | Behind the Meter | Net-metered residential rooftop and canopy |  | None | Vivint Solar Developer, LLC | JCP&L | Accepted | 2020-03-26 | 2020-03-30 | 2021-10-30 | Jinko Solar | JKM320M-60HBL | Solar Panels |  | 0.32 | 6 | 116 | 21 |  | Fixed | Roof
NJSTRE1545389389 | NJSRRE1544765118 | Transition Incentive Program | metuchen | 8840 | 11 | 14.41 | Residential | Yes | Behind the Meter | Net-metered residential rooftop and canopy |  | None | Vision Solar LLC | PSE&G | Accepted | 2020-03-25 | 2020-03-30 | 2021-10-30 | lg solar | lg335n1k-v5 | Solar Panels |  | 0.335 | 4 | 176 | 22 |  | Fixed | Roof
NJSTRE1545389393 | NJSRRE1544708380 | Transition Incentive Program | Camden | 8105 | 14 | 5.56 | Residential | Yes | Behind the Meter | Net-metered residential rooftop and canopy |  | None | Castle Energy, LLC | PSE&G | Final As-Built Received | 2020-03-17 | 2020-03-20 | 2021-10-30 | SunPower | SPR-E20-327-E-AC | Solar Panels |  | 0.327 | 3 | 325 | 28 |  | Fixed | Roof
NJSTRE1545389393 | NJSRRE1544708380 | Transition Incentive Program | Camden | 8105 | 14 | 5.56 | Residential | Yes | Behind the Meter | Net-metered residential rooftop and canopy |  | None | Castle Energy, LLC | PSE&G | Final As-Built Received | 2020-03-17 | 2020-03-20 | 2021-10-30 | SunPower | SPR-E20-327-E-AC | Solar Panels |  | 0.327 | 5 | 145 | 3 |  | Fixed | Roof
NJSTRE1545389399 | NJSRRE1544695649 | Transition Incentive Program | ELMWOOD PARK | 7407 | 7 | 8.32 | Residential | No | Behind the Meter | Net-metered residential rooftop and canopy |  | None | Amergy Solar Inc | PSE&G | Accepted | 2020-03-16 | 2020-03-19 | 2021-10-30 | Hanwha Q-CELL | Q-peak DUO BLK -G5 320 | Solar Panels |  | 0.32 | 8 | 160 | 29 |  | Fixed | Roof
NJSTRE1545389399 | NJSRRE1544695649 | Transition Incentive Program | ELMWOOD PARK | 7407 | 7 | 8.32 | Residential | No | Behind the Meter | Net-metered residential rooftop and canopy |  | None | Amergy Solar Inc | PSE&G | Accepted | 2020-03-16 | 2020-03-19 | 2021-10-30 | Hanwha Q-CELL | Q-PEAK DUO BLK-G5 320 | Solar Panels |  | 0.32 | 18 | 250 | 29 |  | Fixed | Roof
NJSTRE1545389409 | NJSRRE1544562316 | Transition Incentive Program | Pleasantville | 8232 | 19 | 12.16 | Residential | Yes | Behind the Meter | Net-metered residential rooftop and canopy |  | None | Castle Energy, LLC | AC Electric | Accepted | 2020-03-02 | 2020-03-05 | 2021-10-30 | Hanwha Q-Cells | Q.Peak DUO-G5 320 | Solar Panels |  | 0.32 | 4 | 124 | 25 |  | Fixed | Roof
NJSTRE1545389409 | NJSRRE1544562316 | Transition Incentive Program | Pleasantville | 8232 | 19 | 12.16 | Residential | Yes | Behind the Meter | Net-metered residential rooftop and canopy |  | None | Castle Energy, LLC | AC Electric | Accepted | 2020-03-02 | 2020-03-05 | 2021-10-30 | Hanwha Q-Cells | Q.Peak DUO-G5 320 | Solar Panels |  | 0.32 | 12 | 304 | 25 |  | Fixed | Roof
NJSTRE1545389422 | NJSRRE1544630765 | Transition Incentive Program | Milford | 8848 | 4 | 64.8 | Commercial | No | Behind the Meter | Net-metered non-residential rooftop and canopy |  | None | Green Power Energy | JCP&L | Accepted | 2020-03-12 | 2020-03-17 | 2021-10-30 | LG Electronics | LG400N2W-A5 | Solar Panels |  | 0.4 | 162 | 343 | 10 |  | Fixed | Roof
NJSTRE1545389423 | NJSRRE1544768641 | Transition Incentive Program | Sewell | 8080 | 15 | 11.84 | Residential | No | Behind the Meter | Net-metered residential rooftop and canopy |  | None | Orbit Energy & Power, LLC | AC Electric | Final As-Built Received |  | 2020-04-01 | 2021-10-30 | Hanwha | Q.PEAK DUO BLK G5 320W | Solar Panels |  | 0.32 | 14 | 151 | 28 |  | Fixed | Roof
NJSTRE1545389430 | NJSRRE1544700271 | Transition Incentive Program | RARITAN | 8869 | 5 | 5.7 | Residential | No | Behind the Meter | Behind the Meter |  | None | Infinity Solar Systems | PSE&G | Eligible for TI Program | 2020-03-16 | 2020-03-19 | 2021-10-30 | LG | LG335N1K-V5 | Solar Panels |  | 0.335 | 8 | 174 | 40 |  | Fixed | Roof
NJSTRE1545389433 | NJSRRE1544736068 | Transition Incentive Program | ABSECON | 8201 | 19 | 3.84 | Residential | Yes | Behind the Meter | Net-metered residential rooftop and canopy |  | None | Vivint Solar Developer, LLC | AC Electric | Accepted | 2020-03-20 | 2020-03-24 | 2021-10-30 | Jinko Solar | JKM320M-60HBL | Solar Panels |  | 0.32 | 12 | 264 | 35 |  | Fixed | Roof
NJSTRE1545389440 | NJSRRE1544705445 | Transition Incentive Program | MORRIS PLAINS | 7950 | 3 | 5.12 | Residential | Yes | Behind the Meter | Net-metered residential rooftop and canopy |  | None | Vivint Solar Developer, LLC | JCP&L | Accepted | 2020-03-19 | 2020-03-20 | 2021-10-30 | Jinko Solar | JKM320M-60HBL | Solar Panels |  | 0.32 | 4 | 122 | 36 |  | Fixed | Roof
NJSTRE1545389441 | NJSRRE1544776466 | Transition Incentive Program | SICKLERVILLE | 8081 | 14 | 7.68 | Residential | Yes | Behind the Meter | Net-metered residential rooftop and canopy |  | None | Vivint Solar Developer, LLC | AC Electric | Accepted | 2020-04-01 | 2020-04-09 | 2021-10-30 | JINKO SOLAR | JKM320M-60HBL | Solar Panels |  | 0.32 | 24 | 100 | 29 |  | Fixed | Roof
NJSTRE1545389444 | NJSRRE1544892922 | Transition Incentive Program | Newark | 7106 | 9 | 3.69 | Residential | Yes | Behind the Meter | Behind the Meter |  | None | Pro Custom Solar dba Momentum Solar | PSE&G | Eligible for TI Program | 2020-04-24 | 2020-04-29 | 2021-10-30 | HANWHA | Q.PEAK DUO BLK G6+ 335 | Solar Panels |  | 0.335 | 11 | 221 | 1 |  | Fixed | Roof
NJSTRE1545389454 | NJSRRE1544799882 | Transition Incentive Program | cedarville | 8311 | 20 | 14.07 | Residential | Yes | Behind the Meter | Net-metered residential rooftop and canopy |  | None | Vision Solar LLC | AC Electric | Accepted | 2020-04-06 | 2020-04-09 | 2021-10-30 | lg solar | lg335n1k-v5 | Solar Panels |  | 0.335 | 3 | 33 | 20 |  | Fixed | Roof
NJSTRE1545389456 | NJSRRE1544838901 | Transition Incentive Program | Kresson | 8053 | 13 | 14.72 | Residential | Yes | Behind the Meter | Net-metered residential rooftop and canopy |  | None | All Season Solar | AC Electric | Accepted | 2020-04-14 | 2020-04-21 | 2021-10-30 | Trina | TSMDD06M.05II | Solar Panels |  | 0.32 | 5 | 26 | 243 |  | Fixed | Roof
NJSTRE1545389456 | NJSRRE1544838901 | Transition Incentive Program | Kresson | 8053 | 13 | 14.72 | Residential | Yes | Behind the Meter | Net-metered residential rooftop and canopy |  | None | All Season Solar | AC Electric | Accepted | 2020-04-14 | 2020-04-21 | 2021-10-30 | Trina | TSMDD06M.05II | Solar Panels |  | 0.32 | 36 | 243 | 26 |  | Fixed | Roof
NJSTRE1545389465 | NJSRRE1544892733 | Transition Incentive Program | Camden | 8104 | 14 | 5.12 | Residential | Yes | Behind the Meter | Behind the Meter |  | None | Steve Whitman LLC | PSE&G | Eligible for TI Program | 2020-04-24 | 2020-04-28 | 2021-10-30 | Hanwha Q-Cells | Q.PEAK DUO-G5 320 | Solar Panels |  | 0.32 | 16 | 354 | 2 |  | Fixed | Roof
NJSTRE1545389467 | NJSRRE1544552201 | Transition Incentive Program | Princeton | 8540 | 12 | 11.29 | Residential | Yes | Behind the Meter | Behind the Meter |  | None | Complete Solar | PSE&G | Eligible for TI Program | 2020-03-05 | 2020-03-10 | 2021-10-30 | LONGI SOLAR- | LR6-60PB-305M | Solar Panels |  | 0.305 | 37 | 242.5 | 30 |  | Fixed | Roof
NJSTRE1545389469 | NJSRRE1544762420 | Transition Incentive Program | PENNSAUKEN | 8109 | 14 | 12.6 | Residential | Yes | Behind the Meter | Net-metered residential rooftop and canopy |  | None | Vivint Solar Developer, LLC | PSE&G | Accepted | 2020-03-25 | 2020-03-30 | 2021-10-30 | Hanwha Solar | Q.PEAK BLK-G5 315 | Solar Panels |  | 0.315 | 5 | 280 | 24 |  | Fixed | Roof
NJSTRE1545388955 | NJSRRE1544680760 | Transition Incentive Program | DEPTFORD TWP | 8096 | 15 | 9.6 | Residential | Yes | Behind the Meter | Behind the Meter |  | None | Orbit Energy & Power, LLC | PSE&G | Eligible for TI Program | 2020-03-30 | 2020-03-30 | 2021-10-30 | HANWHA | Q.PEAK DUO BLK-G5 320 | Solar Panels |  | 0.32 | 10 | 212 | 22 |  | Fixed | Roof
NJSTRE1545388957 | NJSRRE1544760323 | Transition Incentive Program | CLIFTON | 7013 | 6 | 3.84 | Residential | Yes | Behind the Meter | Net-metered residential rooftop and canopy |  | None | Vivint Solar Developer, LLC | PSE&G | Accepted | 2020-03-24 | 2020-03-26 | 2021-10-30 | Jinko Solar | JKM320M-60HBL | Solar Panels |  | 0.32 | 12 | 5 | 37 |  | Fixed | Roof
NJSTRE1545388961 | NJSRRE1544560378 | Transition Incentive Program | Montague | 7827 | 1 | 13.95 | Residential | Yes | Behind the Meter | Net-metered residential rooftop and canopy |  | None | Bright Planet Solar | JCP&L | Accepted |  | 2020-03-04 | 2021-10-30 | LONGI | LR-60HPB-310M | Solar Panels |  | 0.31 | 3 | 233 | 22 |  | Fixed | Roof
NJSTRE1545388963 | NJSRRE1544724195 | Transition Incentive Program | Roselle Boro | 7203 | 10 | 5.94 | Residential | No | Behind the Meter | Net-metered residential rooftop and canopy |  | None | Whitman Construction, LLC | PSE&G | Accepted | 2020-03-20 | 2020-03-24 | 2021-10-30 | Panasonic | VBHN330SA17 | Solar Panels |  | 0.33 | 10 | 78 | 35 |  | Fixed | Roof
NJSTRE1545388974 | NJSRRE1544835805 | Transition Incentive Program | Pennsville | 8070 | 16 | 8.84 | Residential | Yes | Behind the Meter | Net-metered residential rooftop and canopy |  | None | Trinity Solar | AC Electric | Final As-Built Received |  | 2020-04-20 | 2021-10-30 | Hanwha | Q.PEAK DUO BLK-G6 340 | Solar Panels |  | 0.34 | 15 | 221 | 12 |  | Fixed | Roof
NJSTRE1545388977 | NJSRRE1544623707 | Transition Incentive Program | Fair Lawn Boro | 7410 | 7 | 11.34 | Residential | No | Behind the Meter | Net-metered residential rooftop and canopy |  | None | Tesla Energy Operations Inc. | PSE&G | Final As-Built Received | 2020-03-10 | 2020-03-13 | 2021-10-30 | Hanwha Q CELLS | Q.PEAK DUO BLK-G5/SC315 | Solar Panels |  | 0.315 | 6 | 71 | 27 |  | Fixed | Roof
NJSTRE1545388979 | NJSRRE1544566584 | Transition Incentive Program | North Haledon | 7508 | 6 | 11.47 | Residential | No | Behind the Meter | Behind the Meter |  | None | Sunrun Installation Services, Inc. | PSE&G | Eligible for TI Program | 2020-03-03 | 2020-03-05 | 2021-10-30 | REC Solar | REC310TP2M | Solar Panels |  | 0.31 | 15 | 281 | 30 |  | Fixed | Roof
NJSTRE1545388981 | NJSRRE1544724270 | Transition Incentive Program | Brielle | 8730 | 17 | 10.85 | Residential | Yes | Behind the Meter | Behind the Meter |  | None | Sunrun Installation Services, Inc. | JCP&L | Eligible for TI Program | 2020-03-19 | 2020-03-24 | 2021-10-30 | REC Solar | REC310TP2M | Solar Panels |  | 0.31 | 17 | 219 | 23 |  | Fixed | Roof
NJSTRE1545388984 | NJSRRE1544597829 | Transition Incentive Program | Millburn | 7041 | 9 | 8.75 | Residential | No | Behind the Meter | Behind the Meter |  | None | Pro Custom Solar dba Momentum Solar | JCP&L | Eligible for TI Program | 2020-03-04 | 2020-03-09 | 2021-10-30 | lg electronics | LG 350N1C-V5 | Solar Panels |  | 0.35 | 5 | 114 | 35 |  | Fixed | Roof
NJSTRE1545388987 | NJSRRE1544766597 | Transition Incentive Program | Egg Harbor Twp | 8234 | 19 | 17.68 | Residential | No | Behind the Meter | Behind the Meter |  | None | Trinity Solar | AC Electric | Eligible for TI Program | 2020-03-26 | 2020-03-31 | 2021-10-30 | Hanwha | Q.PEAK DUO BLK-G6 340 | Solar Panels |  | 0.34 | 29 | 160 | 23 |  | Fixed | Roof
NJSTRE1545388989 | NJSRRE1544621248 | Transition Incentive Program | Mount Laurel Township | 8054 | 13 | 10.72 | Residential | No | Behind the Meter | Behind the Meter |  | None | Seabright Solar | PSE&G | Eligible for TI Program | 2020-03-09 | 2020-03-12 | 2021-10-30 | Sunpower | SPR-X21-335 | Solar Panels |  | 0.335 | 32 | 132 | 32 |  | Fixed | Roof
NJSTRE1545388997 | NJSRRE1544892963 | Transition Incentive Program | Long Branch | 7740 | 17 | 9.1 | Residential | Yes | Behind the Meter | Behind the Meter |  | None | Pro Custom Solar dba Momentum Solar | JCP&L | Eligible for TI Program | 2020-04-24 | 2020-04-29 | 2021-10-30 | LG ELECTRONICS | LG 350N1C-V5 | Solar Panels |  | 0.35 | 20 | 124 | 22 |  | Fixed | Roof
NJSTRE1545389001 | NJSRRE1544776047 | Transition Incentive Program | North Brunswick Township | 8902 | 11 | 11.77 | Residential | No | Behind the Meter | Net-metered residential rooftop and canopy |  | None | SunPower Corporation, Systems | PSE&G | Accepted |  | 2020-04-09 | 2021-10-30 | SUNPOWER | SPR-E20-327-E-AC | Solar Panels |  | 0.327 | 11 | 129 | 20 |  | Fixed | Roof
NJSTRE1545389007 | NJSRRE1544802132 | Transition Incentive Program | COLLINGS LAKES | 8094 | 15 | 16.08 | Residential | Yes | Behind the Meter | Net-metered residential rooftop and canopy |  | None | Vision Solar LLC | AC Electric | Accepted | 2020-04-06 | 2020-04-24 | 2021-10-30 | LGSOLAR | LG335N1K-V5 | Solar Panels |  | 0.335 | 13 | 41 | 20 |  | Fixed | Roof
NJSTRE1545389012 | NJSRRE1544626778 | Transition Incentive Program | Teaneck | 7666 | 7 | 7.13 | Residential | No | Behind the Meter | Net-metered residential rooftop and canopy |  | None | Palmetto Solar LLC | PSE&G | Accepted | 2020-03-11 | 2020-03-16 | 2021-10-30 | Yingli | 310D-30B | Solar Panels |  | 0.31 | 23 | 180 | 25 |  | Fixed | Roof
NJSTRE1545389027 | NJSRRE1544567428 | Transition Incentive Program | Pennsville | 8070 | 16 | 9.6 | Residential | Yes | Behind the Meter | Behind the Meter |  | None | Skyline Solar, LLC | AC Electric | Eligible for TI Program | 2020-03-03 | 2020-03-06 | 2021-10-30 | Hanwha Q-Cells | Q.PEAK DUO-G5 320 | Solar Panels |  | 0.32 | 30 | 119 | 25 |  | Fixed | Roof
NJSTRE1545389029 | NJSRRE1544761136 | Transition Incentive Program | Hackettstown | 7840 | 2 | 6.82 | Residential | Yes | Behind the Meter | Behind the Meter |  | None | Sunrun Installation Services, Inc. | JCP&L | Eligible for TI Program | 2020-03-24 | 2020-03-27 | 2021-10-30 | REC Solar | REC310TP2M | Solar Panels |  | 0.31 | 22 | 148 | 40 |  | Fixed | Roof
NJSTRE1545389037 | NJSRRE1544630774 | Transition Incentive Program | Mountainside | 7092 | 10 | 12.71 | Residential | No | Behind the Meter | Behind the Meter |  | None | Sunrun Installation Services, Inc. | PSE&G | Eligible for TI Program | 2020-03-12 | 2020-03-17 | 2021-10-30 | REC Solar | REC310TP2M | Solar Panels |  | 0.31 | 21 | 145 | 23 |  | Fixed | Roof
NJSTRE1545389041 | NJSRRE1544626031 | Transition Incentive Program | DELRAN | 8075 | 13 | 8.32 | Residential | Yes | Behind the Meter | Net-metered residential rooftop and canopy |  | None | Vivint Solar Developer, LLC | PSE&G | Accepted | 2020-03-11 | 2020-03-16 | 2021-10-30 | Jinko Solar | JKM320M-60HBL | Solar Panels |  | 0.32 | 10 | 248 | 18 |  | Fixed | Roof
NJSTRE1545389044 | NJSRRE1544846391 | Transition Incentive Program | Newark | 7107 | 9 | 7.48 | Residential | No | Behind the Meter | Behind the Meter |  | None | Pro Custom Solar dba Momentum Solar | PSE&G | Eligible for TI Program | 2020-04-15 | 2020-04-22 | 2021-10-30 | HANWHA | Q.PEAK DUO BLK G6+ 340 | Solar Panels |  | 0.34 | 16 | 201 | 29 |  | Fixed | Roof
NJSTRE1545389049 | NJSRRE1544779606 | Transition Incentive Program | Califon | 7830 | 4 | 10.4 | Residential | No | Behind the Meter | Net-metered residential rooftop and canopy |  | None | Green Power Energy | JCP&L | Accepted | 2020-04-01 | 2020-04-09 | 2021-10-30 | Panasonic | VBHN325KA03 | Solar Panels |  | 0.325 | 15 | 36 | 26 |  | Fixed | Roof
NJSTRE1545389051 | NJSRRE1544813226 | Transition Incentive Program | Bayville | 8721 | 18 | 9.92 | Residential | Yes | Behind the Meter | Net-metered residential rooftop and canopy |  | None | Sunrun Installation Services, Inc. | JCP&L | Accepted | 2020-04-08 | 2020-04-14 | 2021-10-30 | REC Solar | REC310TP2M | Solar Panels |  | 0.31 | 6 | 261 | 27 |  | Fixed | Roof
NJSTRE1545389059 | NJSRRE1544621297 | Transition Incentive Program | Montclair TWP | 7042 | 9 | 4.41 | Residential | No | Behind the Meter | Net-metered residential rooftop and canopy |  | None | Tesla Energy Operations Inc. | PSE&G | Accepted | 2020-03-09 | 2020-03-12 | 2021-10-30 | Hanwha Q CELLS | Q.PEAK DUO BLK-G5/SC315 | Solar Panels |  | 0.315 | 14 | 190 | 34 |  | Fixed | Roof
NJSTRE1545389070 | NJSRRE1544892958 | Transition Incentive Program | West Milford | 7480 | 6 | 12.09 | Residential | Yes | Behind the Meter | Behind the Meter |  | None | Sunrun Installation Services, Inc. | Orange Rockland Electric | Eligible for TI Program | 2020-04-24 | 2020-04-29 | 2021-10-30 | REC Solar | REC310TP2M | Solar Panels |  | 0.31 | 22 | 3 | 23 |  | Fixed | Roof
NJSTRE1545389075 | NJSRRE1544611503 | Transition Incentive Program | Lawnside Boro | 8045 | 14 | 12.09 | Residential | Yes | Behind the Meter | Behind the Meter |  | None | 1st Light Energy Inc | PSE&G | Eligible for TI Program | 2020-03-05 | 2020-03-11 | 2021-10-30 | Longi | LR6-60HPB-310M | Solar Panels |  | 0.31 | 22 | 321 | 23 |  | Fixed | Roof
NJSTRE1545389078 | NJSRRE1544865976 | Transition Incentive Program | Ridgefield Park | 7660 | 7 | 6.12 | Residential | No | Behind the Meter | Behind the Meter |  | None | Pro Custom Solar dba Momentum Solar | PSE&G | Eligible for TI Program | 2020-04-20 | 2020-04-24 | 2021-10-30 | HANWHA | Q.PEAK DUO BLK G6+ 340 | Solar Panels |  | 0.34 | 9 | 106 | 22 |  | Fixed | Roof
NJSTRE1545389327 | NJSRRE1544836527 | Transition Incentive Program | Lawrence Township | 8648 | 12 | 11.6 | Residential | Yes | Behind the Meter | Net-metered residential rooftop and canopy |  | None | SunPower Corporation, Systems | PSE&G | Accepted |  | 2020-04-21 | 2021-10-30 | SUNPOWER | SPR-A400-G-AC | Solar Panels |  | 0.4 | 7 | 48 | 30 |  | Fixed | Roof
NJSTRE1545389335 | NJSRRE1544765017 | Transition Incentive Program | PISCATAWAY | 8854 | 11 | 6.7 | Residential | No | Behind the Meter | Net-metered residential rooftop and canopy |  | None | Maier Solar Engineering dba Solar Me | PSE&G | Accepted | 2020-03-26 | 2020-03-31 | 2021-10-30 | HANWAH | QPEAK G6 DUO | Solar Panels |  | 0.335 | 6 | 154 | 35 |  | Fixed | Roof
NJSTRE1545389340 | NJSRRE1544708806 | Transition Incentive Program | Newark | 7106 | 9 | 4.02 | Residential | Yes | Behind the Meter | Behind the Meter |  | None | Pro Custom Solar dba Momentum Solar | PSE&G | Eligible for TI Program | 2020-03-17 | 2020-03-20 | 2021-10-30 | Hanwha | Q.Peak DUO BLK-G6+ 335 | Solar Panels |  | 0.335 | 12 | 304 | 27 |  | Fixed | Roof
NJSTRE1545389341 | NJSRRE1544645670 | Transition Incentive Program | Perth Amboy | 8861 | 11 | 7.37 | Residential | Yes | Behind the Meter | Behind the Meter |  | None | Pro Custom Solar dba Momentum Solar | PSE&G | Eligible for TI Program | 2020-03-12 | 2020-03-17 | 2021-10-30 | Hanwha | Q.Peak DUO BLK-G6+ 335 | Solar Panels |  | 0.335 | 6 | 111 | 30 |  | Fixed | Roof
NJSTRE1545389344 | NJSRRE1544892877 | Transition Incentive Program | Newark | 7108 | 9 | 4.42 | Residential | No | Behind the Meter | Net-metered residential rooftop and canopy |  | None | Pro Custom Solar dba Momentum Solar | PSE&G | Final As-Built Received | 2020-04-24 | 2020-04-29 | 2021-10-30 | HANWHA | Q.PEAK DUO BLK G6+ 340 | Solar Panels |  | 0.34 | 2 | 15 | 21 |  | Fixed | Roof
NJSTRE1545389349 | NJSRRE1544566581 | Transition Incentive Program | MORRIS PLAINS | 7950 | 3 | 17.6 | Residential | Yes | Behind the Meter | Net-metered residential rooftop and canopy |  | None | Vivint Solar Developer, LLC | JCP&L | Accepted | 2020-03-04 | 2020-03-05 | 2021-10-30 | Jinko Solar | JKM320M-60HBL | Solar Panels |  | 0.32 | 18 | 230 | 35 |  | Fixed | Roof
NJSTRE1545389350 | NJSRRE1544794941 | Transition Incentive Program | Trenton | 8618 | 12 | 7.04 | Residential | Yes | Behind the Meter | Net-metered residential rooftop and canopy |  | None | Vivint Solar Developer, LLC | PSE&G | Accepted | 2020-04-03 | 2020-04-09 | 2021-10-30 | Jinko Solar | JKM320M-60HBL | Solar Panels |  | 0.32 | 9 | 40 | 16 |  | Fixed | Roof
NJSTRE1545389356 | NJSRRE1544630761 | Transition Incentive Program | Manville | 8835 | 5 | 2.84 | Residential | Yes | Behind the Meter | Net-metered residential rooftop and canopy |  | None | Trinity Solar | PSE&G | Accepted |  | 2020-03-17 | 2021-10-30 | HANWHA | Q.PEAK DUO BLK-G5 315 | Solar Panels |  | 0.315 | 7 | 219 | 34 |  | Fixed | Roof
NJSTRE1545389357 | NJSRRE1544765049 | Transition Incentive Program | North Plainfield | 7060 | 10 | 5.7 | Residential | Yes | Behind the Meter | Behind the Meter |  | None | Pro Custom Solar dba Momentum Solar | PSE&G | Eligible for TI Program | 2020-03-25 | 2020-03-30 | 2021-10-30 | Hanwha | Q.Peak DUO BLK-G6+ 335 | Solar Panels |  | 0.335 | 17 | 289 | 33 |  | Fixed | Roof
NJSTRE1545389366 | NJSRRE1544759228 | Transition Incentive Program | Lafayette | 7848 | 1 | 3.78 | Residential | Yes | Behind the Meter | Net-metered residential rooftop and canopy |  | None | Tesla Energy Operations Inc. | JCP&L | Accepted | 2020-03-23 | 2020-03-26 | 2021-10-30 | Hanwha Q CELLS | Q.PEAK DUO BLK-G5/SC315 | Solar Panels |  | 0.315 | 12 | 176 | 37 |  | Fixed | Roof
NJSTRE1545389375 | NJSRRE1544736281 | Transition Incentive Program | Woodcliff Lake Boro | 7677 | 7 | 10.23 | Residential | Yes | Behind the Meter | Net-metered residential rooftop and canopy |  | None | Bright Planet Solar | PSE&G | Accepted |  | 2020-03-25 | 2021-10-30 | LONGI | LR-60HPB-310M | Solar Panels |  | 0.31 | 18 | 258 | 40 |  | Fixed | Roof
NJSTRE1545389395 | NJSRRE1544820764 | Transition Incentive Program | BLOOMFIELD | 7003 | 9 | 5.76 | Residential | Yes | Behind the Meter | Net-metered residential rooftop and canopy |  | None | Vivint Solar Developer, LLC | PSE&G | Accepted | 2020-04-10 | 2020-04-21 | 2021-10-30 | JINKO SOLAR | JKM320M-60HBL | Solar Panels |  | 0.32 | 9 | 43 | 29 |  | Fixed | Roof
NJSTRE1545389401 | NJSRRE1544768646 | Transition Incentive Program | Paterson | 7502 | 6 | 6.7 | Residential | Yes | Behind the Meter | Behind the Meter |  | None | Trinity Solar | PSE&G | Eligible for TI Program | 2020-03-27 | 2020-04-01 | 2021-10-30 | HANWHA | QPEAK DUO BLK-G6 335 | Solar Panels |  | 0.335 | 8 | 230 | 27 |  | Fixed | Roof
NJSTRE1545389407 | NJSRRE1544838133 | Transition Incentive Program | Englishtown | 7726 | 17 | 9.66 | Residential | No | Behind the Meter | Behind the Meter |  | None | Sunrun Installation Services, Inc. | JCP&L | Eligible for TI Program | 2020-04-14 | 2020-04-21 | 2021-10-30 | LG Electronics | LG345N1C-V5 | Solar Panels |  | 0.345 | 28 | 214 | 34 |  | Fixed | Roof
NJSTRE1545389413 | NJSRRE1544892923 | Transition Incentive Program | Plainsboro | 8536 | 11 | 9.61 | Residential | Yes | Behind the Meter | Behind the Meter |  | None | Sunrun Installation Services, Inc. | PSE&G | Eligible for TI Program | 2020-04-24 | 2020-04-29 | 2021-10-30 | LONGi Green Energy Technology Co Ltd | LR6-60HPB-310M | Solar Panels |  | 0.31 | 18 | 261 | 40 |  | Fixed | Roof
NJSTRE1545389418 | NJSRRE1544623005 | Transition Incentive Program | East Rutherford | 7073 | 7 | 2.84 | Residential | Yes | Behind the Meter | Net-metered residential rooftop and canopy |  | None | Trinity Solar | PSE&G | Accepted | 2020-03-10 | 2020-03-12 | 2021-10-30 | Hanwha | Q.PEAK DUO BLK-G5 315 | Solar Panels |  | 0.315 | 6 | 217 | 23 |  | Fixed | Roof
NJSTRE1545389419 | NJSRRE1544868158 | Transition Incentive Program | Villas | 8251 | 21 | 6.46 | Residential | Yes | Behind the Meter | Behind the Meter |  | None | Trinity Solar | AC Electric | Eligible for TI Program | 2020-04-21 | 2020-04-27 | 2021-10-30 | Hanwha | Q.PEAK DUO BLK-G6 340 | Solar Panels |  | 0.34 | 8 | 217 | 27 |  | Fixed | Roof
NJSTRE1545389423 | NJSRRE1544768641 | Transition Incentive Program | Sewell | 8080 | 15 | 11.84 | Residential | No | Behind the Meter | Net-metered residential rooftop and canopy |  | None | Orbit Energy & Power, LLC | AC Electric | Final As-Built Received |  | 2020-04-01 | 2021-10-30 | HANWHA | Q.PEAK DUO BLK G5 320W | Solar Panels |  | 0.32 | 9 | 241 | 20 |  | Fixed | Roof
NJSTRE1545389424 | NJSRRE1544765083 | Transition Incentive Program | Port Monmouth | 7758 | 17 | 7.04 | Residential | Yes | Behind the Meter | Net-metered residential rooftop and canopy |  | None | Vivint Solar Developer, LLC | JCP&L | Accepted | 2020-03-26 | 2020-03-30 | 2021-10-30 | Jinko Solar | JKM320M-60HBL | Solar Panels |  | 0.32 | 6 | 162 | 26 |  | Fixed | Roof
NJSTRE1545389439 | NJSRRE1544845326 | Transition Incentive Program | Linden | 7036 | 10 | 7.04 | Residential | Yes | Behind the Meter | Behind the Meter |  | None | Steve Whitman LLC | PSE&G | Eligible for TI Program | 2020-04-15 | 2020-04-22 | 2021-10-30 | Hanwha Q-Cells | Q.PEAK DUO-G5 320 | Solar Panels |  | 0.32 | 22 | 129 | 24 |  | Fixed | Roof
NJSTRE1545389440 | NJSRRE1544705445 | Transition Incentive Program | MORRIS PLAINS | 7950 | 3 | 5.12 | Residential | Yes | Behind the Meter | Net-metered residential rooftop and canopy |  | None | Vivint Solar Developer, LLC | JCP&L | Accepted | 2020-03-19 | 2020-03-20 | 2021-10-30 | Jinko Solar | JKM320M-60HBL | Solar Panels |  | 0.32 | 8 | 122 | 36 |  | Fixed | Roof
NJSTRE1545389458 | NJSRRE1544884704 | Transition Incentive Program | AVENEL | 7001 | 11 | 8.32 | Residential | Yes | Behind the Meter | Net-metered residential rooftop and canopy |  | None | Vivint Solar Developer, LLC | PSE&G | Accepted | 2020-04-22 | 2020-04-28 | 2021-10-30 | Jinko Solar | JKM320M-60HBL | Solar Panels |  | 0.32 | 18 | 94 | 19 |  | Fixed | Roof
NJSTRE1545389470 | NJSRRE1544624196 | Transition Incentive Program | Manahawkin | 8050 | 18 | 9.3 | Residential | Yes | Behind the Meter | Behind the Meter |  | None | Sunrun Installation Services, Inc. | AC Electric | Eligible for TI Program | 2020-03-10 | 2020-03-13 | 2021-10-30 | REC Solar | REC310TP2M | Solar Panels |  | 0.31 | 22 | 102 | 23 |  | Fixed | Roof
NJSTRE1545389477 | NJSRRE1544898390 | Transition Incentive Program | Orange | 7050 | 9 | 4.16 | Residential | Yes | Behind the Meter | Net-metered residential rooftop and canopy |  | None | Vivint Solar Developer, LLC | PSE&G | Accepted | 2020-04-27 | 2020-04-30 | 2021-10-30 | JINKO SOLAR | JKM320M-60HBL | Solar Panels |  | 0.32 | 8 | 31 | 21 |  | Fixed | Roof
NJSTRE1545389416 | NJSRRE1544779565 | Transition Incentive Program | Piscataway | 8854 | 11 | 14.7 | Residential | Yes | Behind the Meter | Net-metered residential rooftop and canopy |  | None | Pro Custom Solar dba Momentum Solar | PSE&G | Accepted | 2020-04-01 | 2020-04-09 | 2021-10-30 | lg electronics | LG 350N1C-V5 | Solar Panels |  | 0.35 | 21 | 230 | 24 |  | Fixed | Roof
NJSTRE1545389421 | NJSRRE1544623153 | Transition Incentive Program | Brigantine | 8203 | 19 | 7.04 | Residential | No | Behind the Meter | Net-metered residential rooftop and canopy |  | None | Green Power Energy | AC Electric | As-Built Incomplete - Review | 2020-03-10 | 2020-03-12 | 2021-10-30 | LG Electronics | LG335N1C-V5 | Solar Panels |  | 0.335 | 21 | 185 | 18 |  | Fixed | Roof
NJSTRE1545389430 | NJSRRE1544700271 | Transition Incentive Program | RARITAN | 8869 | 5 | 5.7 | Residential | No | Behind the Meter | Behind the Meter |  | None | Infinity Solar Systems | PSE&G | Eligible for TI Program | 2020-03-16 | 2020-03-19 | 2021-10-30 | LG | LG335N1K-V5 | Solar Panels |  | 0.335 | 5 | 264 | 40 |  | Fixed | Roof
NJSTRE1545389443 | NJSRRE1544598241 | Transition Incentive Program | PENNSAUKEN | 8110 | 14 | 7.88 | Residential | Yes | Behind the Meter | Net-metered residential rooftop and canopy |  | None | Vivint Solar Developer, LLC | PSE&G | Accepted | 2020-03-05 | 2020-03-10 | 2021-10-30 | Hanwha Solar | Q.PEAK BLK-G5 315 | Solar Panels |  | 0.315 | 3 | 58 | 3 |  | Fixed | Roof
NJSTRE1545389443 | NJSRRE1544598241 | Transition Incentive Program | PENNSAUKEN | 8110 | 14 | 7.88 | Residential | Yes | Behind the Meter | Net-metered residential rooftop and canopy |  | None | Vivint Solar Developer, LLC | PSE&G | Accepted | 2020-03-05 | 2020-03-10 | 2021-10-30 | Hanwha Solar | Q.PEAK BLK-G5 315 | Solar Panels |  | 0.315 | 12 | 58 | 30 |  | Fixed | Roof
NJSTRE1545389455 | NJSRRE1544735733 | Transition Incentive Program | Vineland | 8361 | 20 | 6.7 | Residential | Yes | Behind the Meter | Net-metered residential rooftop and canopy |  | None | Vision Solar LLC | Vineland Muni Electric | Accepted | 2020-03-20 | 2020-03-24 | 2021-10-30 | lg solar | lg335n1k-v5 | Solar Panels |  | 0.335 | 20 | 313 | 12 |  | Fixed | Roof
NJSTRE1545389469 | NJSRRE1544762420 | Transition Incentive Program | PENNSAUKEN | 8109 | 14 | 12.6 | Residential | Yes | Behind the Meter | Net-metered residential rooftop and canopy |  | None | Vivint Solar Developer, LLC | PSE&G | Accepted | 2020-03-25 | 2020-03-30 | 2021-10-30 | Hanwha Solar | Q.PEAK BLK-G5 315 | Solar Panels |  | 0.315 | 15 | 280 | 24 |  | Fixed | Roof
NJSTRE1545389474 | NJSRRE1544790986 | Transition Incentive Program | West Orange Twp | 7052 | 9 | 7.56 | Residential | No | Behind the Meter | Net-metered residential rooftop and canopy |  | None | Tesla Energy Operations Inc | PSE&G | Accepted | 2020-04-02 | 2020-04-09 | 2021-10-30 | Hanwha Q Cells | Q.Peak DUO BLK-G5/SC315 | Solar Panels |  | 0.315 | 24 | 156 | 36 |  | Fixed | Roof
NJSTRE1545389481 | NJSRRE1544762494 | Transition Incentive Program | Pittsgrove | 8318 | 16 | 9 | Residential | Yes | Behind the Meter | Net-metered residential ground mount |  | None | Acos Energy, LLC | AC Electric | Accepted |  | 2020-03-27 | 2021-10-30 | Jinko | JKM300M-60 300W | Solar Panels |  | 0.3 | 30 | 180 | 25 |  | Fixed | Ground
NJSTRE1545389485 | NJSRRE1544566773 | Transition Incentive Program | Cherry Hill | 8003 | 14 | 17.09 | Residential | No | Behind the Meter | Net-metered residential rooftop and canopy |  | None | Green Power Energy | PSE&G | Accepted | 2020-03-03 | 2020-03-05 | 2021-10-30 | Hanwha | Q-Cells Q.PEAK DUO BLK-G6 335 | Solar Panels |  | 0.335 | 6 | 255 | 27 |  | Fixed | Roof
NJSTRE1545389486 | NJSRRE1544777552 | Transition Incentive Program | Asbury | 8802 | 4 | 12.25 | Residential | No | Behind the Meter | Net-metered residential rooftop and canopy |  | None | Gree Power Energy | JCP&L | Accepted | 2020-04-01 | 2020-04-09 | 2021-10-30 | LG Electronics | LG350N1C-V5 | Solar Panels |  | 0.35 | 9 | 229 | 30 |  | Fixed | Roof
NJSTRE1545389486 | NJSRRE1544777552 | Transition Incentive Program | Asbury | 8802 | 4 | 12.25 | Residential | No | Behind the Meter | Net-metered residential rooftop and canopy |  | None | Gree Power Energy | JCP&L | Accepted | 2020-04-01 | 2020-04-09 | 2021-10-30 | LG Electronics | LG350N1C-V5 | Solar Panels |  | 0.35 | 15 | 147 | 30 |  | Fixed | Roof
NJSTRE1545389396 | NJSRRE1544905329 | Transition Incentive Program | Burlington Township | 8016 | 13 | 21.56 | Commercial | No | Behind the Meter | Net-metered non-residential rooftop and canopy |  | None | Ameresco | PSE&G | Accepted |  | 2020-04-30 | 2021-10-30 | JA | JAM72S09 385/PR | Solar Panels |  | 0.385 | 56 | 162/251/254/74 | 28 |  | Fixed | Roof
NJSTRE1545389401 | NJSRRE1544768646 | Transition Incentive Program | Paterson | 7502 | 6 | 6.7 | Residential | Yes | Behind the Meter | Behind the Meter |  | None | Trinity Solar | PSE&G | Eligible for TI Program | 2020-03-27 | 2020-04-01 | 2021-10-30 | HANWHA | QPEAK DUO BLK-G6 335 | Solar Panels |  | 0.335 | 12 | 50 | 27 |  | Fixed | Roof
NJSTRE1545389406 | NJSRRE1544894077 | Transition Incentive Program | Manalapan | 7726 | 17 | 10.72 | Residential | Yes | Behind the Meter | Behind the Meter |  | None | Pro Custom Solar dba Momentum Solar | JCP&L | Eligible for TI Program | 2020-04-24 | 2020-04-30 | 2021-10-30 | HANWHA | Q.PEAK DUO BLK G6+ 335 | Solar Panels |  | 0.335 | 32 | 147 | 27 |  | Fixed | Roof
NJSTRE1545389412 | NJSRRE1544816371 | Transition Incentive Program | Cape May | 8204 | 21 | 13.6 | Residential | Yes | Behind the Meter | Behind the Meter |  | None | Trinity Solar | AC Electric | Eligible for TI Program | 2020-04-08 | 2020-04-14 | 2021-10-30 | HANWHA | Q.PEAK DUO BLK-G6 340 | Solar Panels |  | 0.34 | 17 | 140 | 24 |  | Fixed | Roof
NJSTRE1545389413 | NJSRRE1544892923 | Transition Incentive Program | Plainsboro | 8536 | 11 | 9.61 | Residential | Yes | Behind the Meter | Behind the Meter |  | None | Sunrun Installation Services, Inc. | PSE&G | Eligible for TI Program | 2020-04-24 | 2020-04-29 | 2021-10-30 | LONGi Green Energy Technology Co Ltd | LR6-60HPB-310M | Solar Panels |  | 0.31 | 13 | 81 | 40 |  | Fixed | Roof
NJSTRE1545389418 | NJSRRE1544623005 | Transition Incentive Program | East Rutherford | 7073 | 7 | 2.84 | Residential | Yes | Behind the Meter | Net-metered residential rooftop and canopy |  | None | Trinity Solar | PSE&G | Accepted | 2020-03-10 | 2020-03-12 | 2021-10-30 | Hanwha | Q.PEAK DUO BLK-G5 315 | Solar Panels |  | 0.315 | 3 | 127 | 23 |  | Fixed | Roof
NJSTRE1545389419 | NJSRRE1544868158 | Transition Incentive Program | Villas | 8251 | 21 | 6.46 | Residential | Yes | Behind the Meter | Behind the Meter |  | None | Trinity Solar | AC Electric | Eligible for TI Program | 2020-04-21 | 2020-04-27 | 2021-10-30 | Hanwha | Q.PEAK DUO BLK-G6 340 | Solar Panels |  | 0.34 | 11 | 217 | 25 |  | Fixed | Roof
NJSTRE1545389424 | NJSRRE1544765083 | Transition Incentive Program | Port Monmouth | 7758 | 17 | 7.04 | Residential | Yes | Behind the Meter | Net-metered residential rooftop and canopy |  | None | Vivint Solar Developer, LLC | JCP&L | Accepted | 2020-03-26 | 2020-03-30 | 2021-10-30 | Jinko Solar | JKM320M-60HBL | Solar Panels |  | 0.32 | 16 | 162 | 36 |  | Fixed | Roof
NJSTRE1545389445 | NJSRRE1544805291 | Transition Incentive Program | Forked River | 8731 | 18 | 7.04 | Residential | Yes | Behind the Meter | Behind the Meter |  | None | Steve Whitman LLC | JCP&L | Eligible for TI Program | 2020-04-07 | 2020-04-10 | 2021-10-30 | Hanwha Q-Cells | Q.PEAK DUO-G5 320 | Solar Panels |  | 0.32 | 22 | 130 | 20 |  | Fixed | Roof
NJSTRE1545389446 | NJSRRE1544802318 | Transition Incentive Program | ewing | 8618 | 12 | 5.99 | Residential | No | Behind the Meter | Net-metered residential rooftop and canopy |  | None | Vision Solar LLC | PSE&G | Accepted | 2020-04-06 | 2020-04-09 | 2021-10-30 | hanwha qcells | qpeak duo g5 315 | Solar Panels |  | 0.315 | 19 | 107 | 35 |  | Fixed | Roof
NJSTRE1545389451 | NJSRRE1544762444 | Transition Incentive Program | Mays Landing | 8330 | 19 | 12.16 | Residential | Yes | Behind the Meter | Behind the Meter |  | None | Acos Energy, LLC | AC Electric | Eligible for TI Program | 2020-03-25 | 2020-03-30 | 2021-10-30 | Trina | TSM-DD06M05II 320W | Solar Panels |  | 0.32 | 10 | 110 | 28 |  | Fixed | Roof
NJSTRE1545389452 | NJSRRE1544708364 | Transition Incentive Program | Florence Township | 8518 | 13 | 10.88 | Residential | No | Behind the Meter | Behind the Meter |  | None | Greentech Solar USA LLC | PSE&G | Eligible for TI Program | 2020-03-17 | 2020-03-20 | 2021-10-30 | Trina Solar | TSM-DD5A 320M | Solar Panels |  | 0.32 | 34 | 150 | 31 |  | Fixed | Roof
NJSTRE1545389458 | NJSRRE1544884704 | Transition Incentive Program | AVENEL | 7001 | 11 | 8.32 | Residential | Yes | Behind the Meter | Net-metered residential rooftop and canopy |  | None | Vivint Solar Developer, LLC | PSE&G | Accepted | 2020-04-22 | 2020-04-28 | 2021-10-30 | Jinko Solar | JKM320M-60HBL | Solar Panels |  | 0.32 | 8 | 94 | 20 |  | Fixed | Roof
NJSTRE1545389088 | NJSRRE1544560328 | Transition Incentive Program | Smithville | 8205 | 19 | 8.38 | Residential | No | Behind the Meter | Behind the Meter |  | None | Seabright Solar | AC Electric | Eligible for TI Program | 2020-03-02 | 2020-03-05 | 2021-10-30 | Sunpower | SPR-X21-335 | Solar Panels |  | 0.335 | 25 | 190 | 30 |  | Fixed | Roof
NJSTRE1545389095 | NJSRRE1544633493 | Transition Incentive Program | Bloomfield | 7003 | 9 | 14.64 | Residential | Yes | Behind the Meter | Behind the Meter |  | None | Sunrun Installation Services, Inc. | PSE&G | Eligible for TI Program | 2020-03-12 | 2020-03-17 | 2021-10-30 | LONGi Green Energy Technology Co Ltd | LR6-60HPB-305M | Solar Panels |  | 0.305 | 20 | 174 | 20 |  | Fixed | Roof
NJSTRE1545389099 | NJSRRE1544884652 | Transition Incentive Program | Pedricktown | 8067 | 16 | 10.88 | Residential | Yes | Behind the Meter | Behind the Meter |  | None | Trinity Solar | AC Electric | Eligible for TI Program | 2020-04-22 | 2020-04-28 | 2021-10-30 | HANWHA | Q.PEAK DUO BLK-G6 340 | Solar Panels |  | 0.34 | 28 | 230 | 25 |  | Fixed | Roof
NJSTRE1545389110 | NJSRRE1544776508 | Transition Incentive Program | Berlin | 8009 | 14 | 398.16 | Commercial | Yes | Behind the Meter | Behind the Meter |  | None | Renewable Energy Alliance | AC Electric | Eligible for TI Program | 2020-03-31 | 2020-04-09 | 2021-10-30 | ZNShine Solar | ZXM6-72-395M | Solar Panels |  | 0.395 | 1008 | 170 | 10 |  | Fixed | Parking Lot
NJSTRE1545389116 | NJSRRE1544761215 | Transition Incentive Program | Egg Harbor Township | 8234 | 19 | 7.85 | Residential | Yes | Behind the Meter | Net-metered residential rooftop and canopy |  | None | Castle Energy, LLC | AC Electric | Accepted | 2020-03-24 | 2020-03-27 | 2021-10-30 | SunPower | SPR-E20-327-C-AC | Solar Panels |  | 0.327 | 9 | 111 | 14 |  | Fixed | Roof
NJSTRE1545389122 | NJSRRE1544736384 | Transition Incentive Program | EGG HARBOR TOWNSHIP | 8234 | 19 | 8.96 | Residential | Yes | Behind the Meter | Net-metered residential rooftop and canopy |  | None | Vivint Solar Developer, LLC | AC Electric | Accepted | 2020-03-20 | 2020-03-25 | 2021-10-30 | Jinko Solar | JKM320M-60HBL | Solar Panels |  | 0.32 | 15 | 37 | 23 |  | Fixed | Roof
NJSTRE1545389128 | NJSRRE1544817743 | Transition Incentive Program | Roselle | 7203 | 10 | 7.26 | Residential | No | Behind the Meter | Net-metered residential rooftop and canopy |  | None | Whitman Construction, LLC | PSE&G | Accepted | 2020-04-09 | 2020-04-15 | 2021-10-30 | Panasonic | VBHN330SA17 | Solar Panels |  | 0.33 | 7 | 169 | 30 |  | Fixed | Roof
NJSTRE1545389130 | NJSRRE1544855176 | Transition Incentive Program | SOMERS POINT | 8244 | 19 | 7.36 | Residential | No | Behind the Meter | Net-metered residential rooftop and canopy |  | None | Vivint Solar Developer, LLC | AC Electric | Accepted | 2020-04-17 | 2020-04-24 | 2021-10-30 | Jinko Solar | JKM320M-60HBL | Solar Panels |  | 0.32 | 11 | 129 | 22 |  | Fixed | Roof
NJSTRE1545389131 | NJSRRE1544886377 | Transition Incentive Program | Bloomfield | 7003 | 9 | 6.12 | Residential | Yes | Behind the Meter | Net-metered residential rooftop and canopy |  | None | Trinity Solar | PSE&G | Final As-Built Received |  | 2020-04-28 | 2021-10-30 | HANWHA | Q.PEAK DUO BLK-G6 340 | Solar Panels |  | 0.34 | 4 | 173 | 17 |  | Fixed | Roof
NJSTRE1545389134 | NJSRRE1544725051 | Transition Incentive Program | Newark | 7108 | 9 | 2.38 | Residential | No | Behind the Meter | Net-metered residential rooftop and canopy |  | None | Pro Custom Solar dba Momentum Solar | PSE&G | Accepted |  | 2020-03-24 | 2021-10-30 | Hanwha | Q.Peak DUO BLK-G6+ 340 | Solar Panels |  | 0.34 | 7 | 198 | 25 |  | Fixed | Roof
NJSTRE1545389136 | NJSRRE1544805320 | Transition Incentive Program | Fairview | 7022 | 7 | 3.72 | Residential | Yes | Behind the Meter | Behind the Meter |  | None | Sunrun Installation Services, Inc. | PSE&G | Eligible for TI Program | 2020-04-07 | 2020-04-10 | 2021-10-30 | REC Solar | REC310TP2M | Solar Panels |  | 0.31 | 5 | 205 | 34 |  | Fixed | Roof
NJSTRE1545389470 | NJSRRE1544624196 | Transition Incentive Program | Manahawkin | 8050 | 18 | 9.3 | Residential | Yes | Behind the Meter | Behind the Meter |  | None | Sunrun Installation Services, Inc. | AC Electric | Eligible for TI Program | 2020-03-10 | 2020-03-13 | 2021-10-30 | REC Solar | REC310TP2M | Solar Panels |  | 0.31 | 8 | 282 | 23 |  | Fixed | Roof
NJSTRE1545389471 | NJSRRE1544621503 | Transition Incentive Program | Franklin Township | 8823 | 5 | 7.44 | Residential | No | Behind the Meter | Behind the Meter |  | None | Sunrun Installation Services, Inc. | PSE&G | Eligible for TI Program | 2020-03-09 | 2020-03-12 | 2021-10-30 | REC Solar | REC310TP2M | Solar Panels |  | 0.31 | 24 | 158 | 27 |  | Fixed | Roof
NJSTRE1545389477 | NJSRRE1544898390 | Transition Incentive Program | Orange | 7050 | 9 | 4.16 | Residential | Yes | Behind the Meter | Net-metered residential rooftop and canopy |  | None | Vivint Solar Developer, LLC | PSE&G | Accepted | 2020-04-27 | 2020-04-30 | 2021-10-30 | JINKO SOLAR | JKM320M-60HBL | Solar Panels |  | 0.32 | 5 | 211 | 21 |  | Fixed | Roof
NJSTRE1545389478 | NJSRRE1544796508 | Transition Incentive Program | Lambertville | 8530 | 4 | 9.6 | Residential | Yes | Behind the Meter | Behind the Meter |  | None | Steve Whitman LLC | JCP&L | Eligible for TI Program | 2020-04-03 | 2020-04-09 | 2021-10-30 | Hanwha Q-Cells | Q.PEAK DUO-G5 320 | Solar Panels |  | 0.32 | 30 | 241 | 29 |  | Fixed | Roof
NJSTRE1545394835 |  | Transition Incentive Program | Vineland | 8360 | 20 | 5.36 | Residential | Yes | Behind the Meter | Net-metered residential rooftop and canopy |  | None | Suntuity Solar LLC | Vineland Muni Electric | Accepted | 2020-08-03 | 2020-08-07 | 2021-10-30 | Longi | LR6-60HPB-315M | Solar Panels |  | 0.315 | 17 | 189 | 45 |  | Fixed | Roof
NJSTRE1545394842 |  | Transition Incentive Program | Freehold | 7728 | 17 | 8.64 | Residential | No | Behind the Meter | Net-metered residential rooftop and canopy |  | None | Whitman Construction, LLC | JCP&L | Accepted | 2020-08-03 | 2020-08-07 | 2021-10-30 | trina | tsm 320dd05h.05 | Solar Panels |  | 0.32 | 4 | 91 | 20 |  | Fixed | Roof
NJSTRE1545394849 |  | Transition Incentive Program | Eatontown | 7724 | 17 | 14.04 | Residential | No | Behind the Meter | Net-metered residential rooftop and canopy |  | None | Whitman Construction, LLC | JCP&L | Accepted | 2020-08-03 | 2020-08-07 | 2021-10-30 | SOLARIA POWER | XT 360R-PD | Solar Panels |  | 0.36 | 20 | 296 | 23 |  | Fixed | Roof
NJSTRE1545394871 |  | Transition Incentive Program | Pennsville | 8070 | 16 | 14.4 | Residential | Yes | Behind the Meter | Net-metered residential rooftop and canopy |  | None | RCL Enterprises Inc. | AC Electric | Accepted | 2020-08-03 | 2020-08-07 | 2021-10-30 | Trina Solar | TSM-320DD06M | Solar Panels |  | 0.32 | 10 | 128 | 28 |  | Fixed | Roof
NJSTRE1545394871 |  | Transition Incentive Program | Pennsville | 8070 | 16 | 14.4 | Residential | Yes | Behind the Meter | Net-metered residential rooftop and canopy |  | None | RCL Enterprises Inc. | AC Electric | Accepted | 2020-08-03 | 2020-08-07 | 2021-10-30 | Trina Solar | TSM-320DD06M | Solar Panels |  | 0.32 | 25 | 38 | 12 |  | Fixed | Roof
NJSTRE1545394899 |  | Transition Incentive Program | Lindenwold | 8021 | 14 | 9.75 | Residential | Yes | Behind the Meter | Net-metered residential rooftop and canopy |  | None | SunnyMac LLC | AC Electric | Accepted | 2020-08-03 | 2020-08-07 | 2021-10-30 | REC | REC 325 N-PEAK Blk | Solar Panels |  | 0.325 | 8 | 293 | 6 |  | Fixed | Roof
NJSTRE1545394973 |  | Transition Incentive Program | HASBROUCK HEIGHTS | 7604 | 7 | 14.63 | Residential | Yes | Behind the Meter | Net-metered residential rooftop and canopy |  | None | Vivint Solar Developer, LLC | PSE&G | Accepted | 2020-08-12 | 2020-08-12 | 2021-10-30 | JINKO SOLAR | JKM325M-60HBL | Solar Panels |  | 0.325 | 6 | 308 | 27 |  | Fixed | Roof
NJSTRE1545395288 |  | Transition Incentive Program | COLUMBUS | 8022 | 13 | 11.05 | Residential | Yes | Behind the Meter | Net-metered residential rooftop and canopy |  | None | Vivint Solar Developer, LLC | PSE&G | Accepted | 2020-08-03 | 2020-08-07 | 2021-10-30 | Jinko Solar | JKM325M-60HBL | Solar Panels |  | 0.325 | 4 | 130 | 22 |  | Fixed | Roof
NJSTRE1545395294 |  | Transition Incentive Program | Jackson | 8527 | 18 | 9.76 | Residential | Yes | Behind the Meter | Net-metered residential rooftop and canopy |  | None | Sunrun Installation Services, Inc. | JCP&L | Accepted | 2020-08-03 | 2020-08-07 | 2021-10-30 | LONGi Green Energy Technology Co Ltd | LR6-60HPB-305M | Solar Panels |  | 0.305 | 6 | 174 | 25 |  | Fixed | Roof
NJSTRE1545389437 | NJSRRE1544551388 | Transition Incentive Program | Perth Amboy | 8861 | 11 | 6.87 | Residential | Yes | Behind the Meter | Behind the Meter |  | PSEG | Fusion Solar Energy LLC | PSE&G | Eligible for TI Program | 2020-02-28 | 2020-03-04 | 2021-10-30 | Sunpower | Sunpower 327 E Ac | Solar Panels |  | 0.327 | 21 | South | 45 |  | Fixed | Roof
NJSTRE1545389438 | NJSRRE1544892888 | Transition Incentive Program | Barnegat Township | 8005 | 18 | 7.75 | Residential | Yes | Behind the Meter | Net-metered residential rooftop and canopy |  | None | Sunrun Installation Services, Inc. | JCP&L | Final As-Built Received |  | 2020-04-29 | 2021-10-30 | REC Solar | REC310TP2M | Solar Panels |  | 0.31 | 25 | 101 | 30 |  | Fixed | Roof
NJSTRE1545389447 | NJSRRE1544767437 | Transition Incentive Program | Perth Amboy | 8861 | 11 | 6.51 | Residential | Yes | Behind the Meter | Behind the Meter |  | None | Sunrun Installation Services, Inc. | PSE&G | Eligible for TI Program | 2020-03-26 | 2020-03-31 | 2021-10-30 | REC Solar | REC310TP2M | Solar Panels |  | 0.31 | 21 | 197 | 41 |  | Fixed | Roof
NJSTRE1545389450 | NJSRRE1544816615 | Transition Incentive Program | SOMERDALE | 8083 | 14 | 4.8 | Residential | Yes | Behind the Meter | Net-metered residential rooftop and canopy |  | None | Vivint Solar Developer, LLC | PSE&G | Accepted | 2020-04-08 | 2020-04-15 | 2021-10-30 | Jinko Solar | JKM320M-60HBL | Solar Panels |  | 0.32 | 2 | 1 | 25 |  | Fixed | Roof
NJSTRE1545389459 | NJSRRE1544553649 | Transition Incentive Program | WILLIAMSTOWN | 8094 | 15 | 5.76 | Residential | Yes | Behind the Meter | Net-metered residential rooftop and canopy |  | None | Vivint Solar Developer, LLC | AC Electric | Accepted |  | 2020-03-04 | 2021-10-30 | JINKO SOLAR | JKM320M-60HBL | Solar Panels |  | 0.32 | 18 | 108 | 37 |  | Fixed | Roof
NJSTRE1545389460 | NJSRRE1544802118 | Transition Incentive Program | Atlantic City | 8401 | 19 | 5.89 | Residential | Yes | Behind the Meter | Net-metered residential rooftop and canopy |  | None | Castle Energy, LLC | AC Electric | Accepted | 2020-04-06 | 2020-04-17 | 2021-10-30 | SunPower | SPR-E20-327-C-AC | Solar Panels |  | 0.327 | 18 | 148 | 30 |  | Fixed | Roof
NJSTRE1545389463 | NJSRRE1544612645 | Transition Incentive Program | WILLINGBORO | 8046 | 13 | 9.6 | Residential | Yes | Behind the Meter | Net-metered residential rooftop and canopy |  | None | Vivint Solar Developer, LLC | PSE&G | Accepted | 2020-03-06 | 2020-03-11 | 2021-10-30 | Jinko Solar | JKM320M-60HBL | Solar Panels |  | 0.32 | 26 | 109 | 41 |  | Fixed | Roof
NJSTRE1545389472 | NJSRRE1544701602 | Transition Incentive Program | Stewartsville | 8886 | 2 | 13.64 | Residential | No | Behind the Meter | Behind the Meter |  | None | Eznergy | JCP&L | Eligible for TI Program | 2020-03-16 | 2020-03-19 | 2021-10-30 | Trina | TSM310 | Solar Panels |  | 0.31 | 44 | 190 | 30 |  | Fixed | Roof
NJSTRE1545389475 | NJSRRE1544719392 | Transition Incentive Program | Short Hills | 7078 | 9 | 4.49 | Residential | Yes | Behind the Meter | Behind the Meter |  | None | Sunrun Installation Services, Inc. | JCP&L | Eligible for TI Program | 2020-03-18 | 2020-03-23 | 2021-10-30 | LG Electronics | LG345N1C-V5 | Solar Panels |  | 0.345 | 8 | 151 | 34 |  | Fixed | Roof
NJSTRE1545389484 | NJSRRE1544561522 | Transition Incentive Program | Camden City | 8105 | 14 | 9.92 | Residential | Yes | Behind the Meter | Behind the Meter |  | None | 1st Light Energy Inc | PSE&G | Eligible for TI Program | 2020-03-02 | 2020-03-05 | 2021-10-30 | Longi | LR6-60HPB-310M | Solar Panels |  | 0.31 | 4 | 239 | 37 |  | Fixed | Roof
NJSTRE1545389485 | NJSRRE1544566773 | Transition Incentive Program | Cherry Hill | 8003 | 14 | 17.09 | Residential | No | Behind the Meter | Net-metered residential rooftop and canopy |  | None | Green Power Energy | PSE&G | Accepted | 2020-03-03 | 2020-03-05 | 2021-10-30 | Hanwha | Q-Cells Q.PEAK DUO BLK-G6 335 | Solar Panels |  | 0.335 | 15 | 253 | 30 |  | Fixed | Roof
NJSTRE1545389486 | NJSRRE1544777552 | Transition Incentive Program | Asbury | 8802 | 4 | 12.25 | Residential | No | Behind the Meter | Net-metered residential rooftop and canopy |  | None | Gree Power Energy | JCP&L | Accepted | 2020-04-01 | 2020-04-09 | 2021-10-30 | LG Electronics | LG350N1C-V5 | Solar Panels |  | 0.35 | 11 | 149 | 30 |  | Fixed | Roof
NJSTRE1545394830 |  | Transition Incentive Program | BRICK | 8724 | 18 | 11.66 | Residential | No | Behind the Meter | Net-metered residential rooftop and canopy |  | None | Suntuity Solar LLC | JCP&L | Accepted | 2020-08-03 | 2020-08-07 | 2021-10-30 | Longi | LR6-60HPB-315M | Solar Panels |  | 0.315 | 22 | 358 | 33 |  | Fixed | Roof
NJSTRE1545389469 | NJSRRE1544762420 | Transition Incentive Program | PENNSAUKEN | 8109 | 14 | 12.6 | Residential | Yes | Behind the Meter | Net-metered residential rooftop and canopy |  | None | Vivint Solar Developer, LLC | PSE&G | Accepted | 2020-03-25 | 2020-03-30 | 2021-10-30 | Hanwha Solar | Q.PEAK BLK-G5 315 | Solar Panels |  | 0.315 | 5 | 100 | 24 |  | Fixed | Roof
NJSTRE1545389488 | NJSRRE1544626499 | Transition Incentive Program | East Brunswick | 8816 | 11 | 6.51 | Residential | Yes | Behind the Meter | Behind the Meter |  | None | Sunrun Installation Services, Inc. | PSE&G | Eligible for TI Program | 2020-03-11 | 2020-03-16 | 2021-10-30 | REC Solar | REC310TP2M | Solar Panels |  | 0.31 | 11 | 54 | 18 |  | Fixed | Roof
NJSTRE1545389489 | NJSRRE1544613310 | Transition Incentive Program | NORTH BRUNSWICK | 8902 | 11 | 5.76 | Residential | Yes | Behind the Meter | Net-metered residential rooftop and canopy |  | None | Vivint Solar Developer, LLC | PSE&G | Accepted | 2020-03-06 | 2020-03-11 | 2021-10-30 | Jinko Solar | JKM320M-60HBL | Solar Panels |  | 0.32 | 5 | 230 | 18 |  | Fixed | Roof
NJSTRE1545394836 |  | Transition Incentive Program | Belleville | 7109 | 9 | 5.1 | Residential | Yes | Behind the Meter | Net-metered residential rooftop and canopy |  | PSEG | Vision Solar LLC | PSE&G | Accepted | 2020-08-03 | 2020-08-07 | 2021-10-30 | HANWHA Q-CELLS | Q.PEAK DUO-G6 340 | Solar Panels |  | 0.34 | 1 | 194 | 27 |  | Fixed | Roof
NJSTRE1545394842 |  | Transition Incentive Program | Freehold | 7728 | 17 | 8.64 | Residential | No | Behind the Meter | Net-metered residential rooftop and canopy |  | None | Whitman Construction, LLC | JCP&L | Accepted | 2020-08-03 | 2020-08-07 | 2021-10-30 | trina | tsm 320dd05h.05 | Solar Panels |  | 0.32 | 2 | 271 | 20 |  | Fixed | Roof
NJSTRE1545394859 |  | Transition Incentive Program | HAMBURG | 7419 | 1 | 8.84 | Residential | Yes | Behind the Meter | Net-metered residential rooftop and canopy |  | None | Trinity Solar | JCP&L | Accepted | 2020-08-03 | 2020-08-07 | 2021-10-30 | HANWHA | Q.PEAK DUO BLK-G6 340 | Solar Panels |  | 0.34 | 26 | 218 | 40 |  | Fixed | Roof
NJSTRE1545394899 |  | Transition Incentive Program | Lindenwold | 8021 | 14 | 9.75 | Residential | Yes | Behind the Meter | Net-metered residential rooftop and canopy |  | None | SunnyMac LLC | AC Electric | Accepted | 2020-08-03 | 2020-08-07 | 2021-10-30 | REC | REC 325 N-PEAK Blk | Solar Panels |  | 0.325 | 6 | 293 | 6 |  | Fixed | Roof
NJSTRE1545394943 |  | Transition Incentive Program | WEST CALDWELL | 7006 | 9 | 6.83 | Residential | Yes | Behind the Meter | Net-metered residential rooftop and canopy |  | None | Vivint Solar Developer, LLC | PSE&G | Accepted | 2020-08-12 | 2020-08-13 | 2021-10-30 | JINKO SOLAR | JKM325M-60HBL | Solar Panels |  | 0.325 | 16 | 115 | 24 |  | Fixed | Roof
NJSTRE1545394956 |  | Transition Incentive Program | Somerset | 8873 | 5 | 499.73 | Commercial | No | Behind the Meter | Net-metered non-residential rooftop and canopy |  | None | Spectacular Solar | PSE&G | Accepted | 2020-08-18 | 2020-08-18 | 2021-10-30 | Trina Solar | tsm-de14a(ii) | Solar Panels |  | 0.385 | 1298 | 180 | 0 |  | Fixed | Roof
NJSTRE1545394991 |  | Transition Incentive Program | PENNSAUKEN TWP | 8109 | 14 | 9.61 | Residential | Yes | Behind the Meter | Net-metered residential rooftop and canopy |  | None | Bright Planet Solar | PSE&G | Accepted | 2020-08-03 | 2020-08-07 | 2021-10-30 | LONGI | LR6-60HPB-310M | Solar Panels |  | 0.31 | 9 | 236 | 18 |  | Fixed | Roof
NJSTRE1545394973 |  | Transition Incentive Program | HASBROUCK HEIGHTS | 7604 | 7 | 14.63 | Residential | Yes | Behind the Meter | Net-metered residential rooftop and canopy |  | None | Vivint Solar Developer, LLC | PSE&G | Accepted | 2020-08-12 | 2020-08-12 | 2021-10-30 | JINKO SOLAR | JKM325M-60HBL | Solar Panels |  | 0.325 | 3 | 218 | 27 |  | Fixed | Roof
NJSTRE1545395059 |  | Transition Incentive Program | willingboro | 8046 | 13 | 10.88 | Residential | No | Behind the Meter | Net-metered residential rooftop and canopy |  | None | Orbit Energy & Power, LLC | AC Electric | Final As-Built Received | 2020-08-03 | 2020-08-07 | 2021-10-30 | hanwha qcells | qpeak 320w | Solar Panels |  | 0.32 | 6 | 171 | 24 |  | Fixed | Roof
NJSTRE1545395059 |  | Transition Incentive Program | willingboro | 8046 | 13 | 10.88 | Residential | No | Behind the Meter | Net-metered residential rooftop and canopy |  | None | Orbit Energy & Power, LLC | AC Electric | Final As-Built Received | 2020-08-03 | 2020-08-07 | 2021-10-30 | hanwha qcells | qpeak 320w | Solar Panels |  | 0.32 | 4 | 171 | 18 |  | Fixed | Roof
NJSTRE1545389139 | NJSRRE1544680826 | Transition Incentive Program | egg harbor township | 8234 | 19 | 26.52 | Residential | No | Behind the Meter | Behind the Meter |  | None | Sun Up Zero Down | AC Electric | Eligible for TI Program | 2020-03-19 | 2020-03-19 | 2021-10-30 | Trina | TSM-340-DD14A(II) | Solar Panels |  | 0.34 | 78 | 180 | 25 |  | Fixed | Pole | groundmount array
NJSTRE1545389142 | NJSRRE1544768751 | Transition Incentive Program | Somerset | 8873 | 5 | 6.03 | Residential | Yes | Behind the Meter | Net-metered residential rooftop and canopy |  | None | Pro Custom Solar dba Momentum Solar | PSE&G | Accepted | 2020-03-27 | 2020-04-01 | 2021-10-30 | Hanwha | Q.Peak DUO BLK-G6+ 335 | Solar Panels |  | 0.335 | 15 | 128 | 40 |  | Fixed | Roof
NJSTRE1545389144 | NJSRRE1544816406 | Transition Incentive Program | HACKETTSTOWN | 7840 | 2 | 6.72 | Residential | Yes | Behind the Meter | Net-metered residential rooftop and canopy |  | None | Vivint Solar Developer, LLC | JCP&L | Accepted | 2020-04-08 | 2020-04-15 | 2021-10-30 | Jinko Solar | JKM320M-60HBL | Solar Panels |  | 0.32 | 9 | 184 | 24 |  | Fixed | Roof
NJSTRE1545389164 | NJSRRE1544761145 | Transition Incentive Program | Livingston | 7039 | 9 | 15.12 | Residential | No | Behind the Meter | Behind the Meter |  | None | Tesla Energy Operations Inc. | PSE&G | Eligible for TI Program | 2020-03-24 | 2020-03-27 | 2021-10-30 | Hanwha Q CELLS | Q.PEAK DUO BLK-G5/SC315 | Solar Panels |  | 0.315 | 48 | 131 | 18 |  | Fixed | Roof
NJSTRE1545389172 | NJSRRE1544799870 | Transition Incentive Program | MARLTON | 8053 | 13 | 16.32 | Residential | Yes | Behind the Meter | Net-metered residential rooftop and canopy |  | None | Vivint Solar Developer, LLC | PSE&G | Accepted | 2020-04-06 | 2020-04-09 | 2021-10-30 | JINKO SOLAR | JKM320M-60HBL | Solar Panels |  | 0.32 | 27 | 223 | 30 |  | Fixed | Roof
NJSTRE1545389180 | NJSRRE1544855095 | Transition Incentive Program | South Amboy | 8879 | 11 | 4.08 | Residential | Yes | Behind the Meter | Net-metered residential rooftop and canopy |  | None | Vivint Solar Developer, LLC | JCP&L | Accepted | 2020-04-17 | 2020-04-23 | 2021-10-30 | Trina Solar | TSM-255PA05.18 | Solar Panels |  | 0.255 | 6 | 150 | 15 |  | Fixed | Roof
NJSTRE1545389189 | NJSRRE1544764673 | Transition Incentive Program | Paterson | 7502 | 6 | 7.94 | Residential | Yes | Behind the Meter | Behind the Meter |  | None | Sunrun Installation Services, Inc. | PSE&G | Eligible for TI Program | 2020-03-25 | 2020-03-30 | 2021-10-30 | LG Electronics | LG345N1C-V5 | Solar Panels |  | 0.345 | 2 | 139 | 18 |  | Fixed | Roof
NJSTRE1545389197 | NJSRRE1544867068 | Transition Incentive Program | Williamstown | 8094 | 15 | 3.41 | Residential | No | Behind the Meter | Behind the Meter |  | None | Sunrun Installation Services, Inc. | AC Electric | Eligible for TI Program | 2020-04-21 | 2020-04-27 | 2021-10-30 | REC Solar | REC310TP2M | Solar Panels |  | 0.31 | 11 | 183 | 34 |  | Fixed | Roof
NJSTRE1545389199 | NJSRRE1544777604 | Transition Incentive Program | Toms River | 8757 | 18 | 9.28 | Residential | Yes | Behind the Meter | Net-metered residential rooftop and canopy |  | None | Vivint Solar Developer, LLC | JCP&L | Accepted | 2020-04-01 | 2020-04-09 | 2021-10-30 | JINKO SOLAR | JKM320M-60HBL | Solar Panels |  | 0.32 | 13 | 347 | 23 |  | Fixed | Roof
NJSTRE1545389204 | NJSRRE1544710195 | Transition Incentive Program | Mantua | 8051 | 15 | 29.1 | Residential | Yes | Behind the Meter | Net-metered residential rooftop and canopy |  | None | SunnyMac LLC | AC Electric | Accepted | 2020-03-18 | 2020-03-20 | 2021-10-30 | SunPower | SPRE20327 | Solar Panels |  | 0.327 | 22 | 322 | 20 |  | Fixed | Roof
NJSTRE1545389214 | NJSRRE1544623696 | Transition Incentive Program | Bloomfield | 7003 | 9 | 8.71 | Residential | Yes | Behind the Meter | Behind the Meter |  | None | Pro Custom Solar dba Momentum Solar | PSE&G | Eligible for TI Program | 2020-03-10 | 2020-03-13 | 2021-10-30 | Hanwha | Q.Peak DUO BLK-G6+ 335 | Solar Panels |  | 0.335 | 5 | 133 | 32 |  | Fixed | Roof
NJSTRE1545389220 | NJSRRE1544802461 | Transition Incentive Program | Scotch Plains | 7076 | 10 | 13.8 | Residential | Yes | Behind the Meter | Behind the Meter |  | None | Sunrun Installation Services, Inc. | PSE&G | Eligible for TI Program | 2020-04-06 | 2020-04-10 | 2021-10-30 | LG Electronics | LG345N1C-V5 | Solar Panels |  | 0.345 | 17 | 217 | 19 |  | Fixed | Roof
NJSTRE1545389435 | NJSRRE1544626024 | Transition Incentive Program | Neptune | 7753 | 17 | 8.5 | Residential | Yes | Behind the Meter | Behind the Meter |  | None | Trinity Solar | JCP&L | Eligible for TI Program | 2020-03-11 | 2020-03-16 | 2021-10-30 | HANWHA | Q.PEAK DUO BLK-G6 340 | Solar Panels |  | 0.34 | 16 | 63 | 27 |  | Fixed | Roof
NJSTRE1545389443 | NJSRRE1544598241 | Transition Incentive Program | PENNSAUKEN | 8110 | 14 | 7.88 | Residential | Yes | Behind the Meter | Net-metered residential rooftop and canopy |  | None | Vivint Solar Developer, LLC | PSE&G | Accepted | 2020-03-05 | 2020-03-10 | 2021-10-30 | Hanwha Solar | Q.PEAK BLK-G5 315 | Solar Panels |  | 0.315 | 10 | 238 | 30 |  | Fixed | Roof
NJSTRE1545389450 | NJSRRE1544816615 | Transition Incentive Program | SOMERDALE | 8083 | 14 | 4.8 | Residential | Yes | Behind the Meter | Net-metered residential rooftop and canopy |  | None | Vivint Solar Developer, LLC | PSE&G | Accepted | 2020-04-08 | 2020-04-15 | 2021-10-30 | Jinko Solar | JKM320M-60HBL | Solar Panels |  | 0.32 | 13 | 1 | 21 |  | Fixed | Roof
NJSTRE1545389457 | NJSRRE1544639596 | Transition Incentive Program | Monroe Township | 8831 | 11 | 9.05 | Residential | Yes | Behind the Meter | Net-metered residential rooftop and canopy |  | None | Pro Custom Solar dba Momentum Solar | JCP&L | Accepted | 2020-03-12 | 2020-03-17 | 2021-10-30 | Hanwha | Q.Peak DUO BLK-G6+ 335 | Solar Panels |  | 0.335 | 27 | 260 | 37 |  | Fixed | Roof
NJSTRE1545389469 | NJSRRE1544762420 | Transition Incentive Program | PENNSAUKEN | 8109 | 14 | 12.6 | Residential | Yes | Behind the Meter | Net-metered residential rooftop and canopy |  | None | Vivint Solar Developer, LLC | PSE&G | Accepted | 2020-03-25 | 2020-03-30 | 2021-10-30 | Hanwha Solar | Q.PEAK BLK-G5 315 | Solar Panels |  | 0.315 | 15 | 100 | 24 |  | Fixed | Roof
NJSTRE1545389485 | NJSRRE1544566773 | Transition Incentive Program | Cherry Hill | 8003 | 14 | 17.09 | Residential | No | Behind the Meter | Net-metered residential rooftop and canopy |  | None | Green Power Energy | PSE&G | Accepted | 2020-03-03 | 2020-03-05 | 2021-10-30 | Hanwha | Q-Cells Q.PEAK DUO BLK-G6 335 | Solar Panels |  | 0.335 | 20 | 163 | 30 |  | Fixed | Roof
NJSTRE1545389488 | NJSRRE1544626499 | Transition Incentive Program | East Brunswick | 8816 | 11 | 6.51 | Residential | Yes | Behind the Meter | Behind the Meter |  | None | Sunrun Installation Services, Inc. | PSE&G | Eligible for TI Program | 2020-03-11 | 2020-03-16 | 2021-10-30 | REC Solar | REC310TP2M | Solar Panels |  | 0.31 | 10 | 234 | 18 |  | Fixed | Roof
NJSTRE1545394830 |  | Transition Incentive Program | BRICK | 8724 | 18 | 11.66 | Residential | No | Behind the Meter | Net-metered residential rooftop and canopy |  | None | Suntuity Solar LLC | JCP&L | Accepted | 2020-08-03 | 2020-08-07 | 2021-10-30 | Longi | LR6-60HPB-315M | Solar Panels |  | 0.315 | 9 | 178 | 33 |  | Fixed | Roof
NJSTRE1545394844 |  | Transition Incentive Program | Pennsville | 8070 | 16 | 4.08 | Residential | Yes | Behind the Meter | Net-metered residential rooftop and canopy |  | ACE | Vision Solar LLC | AC Electric | Accepted | 2020-08-03 | 2020-08-07 | 2021-10-30 | HANWHA Q-CELLS | Q.PEAK DUO-G6 340 | Solar Panels |  | 0.34 | 3 | 292 | 24 |  | Fixed | Roof
NJSTRE1545394939 |  | Transition Incentive Program | Mt Laurel | 8054 | 13 | 18.9 | Residential | No | Behind the Meter | Net-metered residential rooftop and canopy |  | PSEG | Geoscape Solar | PSE&G | Accepted | 2020-08-03 | 2020-08-07 | 2021-10-30 | LG Electronics | LG350N1C-V5 | Solar Panels |  | 0.35 | 30 | 120 | 21 |  | Fixed | Roof
NJSTRE1545394973 |  | Transition Incentive Program | HASBROUCK HEIGHTS | 7604 | 7 | 14.63 | Residential | Yes | Behind the Meter | Net-metered residential rooftop and canopy |  | None | Vivint Solar Developer, LLC | PSE&G | Accepted | 2020-08-12 | 2020-08-12 | 2021-10-30 | JINKO SOLAR | JKM325M-60HBL | Solar Panels |  | 0.325 | 5 | 38 | 27 |  | Fixed | Roof
NJSTRE1545394973 |  | Transition Incentive Program | HASBROUCK HEIGHTS | 7604 | 7 | 14.63 | Residential | Yes | Behind the Meter | Net-metered residential rooftop and canopy |  | None | Vivint Solar Developer, LLC | PSE&G | Accepted | 2020-08-12 | 2020-08-12 | 2021-10-30 | JINKO SOLAR | JKM325M-60HBL | Solar Panels |  | 0.325 | 10 | 38 | 26 |  | Fixed | Roof
NJSTRE1545394973 |  | Transition Incentive Program | HASBROUCK HEIGHTS | 7604 | 7 | 14.63 | Residential | Yes | Behind the Meter | Net-metered residential rooftop and canopy |  | None | Vivint Solar Developer, LLC | PSE&G | Accepted | 2020-08-12 | 2020-08-12 | 2021-10-30 | JINKO SOLAR | JKM325M-60HBL | Solar Panels |  | 0.325 | 8 | 38 | 11 |  | Fixed | Roof
NJSTRE1545394845 |  | Transition Incentive Program | Hamilton | 8620 | 12 | 5.04 | Residential | No | Behind the Meter | Net-metered residential rooftop and canopy |  | None | Suntuity Solar LLC | PSE&G | Accepted | 2020-08-03 | 2020-08-07 | 2021-10-30 | Longi | LR6-60HPB-315M | Solar Panels |  | 0.315 | 9 | 73 | 25 |  | Fixed | Roof
NJSTRE1545394849 |  | Transition Incentive Program | Eatontown | 7724 | 17 | 14.04 | Residential | No | Behind the Meter | Net-metered residential rooftop and canopy |  | None | Whitman Construction, LLC | JCP&L | Accepted | 2020-08-03 | 2020-08-07 | 2021-10-30 | Solaria Power | XT 360R-PD | Solar Panels |  | 0.36 | 11 | 116 | 23 |  | Fixed | Roof
NJSTRE1545394871 |  | Transition Incentive Program | Pennsville | 8070 | 16 | 14.4 | Residential | Yes | Behind the Meter | Net-metered residential rooftop and canopy |  | None | RCL Enterprises Inc. | AC Electric | Accepted | 2020-08-03 | 2020-08-07 | 2021-10-30 | Trina Solar | TSM-320DD06M | Solar Panels |  | 0.32 | 10 | 218 | 12 |  | Fixed | Roof
NJSTRE1545394939 |  | Transition Incentive Program | Mt Laurel | 8054 | 13 | 18.9 | Residential | No | Behind the Meter | Net-metered residential rooftop and canopy |  | PSEG | Geoscape Solar | PSE&G | Accepted | 2020-08-03 | 2020-08-07 | 2021-10-30 | LG Electronics | LG350N1C-V5 | Solar Panels |  | 0.35 | 24 | 210 | 16 |  | Fixed | Roof
NJSTRE1545394984 |  | Transition Incentive Program | Egg Harbor Township | 8234 | 19 | 9.52 | Residential | No | Behind the Meter | Net-metered residential rooftop and canopy |  | None | Trinity Solar | AC Electric | Accepted | 2020-08-03 | 2020-08-07 | 2021-10-30 | Hanwha | Q.PEAK DUO BLK-G6 340 | Solar Panels |  | 0.34 | 4 | 209 | 45 |  | Fixed | Roof
NJSTRE1545395000 |  | Transition Incentive Program | Freehold | 7728 | 17 | 14.19 | Residential | Yes | Behind the Meter | Net-metered residential rooftop and canopy |  | None | Sunrun Installation Services, Inc. | JCP&L | Accepted | 2020-08-03 | 2020-08-07 | 2021-10-30 | LG Electronics | LG330N1C-A5 | Solar Panels |  | 0.33 | 16 | 95 | 37 |  | Fixed | Roof
NJSTRE1545394973 |  | Transition Incentive Program | HASBROUCK HEIGHTS | 7604 | 7 | 14.63 | Residential | Yes | Behind the Meter | Net-metered residential rooftop and canopy |  | None | Vivint Solar Developer, LLC | PSE&G | Accepted | 2020-08-12 | 2020-08-12 | 2021-10-30 | JINKO SOLAR | JKM325M-60HBL | Solar Panels |  | 0.325 | 13 | 218 | 26 |  | Fixed | Roof
NJSTRE1545395086 |  | Transition Incentive Program | Chesterfield NJ 08515 | 8515 | 13 | 9 | Residential | No | Behind the Meter | Net-metered residential rooftop and canopy |  | None | SunnyMac LLC | PSE&G | Accepted | 2020-08-03 | 2020-08-07 | 2021-10-30 | REC | REC 360AA Blk | Solar Panels |  | 0.36 | 15 | 81 | 38 |  | Fixed | Roof
NJSTRE1545395281 |  | Transition Incentive Program | Irvington | 7111 | 9 | 7.04 | Residential | No | Behind the Meter | Net-metered residential rooftop and canopy |  | None | United Solar LLC | PSE&G | Accepted | 2020-08-03 | 2020-08-10 | 2021-10-30 | Axitec | AC-320p/156-72S | Solar Panels |  | 0.32 | 22 | 212 | 25 |  | Fixed | Roof
NJSTRE1545395288 |  | Transition Incentive Program | COLUMBUS | 8022 | 13 | 11.05 | Residential | Yes | Behind the Meter | Net-metered residential rooftop and canopy |  | None | Vivint Solar Developer, LLC | PSE&G | Accepted | 2020-08-03 | 2020-08-07 | 2021-10-30 | Jinko Solar | JKM325M-60HBL | Solar Panels |  | 0.325 | 17 | 310 | 22 |  | Fixed | Roof
NJSTRE1545395331 |  | Transition Incentive Program | CHERRY HILL TWP | 8002 | 14 | 9.92 | Residential | No | Behind the Meter | Net-metered residential rooftop and canopy |  | None | Bright Planet Solar | PSE&G | Accepted | 2020-08-03 | 2020-08-07 | 2021-10-30 | LONGI | LR6-60HPB-310M | Solar Panels |  | 0.31 | 14 | 127 | 30 |  | Fixed | Roof
NJSTRE1545395352 |  | Transition Incentive Program | Blackwood | 8012 | 14 | 4.76 | Residential | Yes | Behind the Meter | Net-metered residential rooftop and canopy |  | None | Trinity Solar | PSE&G | Accepted | 2020-08-03 | 2020-08-07 | 2021-10-30 | Hanwha | Q.PEAK DUO BLK-G6 340 | Solar Panels |  | 0.34 | 14 | 240 | 20 |  | Fixed | Roof
NJSTRE1545395375 |  | Transition Incentive Program | Prospect Park | 7508 | 6 | 5.78 | Residential | Yes | Behind the Meter | Net-metered residential rooftop and canopy |  | None | Trinity Solar | PSE&G | Final As-Built Received | 2020-08-03 | 2020-08-07 | 2021-10-30 | Hanwha | Q.PEAK DUO BLK-G6 340 | Solar Panels |  | 0.34 | 3 | 136 | 35 |  | Fixed | Roof
NJSTRE1545389416 | NJSRRE1544779565 | Transition Incentive Program | Piscataway | 8854 | 11 | 14.7 | Residential | Yes | Behind the Meter | Net-metered residential rooftop and canopy |  | None | Pro Custom Solar dba Momentum Solar | PSE&G | Accepted | 2020-04-01 | 2020-04-09 | 2021-10-30 | lg electronics | LG 350N1C-V5 | Solar Panels |  | 0.35 | 21 | 50 | 24 |  | Fixed | Roof
NJSTRE1545389427 | NJSRRE1544867020 | Transition Incentive Program | Burlington | 8016 | 13 | 3.4 | Residential | No | Behind the Meter | Net-metered residential rooftop and canopy |  | None | Trinity Solar | PSE&G | Accepted |  | 2020-04-24 | 2021-10-30 | Hanwha | Q.PEAK DUO BLK-G6 340 | Solar Panels |  | 0.34 | 10 | 229 | 30 |  | Fixed | Roof
NJSTRE1545389449 | NJSRRE1544569022 | Transition Incentive Program | Williamstown | 8094 | 15 | 9.6 | Residential | Yes | Behind the Meter | Behind the Meter |  | None | Skyline Solar, LLC | AC Electric | Eligible for TI Program | 2020-03-03 | 2020-03-06 | 2021-10-30 | Hanwha Q-Cells | Q.PEAK DUO-G5 320 | Solar Panels |  | 0.32 | 30 | 209,29 | 27 |  | Fixed | Roof
NJSTRE1545389454 | NJSRRE1544799882 | Transition Incentive Program | cedarville | 8311 | 20 | 14.07 | Residential | Yes | Behind the Meter | Net-metered residential rooftop and canopy |  | None | Vision Solar LLC | AC Electric | Accepted | 2020-04-06 | 2020-04-09 | 2021-10-30 | lg solar | lg335n1k-v5 | Solar Panels |  | 0.335 | 18 | 213 | 10 |  | Fixed | Roof
NJSTRE1545389468 | NJSRRE1544626585 | Transition Incentive Program | Villas | 8251 | 21 | 4.49 | Residential | No | Behind the Meter | Behind the Meter |  | None | Sunrun Installation Services, Inc. | AC Electric | Eligible for TI Program | 2020-03-11 | 2020-03-16 | 2021-10-30 | LG Electronics | LG345N1C-V5 | Solar Panels |  | 0.345 | 13 | 122 | 18 |  | Fixed | Roof
NJSTRE1545389480 | NJSRRE1544768782 | Transition Incentive Program | Clifton | 7011 | 6 | 8.71 | Residential | Yes | Behind the Meter | Behind the Meter |  | None | Pro Custom Solar dba Momentum Solar | PSE&G | Eligible for TI Program | 2020-03-27 | 2020-04-01 | 2021-10-30 | Hanwha | Q.Peak DUO BLK-G6+ 335 | Solar Panels |  | 0.335 | 13 | 76 | 44 |  | Fixed | Roof
NJSTRE1545389485 | NJSRRE1544566773 | Transition Incentive Program | Cherry Hill | 8003 | 14 | 17.09 | Residential | No | Behind the Meter | Net-metered residential rooftop and canopy |  | None | Green Power Energy | PSE&G | Accepted | 2020-03-03 | 2020-03-05 | 2021-10-30 | Hanwha | Q-Cells Q.PEAK DUO BLK-G6 335 | Solar Panels |  | 0.335 | 10 | 73 | 23 |  | Fixed | Roof
NJSTRE1545389489 | NJSRRE1544613310 | Transition Incentive Program | NORTH BRUNSWICK | 8902 | 11 | 5.76 | Residential | Yes | Behind the Meter | Net-metered residential rooftop and canopy |  | None | Vivint Solar Developer, LLC | PSE&G | Accepted | 2020-03-06 | 2020-03-11 | 2021-10-30 | Jinko Solar | JKM320M-60HBL | Solar Panels |  | 0.32 | 7 | 140 | 19 |  | Fixed | Roof
NJSTRE1545389490 | NJSRRE1544794922 | Transition Incentive Program | LINDEN | 7036 | 10 | 4.48 | Residential | Yes | Behind the Meter | Net-metered residential rooftop and canopy |  | None | Vivint Solar Developer, LLC | PSE&G | Accepted | 2020-04-03 | 2020-04-09 | 2021-10-30 | Jinko Solar | JKM320M-60HBL | Solar Panels |  | 0.32 | 14 | 129 | 39 |  | Fixed | Roof
NJSTRE1545394842 |  | Transition Incentive Program | Freehold | 7728 | 17 | 8.64 | Residential | No | Behind the Meter | Net-metered residential rooftop and canopy |  | None | Whitman Construction, LLC | JCP&L | Accepted | 2020-08-03 | 2020-08-07 | 2021-10-30 | trina | tsm 320dd05h.05 | Solar Panels |  | 0.32 | 21 | 181 | 20 |  | Fixed | Roof
NJSTRE1545394855 |  | Transition Incentive Program | Montclair | 7042 | 9 | 6.3 | Residential | No | Behind the Meter | Net-metered residential rooftop and canopy |  | None | Suntuity Solar LLC | PSE&G | Accepted | 2020-08-03 | 2020-08-07 | 2021-10-30 | Longi | LR6-60HPB-315M | Solar Panels |  | 0.315 | 12 | 54 | 29 |  | Fixed | Roof
NJSTRE1545394855 |  | Transition Incentive Program | Montclair | 7042 | 9 | 6.3 | Residential | No | Behind the Meter | Net-metered residential rooftop and canopy |  | None | Suntuity Solar LLC | PSE&G | Accepted | 2020-08-03 | 2020-08-07 | 2021-10-30 | Longi | LR6-60HPB-315M | Solar Panels |  | 0.315 | 8 | 234 | 29 |  | Fixed | Roof
NJSTRE1545394899 |  | Transition Incentive Program | Lindenwold | 8021 | 14 | 9.75 | Residential | Yes | Behind the Meter | Net-metered residential rooftop and canopy |  | None | SunnyMac LLC | AC Electric | Accepted | 2020-08-03 | 2020-08-07 | 2021-10-30 | REC | REC 325 N-PEAK Blk | Solar Panels |  | 0.325 | 6 | 113 | 30 |  | Fixed | Roof
NJSTRE1545394899 |  | Transition Incentive Program | Lindenwold | 8021 | 14 | 9.75 | Residential | Yes | Behind the Meter | Net-metered residential rooftop and canopy |  | None | SunnyMac LLC | AC Electric | Accepted | 2020-08-03 | 2020-08-07 | 2021-10-30 | REC | REC 325 N-PEAK Blk | Solar Panels |  | 0.325 | 2 | 203 | 15 |  | Fixed | Roof
NJSTRE1545394899 |  | Transition Incentive Program | Lindenwold | 8021 | 14 | 9.75 | Residential | Yes | Behind the Meter | Net-metered residential rooftop and canopy |  | None | SunnyMac LLC | AC Electric | Accepted | 2020-08-03 | 2020-08-07 | 2021-10-30 | REC | REC 325 N-PEAK Blk | Solar Panels |  | 0.325 | 8 | 293 | 22 |  | Fixed | Roof
NJSTRE1545395000 |  | Transition Incentive Program | Freehold | 7728 | 17 | 14.19 | Residential | Yes | Behind the Meter | Net-metered residential rooftop and canopy |  | None | Sunrun Installation Services, Inc. | JCP&L | Accepted | 2020-08-03 | 2020-08-07 | 2021-10-30 | LG Electronics | LG330N1C-A5 | Solar Panels |  | 0.33 | 27 | 275 | 37 |  | Fixed | Roof
NJSTRE1545395086 |  | Transition Incentive Program | Chesterfield NJ 08515 | 8515 | 13 | 9 | Residential | No | Behind the Meter | Net-metered residential rooftop and canopy |  | None | SunnyMac LLC | PSE&G | Accepted | 2020-08-03 | 2020-08-07 | 2021-10-30 | REC | REC 360AA Blk | Solar Panels |  | 0.36 | 5 | 261 | 38 |  | Fixed | Roof
NJSTRE1545395294 |  | Transition Incentive Program | Jackson | 8527 | 18 | 9.76 | Residential | Yes | Behind the Meter | Net-metered residential rooftop and canopy |  | None | Sunrun Installation Services, Inc. | JCP&L | Accepted | 2020-08-03 | 2020-08-07 | 2021-10-30 | LONGi Green Energy Technology Co Ltd | LR6-60HPB-305M | Solar Panels |  | 0.305 | 7 | 264 | 25 |  | Fixed | Roof
NJSTRE1545395317 |  | Transition Incentive Program | Passaic | 7055 | 6 | 9.36 | Residential | No | Behind the Meter | Net-metered residential rooftop and canopy |  | None | Trinity Solar | PSE&G | Accepted | 2020-08-03 | 2020-08-07 | 2021-10-30 | Solaria 360 | Solaria PowerXT-360R-PD | Solar Panels |  | 0.36 | 26 | 161 | 45 |  | Fixed | Roof
NJSTRE1545395315 |  | Transition Incentive Program | Highland Park | 8904 | 11 | 10.85 | Residential | Yes | Behind the Meter | Net-metered residential rooftop and canopy |  | None | Pro Custom Solar dba Momentum Solar | PSE&G | Accepted | 2020-08-03 | 2020-08-07 | 2021-10-30 | LG ELECTRONICS | LG 350N1C-V5 | Solar Panels |  | 0.35 | 22 | 290 | 0.97 |  | Fixed | Roof
NJSTRE1545395356 |  | Transition Incentive Program | NEPTUNE | 7753 | 17 | 4.88 | Residential | No | Behind the Meter | Net-metered residential rooftop and canopy |  | None | Sunrun Installation Services, Inc. | JCP&L | Accepted | 2020-08-03 | 2020-08-07 | 2021-10-30 | LONGi Green Energy Technology Co Ltd | LR6-60HPB-305M | Solar Panels |  | 0.305 | 16 | 176 | 23 |  | Fixed | Roof
NJSTRE1545395353 |  | Transition Incentive Program | Williamstown | 8094 | 15 | 12.48 | Residential | No | Behind the Meter | Net-metered residential rooftop and canopy |  | None | RCL Enterprises Inc. | AC Electric | Accepted | 2020-08-03 | 2020-08-07 | 2021-10-30 | Canadian Solar | CS1H-320MS | Solar Panels |  | 0.32 | 23 | 170 | 30 |  | Fixed | Roof
NJSTRE1545395447 |  | Transition Incentive Program | BARNEGAT | 8005 | 18 | 9.43 | Residential | Yes | Behind the Meter | Net-metered residential rooftop and canopy |  | None | Vivint Solar Developer, LLC | AC Electric | Accepted | 2020-08-03 | 2020-08-07 | 2021-10-30 | Jinko Solar | JKM325M-60HBL | Solar Panels |  | 0.325 | 25 | 167 | 34 |  | Fixed | Roof
NJSTRE1545395470 |  | Transition Incentive Program | Wayne | 7470 | 6 | 14.97 | Residential | No | Behind the Meter | Net-metered residential rooftop and canopy |  | None | Tesla Energy Operations Inc. | JCP&L | Accepted | 2020-08-03 | 2020-08-07 | 2021-10-30 | Tesla | SR60T1 | Solar Panels |  | 0.05847 | 127 | 179 | 23 |  | Fixed | Roof
NJSTRE1545395648 |  | Transition Incentive Program | Egg Harbor Township | 8234 | 19 | 11.56 | Residential | No | Behind the Meter | Net-metered residential rooftop and canopy |  | None | Castle Energy, LLC | AC Electric | Accepted | 2020-08-03 | 2020-08-07 | 2021-10-30 | Hanwha Q-Cells | Q.Peak DUO BLK-G6 340 | Solar Panels |  | 0.34 | 17 | 188 | 26 |  | Fixed | Roof
NJSTRE1545395678 |  | Transition Incentive Program | NORTH BRUNSWICK | 8902 | 11 | 9.43 | Residential | Yes | Behind the Meter | Net-metered residential rooftop and canopy |  | None | Vivint Solar Developer, LLC | PSE&G | Accepted | 2020-08-12 | 2020-08-12 | 2021-10-30 | JINKO SOLAR | JKM325M-60HBL | Solar Panels |  | 0.325 | 6 | 39 | 22 |  | Fixed | Roof
NJSTRE1545389227 | NJSRRE1544773820 | Transition Incentive Program | Paterson | 7514 | 6 | 2.79 | Residential | Yes | Behind the Meter | Behind the Meter |  | None | Sunrun Installation Services, Inc. | PSE&G | Eligible for TI Program | 2020-03-30 | 2020-04-09 | 2021-10-30 | REC Solar | REC310TP2M | Solar Panels |  | 0.31 | 3 | 281 | 30 |  | Fixed | Roof
NJSTRE1545389229 | NJSRRE1544813168 | Transition Incentive Program | Lakewood | 8701 | 18 | 26.86 | Residential | No | Behind the Meter | Net-metered residential rooftop and canopy |  | None | Powerlutions | JCP&L | Accepted |  | 2020-04-14 | 2021-10-30 | Trina | TSM-320 DD06M.05 | Solar Panels |  | 0.34 | 40 | 82 | 40 |  | Fixed | Roof
NJSTRE1545389231 | NJSRRE1544768710 | Transition Incentive Program | VILLAS | 8251 | 21 | 8.32 | Residential | Yes | Behind the Meter | Net-metered residential rooftop and canopy |  | None | Vivint Solar Developer, LLC | AC Electric | Accepted | 2020-03-27 | 2020-04-01 | 2021-10-30 | JINKO SOLAR | JKM320M-60HBL | Solar Panels |  | 0.32 | 12 | 35 | 5 |  | Fixed | Roof
NJSTRE1545389234 | NJSRRE1544701306 | Transition Incentive Program | Union | 7083 | 10 | 9.3 | Residential | No | Behind the Meter | Behind the Meter |  | None | Sunrun Installation Services, Inc. | PSE&G | Eligible for TI Program | 2020-03-16 | 2020-03-19 | 2021-10-30 | REC Solar | REC310TP2M | Solar Panels |  | 0.31 | 4 | 269 | 30 |  | Fixed | Roof
NJSTRE1545389236 | NJSRRE1544762511 | Transition Incentive Program | Egg Harbor Township | 8234 | 19 | 11.2 | Residential | Yes | Behind the Meter | Behind the Meter |  | None | Acos Energy, LLC | AC Electric | Eligible for TI Program | 2020-03-25 | 2020-03-30 | 2021-10-30 | Trina | TSM-DD06M05II 320W | Solar Panels |  | 0.32 | 2 | 28 | 31 |  | Fixed | Roof
NJSTRE1545389241 | NJSRRE1544777596 | Transition Incentive Program | Clifton | 7012 | 6 | 5.7 | Residential | No | Behind the Meter | Net-metered residential rooftop and canopy |  | None | Green Power Energy | PSE&G | Accepted | 2020-04-01 | 2020-04-09 | 2021-10-30 | LG Electronics | LG335N1C-V5 | Solar Panels |  | 0.335 | 17 | 222 | 33 |  | Fixed | Roof
NJSTRE1545389244 | NJSRRE1544838977 | Transition Incentive Program | Sicklerville | 8081 | 14 | 13.6 | Residential | No | Behind the Meter | Net-metered residential rooftop and canopy |  | None | Castle Energy, LLC | AC Electric | Accepted | 2020-04-14 | 2020-04-22 | 2021-10-30 | Hanwha Q-Cells | Q.PEAK DUO BLK-G6 340 | Solar Panels |  | 0.34 | 18 | 67 | 25 |  | Fixed | Roof
NJSTRE1545389255 | NJSRRE1544838922 | Transition Incentive Program | Union Beach | 7735 | 17 | 10.4 | Residential | Yes | Behind the Meter | Net-metered residential rooftop and canopy |  | None | Trinity Solar | JCP&L | Final As-Built Received |  | 2020-04-21 | 2021-10-30 | Hanwha 315 | Q.PEAK DUO BLK-G5 315 | Solar Panels |  | 0.315 | 8 | 224 | 10 |  | Fixed | Roof
NJSTRE1545389272 | NJSRRE1544582414 | Transition Incentive Program | Vineland | 8360 | 20 | 4.36 | Residential | Yes | Behind the Meter | Net-metered residential rooftop and canopy |  | None | Vision Solar LLC | Vineland Muni Electric | Accepted | 2020-03-03 | 2020-03-06 | 2021-10-30 | lg solar | lg335n1k-v5 | Solar Panels |  | 0.335 | 13 | 274 | 21 |  | Fixed | Roof
NJSTRE1545389283 | NJSRRE1544680836 | Transition Incentive Program | Nutley | 7110 | 9 | 6.46 | Residential | Yes | Behind the Meter | Behind the Meter |  | None | Trinity Solar | PSE&G | Eligible for TI Program | 2020-03-13 | 2020-03-18 | 2021-10-30 | HANWHA | Q.PEAK DUO BLK-G6 340 | Solar Panels |  | 0.34 | 3 | 196 | 18 |  | Fixed | Roof
NJSTRE1545389284 | NJSRRE1544805321 | Transition Incentive Program | Newark | 7112 | 9 | 10.23 | Residential | Yes | Behind the Meter | Behind the Meter |  | None | Sunrun Installation Services, Inc. | PSE&G | Eligible for TI Program | 2020-04-07 | 2020-04-10 | 2021-10-30 | REC Solar | REC310TP2M | Solar Panels |  | 0.31 | 3 | 129 | 34 |  | Fixed | Roof
NJSTRE1545389286 | NJSRRE1544551194 | Transition Incentive Program | Villas | 8251 | 21 | 18.7 | Residential | No | Behind the Meter | Behind the Meter |  | None | Green Power Energy | AC Electric | Eligible for TI Program | 2020-02-29 | 2020-03-04 | 2021-10-30 | LG Electronics | LG340N1C-V5 | Solar Panels |  | 0.34 | 22 | 214 | 30 |  | Fixed | Roof
NJSTRE1545389489 | NJSRRE1544613310 | Transition Incentive Program | NORTH BRUNSWICK | 8902 | 11 | 5.76 | Residential | Yes | Behind the Meter | Net-metered residential rooftop and canopy |  | None | Vivint Solar Developer, LLC | PSE&G | Accepted | 2020-03-06 | 2020-03-11 | 2021-10-30 | Jinko Solar | JKM320M-60HBL | Solar Panels |  | 0.32 | 6 | 320 | 19 |  | Fixed | Roof
NJSTRE1545394836 |  | Transition Incentive Program | Belleville | 7109 | 9 | 5.1 | Residential | Yes | Behind the Meter | Net-metered residential rooftop and canopy |  | PSEG | Vision Solar LLC | PSE&G | Accepted | 2020-08-03 | 2020-08-07 | 2021-10-30 | HANWHA Q-CELLS | Q.PEAK DUO-G6 340 | Solar Panels |  | 0.34 | 14 | 104 | 37 |  | Fixed | Roof
NJSTRE1545394840 |  | Transition Incentive Program | Waretown | 8758 | 18 | 5.78 | Residential | Yes | Behind the Meter | Net-metered residential rooftop and canopy |  | None | Trinity Solar | JCP&L | Accepted | 2020-08-03 | 2020-08-07 | 2021-10-30 | Hanwha | Q.PEAK DUO BLK-G6 340 | Solar Panels |  | 0.34 | 17 | 128 | 27 |  | Fixed | Roof
NJSTRE1545394845 |  | Transition Incentive Program | Hamilton | 8620 | 12 | 5.04 | Residential | No | Behind the Meter | Net-metered residential rooftop and canopy |  | None | Suntuity Solar LLC | PSE&G | Accepted | 2020-08-03 | 2020-08-07 | 2021-10-30 | Longi | LR6-60HPB-315M | Solar Panels |  | 0.315 | 7 | 253 | 25 |  | Fixed | Roof
NJSTRE1545394984 |  | Transition Incentive Program | Egg Harbor Township | 8234 | 19 | 9.52 | Residential | No | Behind the Meter | Net-metered residential rooftop and canopy |  | None | Trinity Solar | AC Electric | Accepted | 2020-08-03 | 2020-08-07 | 2021-10-30 | Hanwha | Q.PEAK DUO BLK-G6 340 | Solar Panels |  | 0.34 | 24 | 119 | 34 |  | Fixed | Roof
NJSTRE1545394988 |  | Transition Incentive Program | Alloway | 8001 | 16 | 9.6 | Residential | Yes | Behind the Meter | Net-metered residential ground mount |  | ACE | RCL Enterprises Inc. | AC Electric | Accepted | 2020-08-03 | 2020-08-07 | 2021-10-30 | Jinko | JKM-300M | Solar Panels |  | 0.3 | 32 | 180 | 25 |  | Fixed | Ground
NJSTRE1545394991 |  | Transition Incentive Program | PENNSAUKEN TWP | 8109 | 14 | 9.61 | Residential | Yes | Behind the Meter | Net-metered residential rooftop and canopy |  | None | Bright Planet Solar | PSE&G | Accepted | 2020-08-03 | 2020-08-07 | 2021-10-30 | LONGI | LR6-60HPB-310M | Solar Panels |  | 0.31 | 10 | 148 | 18 |  | Fixed | Roof
NJSTRE1545395059 |  | Transition Incentive Program | willingboro | 8046 | 13 | 10.88 | Residential | No | Behind the Meter | Net-metered residential rooftop and canopy |  | None | Orbit Energy & Power, LLC | AC Electric | Final As-Built Received | 2020-08-03 | 2020-08-07 | 2021-10-30 | hanwha qcells | qpeak 320w | Solar Panels |  | 0.32 | 12 | 171 | 24 |  | Fixed | Roof
NJSTRE1545395091 |  | Transition Incentive Program | Ventnor City | 8406 | 19 | 8.84 | Residential | Yes | Behind the Meter | Net-metered residential rooftop and canopy |  | None | Trinity Solar | AC Electric | Accepted | 2020-08-03 | 2020-08-07 | 2021-10-30 | Hanwha | Q.PEAK DUO BLK-G6 340 | Solar Panels |  | 0.34 | 4 | 237 | 18 |  | Fixed | Roof
NJSTRE1545395084 |  | Transition Incentive Program | BAYONNE CITY | 7002 | 8 | 5.12 | Residential | Yes | Behind the Meter | Net-metered residential rooftop and canopy |  | None | Bright Planet Solar | PSE&G | Accepted | 2020-08-03 | 2020-08-07 | 2021-10-30 | HANWHA Q-CELLS | Q.PEAK-G5 DUO BLK 320W | Solar Panels |  | 0.32 | 16 | 187 | 45 |  | Fixed | Roof
NJSTRE1545395326 |  | Transition Incentive Program | Marlton | 8053 | 13 | 11.73 | Residential | No | Behind the Meter | Net-metered residential rooftop and canopy |  | None | EMT Renewables | PSE&G | Accepted | 2020-08-03 | 2020-08-07 | 2021-10-30 | LG | 335BLK | Solar Panels |  | 0.335 | 6 | 27 | 12 |  | Fixed | Roof
NJSTRE1545395468 |  | Transition Incentive Program | Williamstown | 8094 | 15 | 8.16 | Residential | No | Behind the Meter | Net-metered residential rooftop and canopy |  | None | Trinity Solar | AC Electric | Accepted | 2020-08-03 | 2020-08-07 | 2021-10-30 | Hanwha 340 | Q.PEAK DUO BLK-G6 340 | Solar Panels |  | 0.34 | 6 | 48 | 23 |  | Fixed | Pole
NJSTRE1545395472 |  | Transition Incentive Program | Sickerville | 8081 | 14 | 7.63 | Residential | Yes | Behind the Meter | Net-metered residential rooftop and canopy |  | None | Sunrun Installation Services, Inc. | AC Electric | Accepted | 2020-08-03 | 2020-08-07 | 2021-10-30 | LONGi Green Energy Technology Co Ltd | LR6-60HPB-305M | Solar Panels |  | 0.305 | 5 | 106 | 45 |  | Fixed | Roof
NJSTRE1545389288 | NJSRRE1544802641 | Transition Incentive Program | Mahwah | 7430 | 7 | 6.84 | Residential | No | Behind the Meter | Net-metered residential rooftop and canopy |  | None | Tesla Energy Operations Inc | Orange Rockland Electric | Accepted | 2020-04-06 | 2020-04-10 | 2021-10-30 | Tesla | SR60T1 | Solar Panels |  | 0.05847 | 36 | 247 | 34 |  | Fixed | Roof
NJSTRE1545389290 | NJSRRE1544836430 | Transition Incentive Program | Hardwick Township | 7825 | 2 | 11.47 | Residential | Yes | Behind the Meter | Behind the Meter |  | None | Sunrun Installation Services, Inc. | JCP&L | Eligible for TI Program | 2020-04-13 | 2020-04-20 | 2021-10-30 | REC Solar | REC310TP2M | Solar Panels |  | 0.31 | 18 | 233 | 18 |  | Fixed | Roof
NJSTRE1545389292 | NJSRRE1544846380 | Transition Incentive Program | Union City | 7087 | 8 | 4.76 | Residential | Yes | Behind the Meter | Behind the Meter |  | None | Trinity Solar | PSE&G | Eligible for TI Program | 2020-04-15 | 2020-04-23 | 2021-10-30 | Hanwha | Q.PEAK DUO BLK-G6 340 | Solar Panels |  | 0.34 | 3 | 295 | 23 |  | Fixed | Roof
NJSTRE1545389294 | NJSRRE1544871646 | Transition Incentive Program | Union City | 7087 | 8 | 3.06 | Residential | Yes | Behind the Meter | Behind the Meter |  | None | Trinity Solar | PSE&G | Eligible for TI Program | 2020-04-22 | 2020-04-28 | 2021-10-30 | Hanwha | Q.PEAK DUO BLK-G6 340 | Solar Panels |  | 0.34 | 9 | 115 | 23 |  | Fixed | Roof
NJSTRE1545389301 | NJSRRE1544779200 | Transition Incentive Program | Edison | 8837 | 11 | 2.76 | Residential | Yes | Behind the Meter | Behind the Meter |  | None | Sunrun Installation Services, Inc. | PSE&G | Eligible for TI Program | 2020-04-01 | 2020-04-09 | 2021-10-30 | LG Electronics | LG345N1C-V5 | Solar Panels |  | 0.345 | 6 | 293 | 37 |  | Fixed | Roof
NJSTRE1545389311 | NJSRRE1544597846 | Transition Incentive Program | Union | 7083 | 10 | 5.89 | Residential | No | Behind the Meter | Behind the Meter |  | None | Sunrun Installation Services, Inc. | PSE&G | Eligible for TI Program | 2020-03-04 | 2020-03-09 | 2021-10-30 | REC Solar | REC310TP2M | Solar Panels |  | 0.31 | 9 | 142 | 23 |  | Fixed | Roof
NJSTRE1545389313 | NJSRRE1544611138 | Transition Incentive Program | Monroe | 8831 | 11 | 17.92 | Residential | No | Behind the Meter | Behind the Meter |  | None | Maier Solar Engineering dba Solar Me | JCP&L | Eligible for TI Program | 2020-03-05 | 2020-03-10 | 2021-10-30 | Hanwha | Q.CELL DUO BLK-G5 325W | Solar Panels |  | 0.32 | 10 | 88 | 30 |  | Fixed | Roof
NJSTRE1545389315 | NJSRRE1544849598 | Transition Incentive Program | Freehold | 7728 | 17 | 1582.02 | Non Profit | Yes | Behind the Meter | Net-metered non-residential rooftop and canopy |  | None | CI Renewable Construction LLC | JCP&L | Accepted | 2020-04-17 | 2020-04-23 | 2021-10-30 | SunPower | 470W-X21 | Solar Panels |  | 0.47 | 243 | 230 | 7 |  | Fixed | Parking Lot
NJSTRE1545389320 | NJSRRE1544759118 | Transition Incentive Program | Green Creek | 8204 | 21 | 5.12 | Residential | Yes | Behind the Meter | Net-metered residential rooftop and canopy |  | None | Vivint Solar Developer, LLC | AC Electric | Accepted | 2020-03-24 | 2020-03-26 | 2021-10-30 | JINKO SOLAR | JKM320M-60HBL | Solar Panels |  | 0.32 | 16 | 179 | 18 |  | Fixed | Roof
NJSTRE1545389322 | NJSRRE1544623897 | Transition Incentive Program | Hillside | 7205 | 10 | 3.35 | Residential | Yes | Behind the Meter | Behind the Meter |  | None | Pro Custom Solar dba Momentum Solar | PSE&G | Eligible for TI Program | 2020-03-10 | 2020-03-13 | 2021-10-30 | Hanwha | Q.Peak DUO BLK-G6+ 335 | Solar Panels |  | 0.335 | 10 | 176 | 40 |  | Fixed | Roof
NJSTRE1545389325 | NJSRRE1544799881 | Transition Incentive Program | Warren TWP | 7059 | 5 | 3.78 | Residential | No | Behind the Meter | Net-metered residential rooftop and canopy |  | None | Tesla Energy Operations Inc | PSE&G | Accepted | 2020-04-06 | 2020-04-09 | 2021-10-30 | Hanwha Q Cells | Q.PEAK DUO BLK-G5/SC315 | Solar Panels |  | 0.315 | 8 | 180 | 45 |  | Fixed | Roof
NJSTRE1545389344 | NJSRRE1544892877 | Transition Incentive Program | Newark | 7108 | 9 | 4.42 | Residential | No | Behind the Meter | Net-metered residential rooftop and canopy |  | None | Pro Custom Solar dba Momentum Solar | PSE&G | Final As-Built Received | 2020-04-24 | 2020-04-29 | 2021-10-30 | HANWHA | Q.PEAK DUO BLK G6+ 340 | Solar Panels |  | 0.34 | 3 | 105 | 21 |  | Fixed | Roof
NJSTRE1545389484 | NJSRRE1544561522 | Transition Incentive Program | Camden City | 8105 | 14 | 9.92 | Residential | Yes | Behind the Meter | Behind the Meter |  | None | 1st Light Energy Inc | PSE&G | Eligible for TI Program | 2020-03-02 | 2020-03-05 | 2021-10-30 | Longi | LR6-60HPB-310M | Solar Panels |  | 0.31 | 8 | 239 | 18 |  | Fixed | Roof
NJSTRE1545394849 |  | Transition Incentive Program | Eatontown | 7724 | 17 | 14.04 | Residential | No | Behind the Meter | Net-metered residential rooftop and canopy |  | None | Whitman Construction, LLC | JCP&L | Accepted | 2020-08-03 | 2020-08-07 | 2021-10-30 | SOLARIA POWER | XT 360R-PD | Solar Panels |  | 0.36 | 8 | 116 | 23 |  | Fixed | Roof
NJSTRE1545394943 |  | Transition Incentive Program | WEST CALDWELL | 7006 | 9 | 6.83 | Residential | Yes | Behind the Meter | Net-metered residential rooftop and canopy |  | None | Vivint Solar Developer, LLC | PSE&G | Accepted | 2020-08-12 | 2020-08-13 | 2021-10-30 | JINKO SOLAR | JKM325M-60HBL | Solar Panels |  | 0.325 | 5 | 205 | 24 |  | Fixed | Roof
NJSTRE1545395039 |  | Transition Incentive Program | Williamstown | 8094 | 15 | 12.16 | Residential | No | Behind the Meter | Net-metered residential rooftop and canopy |  | ACE | RCL Enterprises Inc. | AC Electric | Accepted | 2020-08-03 | 2020-08-07 | 2021-10-30 | Canadian Solar | CS1H-320MS | Solar Panels |  | 0.32 | 20 | 106 | 16 |  | Fixed | Roof
NJSTRE1545395059 |  | Transition Incentive Program | willingboro | 8046 | 13 | 10.88 | Residential | No | Behind the Meter | Net-metered residential rooftop and canopy |  | None | Orbit Energy & Power, LLC | AC Electric | Final As-Built Received | 2020-08-03 | 2020-08-07 | 2021-10-30 | hanwha qcells | qpeak 320w | Solar Panels |  | 0.32 | 12 | 351 | 24 |  | Fixed | Roof
NJSTRE1545395294 |  | Transition Incentive Program | Jackson | 8527 | 18 | 9.76 | Residential | Yes | Behind the Meter | Net-metered residential rooftop and canopy |  | None | Sunrun Installation Services, Inc. | JCP&L | Accepted | 2020-08-03 | 2020-08-07 | 2021-10-30 | LONGi Green Energy Technology Co Ltd | LR6-60HPB-305M | Solar Panels |  | 0.305 | 9 | 174 | 20 |  | Fixed | Roof
NJSTRE1545395326 |  | Transition Incentive Program | Marlton | 8053 | 13 | 11.73 | Residential | No | Behind the Meter | Net-metered residential rooftop and canopy |  | None | EMT Renewables | PSE&G | Accepted | 2020-08-03 | 2020-08-07 | 2021-10-30 | LG | 335BLK | Solar Panels |  | 0.335 | 18 | 207 | 20 |  | Fixed | Roof
NJSTRE1545395375 |  | Transition Incentive Program | Prospect Park | 7508 | 6 | 5.78 | Residential | Yes | Behind the Meter | Net-metered residential rooftop and canopy |  | None | Trinity Solar | PSE&G | Final As-Built Received | 2020-08-03 | 2020-08-07 | 2021-10-30 | Hanwha | Q.PEAK DUO BLK-G6 340 | Solar Panels |  | 0.34 | 14 | 136 | 13 |  | Fixed | Roof
NJSTRE1545395380 |  | Transition Incentive Program | Millville | 8332 | 20 | 7.68 | Residential | Yes | Behind the Meter | Net-metered residential rooftop and canopy |  | None | Trinity Solar | AC Electric | Final As-Built Received | 2020-08-03 | 2020-08-07 | 2021-10-30 | HANWHA | Q.PEAK DUO BLK-G5 320 | Solar Panels |  | 0.32 | 9 | 184 | 30 |  | Fixed | Roof
NJSTRE1545395379 |  | Transition Incentive Program | FRANKLINVILLE | 8322 | 15 | 5.58 | Residential | Yes | Behind the Meter | Net-metered residential rooftop and canopy |  | None | Bright Planet Solar | AC Electric | Accepted | 2020-08-03 | 2020-08-07 | 2021-10-30 | LONGI | LR6-60HPB-310M | Solar Panels |  | 0.31 | 10 | 230 | 22 |  | Fixed | Roof
NJSTRE1545395406 |  | Transition Incentive Program | PORT MONMOUTH | 7758 | 17 | 4.55 | Residential | Yes | Behind the Meter | Net-metered residential rooftop and canopy |  | None | Vivint Solar Developer, LLC | JCP&L | Accepted | 2020-08-03 | 2020-08-07 | 2021-10-30 | Jinko Solar | JKM325M-60HBL | Solar Panels |  | 0.325 | 12 | 274 | 19 |  | Fixed | Roof
NJSTRE1545395461 |  | Transition Incentive Program | Hazlet | 7730 | 17 | 8.16 | Residential | Yes | Behind the Meter | Net-metered residential rooftop and canopy |  | None | Trinity Solar | JCP&L | Accepted | 2020-08-03 | 2020-08-07 | 2021-10-30 | Hanwha | Q.PEAK DUO BLK-G6 340 | Solar Panels |  | 0.34 | 2 | 169 | 18 |  | Fixed | Roof
NJSTRE1545395472 |  | Transition Incentive Program | Sickerville | 8081 | 14 | 7.63 | Residential | Yes | Behind the Meter | Net-metered residential rooftop and canopy |  | None | Sunrun Installation Services, Inc. | AC Electric | Accepted | 2020-08-03 | 2020-08-07 | 2021-10-30 | LONGi Green Energy Technology Co Ltd | LR6-60HPB-305M | Solar Panels |  | 0.305 | 7 | 196 | 34 |  | Fixed | Roof
NJSTRE1545395648 |  | Transition Incentive Program | Egg Harbor Township | 8234 | 19 | 11.56 | Residential | No | Behind the Meter | Net-metered residential rooftop and canopy |  | None | Castle Energy, LLC | AC Electric | Accepted | 2020-08-03 | 2020-08-07 | 2021-10-30 | Hanwha Q-Cells | Q.Peak DUO BLK-G6 340 | Solar Panels |  | 0.34 | 13 | 8 | 26 |  | Fixed | Roof
NJSTRE1545395649 |  | Transition Incentive Program | Montclair TWP | 7042 | 9 | 7.56 | Residential | No | Behind the Meter | Net-metered residential rooftop and canopy |  | None | Tesla Energy Operations Inc. | PSE&G | Accepted | 2020-08-03 | 2020-08-07 | 2021-10-30 | Hanwha Q CELLS | Q.PEAK DUO BLK-G5/SC315 | Solar Panels |  | 0.315 | 6 | 277 | 23 |  | Fixed | Roof
NJSTRE1545395653 |  | Transition Incentive Program | KEYPORT | 7735 | 17 | 5.85 | Residential | Yes | Behind the Meter | Net-metered residential rooftop and canopy |  | None | Vivint Solar Developer, LLC | JCP&L | Accepted | 2020-08-03 | 2020-08-07 | 2021-10-30 | Jinko Solar | JKM325M-60HBL | Solar Panels |  | 0.325 | 12 | 176 | 30 |  | Fixed | Roof
NJSTRE1545395678 |  | Transition Incentive Program | NORTH BRUNSWICK | 8902 | 11 | 9.43 | Residential | Yes | Behind the Meter | Net-metered residential rooftop and canopy |  | None | Vivint Solar Developer, LLC | PSE&G | Accepted | 2020-08-12 | 2020-08-12 | 2021-10-30 | JINKO SOLAR | JKM325M-60HBL | Solar Panels |  | 0.325 | 2 | 39 | 22 |  | Fixed | Roof
NJSTRE1545395719 |  | Transition Incentive Program | BARRINGTON BORO | 8007 | 14 | 18.3 | Residential | No | Behind the Meter | Net-metered residential rooftop and canopy |  | None | Sunrun Installation Services, Inc. | PSE&G | Accepted | 2020-08-03 | 2020-08-07 | 2021-10-30 | LONGi Green Energy Technology Co Ltd | LR6-60HPB-305M | Solar Panels |  | 0.305 | 4 | 150 | 20 |  | Fixed | Roof
NJSTRE1545396096 |  | Transition Incentive Program | Closter | 7624 | 7 | 11.99 | Residential | No | Behind the Meter | Net-metered residential rooftop and canopy |  | None | Tesla Energy Operations Inc. | Orange Rockland Electric | Accepted | 2020-08-03 | 2020-08-07 | 2021-10-30 | Tesla | SR60T1 | Solar Panels |  | 0.05847 | 122 | 190 | 27 |  | Fixed | Roof
NJSTRE1545397951 |  | Transition Incentive Program | EAST WINDSOR | 8520 | 12 | 6.3 | Residential | No | Behind the Meter | Net-metered residential rooftop and canopy |  | None | Suntuity Solar LLC | JCP&L | Accepted | 2020-08-04 | 2020-08-07 | 2021-10-30 | Hanwha Solar | Q-Cells 315 Mono | Solar Panels |  | 0.315 | 12 | 179 | 30 |  | Fixed | Roof
NJSTRE1545397951 |  | Transition Incentive Program | EAST WINDSOR | 8520 | 12 | 6.3 | Residential | No | Behind the Meter | Net-metered residential rooftop and canopy |  | None | Suntuity Solar LLC | JCP&L | Accepted | 2020-08-04 | 2020-08-07 | 2021-10-30 | Hanwha Solar | Q-Cells 315 Mono | Solar Panels |  | 0.315 | 8 | 179 | 31 |  | Fixed | Roof
NJSTRE1545397959 |  | Transition Incentive Program | West Berlin | 8091 | 14 | 3.84 | Residential | No | Behind the Meter | Net-metered residential rooftop and canopy |  | None | Posigen NJ LLC | AC Electric | Accepted | 2020-08-04 | 2020-08-07 | 2021-10-30 | Hanwha Q-Cells | Q.PEAK DUO-G5 320 | Solar Panels |  | 0.32 | 12 | 242 | 25 |  | Fixed | Roof
NJSTRE1545397980 |  | Transition Incentive Program | Millville | 8332 | 20 | 7.04 | Residential | No | Behind the Meter | Net-metered residential rooftop and canopy |  | None | Posigen NJ LLC | AC Electric | Accepted | 2020-08-04 | 2020-08-07 | 2021-10-30 | Hanwha Q-Cells | Q.PEAK DUO-G5 320 | Solar Panels |  | 0.32 | 22 | 21201 | 22 |  | Fixed | Roof
NJSTRE1545398004 |  | Transition Incentive Program | Plainfield | 7063 | 10 | 7.04 | Residential | No | Behind the Meter | Net-metered residential rooftop and canopy |  | None | Posigen NJ LLC | PSE&G | Accepted | 2020-08-04 | 2020-08-13 | 2021-10-30 | Hanwha Q-Cells | Q.PEAK DUO-G5 320 | Solar Panels |  | 0.32 | 22 | 51231 | 43 |  | Fixed | Roof
NJSTRE1545398026 |  | Transition Incentive Program | RAHWAY | 7065 | 10 | 13.33 | Residential | No | Behind the Meter | Net-metered residential rooftop and canopy |  | None | Infinity Solar Systems | PSE&G | Accepted | 2020-08-04 | 2020-08-07 | 2021-10-30 | CANADIAN SOLAR | CS1H-325-MS | Solar Panels |  | 0.325 | 9 | 100 | 23 |  | Fixed | Roof
NJSTRE1545398026 |  | Transition Incentive Program | RAHWAY | 7065 | 10 | 13.33 | Residential | No | Behind the Meter | Net-metered residential rooftop and canopy |  | None | Infinity Solar Systems | PSE&G | Accepted | 2020-08-04 | 2020-08-07 | 2021-10-30 | CANADIAN SOLAR | CS1H-325-MS | Solar Panels |  | 0.325 | 8 | 10 | 23 |  | Fixed | Roof
NJSTRE1545389346 | NJSRRE1544582454 | Transition Incentive Program | northfield | 8225 | 19 | 12.16 | Commercial | Yes | Behind the Meter | Net-metered non-residential rooftop and canopy |  | None | CE Team Inc. | AC Electric | Accepted | 2020-03-03 | 2020-03-06 | 2021-10-30 | Axitec | AC-380MH/144S | Solar Panels |  | 0.38 | 32 | 142 | 10 |  | Fixed | Roof
NJSTRE1545389349 | NJSRRE1544566581 | Transition Incentive Program | MORRIS PLAINS | 7950 | 3 | 17.6 | Residential | Yes | Behind the Meter | Net-metered residential rooftop and canopy |  | None | Vivint Solar Developer, LLC | JCP&L | Accepted | 2020-03-04 | 2020-03-05 | 2021-10-30 | Jinko Solar | JKM320M-60HBL | Solar Panels |  | 0.32 | 8 | 320 | 35 |  | Fixed | Roof
NJSTRE1545389351 | NJSRRE1544776075 | Transition Incentive Program | Egg Harbor City | 8215 | 19 | 5.58 | Residential | Yes | Behind the Meter | Behind the Meter |  | None | Sunrun Installation Services, Inc. | AC Electric | Eligible for TI Program | 2020-03-31 | 2020-04-09 | 2021-10-30 | REC Solar | REC310TP2M | Solar Panels |  | 0.31 | 3 | 312 | 30 |  | Fixed | Roof
NJSTRE1545389362 | NJSRRE1544794049 | Transition Incentive Program | Sicklerville | 8081 | 14 | 7.56 | Residential | No | Behind the Meter | Behind the Meter |  | None | Trinity Solar | AC Electric | Eligible for TI Program | 2020-04-02 | 2020-04-13 | 2021-10-30 | HANWHA | Q.PEAK DUO BLK-G5 315 | Solar Panels |  | 0.315 | 10 | 74 | 23 |  | Fixed | Roof
NJSTRE1545389367 | NJSRRE1544897861 | Transition Incentive Program | Whiting | 8759 | 18 | 34.65 | Commercial | No | Behind the Meter | Net-metered non-residential rooftop and canopy |  | None | Ameresco | JCP&L | Accepted |  | 2020-04-30 | 2021-10-30 | JA | JAM72S09 385/PR | Solar Panels |  | 0.385 | 90 | 157 | 26 |  | Fixed | Roof
NJSTRE1545389371 | NJSRRE1544761203 | Transition Incentive Program | Toms River | 8757 | 18 | 10.39 | Residential | Yes | Behind the Meter | Behind the Meter |  | None | Pro Custom Solar dba Momentum Solar | JCP&L | Eligible for TI Program | 2020-03-24 | 2020-03-27 | 2021-10-30 | Hanwha | Q.Peak DUO BLK-G6+ 335 | Solar Panels |  | 0.335 | 3 | 76 | 33 |  | Fixed | Roof
NJSTRE1545389390 | NJSRRE1544791085 | Transition Incentive Program | Barnegat Light | 8006 | 18 | 6.75 | Residential | No | Behind the Meter | Net-metered residential rooftop and canopy |  | None | Solar States LLC | AC Electric | Accepted |  | 2020-04-09 | 2021-10-30 | LG | LG375Q1C-V5 | Solar Panels |  | 0.375 | 18 | 205 | 25 |  | Fixed | Roof
NJSTRE1545389394 | NJSRRE1544626914 | Transition Incentive Program | Palisades Park | 7650 | 7 | 3.8 | Residential | No | Behind the Meter | Behind the Meter |  | None | Sunrun Installation Services, Inc. | PSE&G | Eligible for TI Program | 2020-03-11 | 2020-03-17 | 2021-10-30 | LG Electronics | LG345N1C-V5 | Solar Panels |  | 0.345 | 11 | 127 | 14 |  | Fixed | Roof
NJSTRE1545389397 | NJSRRE1544813201 | Transition Incentive Program | Haddon TWP | 8108 | 14 | 6.82 | Residential | Yes | Behind the Meter | Behind the Meter |  | None | 1st Light Energy Inc | PSE&G | Eligible for TI Program | 2020-04-08 | 2020-04-14 | 2021-10-30 | Longi | LR6-60HPB-310M | Solar Panels |  | 0.31 | 22 | 148 | 27 |  | Fixed | Roof
NJSTRE1545389414 | NJSRRE1544617478 | Transition Incentive Program | Nutley | 7110 | 9 | 5.89 | Residential | Yes | Behind the Meter | Behind the Meter |  | None | Sunrun Installation Services, Inc. | PSE&G | Eligible for TI Program | 2020-03-06 | 2020-03-11 | 2021-10-30 | LONGi Green Energy Technology Co Ltd | LR6-60HPB-310M | Solar Panels |  | 0.31 | 12 | 76 | 40 |  | Fixed | Roof
NJSTRE1545389440 | NJSRRE1544705445 | Transition Incentive Program | MORRIS PLAINS | 7950 | 3 | 5.12 | Residential | Yes | Behind the Meter | Net-metered residential rooftop and canopy |  | None | Vivint Solar Developer, LLC | JCP&L | Accepted | 2020-03-19 | 2020-03-20 | 2021-10-30 | Jinko Solar | JKM320M-60HBL | Solar Panels |  | 0.32 | 4 | 212 | 36 |  | Fixed | Roof
NJSTRE1545389451 | NJSRRE1544762444 | Transition Incentive Program | Mays Landing | 8330 | 19 | 12.16 | Residential | Yes | Behind the Meter | Behind the Meter |  | None | Acos Energy, LLC | AC Electric | Eligible for TI Program | 2020-03-25 | 2020-03-30 | 2021-10-30 | Trina | TSM-DD06M05II 320W | Solar Panels |  | 0.32 | 28 | 200 | 28 |  | Fixed | Roof
NJSTRE1545395328 |  | Transition Incentive Program | SOMERDALE BORO | 8083 | 14 | 10.88 | Residential | No | Behind the Meter | Net-metered residential rooftop and canopy |  | None | Orbit Energy & Power, LLC | AC Electric | Accepted | 2020-08-03 | 2020-08-07 | 2021-10-30 | HANWH QCELLS | QPEAK 320W | Solar Panels |  | 0.32 | 21 | 117 | 21 |  | Fixed | Roof
NJSTRE1545395331 |  | Transition Incentive Program | CHERRY HILL TWP | 8002 | 14 | 9.92 | Residential | No | Behind the Meter | Net-metered residential rooftop and canopy |  | None | Bright Planet Solar | PSE&G | Accepted | 2020-08-03 | 2020-08-07 | 2021-10-30 | LONGI | LR6-60HPB-310M | Solar Panels |  | 0.31 | 8 | 127 | 18 |  | Fixed | Roof
NJSTRE1545395331 |  | Transition Incentive Program | CHERRY HILL TWP | 8002 | 14 | 9.92 | Residential | No | Behind the Meter | Net-metered residential rooftop and canopy |  | None | Bright Planet Solar | PSE&G | Accepted | 2020-08-03 | 2020-08-07 | 2021-10-30 | LONGI | LR6-60HPB-310M | Solar Panels |  | 0.31 | 10 | 218 | 26 |  | Fixed | Roof
NJSTRE1545395353 |  | Transition Incentive Program | Williamstown | 8094 | 15 | 12.48 | Residential | No | Behind the Meter | Net-metered residential rooftop and canopy |  | None | RCL Enterprises Inc. | AC Electric | Accepted | 2020-08-03 | 2020-08-07 | 2021-10-30 | Canadian Solar | CS1H-320MS | Solar Panels |  | 0.32 | 1 | 260 | 35 |  | Fixed | Roof
NJSTRE1545395353 |  | Transition Incentive Program | Williamstown | 8094 | 15 | 12.48 | Residential | No | Behind the Meter | Net-metered residential rooftop and canopy |  | None | RCL Enterprises Inc. | AC Electric | Accepted | 2020-08-03 | 2020-08-07 | 2021-10-30 | Canadian Solar | CS1H-320MS | Solar Panels |  | 0.32 | 15 | 170 | 30 |  | Fixed | Roof
NJSTRE1545395380 |  | Transition Incentive Program | Millville | 8332 | 20 | 7.68 | Residential | Yes | Behind the Meter | Net-metered residential rooftop and canopy |  | None | Trinity Solar | AC Electric | Final As-Built Received | 2020-08-03 | 2020-08-07 | 2021-10-30 | HANWHA | Q.PEAK DUO BLK-G5 320 | Solar Panels |  | 0.32 | 6 | 94 | 37 |  | Fixed | Roof
NJSTRE1545395396 |  | Transition Incentive Program | Villas | 8251 | 21 | 7.14 | Residential | Yes | Behind the Meter | Net-metered residential rooftop and canopy |  | None | Trinity Solar | AC Electric | Accepted | 2020-08-03 | 2020-08-07 | 2021-10-30 | Hanwha | Q.PEAK DUO BLK-G6 340 | Solar Panels |  | 0.34 | 12 | 114 | 27 |  | Fixed | Roof
NJSTRE1545395431 |  | Transition Incentive Program | Millville | 8332 | 20 | 13.6 | Residential | Yes | Behind the Meter | Net-metered residential rooftop and canopy |  | None | Trinity Solar | AC Electric | Accepted | 2020-08-03 | 2020-08-07 | 2021-10-30 | Hanwha | Q.PEAK DUO BLK-G6 340 | Solar Panels |  | 0.34 | 40 | 180 | 30 |  | Fixed | Roof
NJSTRE1545395461 |  | Transition Incentive Program | Hazlet | 7730 | 17 | 8.16 | Residential | Yes | Behind the Meter | Net-metered residential rooftop and canopy |  | None | Trinity Solar | JCP&L | Accepted | 2020-08-03 | 2020-08-07 | 2021-10-30 | Hanwha | Q.PEAK DUO BLK-G6 340 | Solar Panels |  | 0.34 | 7 | 260 | 24 |  | Fixed | Roof
NJSTRE1545395582 |  | Transition Incentive Program | Vineland | 8360 | 20 | 7.14 | Residential | Yes | Behind the Meter | Net-metered residential rooftop and canopy |  | None | Trinity Solar | Vineland Muni Electric | Accepted | 2020-08-03 | 2020-08-07 | 2021-10-30 | Hanwha | Q.PEAK DUO BLK-G6 340 | Solar Panels |  | 0.34 | 7 | 183 | 9 |  | Fixed | Roof
NJSTRE1545395485 |  | Transition Incentive Program | MONTCLAIR | 7042 | 9 | 5.53 | Residential | No | Behind the Meter | Net-metered residential rooftop and canopy |  | None | Infinity Solar Systems | PSE&G | Accepted | 2020-08-03 | 2020-08-07 | 2021-10-30 | CANADIAN SOLAR | CS1H-325-MS | Solar Panels |  | 0.325 | 5 | 187 | 25 |  | Fixed | Roof
NJSTRE1545395653 |  | Transition Incentive Program | KEYPORT | 7735 | 17 | 5.85 | Residential | Yes | Behind the Meter | Net-metered residential rooftop and canopy |  | None | Vivint Solar Developer, LLC | JCP&L | Accepted | 2020-08-03 | 2020-08-07 | 2021-10-30 | Jinko Solar | JKM325M-60HBL | Solar Panels |  | 0.325 | 6 | 356 | 4 |  | Fixed | Roof
NJSTRE1545395689 |  | Transition Incentive Program | Cresskill | 7626 | 7 | 9.9 | Residential | Yes | Behind the Meter | Net-metered residential rooftop and canopy |  | None | Sunrun Installation Services, Inc. | Orange Rockland Electric | Accepted | 2020-08-03 | 2020-08-07 | 2021-10-30 | LG Electronics | LG330N1C-A5 | Solar Panels |  | 0.33 | 7 | 91 | 27 |  | Fixed | Roof
NJSTRE1545389454 | NJSRRE1544799882 | Transition Incentive Program | cedarville | 8311 | 20 | 14.07 | Residential | Yes | Behind the Meter | Net-metered residential rooftop and canopy |  | None | Vision Solar LLC | AC Electric | Accepted | 2020-04-06 | 2020-04-09 | 2021-10-30 | lg solar | lg335n1k-v5 | Solar Panels |  | 0.335 | 21 | 213 | 35 |  | Fixed | Roof
NJSTRE1545389456 | NJSRRE1544838901 | Transition Incentive Program | Kresson | 8053 | 13 | 14.72 | Residential | Yes | Behind the Meter | Net-metered residential rooftop and canopy |  | None | All Season Solar | AC Electric | Accepted | 2020-04-14 | 2020-04-21 | 2021-10-30 | Trina | TSMDD06M.05II | Solar Panels |  | 0.32 | 5 | 63 | 26 |  | Fixed | Roof
NJSTRE1545389463 | NJSRRE1544612645 | Transition Incentive Program | WILLINGBORO | 8046 | 13 | 9.6 | Residential | Yes | Behind the Meter | Net-metered residential rooftop and canopy |  | None | Vivint Solar Developer, LLC | PSE&G | Accepted | 2020-03-06 | 2020-03-11 | 2021-10-30 | Jinko Solar | JKM320M-60HBL | Solar Panels |  | 0.32 | 4 | 109 | 12 |  | Fixed | Roof
NJSTRE1545389466 | NJSRRE1544818022 | Transition Incentive Program | Atlantic City | 8401 | 19 | 4.69 | Residential | Yes | Behind the Meter | Behind the Meter |  | None | Pro Custom Solar dba Momentum Solar | AC Electric | Eligible for TI Program | 2020-04-09 | 2020-04-16 | 2021-10-30 | Hanwha | Q.Peak DUO BLK-G6+ 335 | Solar Panels |  | 0.335 | 14 | 148 | 16 |  | Fixed | Roof
NJSTRE1545389475 | NJSRRE1544719392 | Transition Incentive Program | Short Hills | 7078 | 9 | 4.49 | Residential | Yes | Behind the Meter | Behind the Meter |  | None | Sunrun Installation Services, Inc. | JCP&L | Eligible for TI Program | 2020-03-18 | 2020-03-23 | 2021-10-30 | LG Electronics | LG345N1C-V5 | Solar Panels |  | 0.345 | 5 | 331 | 34 |  | Fixed | Roof
NJSTRE1545389480 | NJSRRE1544768782 | Transition Incentive Program | Clifton | 7011 | 6 | 8.71 | Residential | Yes | Behind the Meter | Behind the Meter |  | None | Pro Custom Solar dba Momentum Solar | PSE&G | Eligible for TI Program | 2020-03-27 | 2020-04-01 | 2021-10-30 | Hanwha | Q.Peak DUO BLK-G6+ 335 | Solar Panels |  | 0.335 | 13 | 256 | 44 |  | Fixed | Roof
NJSTRE1545389484 | NJSRRE1544561522 | Transition Incentive Program | Camden City | 8105 | 14 | 9.92 | Residential | Yes | Behind the Meter | Behind the Meter |  | None | 1st Light Energy Inc | PSE&G | Eligible for TI Program | 2020-03-02 | 2020-03-05 | 2021-10-30 | Longi | LR6-60HPB-310M | Solar Panels |  | 0.31 | 20 | 59 | 37 |  | Fixed | Roof
NJSTRE1545394830 |  | Transition Incentive Program | BRICK | 8724 | 18 | 11.66 | Residential | No | Behind the Meter | Net-metered residential rooftop and canopy |  | None | Suntuity Solar LLC | JCP&L | Accepted | 2020-08-03 | 2020-08-07 | 2021-10-30 | Longi | LR6-60HPB-315M | Solar Panels |  | 0.315 | 6 | 178 | 33 |  | Fixed | Roof
NJSTRE1545394844 |  | Transition Incentive Program | Pennsville | 8070 | 16 | 4.08 | Residential | Yes | Behind the Meter | Net-metered residential rooftop and canopy |  | ACE | Vision Solar LLC | AC Electric | Accepted | 2020-08-03 | 2020-08-07 | 2021-10-30 | HANWHA Q-CELLS | Q.PEAK DUO-G6 340 | Solar Panels |  | 0.34 | 9 | 112 | 24 |  | Fixed | Roof
NJSTRE1545394991 |  | Transition Incentive Program | PENNSAUKEN TWP | 8109 | 14 | 9.61 | Residential | Yes | Behind the Meter | Net-metered residential rooftop and canopy |  | None | Bright Planet Solar | PSE&G | Accepted | 2020-08-03 | 2020-08-07 | 2021-10-30 | LONGI | LR6-60HPB-310M | Solar Panels |  | 0.31 | 12 | 56 | 18 |  | Fixed | Roof
NJSTRE1545395039 |  | Transition Incentive Program | Williamstown | 8094 | 15 | 12.16 | Residential | No | Behind the Meter | Net-metered residential rooftop and canopy |  | ACE | RCL Enterprises Inc. | AC Electric | Accepted | 2020-08-03 | 2020-08-07 | 2021-10-30 | Canadian Solar | CS1H-320MS | Solar Panels |  | 0.32 | 18 | 106 | 16 |  | Fixed | Roof
NJSTRE1545395315 |  | Transition Incentive Program | Highland Park | 8904 | 11 | 10.85 | Residential | Yes | Behind the Meter | Net-metered residential rooftop and canopy |  | None | Pro Custom Solar dba Momentum Solar | PSE&G | Accepted | 2020-08-03 | 2020-08-07 | 2021-10-30 | LG ELECTRONICS | LG 350N1C-V5 | Solar Panels |  | 0.35 | 9 | 253 | 41 |  | Fixed | Roof
NJSTRE1545395328 |  | Transition Incentive Program | SOMERDALE BORO | 8083 | 14 | 10.88 | Residential | No | Behind the Meter | Net-metered residential rooftop and canopy |  | None | Orbit Energy & Power, LLC | AC Electric | Accepted | 2020-08-03 | 2020-08-07 | 2021-10-30 | HANWHA QCELLS | QPEAK 320W | Solar Panels |  | 0.32 | 13 | 297 | 12 |  | Fixed | Roof
NJSTRE1545395086 |  | Transition Incentive Program | Chesterfield NJ 08515 | 8515 | 13 | 9 | Residential | No | Behind the Meter | Net-metered residential rooftop and canopy |  | None | SunnyMac LLC | PSE&G | Accepted | 2020-08-03 | 2020-08-07 | 2021-10-30 | REC | REC 360AA Blk | Solar Panels |  | 0.36 | 5 | 171 | 28 |  | Fixed | Roof
NJSTRE1545395091 |  | Transition Incentive Program | Ventnor City | 8406 | 19 | 8.84 | Residential | Yes | Behind the Meter | Net-metered residential rooftop and canopy |  | None | Trinity Solar | AC Electric | Accepted | 2020-08-03 | 2020-08-07 | 2021-10-30 | Hanwha | Q.PEAK DUO BLK-G6 340 | Solar Panels |  | 0.34 | 22 | 237 | 27 |  | Fixed | Pole
NJSTRE1545395294 |  | Transition Incentive Program | Jackson | 8527 | 18 | 9.76 | Residential | Yes | Behind the Meter | Net-metered residential rooftop and canopy |  | None | Sunrun Installation Services, Inc. | JCP&L | Accepted | 2020-08-03 | 2020-08-07 | 2021-10-30 | LONGi Green Energy Technology Co Ltd | LR6-60HPB-305M | Solar Panels |  | 0.305 | 10 | 264 | 25 |  | Fixed | Roof
NJSTRE1545395326 |  | Transition Incentive Program | Marlton | 8053 | 13 | 11.73 | Residential | No | Behind the Meter | Net-metered residential rooftop and canopy |  | None | EMT Renewables | PSE&G | Accepted | 2020-08-03 | 2020-08-07 | 2021-10-30 | LG | 335-BLK | Solar Panels |  | 0.335 | 11 | 27 | 20 |  | Fixed | Roof
NJSTRE1545395044 |  | Transition Incentive Program | Paramus | 7652 | 7 | 4.2 | Residential | No | Behind the Meter | Net-metered residential rooftop and canopy |  | None | UnitedSolar LLC | PSE&G | Accepted | 2020-08-05 | 2020-08-07 | 2021-10-30 | trina | tsm-300DD05A.05(II) | Solar Panels |  | 0.3 | 14 | 110 | 18 |  | Fixed | Roof
NJSTRE1545395396 |  | Transition Incentive Program | Villas | 8251 | 21 | 7.14 | Residential | Yes | Behind the Meter | Net-metered residential rooftop and canopy |  | None | Trinity Solar | AC Electric | Accepted | 2020-08-03 | 2020-08-07 | 2021-10-30 | Hanwha | Q.PEAK DUO BLK-G6 340 | Solar Panels |  | 0.34 | 9 | 294 | 27 |  | Fixed | Roof
NJSTRE1545395447 |  | Transition Incentive Program | BARNEGAT | 8005 | 18 | 9.43 | Residential | Yes | Behind the Meter | Net-metered residential rooftop and canopy |  | None | Vivint Solar Developer, LLC | AC Electric | Accepted | 2020-08-03 | 2020-08-07 | 2021-10-30 | Jinko Solar | JKM325M-60HBL | Solar Panels |  | 0.325 | 4 | 167 | 34 |  | Fixed | Roof
NJSTRE1545395461 |  | Transition Incentive Program | Hazlet | 7730 | 17 | 8.16 | Residential | Yes | Behind the Meter | Net-metered residential rooftop and canopy |  | None | Trinity Solar | JCP&L | Accepted | 2020-08-03 | 2020-08-07 | 2021-10-30 | Hanwha | Q.PEAK DUO BLK-G6 340 | Solar Panels |  | 0.34 | 15 | 80 | 24 |  | Fixed | Roof
NJSTRE1545395582 |  | Transition Incentive Program | Vineland | 8360 | 20 | 7.14 | Residential | Yes | Behind the Meter | Net-metered residential rooftop and canopy |  | None | Trinity Solar | Vineland Muni Electric | Accepted | 2020-08-03 | 2020-08-07 | 2021-10-30 | Hanwha | Q.PEAK DUO BLK-G6 340 | Solar Panels |  | 0.34 | 2 | 273 | 23 |  | Fixed | Roof
NJSTRE1545395648 |  | Transition Incentive Program | Egg Harbor Township | 8234 | 19 | 11.56 | Residential | No | Behind the Meter | Net-metered residential rooftop and canopy |  | None | Castle Energy, LLC | AC Electric | Accepted | 2020-08-03 | 2020-08-07 | 2021-10-30 | Hanwha Q-Cells | Q.Peak DUO BLK-G6 340 | Solar Panels |  | 0.34 | 2 | 278 | 40 |  | Fixed | Roof
NJSTRE1545395689 |  | Transition Incentive Program | Cresskill | 7626 | 7 | 9.9 | Residential | Yes | Behind the Meter | Net-metered residential rooftop and canopy |  | None | Sunrun Installation Services, Inc. | Orange Rockland Electric | Accepted | 2020-08-03 | 2020-08-07 | 2021-10-30 | LG Electronics | LG330N1C-A5 | Solar Panels |  | 0.33 | 9 | 273 | 27 |  | Fixed | Roof
NJSTRE1545395698 |  | Transition Incentive Program | ROCHELLE PARK | 7662 | 7 | 3.9 | Residential | Yes | Behind the Meter | Net-metered residential rooftop and canopy |  | None | Vivint Solar Developer, LLC | PSE&G | Accepted | 2020-08-04 | 2020-08-07 | 2021-10-30 | Jinko Solar | JKM325M-60HBL | Solar Panels |  | 0.325 | 4 | 86 | 25 |  | Fixed | Roof
NJSTRE1545395719 |  | Transition Incentive Program | BARRINGTON BORO | 8007 | 14 | 18.3 | Residential | No | Behind the Meter | Net-metered residential rooftop and canopy |  | None | Sunrun Installation Services, Inc. | PSE&G | Accepted | 2020-08-03 | 2020-08-07 | 2021-10-30 | LONGi Green Energy Technology Co Ltd | LR6-60HPB-305M | Solar Panels |  | 0.305 | 12 | 330 | 27 |  | Fixed | Roof
NJSTRE1545397955 |  | Transition Incentive Program | Hamilton | 8620 | 12 | 3.84 | Residential | No | Behind the Meter | Net-metered residential rooftop and canopy |  | None | Posigen NJ LLC | PSE&G | Accepted | 2020-08-04 | 2020-08-07 | 2021-10-30 | Hanwha Q-Cells | Q.PEAK DUO-G5 320 | Solar Panels |  | 0.32 | 12 | 199 | 30 |  | Fixed | Roof
NJSTRE1545397970 |  | Transition Incentive Program | Millville | 8332 | 20 | 14.96 | Residential | Yes | Behind the Meter | Net-metered residential rooftop and canopy |  | None | Trinity Solar | AC Electric | Accepted | 2020-08-04 | 2020-08-12 | 2021-10-30 | Hanwha | Q.PEAK DUO BLK-G6 340 | Solar Panels |  | 0.34 | 13 | 160 | 32 |  | Fixed | Roof
NJSTRE1545397970 |  | Transition Incentive Program | Millville | 8332 | 20 | 14.96 | Residential | Yes | Behind the Meter | Net-metered residential rooftop and canopy |  | None | Trinity Solar | AC Electric | Accepted | 2020-08-04 | 2020-08-12 | 2021-10-30 | Hanwha | Q.PEAK DUO BLK-G6 340 | Solar Panels |  | 0.34 | 9 | 161 | 21 |  | Fixed | Roof
NJSTRE1545398005 |  | Transition Incentive Program | Brick | 8724 | 18 | 9.6 | Residential | Yes | Behind the Meter | Net-metered residential rooftop and canopy |  | None | Trinity Solar | JCP&L | Final As-Built Received | 2020-08-04 | 2020-08-07 | 2021-10-30 | HANWHA | Q.PEAK DUO BLK-G5 320 | Solar Panels |  | 0.32 | 14 | 39 | 17 |  | Fixed | Roof
NJSTRE1545398042 |  | Transition Incentive Program | Princeton Junction | 8550 | 12 | 13.6 | Residential | No | Behind the Meter | Net-metered residential rooftop and canopy |  | None | CE Team Inc. | JCP&L | Accepted | 2020-08-04 | 2020-08-07 | 2021-10-30 | Hanwha | g6-340 | Solar Panels |  | 0.34 | 33 | 230 | 27 |  | Fixed | Roof
NJSTRE1545398026 |  | Transition Incentive Program | RAHWAY | 7065 | 10 | 13.33 | Residential | No | Behind the Meter | Net-metered residential rooftop and canopy |  | None | Infinity Solar Systems | PSE&G | Accepted | 2020-08-04 | 2020-08-07 | 2021-10-30 | CANADIAN SOLAR | CS1H-325-MS | Solar Panels |  | 0.325 | 2 | 100 | 23 |  | Fixed | Roof
NJSTRE1545398026 |  | Transition Incentive Program | RAHWAY | 7065 | 10 | 13.33 | Residential | No | Behind the Meter | Net-metered residential rooftop and canopy |  | None | Infinity Solar Systems | PSE&G | Accepted | 2020-08-04 | 2020-08-07 | 2021-10-30 | CANADIAN SOLAR | CS1H-325-MS | Solar Panels |  | 0.325 | 4 | 280 | 23 |  | Fixed | Roof
NJSTRE1545398078 |  | Transition Incentive Program | Burlington | 8016 | 13 | 10.85 | Residential | Yes | Behind the Meter | Net-metered residential rooftop and canopy |  | None | Pro Custom Solar dba Momentum Solar | PSE&G | Accepted | 2020-08-04 | 2020-08-07 | 2021-10-30 | LG | LG 350N1C-V5 | Solar Panels |  | 0.35 | 10 | 85 | 14 |  | Fixed | Roof
NJSTRE1545398123 |  | Transition Incentive Program | Little Ferry | 7643 | 7 | 6.46 | Residential | Yes | Behind the Meter | Net-metered residential rooftop and canopy |  | None | Trinity Solar | PSE&G | Final As-Built Received | 2020-08-04 | 2020-08-07 | 2021-10-30 | Hanwha 340 | Q.PEAK DUO BLK-G6 340 | Solar Panels |  | 0.34 | 5 | 272 | 23 |  | Fixed | Pole
NJSTRE1545398170 |  | Transition Incentive Program | Union | 7083 | 10 | 5.6 | Residential | Yes | Behind the Meter | Net-metered residential rooftop and canopy |  | None | Pro Custom Solar dba Momentum Solar | PSE&G | Accepted | 2020-08-04 | 2020-08-07 | 2021-10-30 | LG ELECTRONICS | LG 350N1C-V5 | Solar Panels |  | 0.35 | 3 | 126 | 21 |  | Fixed | Roof
NJSTRE1545398379 |  | Transition Incentive Program | Marlboro | 7746 | 17 | 12 | Residential | No | Behind the Meter | Net-metered residential rooftop and canopy |  | None | Power Home Remodeling Group | JCP&L | Accepted | 2020-08-04 | 2020-08-07 | 2021-10-30 | Hyundai | HiS-S300RG | Solar Panels |  | 0.3 | 4 | 75 | 23 |  | Fixed | Roof
NJSTRE1545398379 |  | Transition Incentive Program | Marlboro | 7746 | 17 | 12 | Residential | No | Behind the Meter | Net-metered residential rooftop and canopy |  | None | Power Home Remodeling Group | JCP&L | Accepted | 2020-08-04 | 2020-08-07 | 2021-10-30 | Hyundai | HiS-S300RG | Solar Panels |  | 0.3 | 15 | 255 | 23 |  | Fixed | Roof
NJSTRE1545395379 |  | Transition Incentive Program | FRANKLINVILLE | 8322 | 15 | 5.58 | Residential | Yes | Behind the Meter | Net-metered residential rooftop and canopy |  | None | Bright Planet Solar | AC Electric | Accepted | 2020-08-03 | 2020-08-07 | 2021-10-30 | LONGI | LR6-60HPB-310M | Solar Panels |  | 0.31 | 8 | 230 | 22 |  | Fixed | Roof
NJSTRE1545395466 |  | Transition Incentive Program | Manahawkin | 8050 | 18 | 4.8 | Residential | No | Behind the Meter | Net-metered residential rooftop and canopy |  | None | EMT Renewables | AC Electric | Accepted | 2020-08-03 | 2020-08-07 | 2021-10-30 | Trina | 320-BLK | Solar Panels |  | 0.32 | 15 | 204 | 26 |  | Fixed | Roof
NJSTRE1545395470 |  | Transition Incentive Program | Wayne | 7470 | 6 | 14.97 | Residential | No | Behind the Meter | Net-metered residential rooftop and canopy |  | None | Tesla Energy Operations Inc. | JCP&L | Accepted | 2020-08-03 | 2020-08-07 | 2021-10-30 | Tesla | SR60T1 | Solar Panels |  | 0.05847 | 58 | 89 | 23 |  | Fixed | Roof
NJSTRE1545395582 |  | Transition Incentive Program | Vineland | 8360 | 20 | 7.14 | Residential | Yes | Behind the Meter | Net-metered residential rooftop and canopy |  | None | Trinity Solar | Vineland Muni Electric | Accepted | 2020-08-03 | 2020-08-07 | 2021-10-30 | Hanwha | Q.PEAK DUO BLK-G6 340 | Solar Panels |  | 0.34 | 7 | 183 | 23 |  | Fixed | Roof
NJSTRE1545395649 |  | Transition Incentive Program | Montclair TWP | 7042 | 9 | 7.56 | Residential | No | Behind the Meter | Net-metered residential rooftop and canopy |  | None | Tesla Energy Operations Inc. | PSE&G | Accepted | 2020-08-03 | 2020-08-07 | 2021-10-30 | Hanwha Q CELLS | Q.PEAK DUO BLK-G5/SC315 | Solar Panels |  | 0.315 | 3 | 187 | 30 |  | Fixed | Roof
NJSTRE1545395729 |  | Transition Incentive Program | MOUNT LAUREL | 8054 | 13 | 5.85 | Residential | Yes | Behind the Meter | Net-metered residential rooftop and canopy |  | None | Vivint Solar Developer, LLC | PSE&G | Accepted | 2020-08-04 | 2020-08-07 | 2021-10-30 | Jinko Solar | JKM325M-60HBL | Solar Panels |  | 0.325 | 6 | 205 | 22 |  | Fixed | Roof
NJSTRE1545396077 |  | Transition Incentive Program | North Plainfiel | 7063 | 10 | 7.7 | Residential | No | Behind the Meter | Net-metered residential rooftop and canopy |  | None | Pro Custom Solar dba Momentum Solar | PSE&G | Accepted | 2020-08-03 | 2020-08-07 | 2021-10-30 | LG ELECTRONICS | LG 350N1C-V5 | Solar Panels |  | 0.35 | 4 | 39 | 23 |  | Fixed | Roof
NJSTRE1545397952 |  | Transition Incentive Program | GALLOWAY | 8205 | 19 | 10.4 | Residential | Yes | Behind the Meter | Net-metered residential rooftop and canopy |  | None | Suntuity Solar LLC | AC Electric | Accepted | 2020-08-04 | 2020-08-07 | 2021-10-30 | Longi | LR6-60HPB-315M | Solar Panels |  | 0.315 | 18 | 102 | 23 |  | Fixed | Roof
NJSTRE1545398130 |  | Transition Incentive Program | BELLEVILLE | 7109 | 9 | 11.2 | Residential | No | Behind the Meter | Net-metered residential rooftop and canopy |  | None | Pro Custom Solar dba Momentum Solar | PSE&G | Accepted | 2020-08-04 | 2020-08-07 | 2021-10-30 | LG | LG 350N1C-V5 | Solar Panels |  | 0.35 | 5 | 115 | 26 |  | Fixed | Roof
NJSTRE1545398130 |  | Transition Incentive Program | BELLEVILLE | 7109 | 9 | 11.2 | Residential | No | Behind the Meter | Net-metered residential rooftop and canopy |  | None | Pro Custom Solar dba Momentum Solar | PSE&G | Accepted | 2020-08-04 | 2020-08-07 | 2021-10-30 | LG | LG 350N1C-V5 | Solar Panels |  | 0.35 | 7 | 25 | 23 |  | Fixed | Roof
NJSTRE1545398171 |  | Transition Incentive Program | Orange city | 7050 | 9 | 5.44 | Residential | Yes | Behind the Meter | Net-metered residential rooftop and canopy |  | PSEG | Vision Solar LLC | PSE&G | Accepted | 2020-08-04 | 2020-08-07 | 2021-10-30 | HANWHA Q-CELLS | Q.PEAK DUO-G6 340 | Solar Panels |  | 0.34 | 6 | 208 | 35 |  | Fixed | Roof
NJSTRE1545398158 |  | Transition Incentive Program | CARTERET BORO | 7008 | 11 | 9.3 | Residential | Yes | Behind the Meter | Net-metered residential rooftop and canopy |  | None | Bright Planet Solar | PSE&G | Accepted | 2020-08-04 | 2020-08-07 | 2021-10-30 | LONGI | LR6-60HPB-310M | Solar Panels |  | 0.31 | 12 | 218 | 30 |  | Fixed | Roof
NJSTRE1545398167 |  | Transition Incentive Program | Northfield | 8225 | 19 | 4.48 | Residential | Yes | Behind the Meter | Net-metered residential rooftop and canopy |  | None | Sunbound Solar | AC Electric | Accepted | 2020-08-04 | 2020-08-07 | 2021-10-30 | Hanwha | Q.PEAK DUO BLK-G5 320 | Solar Panels |  | 0.32 | 9 | 206 | 26 |  | Fixed | Roof
NJSTRE1545396096 |  | Transition Incentive Program | Closter | 7624 | 7 | 11.99 | Residential | No | Behind the Meter | Net-metered residential rooftop and canopy |  | None | Tesla Energy Operations Inc. | Orange Rockland Electric | Accepted | 2020-08-03 | 2020-08-07 | 2021-10-30 | Tesla | SR60T1 | Solar Panels |  | 0.05847 | 83 | 10 | 27 |  | Fixed | Roof
NJSTRE1545397958 |  | Transition Incentive Program | Forked River | 8731 | 18 | 7.04 | Residential | No | Behind the Meter | Net-metered residential rooftop and canopy |  | None | Posigen NJ LLC | JCP&L | Accepted | 2020-08-04 | 2020-08-07 | 2021-10-30 | Hanwha Q-Cells | Q.PEAK DUO-G5 320 | Solar Panels |  | 0.32 | 22 | 105 | 22 |  | Fixed | Roof
NJSTRE1545397993 |  | Transition Incentive Program | Irvington | 7111 | 9 | 5.12 | Residential | No | Behind the Meter | Net-metered residential rooftop and canopy |  | None | Posigen NJ LLC | PSE&G | Accepted | 2020-08-04 | 2020-08-07 | 2021-10-30 | Hanwha Q-Cells | Q.PEAK DUO-G5 320 | Solar Panels |  | 0.32 | 16 | 124 | 20 |  | Fixed | Roof
NJSTRE1545398005 |  | Transition Incentive Program | Brick | 8724 | 18 | 9.6 | Residential | Yes | Behind the Meter | Net-metered residential rooftop and canopy |  | None | Trinity Solar | JCP&L | Final As-Built Received | 2020-08-04 | 2020-08-07 | 2021-10-30 | HANWHA | Q.PEAK DUO BLK-G5 320 | Solar Panels |  | 0.32 | 16 | 219 | 15 |  | Fixed | Roof
NJSTRE1545398013 |  | Transition Incentive Program | Beverly | 8010 | 13 | 5.25 | Residential | Yes | Behind the Meter | Net-metered residential rooftop and canopy |  | None | Pro Custom Solar dba Momentum Solar | PSE&G | Accepted | 2020-08-04 | 2020-08-07 | 2021-10-30 | LG | LG 350N1C-V5 | Solar Panels |  | 0.35 | 15 | 163 | 31 |  | Fixed | Roof
NJSTRE1545398078 |  | Transition Incentive Program | Burlington | 8016 | 13 | 10.85 | Residential | Yes | Behind the Meter | Net-metered residential rooftop and canopy |  | None | Pro Custom Solar dba Momentum Solar | PSE&G | Accepted | 2020-08-04 | 2020-08-07 | 2021-10-30 | LG | LG 350N1C-V5 | Solar Panels |  | 0.35 | 8 | 85 | 9 |  | Fixed | Roof
NJSTRE1545398123 |  | Transition Incentive Program | Little Ferry | 7643 | 7 | 6.46 | Residential | Yes | Behind the Meter | Net-metered residential rooftop and canopy |  | None | Trinity Solar | PSE&G | Final As-Built Received | 2020-08-04 | 2020-08-07 | 2021-10-30 | Hanwha 340 | Q.PEAK DUO BLK-G6 340 | Solar Panels |  | 0.34 | 14 | 182 | 23 |  | Fixed | Roof
NJSTRE1545398161 |  | Transition Incentive Program | Roselle | 7203 | 10 | 6.65 | Residential | No | Behind the Meter | Net-metered residential rooftop and canopy |  | None | Pro Custom Solar dba Momentum Solar | PSE&G | Accepted | 2020-08-04 | 2020-08-07 | 2021-10-30 | LG | LG 350N1C-V5 | Solar Panels |  | 0.35 | 5 | 73 | 38 |  | Fixed | Roof
NJSTRE1545398158 |  | Transition Incentive Program | CARTERET BORO | 7008 | 11 | 9.3 | Residential | Yes | Behind the Meter | Net-metered residential rooftop and canopy |  | None | Bright Planet Solar | PSE&G | Accepted | 2020-08-04 | 2020-08-07 | 2021-10-30 | LONGI | LR6-60HPB-310M | Solar Panels |  | 0.31 | 6 | 218 | 18 |  | Fixed | Roof
NJSTRE1545398217 |  | Transition Incentive Program | FLEMINGTON | 8822 | 4 | 8.68 | Residential | Yes | Behind the Meter | Net-metered residential rooftop and canopy |  | None | Bright Planet Solar | JCP&L | Accepted | 2020-08-04 | 2020-08-07 | 2021-10-30 | LONGI | LR6-60HPB-310M | Solar Panels |  | 0.31 | 19 | 212 | 26 |  | Fixed | Roof
NJSTRE1545398379 |  | Transition Incentive Program | Marlboro | 7746 | 17 | 12 | Residential | No | Behind the Meter | Net-metered residential rooftop and canopy |  | None | Power Home Remodeling Group | JCP&L | Accepted | 2020-08-04 | 2020-08-07 | 2021-10-30 | Hyundai | HiS-S300RG | Solar Panels |  | 0.3 | 9 | 165 | 23 |  | Fixed | Roof
NJSTRE1545398394 |  | Transition Incentive Program | Mullica Hill | 8062 | 15 | 17 | Residential | No | Behind the Meter | Net-metered residential rooftop and canopy |  | None | CE Team Inc. | AC Electric | Accepted | 2020-08-04 | 2020-08-07 | 2021-10-30 | Hanwha | g6-340 | Solar Panels |  | 0.34 | 8 | 139 | 34 |  | Fixed | Roof
NJSTRE1545398419 |  | Transition Incentive Program | Hopewell TWP MER | 8534 | 12 | 16.32 | Residential | No | Behind the Meter | Net-metered residential rooftop and canopy |  | None | Tesla Energy Operations Inc. | PSE&G | Accepted | 2020-08-04 | 2020-08-07 | 2021-10-30 | Hanwha Q-CELLS | Q.Peak DUO BLK-G6+ 340 | Solar Panels |  | 0.34 | 10 | 16 | 32 |  | Fixed | Roof
NJSTRE1545395406 |  | Transition Incentive Program | PORT MONMOUTH | 7758 | 17 | 4.55 | Residential | Yes | Behind the Meter | Net-metered residential rooftop and canopy |  | None | Vivint Solar Developer, LLC | JCP&L | Accepted | 2020-08-03 | 2020-08-07 | 2021-10-30 | Jinko Solar | JKM325M-60HBL | Solar Panels |  | 0.325 | 2 | 95 | 19 |  | Fixed | Roof
NJSTRE1545395442 |  | Transition Incentive Program | Brick | 8723 | 18 | 7.04 | Residential | No | Behind the Meter | Net-metered residential rooftop and canopy |  | None | Whitman Construction, LLC | JCP&L | Accepted | 2020-08-03 | 2020-08-07 | 2021-10-30 | trina | tsm 320dd05h.05 | Solar Panels |  | 0.32 | 22 | 171 | 29 |  | Fixed | Roof
NJSTRE1545395468 |  | Transition Incentive Program | Williamstown | 8094 | 15 | 8.16 | Residential | No | Behind the Meter | Net-metered residential rooftop and canopy |  | None | Trinity Solar | AC Electric | Accepted | 2020-08-03 | 2020-08-07 | 2021-10-30 | Hanwha 340 | Q.PEAK DUO BLK-G6 340 | Solar Panels |  | 0.34 | 18 | 228 | 23 |  | Fixed | Roof
NJSTRE1545395472 |  | Transition Incentive Program | Sickerville | 8081 | 14 | 7.63 | Residential | Yes | Behind the Meter | Net-metered residential rooftop and canopy |  | None | Sunrun Installation Services, Inc. | AC Electric | Accepted | 2020-08-03 | 2020-08-07 | 2021-10-30 | LONGi Green Energy Technology Co Ltd | LR6-60HPB-305M | Solar Panels |  | 0.305 | 4 | 286 | 45 |  | Fixed | Roof
NJSTRE1545395472 |  | Transition Incentive Program | Sickerville | 8081 | 14 | 7.63 | Residential | Yes | Behind the Meter | Net-metered residential rooftop and canopy |  | None | Sunrun Installation Services, Inc. | AC Electric | Accepted | 2020-08-03 | 2020-08-07 | 2021-10-30 | LONGi Green Energy Technology Co Ltd | LR6-60HPB-305M | Solar Panels |  | 0.305 | 3 | 196 | 48 |  | Fixed | Roof
NJSTRE1545395648 |  | Transition Incentive Program | Egg Harbor Township | 8234 | 19 | 11.56 | Residential | No | Behind the Meter | Net-metered residential rooftop and canopy |  | None | Castle Energy, LLC | AC Electric | Accepted | 2020-08-03 | 2020-08-07 | 2021-10-30 | Hanwha Q-Cells | Q.Peak DUO BLK-G6 340 | Solar Panels |  | 0.34 | 2 | 98 | 40 |  | Fixed | Roof
NJSTRE1545395649 |  | Transition Incentive Program | Montclair TWP | 7042 | 9 | 7.56 | Residential | No | Behind the Meter | Net-metered residential rooftop and canopy |  | None | Tesla Energy Operations Inc. | PSE&G | Accepted | 2020-08-03 | 2020-08-07 | 2021-10-30 | Hanwha Q CELLS | Q.PEAK DUO BLK-G5/SC315 | Solar Panels |  | 0.315 | 6 | 7 | 30 |  | Fixed | Roof
NJSTRE1545395719 |  | Transition Incentive Program | BARRINGTON BORO | 8007 | 14 | 18.3 | Residential | No | Behind the Meter | Net-metered residential rooftop and canopy |  | None | Sunrun Installation Services, Inc. | PSE&G | Accepted | 2020-08-03 | 2020-08-07 | 2021-10-30 | LONGi Green Energy Technology Co Ltd | LR6-60HPB-305M | Solar Panels |  | 0.305 | 13 | 240 | 27 |  | Fixed | Roof
NJSTRE1545395719 |  | Transition Incentive Program | BARRINGTON BORO | 8007 | 14 | 18.3 | Residential | No | Behind the Meter | Net-metered residential rooftop and canopy |  | None | Sunrun Installation Services, Inc. | PSE&G | Accepted | 2020-08-03 | 2020-08-07 | 2021-10-30 | LONGi Green Energy Technology Co Ltd | LR6-60HPB-305M | Solar Panels |  | 0.305 | 6 | 105 | 20 |  | Fixed | Roof
NJSTRE1545395729 |  | Transition Incentive Program | MOUNT LAUREL | 8054 | 13 | 5.85 | Residential | Yes | Behind the Meter | Net-metered residential rooftop and canopy |  | None | Vivint Solar Developer, LLC | PSE&G | Accepted | 2020-08-04 | 2020-08-07 | 2021-10-30 | Jinko Solar | JKM325M-60HBL | Solar Panels |  | 0.325 | 12 | 115 | 22 |  | Fixed | Roof
NJSTRE1545396074 |  | Transition Incentive Program | Old Bridge | 8857 | 11 | 4.9 | Residential | Yes | Behind the Meter | Net-metered residential rooftop and canopy |  | None | Pro Custom Solar dba Momentum Solar | JCP&L | Accepted | 2020-08-03 | 2020-08-07 | 2021-10-30 | LG ELECTRONICS | LG 350N1C-V5 | Solar Panels |  | 0.35 | 14 | 206 | 28 |  | Fixed | Roof
NJSTRE1545395056 |  | Transition Incentive Program | Southampton | 8088 | 13 | 11.9 | Residential | Yes | Behind the Meter | Net-metered residential rooftop and canopy |  | None | Pro Custom Solar dba Momentum Solar | PSE&G | Accepted | 2020-08-03 | 2020-08-07 | 2021-10-30 | LG ELECTRONICS | LG 350N1C-V5 | Solar Panels |  | 0.35 | 34 | 115 | 26 |  | Fixed | Roof
NJSTRE1545395288 |  | Transition Incentive Program | COLUMBUS | 8022 | 13 | 11.05 | Residential | Yes | Behind the Meter | Net-metered residential rooftop and canopy |  | None | Vivint Solar Developer, LLC | PSE&G | Accepted | 2020-08-03 | 2020-08-07 | 2021-10-30 | Jinko Solar | JKM325M-60HBL | Solar Panels |  | 0.325 | 13 | 130 | 22 |  | Fixed | Roof
NJSTRE1545395329 |  | Transition Incentive Program | Monmouth Beach | 7750 | 17 | 4.08 | Residential | Yes | Behind the Meter | Net-metered residential rooftop and canopy |  | None | Trinity Solar | JCP&L | Accepted | 2020-08-03 | 2020-08-07 | 2021-10-30 | Hanwha | Q.PEAK DUO BLK-G6 340 | Solar Panels |  | 0.34 | 12 | 167 | 30 |  | Fixed | Roof
NJSTRE1545395470 |  | Transition Incentive Program | Wayne | 7470 | 6 | 14.97 | Residential | No | Behind the Meter | Net-metered residential rooftop and canopy |  | None | Tesla Energy Operations Inc. | JCP&L | Accepted | 2020-08-03 | 2020-08-07 | 2021-10-30 | Tesla | SR60T1 | Solar Panels |  | 0.05847 | 71 | 269 | 23 |  | Fixed | Roof
NJSTRE1545395472 |  | Transition Incentive Program | Sickerville | 8081 | 14 | 7.63 | Residential | Yes | Behind the Meter | Net-metered residential rooftop and canopy |  | None | Sunrun Installation Services, Inc. | AC Electric | Accepted | 2020-08-03 | 2020-08-07 | 2021-10-30 | LONGi Green Energy Technology Co Ltd | LR6-60HPB-305M | Solar Panels |  | 0.305 | 6 | 16 | 34 |  | Fixed | Roof
NJSTRE1545395485 |  | Transition Incentive Program | MONTCLAIR | 7042 | 9 | 5.53 | Residential | No | Behind the Meter | Net-metered residential rooftop and canopy |  | None | Infinity Solar Systems | PSE&G | Accepted | 2020-08-03 | 2020-08-07 | 2021-10-30 | CANADIAN SOLAR | CS1H-325-MS | Solar Panels |  | 0.325 | 2 | 187 | 10 |  | Fixed | Roof
NJSTRE1545395485 |  | Transition Incentive Program | MONTCLAIR | 7042 | 9 | 5.53 | Residential | No | Behind the Meter | Net-metered residential rooftop and canopy |  | None | Infinity Solar Systems | PSE&G | Accepted | 2020-08-03 | 2020-08-07 | 2021-10-30 | CANADIAN SOLAR | CS1H-325-MS | Solar Panels |  | 0.325 | 7 | 187 | 10 |  | Fixed | Roof
NJSTRE1545395649 |  | Transition Incentive Program | Montclair TWP | 7042 | 9 | 7.56 | Residential | No | Behind the Meter | Net-metered residential rooftop and canopy |  | None | Tesla Energy Operations Inc. | PSE&G | Accepted | 2020-08-03 | 2020-08-07 | 2021-10-30 | Hanwha Q CELLS | Q.PEAK DUO BLK-G5/SC315 | Solar Panels |  | 0.315 | 9 | 97 | 23 |  | Fixed | Roof
NJSTRE1545395689 |  | Transition Incentive Program | Cresskill | 7626 | 7 | 9.9 | Residential | Yes | Behind the Meter | Net-metered residential rooftop and canopy |  | None | Sunrun Installation Services, Inc. | Orange Rockland Electric | Accepted | 2020-08-03 | 2020-08-07 | 2021-10-30 | LG Electronics | LG330N1C-A5 | Solar Panels |  | 0.33 | 14 | 273 | 19 |  | Fixed | Roof
NJSTRE1545395678 |  | Transition Incentive Program | NORTH BRUNSWICK | 8902 | 11 | 9.43 | Residential | Yes | Behind the Meter | Net-metered residential rooftop and canopy |  | None | Vivint Solar Developer, LLC | PSE&G | Accepted | 2020-08-12 | 2020-08-12 | 2021-10-30 | JINKO SOLAR | JKM325M-60HBL | Solar Panels |  | 0.325 | 3 | 129 | 22 |  | Fixed | Roof
NJSTRE1545396062 |  | Transition Incentive Program | Edison | 8817 | 11 | 5.95 | Residential | Yes | Behind the Meter | Net-metered residential rooftop and canopy |  | None | Pro Custom Solar dba Momentum Solar | PSE&G | Accepted | 2020-08-03 | 2020-08-07 | 2021-10-30 | LG ELECTRONICS | LG 350N1C-V5 | Solar Panels |  | 0.35 | 17 | 123 | 27 |  | Fixed | Roof
NJSTRE1545396077 |  | Transition Incentive Program | North Plainfiel | 7063 | 10 | 7.7 | Residential | No | Behind the Meter | Net-metered residential rooftop and canopy |  | None | Pro Custom Solar dba Momentum Solar | PSE&G | Accepted | 2020-08-03 | 2020-08-07 | 2021-10-30 | LG ELECTRONICS | LG 350N1C-V5 | Solar Panels |  | 0.35 | 12 | 219 | 45 |  | Fixed | Roof
NJSTRE1545397953 |  | Transition Incentive Program | Bayville | 8721 | 18 | 6.62 | Residential | Yes | Behind the Meter | Net-metered residential rooftop and canopy |  | None | Suntuity Solar LLC | JCP&L | Accepted | 2020-08-04 | 2020-08-07 | 2021-10-30 | Longi | LR6-60HPB-315M | Solar Panels |  | 0.315 | 14 | 263 | 23 |  | Fixed | Roof
NJSTRE1545398026 |  | Transition Incentive Program | RAHWAY | 7065 | 10 | 13.33 | Residential | No | Behind the Meter | Net-metered residential rooftop and canopy |  | None | Infinity Solar Systems | PSE&G | Accepted | 2020-08-04 | 2020-08-07 | 2021-10-30 | CANADIAN SOLAR | CS1H-325-MS | Solar Panels |  | 0.325 | 6 | 190 | 23 |  | Fixed | Roof
NJSTRE1545398130 |  | Transition Incentive Program | BELLEVILLE | 7109 | 9 | 11.2 | Residential | No | Behind the Meter | Net-metered residential rooftop and canopy |  | None | Pro Custom Solar dba Momentum Solar | PSE&G | Accepted | 2020-08-04 | 2020-08-07 | 2021-10-30 | LG | LG 350N1C-V5 | Solar Panels |  | 0.35 | 9 | 295 | 22 |  | Fixed | Roof
NJSTRE1545398161 |  | Transition Incentive Program | Roselle | 7203 | 10 | 6.65 | Residential | No | Behind the Meter | Net-metered residential rooftop and canopy |  | None | Pro Custom Solar dba Momentum Solar | PSE&G | Accepted | 2020-08-04 | 2020-08-07 | 2021-10-30 | LG | LG 350N1C-V5 | Solar Panels |  | 0.35 | 14 | 253 | 36 |  | Fixed | Roof
NJSTRE1545398171 |  | Transition Incentive Program | Orange city | 7050 | 9 | 5.44 | Residential | Yes | Behind the Meter | Net-metered residential rooftop and canopy |  | PSEG | Vision Solar LLC | PSE&G | Accepted | 2020-08-04 | 2020-08-07 | 2021-10-30 | HANWHA Q-CELLS | Q.PEAK DUO-G6 340 | Solar Panels |  | 0.34 | 3 | 208 | 29 |  | Fixed | Roof
NJSTRE1545398170 |  | Transition Incentive Program | Union | 7083 | 10 | 5.6 | Residential | Yes | Behind the Meter | Net-metered residential rooftop and canopy |  | None | Pro Custom Solar dba Momentum Solar | PSE&G | Accepted | 2020-08-04 | 2020-08-07 | 2021-10-30 | LG ELECTRONICS | LG 350N1C-V5 | Solar Panels |  | 0.35 | 9 | 126 | 34 |  | Fixed | Roof
NJSTRE1545398337 |  | Transition Incentive Program | Hasbrouck Heights | 7604 | 7 | 6.3 | Residential | No | Behind the Meter | Net-metered residential rooftop and canopy |  | None | Pro Custom Solar dba Momentum Solar | PSE&G | Accepted | 2020-08-04 | 2020-08-07 | 2021-10-30 | LG ELECTRONICS | LG 350N1C-V5 | Solar Panels |  | 0.35 | 6 | 126 | 22 |  | Fixed | Roof
NJSTRE1545398354 |  | Transition Incentive Program | Pennsauken | 8110 | 14 | 8.4 | Residential | Yes | Behind the Meter | Net-metered residential rooftop and canopy |  | None | Pro Custom Solar dba Momentum Solar | PSE&G | Accepted | 2020-08-04 | 2020-08-07 | 2021-10-30 | LG | LG 350N1C-V5 | Solar Panels |  | 0.35 | 11 | 320 | 35 |  | Fixed | Roof
NJSTRE1545398394 |  | Transition Incentive Program | Mullica Hill | 8062 | 15 | 17 | Residential | No | Behind the Meter | Net-metered residential rooftop and canopy |  | None | CE Team Inc. | AC Electric | Accepted | 2020-08-04 | 2020-08-07 | 2021-10-30 | Hanwha | g6-340 | Solar Panels |  | 0.34 | 8 | 319 | 34 |  | Fixed | Roof
NJSTRE1545398401 |  | Transition Incentive Program | Monroe Township | 8094 | 15 | 10.24 | Residential | Yes | Behind the Meter | Net-metered residential rooftop and canopy |  | None | Sunbound Solar | AC Electric | Accepted | 2020-08-04 | 2020-08-10 | 2021-10-30 | Hanwha | Q.PEAK DUO BLK-G5 320 | Solar Panels |  | 0.32 | 8 | 67 | 18 |  | Fixed | Roof
NJSTRE1545398437 |  | Transition Incentive Program | Toms River | 8753 | 18 | 9.6 | Residential | No | Behind the Meter | Net-metered residential rooftop and canopy |  | None | Posigen NJ LLC | JCP&L | Accepted | 2020-08-04 | 2020-08-07 | 2021-10-30 | Hanwha Q-Cells | Q.PEAK DUO-G5 320 | Solar Panels |  | 0.32 | 30 | 108 | 36 |  | Fixed | Roof
NJSTRE1545398577 |  | Transition Incentive Program | Madison | 7940 | 3 | 8.16 | Residential | No | Behind the Meter | Net-metered residential rooftop and canopy |  | None | Tesla Energy Operations Inc. | Borough of Madison | Accepted | 2020-08-04 | 2020-08-07 | 2021-10-30 | Hanwha Q-Cells | Q.Peak DUO BLK-G6+/SC340 | Solar Panels |  | 0.34 | 6 | 106 | 34 |  | Fixed | Roof
NJSTRE1545398582 |  | Transition Incentive Program | Oaklyn | 8107 | 14 | 8.13 | Residential | Yes | Behind the Meter | Net-metered residential rooftop and canopy |  | None | Vivint Solar Developer, LLC | PSE&G | Accepted | 2020-08-07 | 2020-08-10 | 2021-10-30 | JINKO SOLAR | JKM325M-60HBL | Solar Panels |  | 0.325 | 2 | 131 | 16 |  | Fixed | Roof
NJSTRE1545398580 |  | Transition Incentive Program | Rockaway | 7866 | 3 | 8.48 | Residential | No | Behind the Meter | Net-metered residential rooftop and canopy |  | None | Tesla Energy Operations Inc. | JCP&L | Accepted | 2020-08-04 | 2020-08-07 | 2021-10-30 | Tesla | SR60T1 | Solar Panels |  | 0.05847 | 71 | 161 | 23 |  | Fixed | Roof
NJSTRE1545397970 |  | Transition Incentive Program | Millville | 8332 | 20 | 14.96 | Residential | Yes | Behind the Meter | Net-metered residential rooftop and canopy |  | None | Trinity Solar | AC Electric | Accepted | 2020-08-04 | 2020-08-12 | 2021-10-30 | Hanwha | Q.PEAK DUO BLK-G6 340 | Solar Panels |  | 0.34 | 22 | 161 | 18 |  | Fixed | Roof
NJSTRE1545398014 |  | Transition Incentive Program | Irvington | 7111 | 9 | 7.56 | Residential | No | Behind the Meter | Net-metered residential rooftop and canopy |  | None | UnitedSolar LLC | PSE&G | Accepted | 2020-08-04 | 2020-08-07 | 2021-10-30 | axitec | ac-315p/156-72s | Solar Panels |  | 0.315 | 24 | 314 | 35 |  | Fixed | Roof
NJSTRE1545398127 |  | Transition Incentive Program | WOODBINE | 8270 | 21 | 3.9 | Residential | Yes | Behind the Meter | Net-metered residential rooftop and canopy |  | None | Vivint Solar Developer, LLC | AC Electric | Accepted | 2020-08-12 | 2020-08-12 | 2021-10-30 | Jinko Solar | JKM325M-60HBL | Solar Panels |  | 0.325 | 12 | 172 | 20 |  | Fixed | Roof
NJSTRE1545398151 |  | Transition Incentive Program | Bogota | 7603 | 7 | 8.4 | Residential | No | Behind the Meter | Net-metered residential rooftop and canopy |  | None | United Solar LLC | PSE&G | Final As-Built Received | 2020-08-05 | 2020-08-10 | 2021-10-30 | Trina Solar | TSM-300DD05A.05 | Solar Panels |  | 0.3 | 28 | 290 | 34 |  | Fixed | Roof
NJSTRE1545398171 |  | Transition Incentive Program | Orange city | 7050 | 9 | 5.44 | Residential | Yes | Behind the Meter | Net-metered residential rooftop and canopy |  | PSEG | Vision Solar LLC | PSE&G | Accepted | 2020-08-04 | 2020-08-07 | 2021-10-30 | HANWHA Q-CELLS | Q.PEAK DUO-G6 340 | Solar Panels |  | 0.34 | 1 | 118 | 40 |  | Fixed | Roof
NJSTRE1545398171 |  | Transition Incentive Program | Orange city | 7050 | 9 | 5.44 | Residential | Yes | Behind the Meter | Net-metered residential rooftop and canopy |  | PSEG | Vision Solar LLC | PSE&G | Accepted | 2020-08-04 | 2020-08-07 | 2021-10-30 | HANWHA Q-CELLS | Q.PEAK DUO-G6 340 | Solar Panels |  | 0.34 | 3 | 28 | 35 |  | Fixed | Roof
NJSTRE1545398349 |  | Transition Incentive Program | Belford | 7718 | 17 | 5.78 | Residential | Yes | Behind the Meter | Net-metered residential rooftop and canopy |  | None | Trinity Solar | JCP&L | Final As-Built Received | 2020-08-04 | 2020-08-07 | 2021-10-30 | Hanwha 340 | Q.PEAK DUO BLK-G6 340 | Solar Panels |  | 0.34 | 3 | 181 | 31 |  | Fixed | Pole
NJSTRE1545398402 |  | Transition Incentive Program | Galloway | 8205 | 19 | 10.14 | Residential | Yes | Behind the Meter | Net-metered residential rooftop and canopy |  | None | Castle Energy, LLC | AC Electric | Accepted | 2020-08-18 | 2020-08-19 | 2021-10-30 | SunPower | SPR-E20-327-E-AC | Solar Panels |  | 0.327 | 16 | 284 | 20 |  | Fixed | Roof
NJSTRE1545398577 |  | Transition Incentive Program | Madison | 7940 | 3 | 8.16 | Residential | No | Behind the Meter | Net-metered residential rooftop and canopy |  | None | Tesla Energy Operations Inc. | Borough of Madison | Accepted | 2020-08-04 | 2020-08-07 | 2021-10-30 | Hanwha Q-Cells | Q.Peak DUO BLK-G6+/SC340 | Solar Panels |  | 0.34 | 2 | 196 | 34 |  | Fixed | Roof
NJSTRE1545398582 |  | Transition Incentive Program | Oaklyn | 8107 | 14 | 8.13 | Residential | Yes | Behind the Meter | Net-metered residential rooftop and canopy |  | None | Vivint Solar Developer, LLC | PSE&G | Accepted | 2020-08-07 | 2020-08-10 | 2021-10-30 | Jinko Solar | JKM325M-60HBL | Solar Panels |  | 0.325 | 14 | 41 | 34 |  | Fixed | Roof
NJSTRE1545398699 |  | Transition Incentive Program | Barnsboro | 8080 | 15 | 10.23 | Residential | No | Behind the Meter | Net-metered residential rooftop and canopy |  | None | Tesla Energy Operations Inc. | AC Electric | Accepted | 2020-08-04 | 2020-08-07 | 2021-10-30 | Tesla | SR60T1 | Solar Panels |  | 0.05847 | 32 | 308 | 19 |  | Fixed | Roof
NJSTRE1545399986 |  | Transition Incentive Program | NORTH BRUNSWICK TWP | 8902 | 11 | 6.41 | Residential | Yes | Behind the Meter | Net-metered residential rooftop and canopy |  | None | Sunrun Installation Services, Inc. | PSE&G | Accepted | 2020-08-05 | 2020-08-31 | 2021-10-30 | LONGi Green Energy Technology Co Ltd | LR6-60HPB-305M | Solar Panels |  | 0.305 | 7 | 218 | 23 |  | Fixed | Roof
NJSTRE1545400463 |  | Transition Incentive Program | Jersey City | 7307 | 8 | 5.49 | Residential | Yes | Behind the Meter | Net-metered residential rooftop and canopy |  | None | Sunrun Installation Services, Inc. | PSE&G | Accepted | 2020-08-05 | 2020-08-07 | 2021-10-30 | LONGi Green Energy Technology Co Ltd | LR6-60HPB-305M | Solar Panels |  | 0.305 | 18 | 26 | 20 |  | Fixed | Roof
NJSTRE1545395698 |  | Transition Incentive Program | ROCHELLE PARK | 7662 | 7 | 3.9 | Residential | Yes | Behind the Meter | Net-metered residential rooftop and canopy |  | None | Vivint Solar Developer, LLC | PSE&G | Accepted | 2020-08-04 | 2020-08-07 | 2021-10-30 | Jinko Solar | JKM325M-60HBL | Solar Panels |  | 0.325 | 8 | 86 | 10 |  | Fixed | Roof
NJSTRE1545395719 |  | Transition Incentive Program | BARRINGTON BORO | 8007 | 14 | 18.3 | Residential | No | Behind the Meter | Net-metered residential rooftop and canopy |  | None | Sunrun Installation Services, Inc. | PSE&G | Accepted | 2020-08-03 | 2020-08-07 | 2021-10-30 | LONGi Green Energy Technology Co Ltd | LR6-60HPB-305M | Solar Panels |  | 0.305 | 6 | 285 | 20 |  | Fixed | Roof
NJSTRE1545395719 |  | Transition Incentive Program | BARRINGTON BORO | 8007 | 14 | 18.3 | Residential | No | Behind the Meter | Net-metered residential rooftop and canopy |  | None | Sunrun Installation Services, Inc. | PSE&G | Accepted | 2020-08-03 | 2020-08-07 | 2021-10-30 | LONGi Green Energy Technology Co Ltd | LR6-60HPB-305M | Solar Panels |  | 0.305 | 19 | 150 | 25 |  | Fixed | Roof
NJSTRE1545397953 |  | Transition Incentive Program | Bayville | 8721 | 18 | 6.62 | Residential | Yes | Behind the Meter | Net-metered residential rooftop and canopy |  | None | Suntuity Solar LLC | JCP&L | Accepted | 2020-08-04 | 2020-08-07 | 2021-10-30 | Longi | LR6-60HPB-315M | Solar Panels |  | 0.315 | 3 | 173 | 33 |  | Fixed | Roof
NJSTRE1545398042 |  | Transition Incentive Program | Princeton Junction | 8550 | 12 | 13.6 | Residential | No | Behind the Meter | Net-metered residential rooftop and canopy |  | None | CE Team Inc. | JCP&L | Accepted | 2020-08-04 | 2020-08-07 | 2021-10-30 | Hanwha | G6-340 | Solar Panels |  | 0.34 | 7 | 140 | 27 |  | Fixed | Roof
NJSTRE1545398026 |  | Transition Incentive Program | RAHWAY | 7065 | 10 | 13.33 | Residential | No | Behind the Meter | Net-metered residential rooftop and canopy |  | None | Infinity Solar Systems | PSE&G | Accepted | 2020-08-04 | 2020-08-07 | 2021-10-30 | CANADIAN SOLAR | CS1H-325-MS | Solar Panels |  | 0.325 | 4 | 190 | 23 |  | Fixed | Roof
NJSTRE1545398026 |  | Transition Incentive Program | RAHWAY | 7065 | 10 | 13.33 | Residential | No | Behind the Meter | Net-metered residential rooftop and canopy |  | None | Infinity Solar Systems | PSE&G | Accepted | 2020-08-04 | 2020-08-07 | 2021-10-30 | CANADIAN SOLAR | CS1H-325-MS | Solar Panels |  | 0.325 | 6 | 10 | 23 |  | Fixed | Roof
NJSTRE1545398078 |  | Transition Incentive Program | Burlington | 8016 | 13 | 10.85 | Residential | Yes | Behind the Meter | Net-metered residential rooftop and canopy |  | None | Pro Custom Solar dba Momentum Solar | PSE&G | Accepted | 2020-08-04 | 2020-08-07 | 2021-10-30 | LG | LG 350N1C-V5 | Solar Panels |  | 0.35 | 13 | 265 | 5 |  | Fixed | Roof
NJSTRE1545398153 |  | Transition Incentive Program | NORTH BRUNSWICK TWP | 8902 | 11 | 3.97 | Residential | No | Behind the Meter | Net-metered residential rooftop and canopy |  | None | Sunrun Installation Services, Inc. | PSE&G | Accepted | 2020-08-04 | 2020-08-07 | 2021-10-30 | LONGi Green Energy Technology Co Ltd | LR6-60HPB-305M | Solar Panels |  | 0.305 | 13 | 138 | 18 |  | Fixed | Roof
NJSTRE1545398171 |  | Transition Incentive Program | Orange city | 7050 | 9 | 5.44 | Residential | Yes | Behind the Meter | Net-metered residential rooftop and canopy |  | PSEG | Vision Solar LLC | PSE&G | Accepted | 2020-08-04 | 2020-08-07 | 2021-10-30 | HANWHA Q-CELLS | Q.PEAK DUO-G6 340 | Solar Panels |  | 0.34 | 3 | 298 | 40 |  | Fixed | Roof
NJSTRE1545398158 |  | Transition Incentive Program | CARTERET BORO | 7008 | 11 | 9.3 | Residential | Yes | Behind the Meter | Net-metered residential rooftop and canopy |  | None | Bright Planet Solar | PSE&G | Accepted | 2020-08-04 | 2020-08-07 | 2021-10-30 | LONGI | LR6-60HPB-310M | Solar Panels |  | 0.31 | 12 | 38 | 30 |  | Fixed | Roof
NJSTRE1545398170 |  | Transition Incentive Program | Union | 7083 | 10 | 5.6 | Residential | Yes | Behind the Meter | Net-metered residential rooftop and canopy |  | None | Pro Custom Solar dba Momentum Solar | PSE&G | Accepted | 2020-08-04 | 2020-08-07 | 2021-10-30 | LG ELECTRONICS | LG 350N1C-V5 | Solar Panels |  | 0.35 | 4 | 306 | 33 |  | Fixed | Roof
NJSTRE1545398337 |  | Transition Incentive Program | Hasbrouck Heights | 7604 | 7 | 6.3 | Residential | No | Behind the Meter | Net-metered residential rooftop and canopy |  | None | Pro Custom Solar dba Momentum Solar | PSE&G | Accepted | 2020-08-04 | 2020-08-07 | 2021-10-30 | LG ELECTRONICS | LG 350N1C-V5 | Solar Panels |  | 0.35 | 3 | 306 | 22 |  | Fixed | Roof
NJSTRE1545398394 |  | Transition Incentive Program | Mullica Hill | 8062 | 15 | 17 | Residential | No | Behind the Meter | Net-metered residential rooftop and canopy |  | None | CE Team Inc. | AC Electric | Accepted | 2020-08-04 | 2020-08-07 | 2021-10-30 | Hanwha | g6-340 | Solar Panels |  | 0.34 | 26 | 228 | 34 |  | Fixed | Roof
NJSTRE1545398454 |  | Transition Incentive Program | Boonton | 7005 | 3 | 3.9 | Residential | Yes | Behind the Meter | Net-metered residential rooftop and canopy |  | None | Vivint Solar Developer, LLC | JCP&L | Accepted | 2020-08-06 | 2020-08-07 | 2021-10-30 | Jinko Solar | JKM325M-60HBL | Solar Panels |  | 0.325 | 12 | 88 | 36 |  | Fixed | Roof
NJSTRE1545398463 |  | Transition Incentive Program | Pennsauken TWP | 8110 | 14 | 6.4 | Residential | Yes | Behind the Meter | Net-metered residential rooftop and canopy |  | None | Sunbound Solar | PSE&G | Accepted | 2020-08-04 | 2020-08-10 | 2021-10-30 | Hanwha | Q.PEAK DUO BLK-G5 320 | Solar Panels |  | 0.32 | 9 | 238 | 30 |  | Fixed | Roof
NJSTRE1545398533 |  | Transition Incentive Program | HACKETTSTOWN | 7840 | 2 | 16.43 | Residential | Yes | Behind the Meter | Net-metered residential rooftop and canopy |  | None | Bright Planet Solar | JCP&L | Accepted | 2020-08-04 | 2020-08-10 | 2021-10-30 | LONGI | LR6-60HPB-310M | Solar Panels |  | 0.31 | 8 | 155 | 30 |  | Fixed | Roof
NJSTRE1545398582 |  | Transition Incentive Program | Oaklyn | 8107 | 14 | 8.13 | Residential | Yes | Behind the Meter | Net-metered residential rooftop and canopy |  | None | Vivint Solar Developer, LLC | PSE&G | Accepted | 2020-08-07 | 2020-08-10 | 2021-10-30 | Jinko Solar | JKM325M-60HBL | Solar Panels |  | 0.325 | 2 | 311 | 16 |  | Fixed | Roof
NJSTRE1545398606 |  | Transition Incentive Program | EWING | 8638 | 12 | 13.6 | Residential | Yes | Behind the Meter | Net-metered residential rooftop and canopy |  | PSEG SL3 | Vision Solar LLC | PSE&G | Accepted | 2020-08-04 | 2020-08-11 | 2021-10-30 | HANWHA Q-CELLS | Q.PEAK DUO-G6 340 | Solar Panels |  | 0.34 | 21 | 69 | 20 |  | Fixed | Roof
NJSTRE1545398606 |  | Transition Incentive Program | EWING | 8638 | 12 | 13.6 | Residential | Yes | Behind the Meter | Net-metered residential rooftop and canopy |  | PSEG SL3 | Vision Solar LLC | PSE&G | Accepted | 2020-08-04 | 2020-08-11 | 2021-10-30 | HANWHA Q-CELLS | Q.PEAK DUO-G6 340 | Solar Panels |  | 0.34 | 19 | 249 | 20 |  | Fixed | Roof
NJSTRE1545398699 |  | Transition Incentive Program | Barnsboro | 8080 | 15 | 10.23 | Residential | No | Behind the Meter | Net-metered residential rooftop and canopy |  | None | Tesla Energy Operations Inc. | AC Electric | Accepted | 2020-08-04 | 2020-08-07 | 2021-10-30 | Tesla | SR60T1 | Solar Panels |  | 0.05847 | 23 | 308 | 25 |  | Fixed | Roof
NJSTRE1545398737 |  | Transition Incentive Program | Sparta | 7871 | 1 | 7.78 | Residential | No | Behind the Meter | Net-metered residential rooftop and canopy |  | None | Tesla Energy Operations Inc. | JCP&L | Accepted | 2020-08-04 | 2020-08-07 | 2021-10-30 | Tesla | SR60T1 | Solar Panels |  | 0.05847 | 42 | 133 | 40 |  | Fixed | Roof
NJSTRE1545398937 |  | Transition Incentive Program | Woodbridge Township | 8832 | 11 | 7.38 | Residential | No | Behind the Meter | Net-metered residential rooftop and canopy |  | None | Seabright Solar | PSE&G | Accepted | 2020-08-04 | 2020-08-07 | 2021-10-30 | Sunpower | SPR-A-410-G-AC | Solar Panels |  | 0.41 | 6 | 187 | 11 |  | Fixed | Roof
NJSTRE1545398953 |  | Transition Incentive Program | Lakewood | 8701 | 18 | 10.85 | Residential | Yes | Behind the Meter | Net-metered residential rooftop and canopy |  | None | Pro Custom Solar dba Momentum Solar | JCP&L | Accepted | 2020-08-04 | 2020-08-07 | 2021-10-30 | LG ELECTRONICS | LG 350N1C-V5 | Solar Panels |  | 0.35 | 22 | 296 | 32 |  | Fixed | Roof
NJSTRE1545400462 |  | Transition Incentive Program | UNION TWP UNI | 7083 | 10 | 2.75 | Residential | Yes | Behind the Meter | Net-metered residential rooftop and canopy |  | None | Sunrun Installation Services, Inc. | PSE&G | Accepted | 2020-08-05 | 2020-08-07 | 2021-10-30 | LONGi Green Energy Technology Co Ltd | LR6-60HPB-305M | Solar Panels |  | 0.305 | 6 | 127 | 27 |  | Fixed | Roof
NJSTRE1545400486 |  | Transition Incentive Program | Cinnaminson | 8077 | 13 | 7.48 | Residential | Yes | Behind the Meter | Net-metered residential rooftop and canopy |  | None | Trinity Solar | PSE&G | Accepted | 2020-08-05 | 2020-08-10 | 2021-10-30 | Hanwha 340 | Q.PEAK DUO BLK-G6 340 | Solar Panels |  | 0.34 | 10 | 261 | 27 |  | Fixed | Roof
NJSTRE1545398419 |  | Transition Incentive Program | Hopewell TWP MER | 8534 | 12 | 16.32 | Residential | No | Behind the Meter | Net-metered residential rooftop and canopy |  | None | Tesla Energy Operations Inc. | PSE&G | Accepted | 2020-08-04 | 2020-08-07 | 2021-10-30 | Hanwha Q-CELLS | Q.Peak DUO BLK-G6+ 340 | Solar Panels |  | 0.34 | 13 | 197 | 32 |  | Fixed | Roof
NJSTRE1545398419 |  | Transition Incentive Program | Hopewell TWP MER | 8534 | 12 | 16.32 | Residential | No | Behind the Meter | Net-metered residential rooftop and canopy |  | None | Tesla Energy Operations Inc. | PSE&G | Accepted | 2020-08-04 | 2020-08-07 | 2021-10-30 | Hanwha Q-CELLS | Q.Peak DUO BLK-G6+ 340 | Solar Panels |  | 0.34 | 25 | 196 | 32 |  | Fixed | Roof
NJSTRE1545398436 |  | Transition Incentive Program | Perth Amboy | 8861 | 11 | 2.88 | Residential | No | Behind the Meter | Net-metered residential rooftop and canopy |  | None | New Jersey Suntech | PSE&G | Accepted | 2020-08-04 | 2020-08-07 | 2021-10-30 | Jinko | JKM320M | Solar Panels |  | 0.32 | 9 | 280 | 28 |  | Fixed | Roof
NJSTRE1545398514 |  | Transition Incentive Program | Delanco | 8075 | 13 | 4.9 | Residential | Yes | Behind the Meter | Net-metered residential rooftop and canopy |  | None | Pro Custom Solar dba Momentum Solar | PSE&G | Accepted | 2020-08-04 | 2020-08-07 | 2021-10-30 | LG | LG 350N1C-V5 | Solar Panels |  | 0.35 | 6 | 164 | 17 |  | Fixed | Roof
NJSTRE1545398545 |  | Transition Incentive Program | Hammonton | 8037 | 19 | 10.15 | Residential | Yes | Behind the Meter | Net-metered residential rooftop and canopy |  | None | Solar Spectrum LLC | AC Electric | Accepted | 2020-08-05 | 2020-08-07 | 2021-10-30 | LG Electronics | LG350N1C-V5 | Solar Panels |  | 0.35 | 29 | 224 | 24 |  | Fixed | Roof
NJSTRE1545398577 |  | Transition Incentive Program | Madison | 7940 | 3 | 8.16 | Residential | No | Behind the Meter | Net-metered residential rooftop and canopy |  | None | Tesla Energy Operations Inc. | Borough of Madison | Accepted | 2020-08-04 | 2020-08-07 | 2021-10-30 | Hanwha Q-Cells | Q.Peak DUO BLK-G6+/SC340 | Solar Panels |  | 0.34 | 4 | 106 | 34 |  | Fixed | Roof
NJSTRE1545398688 |  | Transition Incentive Program | SICKLERVILLE | 8081 | 14 | 10.2 | Residential | Yes | Behind the Meter | Net-metered residential rooftop and canopy |  | None | Trinity Solar | AC Electric | Final As-Built Received | 2020-08-04 | 2020-08-13 | 2021-10-30 | HANWHA | Q.PEAK DUO BLK-G6 340 | Solar Panels |  | 0.34 | 21 | 130 | 34 |  | Fixed | Roof
NJSTRE1545398692 |  | Transition Incentive Program | Somerset | 8873 | 5 | 6.2 | Residential | No | Behind the Meter | Net-metered residential rooftop and canopy |  | None | New Jersey Suntech | PSE&G | Accepted | 2020-08-04 | 2020-08-07 | 2021-10-30 | Jinko | JKM310M | Solar Panels |  | 0.31 | 7 | 128 | 27 |  | Fixed | Roof
NJSTRE1545400471 |  | Transition Incentive Program | Glassboro | 8028 | 15 | 3.78 | Residential | No | Behind the Meter | Net-metered residential rooftop and canopy |  | None | Suntuity Solar LLC | AC Electric | Final As-Built Received | 2020-08-05 | 2020-08-10 | 2021-10-30 | Longi | LR6-60HPB-315M | Solar Panels |  | 0.315 | 12 | 220 | 26 |  | Fixed | Roof
NJSTRE1545400475 |  | Transition Incentive Program | Vineland | 8361 | 20 | 7.25 | Residential | No | Behind the Meter | Net-metered residential rooftop and canopy |  | None | Suntuity Solar LLC | Vineland Muni Electric | Accepted | 2020-08-05 | 2020-08-10 | 2021-10-30 | Longi | LR6-60HPB-315M | Solar Panels |  | 0.315 | 11 | 92 | 27 |  | Fixed | Roof
NJSTRE1545400486 |  | Transition Incentive Program | Cinnaminson | 8077 | 13 | 7.48 | Residential | Yes | Behind the Meter | Net-metered residential rooftop and canopy |  | None | Trinity Solar | PSE&G | Accepted | 2020-08-05 | 2020-08-10 | 2021-10-30 | Hanwha 340 | Q.PEAK DUO BLK-G6 340 | Solar Panels |  | 0.34 | 12 | 171 | 34 |  | Fixed | Roof
NJSTRE1545400488 |  | Transition Incentive Program | Gillette | 7933 | 3 | 5.44 | Residential | No | Behind the Meter | Net-metered residential rooftop and canopy |  | JCPL | Vision Solar LLC | JCP&L | Accepted | 2020-08-05 | 2020-08-11 | 2021-10-30 | HANWHA Q-CELLS | Q.PEAK DUO-G6 340 | Solar Panels |  | 0.34 | 5 | 260 | 15 |  | Fixed | Roof
NJSTRE1545400496 |  | Transition Incentive Program | Cherry Hill | 8034 | 14 | 9.86 | Residential | Yes | Behind the Meter | Net-metered residential rooftop and canopy |  | None | Trinity Solar | PSE&G | Accepted | 2020-08-05 | 2020-08-10 | 2021-10-30 | Hanwha 340 | Q.PEAK DUO BLK-G6 340 | Solar Panels |  | 0.34 | 8 | 141 | 20 |  | Fixed | Roof
NJSTRE1545395582 |  | Transition Incentive Program | Vineland | 8360 | 20 | 7.14 | Residential | Yes | Behind the Meter | Net-metered residential rooftop and canopy |  | None | Trinity Solar | Vineland Muni Electric | Accepted | 2020-08-03 | 2020-08-07 | 2021-10-30 | Hanwha | Q.PEAK DUO BLK-G6 340 | Solar Panels |  | 0.34 | 3 | 93 | 23 |  | Fixed | Roof
NJSTRE1545395590 |  | Transition Incentive Program | Salem | 8079 | 16 | 11.2 | Residential | No | Behind the Meter | Net-metered residential rooftop and canopy |  | ACE | RCL Enterprises Inc. | AC Electric | Accepted | 2020-08-03 | 2020-08-07 | 2021-10-30 | Canadian Solar | CS1H-320MS | Solar Panels |  | 0.32 | 35 | 123 | 28 |  | Fixed | Roof
NJSTRE1545395485 |  | Transition Incentive Program | MONTCLAIR | 7042 | 9 | 5.53 | Residential | No | Behind the Meter | Net-metered residential rooftop and canopy |  | None | Infinity Solar Systems | PSE&G | Accepted | 2020-08-03 | 2020-08-07 | 2021-10-30 | CANADIAN SOLAR | CS1H-325-MS | Solar Panels |  | 0.325 | 3 | 7 | 10 |  | Fixed | Roof
NJSTRE1545395678 |  | Transition Incentive Program | NORTH BRUNSWICK | 8902 | 11 | 9.43 | Residential | Yes | Behind the Meter | Net-metered residential rooftop and canopy |  | None | Vivint Solar Developer, LLC | PSE&G | Accepted | 2020-08-12 | 2020-08-12 | 2021-10-30 | JINKO SOLAR | JKM325M-60HBL | Solar Panels |  | 0.325 | 11 | 219 | 22 |  | Fixed | Roof
NJSTRE1545395678 |  | Transition Incentive Program | NORTH BRUNSWICK | 8902 | 11 | 9.43 | Residential | Yes | Behind the Meter | Net-metered residential rooftop and canopy |  | None | Vivint Solar Developer, LLC | PSE&G | Accepted | 2020-08-12 | 2020-08-12 | 2021-10-30 | JINKO SOLAR | JKM325M-60HBL | Solar Panels |  | 0.325 | 7 | 309 | 22 |  | Fixed | Roof
NJSTRE1545397953 |  | Transition Incentive Program | Bayville | 8721 | 18 | 6.62 | Residential | Yes | Behind the Meter | Net-metered residential rooftop and canopy |  | None | Suntuity Solar LLC | JCP&L | Accepted | 2020-08-04 | 2020-08-07 | 2021-10-30 | Longi | LR6-60HPB-315M | Solar Panels |  | 0.315 | 4 | 263 | 11 |  | Fixed | Roof
NJSTRE1545397954 |  | Transition Incentive Program | TOMS RIVER | 8753 | 18 | 4.1 | Residential | No | Behind the Meter | Net-metered residential rooftop and canopy |  | None | Suntuity Solar LLC | JCP&L | Accepted | 2020-08-08 | 2020-08-10 | 2021-10-30 | Longi | LR6-60HPB-315M | Solar Panels |  | 0.315 | 4 | 286 | 18 |  | Fixed | Roof
NJSTRE1545398026 |  | Transition Incentive Program | RAHWAY | 7065 | 10 | 13.33 | Residential | No | Behind the Meter | Net-metered residential rooftop and canopy |  | None | Infinity Solar Systems | PSE&G | Accepted | 2020-08-04 | 2020-08-07 | 2021-10-30 | CANADIAN SOLAR | CS1H-325-MS | Solar Panels |  | 0.325 | 2 | 280 | 23 |  | Fixed | Roof
NJSTRE1545398036 |  | Transition Incentive Program | Parlin | 8859 | 11 | 13.65 | Residential | Yes | Behind the Meter | Net-metered residential rooftop and canopy |  | None | Pro Custom Solar dba Momentum Solar | JCP&L | Accepted | 2020-08-04 | 2020-08-07 | 2021-10-30 | LG | LG 350N1C-V5 | Solar Panels |  | 0.35 | 25 | 148 | 15 |  | Fixed | Roof
NJSTRE1545398130 |  | Transition Incentive Program | BELLEVILLE | 7109 | 9 | 11.2 | Residential | No | Behind the Meter | Net-metered residential rooftop and canopy |  | None | Pro Custom Solar dba Momentum Solar | PSE&G | Accepted | 2020-08-04 | 2020-08-07 | 2021-10-30 | LG | LG 350N1C-V5 | Solar Panels |  | 0.35 | 11 | 205 | 22 |  | Fixed | Roof
NJSTRE1545398379 |  | Transition Incentive Program | Marlboro | 7746 | 17 | 12 | Residential | No | Behind the Meter | Net-metered residential rooftop and canopy |  | None | Power Home Remodeling Group | JCP&L | Accepted | 2020-08-04 | 2020-08-07 | 2021-10-30 | Hyundai | HiS-S300RG | Solar Panels |  | 0.3 | 12 | 75 | 23 |  | Fixed | Roof
NJSTRE1545398417 |  | Transition Incentive Program | EGG HARBOR TOWNSHIP | 8234 | 19 | 7.44 | Residential | Yes | Behind the Meter | Net-metered residential rooftop and canopy |  | None | Bright Planet Solar | AC Electric | Accepted | 2020-08-04 | 2020-08-07 | 2021-10-30 | LONGI | LR6-60HPB-310M | Solar Panels |  | 0.31 | 3 | 290 | 26 |  | Fixed | Roof
NJSTRE1545398514 |  | Transition Incentive Program | Delanco | 8075 | 13 | 4.9 | Residential | Yes | Behind the Meter | Net-metered residential rooftop and canopy |  | None | Pro Custom Solar dba Momentum Solar | PSE&G | Accepted | 2020-08-04 | 2020-08-07 | 2021-10-30 | LG | LG 350N1C-V5 | Solar Panels |  | 0.35 | 8 | 74 | 26 |  | Fixed | Roof
NJSTRE1545398580 |  | Transition Incentive Program | Rockaway | 7866 | 3 | 8.48 | Residential | No | Behind the Meter | Net-metered residential rooftop and canopy |  | None | Tesla Energy Operations Inc. | JCP&L | Accepted | 2020-08-04 | 2020-08-07 | 2021-10-30 | Tesla | SR60T1 | Solar Panels |  | 0.05847 | 74 | 341 | 23 |  | Fixed | Roof
NJSTRE1545398612 |  | Transition Incentive Program | Paterson | 7504 | 6 | 9.52 | Residential | No | Behind the Meter | Net-metered residential rooftop and canopy |  | None | Trinity Solar | PSE&G | Accepted | 2020-08-04 | 2020-08-07 | 2021-10-30 | Hanwha 340 | Q.PEAK DUO BLK-G6 340 | Solar Panels |  | 0.34 | 6 | 279 | 27 |  | Fixed | Roof
NJSTRE1545398612 |  | Transition Incentive Program | Paterson | 7504 | 6 | 9.52 | Residential | No | Behind the Meter | Net-metered residential rooftop and canopy |  | None | Trinity Solar | PSE&G | Accepted | 2020-08-04 | 2020-08-07 | 2021-10-30 | Hanwha 340 | Q.PEAK DUO BLK-G6 340 | Solar Panels |  | 0.34 | 4 | 279 | 27 |  | Fixed | Roof
NJSTRE1545398688 |  | Transition Incentive Program | SICKLERVILLE | 8081 | 14 | 10.2 | Residential | Yes | Behind the Meter | Net-metered residential rooftop and canopy |  | None | Trinity Solar | AC Electric | Final As-Built Received | 2020-08-04 | 2020-08-13 | 2021-10-30 | HANWHA | Q.PEAK DUO BLK-G6 340 | Solar Panels |  | 0.34 | 9 | 130 | 34 |  | Fixed | Roof
NJSTRE1545398692 |  | Transition Incentive Program | Somerset | 8873 | 5 | 6.2 | Residential | No | Behind the Meter | Net-metered residential rooftop and canopy |  | None | New Jersey Suntech | PSE&G | Accepted | 2020-08-04 | 2020-08-07 | 2021-10-30 | Jinko | JKM310M | Solar Panels |  | 0.31 | 3 | 37 | 27 |  | Fixed | Roof
NJSTRE1545398699 |  | Transition Incentive Program | Barnsboro | 8080 | 15 | 10.23 | Residential | No | Behind the Meter | Net-metered residential rooftop and canopy |  | None | Tesla Energy Operations Inc. | AC Electric | Accepted | 2020-08-04 | 2020-08-07 | 2021-10-30 | Tesla | SR60T1 | Solar Panels |  | 0.05847 | 58 | 128 | 19 |  | Fixed | Roof
NJSTRE1545398930 |  | Transition Incentive Program | Glassboro | 8028 | 15 | 172.48 | Commercial | Yes | Behind the Meter | Net-metered non-residential rooftop and canopy |  | None | South Jersey Gas | AC Electric | Accepted | 2020-08-05 | 2020-08-21 | 2021-10-30 | Boviet | BVM6612M-385 | Solar Panels |  | 0.385 | 448 | 190 | 5 |  | Fixed | Roof
NJSTRE1545398966 |  | Transition Incentive Program | Point Pleasant | 8742 | 18 | 10.14 | Residential | No | Behind the Meter | Net-metered residential rooftop and canopy |  | None | Seabright Solar | JCP&L | Accepted | 2020-08-04 | 2020-08-07 | 2021-10-30 | Sunpower | SPR-E20-327 | Solar Panels |  | 0.327 | 3 | 102 | 30 |  | Fixed | Roof
NJSTRE1545399986 |  | Transition Incentive Program | NORTH BRUNSWICK TWP | 8902 | 11 | 6.41 | Residential | Yes | Behind the Meter | Net-metered residential rooftop and canopy |  | None | Sunrun Installation Services, Inc. | PSE&G | Accepted | 2020-08-05 | 2020-08-31 | 2021-10-30 | LONGi Green Energy Technology Co Ltd | LR6-60HPB-305M | Solar Panels |  | 0.305 | 11 | 309 | 14 |  | Fixed | Roof
NJSTRE1545400480 |  | Transition Incentive Program | Mystic Islands | 8087 | 18 | 8.51 | Residential | No | Behind the Meter | Net-metered residential rooftop and canopy |  | None | Suntuity Solar LLC | AC Electric | Accepted | 2020-08-05 | 2020-08-10 | 2021-10-30 | Longi | LR6-60HPB-315M | Solar Panels |  | 0.315 | 17 | 172 | 22 |  | Fixed | Roof
NJSTRE1545400488 |  | Transition Incentive Program | Gillette | 7933 | 3 | 5.44 | Residential | No | Behind the Meter | Net-metered residential rooftop and canopy |  | JCPL | Vision Solar LLC | JCP&L | Accepted | 2020-08-05 | 2020-08-11 | 2021-10-30 | HANWHA Q-CELLS | Q.PEAK DUO-G6 340 | Solar Panels |  | 0.34 | 3 | 350 | 30 |  | Fixed | Roof
NJSTRE1545400496 |  | Transition Incentive Program | Cherry Hill | 8034 | 14 | 9.86 | Residential | Yes | Behind the Meter | Net-metered residential rooftop and canopy |  | None | Trinity Solar | PSE&G | Accepted | 2020-08-05 | 2020-08-10 | 2021-10-30 | Hanwha 340 | Q.PEAK DUO BLK-G6 340 | Solar Panels |  | 0.34 | 6 | 321 | 13 |  | Fixed | Roof
NJSTRE1545400523 |  | Transition Incentive Program | IRVINGTON | 7111 | 9 | 5.78 | Residential | No | Behind the Meter | Net-metered residential rooftop and canopy |  | PSEG | Vision Solar LLC | PSE&G | Accepted | 2020-08-05 | 2020-08-10 | 2021-10-30 | HANWHA Q-CELLS | Q.PEAK DUO-G6 340 | Solar Panels |  | 0.34 | 1 | 126 | 33 |  | Fixed | Roof
NJSTRE1545398695 |  | Transition Incentive Program | Garfield | 7026 | 7 | 7.04 | Residential | Yes | Behind the Meter | Net-metered residential rooftop and canopy |  | None | Trinity Solar | PSE&G | Final As-Built Received | 2020-08-04 | 2020-08-20 | 2021-10-30 | Hanwha | Q.PEAK DUO BLK-G5 320 | Solar Panels |  | 0.32 | 22 | 117 | 18 |  | Fixed | Roof
NJSTRE1545398612 |  | Transition Incentive Program | Paterson | 7504 | 6 | 9.52 | Residential | No | Behind the Meter | Net-metered residential rooftop and canopy |  | None | Trinity Solar | PSE&G | Accepted | 2020-08-04 | 2020-08-07 | 2021-10-30 | Hanwha 340 | Q.PEAK DUO BLK-G6 340 | Solar Panels |  | 0.34 | 10 | 99 | 27 |  | Fixed | Roof
NJSTRE1545398966 |  | Transition Incentive Program | Point Pleasant | 8742 | 18 | 10.14 | Residential | No | Behind the Meter | Net-metered residential rooftop and canopy |  | None | Seabright Solar | JCP&L | Accepted | 2020-08-04 | 2020-08-07 | 2021-10-30 | Sunpower | SPR-E20-327 | Solar Panels |  | 0.327 | 22 | 102 | 30 |  | Fixed | Roof
NJSTRE1545399891 |  | Transition Incentive Program | East Brunswick twp | 8816 | 11 | 5.49 | Residential | Yes | Behind the Meter | Net-metered residential rooftop and canopy |  | None | Sunrun Installation Services, Inc. | PSE&G | Accepted | 2020-08-05 | 2020-08-07 | 2021-10-30 | LONGi Green Energy Technology Co Ltd | LR6-60HPB-305M | Solar Panels |  | 0.305 | 9 | 277 | 17 |  | Fixed | Roof
NJSTRE1545400462 |  | Transition Incentive Program | UNION TWP UNI | 7083 | 10 | 2.75 | Residential | Yes | Behind the Meter | Net-metered residential rooftop and canopy |  | None | Sunrun Installation Services, Inc. | PSE&G | Accepted | 2020-08-05 | 2020-08-07 | 2021-10-30 | LONGi Green Energy Technology Co Ltd | LR6-60HPB-305M | Solar Panels |  | 0.305 | 3 | 307 | 27 |  | Fixed | Roof
NJSTRE1545400475 |  | Transition Incentive Program | Vineland | 8361 | 20 | 7.25 | Residential | No | Behind the Meter | Net-metered residential rooftop and canopy |  | None | Suntuity Solar LLC | Vineland Muni Electric | Accepted | 2020-08-05 | 2020-08-10 | 2021-10-30 | Longi | LR6-60HPB-315M | Solar Panels |  | 0.315 | 12 | 184 | 20 |  | Fixed | Roof
NJSTRE1545400480 |  | Transition Incentive Program | Mystic Islands | 8087 | 18 | 8.51 | Residential | No | Behind the Meter | Net-metered residential rooftop and canopy |  | None | Suntuity Solar LLC | AC Electric | Accepted | 2020-08-05 | 2020-08-10 | 2021-10-30 | Longi | LR6-60HPB-315M | Solar Panels |  | 0.315 | 10 | 172 | 22 |  | Fixed | Roof
NJSTRE1545400597 |  | Transition Incentive Program | Pleasantville | 8232 | 19 | 11.12 | Residential | Yes | Behind the Meter | Net-metered residential rooftop and canopy |  | None | Castle Energy, LLC | AC Electric | Accepted | 2020-08-05 | 2020-08-10 | 2021-10-30 | SunPower | SPR-E20-327-E-AC | Solar Panels |  | 0.327 | 2 | 221 | 14 |  | Fixed | Roof
NJSTRE1545400597 |  | Transition Incentive Program | Pleasantville | 8232 | 19 | 11.12 | Residential | Yes | Behind the Meter | Net-metered residential rooftop and canopy |  | None | Castle Energy, LLC | AC Electric | Accepted | 2020-08-05 | 2020-08-10 | 2021-10-30 | SunPower | SPR-E20-327-E-AC | Solar Panels |  | 0.327 | 7 | 311 | 23 |  | Fixed | Roof
NJSTRE1545400623 |  | Transition Incentive Program | MONTCLAIR | 7042 | 9 | 4.27 | Residential | Yes | Behind the Meter | Net-metered residential rooftop and canopy |  | None | Sunrun Installation Services, Inc. | PSE&G | Accepted | 2020-08-06 | 2020-08-10 | 2021-10-30 | LONGi Green Energy Technology Co Ltd | LR6-60HPB-305M | Solar Panels |  | 0.305 | 6 | 102 | 46 |  | Fixed | Roof
NJSTRE1545400586 |  | Transition Incentive Program | Allendale | 7401 | 7 | 15 | Residential | No | Behind the Meter | Net-metered residential rooftop and canopy |  | None | UnitedSolar LLC | Orange Rockland Electric | Final As-Built Received | 2020-08-05 | 2020-08-10 | 2021-10-30 | trina | tsm-300dd05a.05 | Solar Panels |  | 0.3 | 50 | 100 | 40 |  | Fixed | Roof
NJSTRE1545400736 |  | Transition Incentive Program | Pine hill | 8021 | 14 | 7.14 | Residential | Yes | Behind the Meter | Net-metered residential rooftop and canopy |  | ACE | Vision Solar LLC | AC Electric | Accepted | 2020-08-05 | 2020-08-18 | 2021-10-30 | HANWHA Q-CELLS | Q.PEAK DUO-G6 340 | Solar Panels |  | 0.34 | 4 | 102 | 20 |  | Fixed | Roof
NJSTRE1545396077 |  | Transition Incentive Program | North Plainfiel | 7063 | 10 | 7.7 | Residential | No | Behind the Meter | Net-metered residential rooftop and canopy |  | None | Pro Custom Solar dba Momentum Solar | PSE&G | Accepted | 2020-08-03 | 2020-08-07 | 2021-10-30 | LG ELECTRONICS | LG 350N1C-V5 | Solar Panels |  | 0.35 | 6 | 39 | 45 |  | Fixed | Roof
NJSTRE1545397952 |  | Transition Incentive Program | GALLOWAY | 8205 | 19 | 10.4 | Residential | Yes | Behind the Meter | Net-metered residential rooftop and canopy |  | None | Suntuity Solar LLC | AC Electric | Accepted | 2020-08-04 | 2020-08-07 | 2021-10-30 | Longi | LR6-60HPB-315M | Solar Panels |  | 0.315 | 15 | 282 | 23 |  | Fixed | Roof
NJSTRE1545397954 |  | Transition Incentive Program | TOMS RIVER | 8753 | 18 | 4.1 | Residential | No | Behind the Meter | Net-metered residential rooftop and canopy |  | None | Suntuity Solar LLC | JCP&L | Accepted | 2020-08-08 | 2020-08-10 | 2021-10-30 | Longi | LR6-60HPB-315M | Solar Panels |  | 0.315 | 9 | 106 | 18 |  | Fixed | Roof
NJSTRE1545398036 |  | Transition Incentive Program | Parlin | 8859 | 11 | 13.65 | Residential | Yes | Behind the Meter | Net-metered residential rooftop and canopy |  | None | Pro Custom Solar dba Momentum Solar | JCP&L | Accepted | 2020-08-04 | 2020-08-07 | 2021-10-30 | LG | LG 350N1C-V5 | Solar Panels |  | 0.35 | 14 | 238 | 15 |  | Fixed | Roof
NJSTRE1545398337 |  | Transition Incentive Program | Hasbrouck Heights | 7604 | 7 | 6.3 | Residential | No | Behind the Meter | Net-metered residential rooftop and canopy |  | None | Pro Custom Solar dba Momentum Solar | PSE&G | Accepted | 2020-08-04 | 2020-08-07 | 2021-10-30 | LG ELECTRONICS | LG 350N1C-V5 | Solar Panels |  | 0.35 | 9 | 216 | 22 |  | Fixed | Roof
NJSTRE1545398336 |  | Transition Incentive Program | Bernardsville | 7924 | 5 | 167.7 | Residential | No | Behind the Meter | Net-metered residential rooftop and canopy |  | None | Luma Resources | JCP&L | Accepted | 2020-08-24 | 2020-08-25 | 2021-10-30 | Luma Resources | LRSS 65 | Solar Panels |  | 0.65 | 258 | 90 | 40 |  | Fixed | Roof
NJSTRE1545398354 |  | Transition Incentive Program | Pennsauken | 8110 | 14 | 8.4 | Residential | Yes | Behind the Meter | Net-metered residential rooftop and canopy |  | None | Pro Custom Solar dba Momentum Solar | PSE&G | Accepted | 2020-08-04 | 2020-08-07 | 2021-10-30 | LG | LG 350N1C-V5 | Solar Panels |  | 0.35 | 13 | 140 | 35 |  | Fixed | Roof
NJSTRE1545398394 |  | Transition Incentive Program | Mullica Hill | 8062 | 15 | 17 | Residential | No | Behind the Meter | Net-metered residential rooftop and canopy |  | None | CE Team Inc. | AC Electric | Accepted | 2020-08-04 | 2020-08-07 | 2021-10-30 | Hanwha | g6-340 | Solar Panels |  | 0.34 | 8 | 319 | 45 |  | Fixed | Roof
NJSTRE1545398402 |  | Transition Incentive Program | Galloway | 8205 | 19 | 10.14 | Residential | Yes | Behind the Meter | Net-metered residential rooftop and canopy |  | None | Castle Energy, LLC | AC Electric | Accepted | 2020-08-18 | 2020-08-19 | 2021-10-30 | SunPower | SPR-E20-327-E-AC | Solar Panels |  | 0.327 | 15 | 104 | 20 |  | Fixed | Roof
NJSTRE1545398506 |  | Transition Incentive Program | BURLINGTON | 8016 | 13 | 9.75 | Residential | Yes | Behind the Meter | Net-metered residential rooftop and canopy |  | None | Vivint Solar Developer, LLC | PSE&G | Accepted | 2020-08-12 | 2020-08-12 | 2021-10-30 | Jinko Solar | JKM325M-60HBL | Solar Panels |  | 0.325 | 30 | 250 | 30 |  | Fixed | Roof
NJSTRE1545398533 |  | Transition Incentive Program | HACKETTSTOWN | 7840 | 2 | 16.43 | Residential | Yes | Behind the Meter | Net-metered residential rooftop and canopy |  | None | Bright Planet Solar | JCP&L | Accepted | 2020-08-04 | 2020-08-10 | 2021-10-30 | LONGI | LR6-60HPB-310M | Solar Panels |  | 0.31 | 9 | 155 | 30 |  | Fixed | Roof
NJSTRE1545398533 |  | Transition Incentive Program | HACKETTSTOWN | 7840 | 2 | 16.43 | Residential | Yes | Behind the Meter | Net-metered residential rooftop and canopy |  | None | Bright Planet Solar | JCP&L | Accepted | 2020-08-04 | 2020-08-10 | 2021-10-30 | LONGI | LR6-60HPB-310M | Solar Panels |  | 0.31 | 6 | 335 | 18 |  | Fixed | Roof
NJSTRE1545398692 |  | Transition Incentive Program | Somerset | 8873 | 5 | 6.2 | Residential | No | Behind the Meter | Net-metered residential rooftop and canopy |  | None | New Jersey Suntech | PSE&G | Accepted | 2020-08-04 | 2020-08-07 | 2021-10-30 | Jinko | JKM310M | Solar Panels |  | 0.31 | 4 | 131 | 10 |  | Fixed | Roof
NJSTRE1545400514 |  | Transition Incentive Program | Linwood | 8221 | 19 | 6.18 | Residential | No | Behind the Meter | Net-metered residential rooftop and canopy |  | None | Sun Up Zero Down | AC Electric | Accepted | 2020-08-06 | 2020-08-10 | 2021-10-30 | LG | LG325N1C-A5 (B/W) | Solar Panels |  | 0.325 | 19 | 243 | 45 |  | Fixed | Roof
NJSTRE1545400541 |  | Transition Incentive Program | Bloomfield | 7003 | 9 | 4.36 | Residential | Yes | Behind the Meter | Net-metered residential rooftop and canopy |  | None | Trinity Solar | PSE&G | Final As-Built Received | 2020-08-05 | 2020-08-10 | 2021-10-30 | Hanwha 335 | Q.PEAK DUO BLK-G6 335 | Solar Panels |  | 0.335 | 6 | 6 | 27 |  | Fixed | Roof
NJSTRE1545400609 |  | Transition Incentive Program | Bayonne | 7002 | 8 | 5.1 | Residential | Yes | Behind the Meter | Net-metered residential rooftop and canopy |  | None | Vision Solar LLC | PSE&G | Accepted | 2020-08-05 | 2020-08-20 | 2021-10-30 | HANWHA Q-CELLS | Q.PEAK DUO-G6 340 | Solar Panels |  | 0.34 | 15 | 179 | 20 |  | Fixed | Roof
NJSTRE1545400662 |  | Transition Incentive Program | MOUNT HOLLY TWP | 8060 | 13 | 8.54 | Residential | Yes | Behind the Meter | Net-metered residential rooftop and canopy |  | None | Sunrun Installation Services, Inc. | PSE&G | Accepted | 2020-08-06 | 2020-08-19 | 2021-10-30 | LONGi Green Energy Technology Co Ltd | LR6-60HPB-305M | Solar Panels |  | 0.305 | 14 | 37 | 277 |  | Fixed | Roof
NJSTRE1545400665 |  | Transition Incentive Program | WILLINGBORO | 8046 | 13 | 8.45 | Residential | No | Behind the Meter | Net-metered residential rooftop and canopy |  | None | Infinity Solar Systems | PSE&G | Accepted | 2020-08-05 | 2020-08-10 | 2021-10-30 | CANADIAN SOLAR | CS1H-325-MS | Solar Panels |  | 0.325 | 14 | 221 | 40 |  | Fixed | Roof
NJSTRE1545400669 |  | Transition Incentive Program | Bergenfield | 7621 | 7 | 11.22 | Residential | Yes | Behind the Meter | Net-metered residential rooftop and canopy |  | PSEG SL3 | Vision Solar LLC | PSE&G | Accepted | 2020-08-05 | 2020-08-10 | 2021-10-30 | HANWHA Q-CELLS | Q.PEAK DUO-G6 340 | Solar Panels |  | 0.34 | 10 | 88 | 9 |  | Fixed | Roof
NJSTRE1545400669 |  | Transition Incentive Program | Bergenfield | 7621 | 7 | 11.22 | Residential | Yes | Behind the Meter | Net-metered residential rooftop and canopy |  | PSEG SL3 | Vision Solar LLC | PSE&G | Accepted | 2020-08-05 | 2020-08-10 | 2021-10-30 | HANWHA Q-CELLS | Q.PEAK DUO-G6 340 | Solar Panels |  | 0.34 | 3 | 358 | 7 |  | Fixed | Roof
NJSTRE1545400679 |  | Transition Incentive Program | Linden | 7036 | 10 | 9.1 | Residential | Yes | Behind the Meter | Net-metered residential rooftop and canopy |  | None | Pro Custom Solar dba Momentum Solar | PSE&G | Accepted | 2020-08-05 | 2020-08-10 | 2021-10-30 | LG | LG 350N1C-V5 | Solar Panels |  | 0.35 | 9 | 36 | 5 |  | Fixed | Roof
NJSTRE1545400679 |  | Transition Incentive Program | Linden | 7036 | 10 | 9.1 | Residential | Yes | Behind the Meter | Net-metered residential rooftop and canopy |  | None | Pro Custom Solar dba Momentum Solar | PSE&G | Accepted | 2020-08-05 | 2020-08-10 | 2021-10-30 | LG | LG 350N1C-V5 | Solar Panels |  | 0.35 | 13 | 216 | 36 |  | Fixed | Roof
NJSTRE1545400708 |  | Transition Incentive Program | EGG HARBOR TOWNSHIP | 8234 | 19 | 8.32 | Residential | No | Behind the Meter | Net-metered residential rooftop and canopy |  | None | Vivint Solar Developer, LLC | AC Electric | Accepted | 2020-08-06 | 2020-08-10 | 2021-10-30 | Hanwha Solar | Q.PEAK DUO BLK-G5 320w | Solar Panels |  | 0.32 | 10 | 170 | 44 |  | Fixed | Roof
NJSTRE1545400837 |  | Transition Incentive Program | Ventnor City | 8406 | 19 | 5.1 | Residential | Yes | Behind the Meter | Net-metered residential rooftop and canopy |  | None | Castle Energy, LLC | AC Electric | Accepted | 2020-08-05 | 2020-08-10 | 2021-10-30 | Hanwha Q-Cells | Q.Peak DUO BLK-G6 340 | Solar Panels |  | 0.34 | 8 | 147 | 25 |  | Fixed | Roof
NJSTRE1545400839 |  | Transition Incentive Program | West Windsor TWP | 8550 | 12 | 11.34 | Residential | No | Behind the Meter | Net-metered residential rooftop and canopy |  | None | Tesla Energy Operations Inc. | PSE&G | Final As-Built Received | 2020-08-05 | 2020-08-10 | 2021-10-30 | Hanwha Q CELLS | Q.PEAK DUO BLK-G5/SC315 | Solar Panels |  | 0.315 | 7 | 246 | 34 |  | Fixed | Roof
NJSTRE1545400881 |  | Transition Incentive Program | Tabernacle | 8088 | 13 | 9.6 | Residential | No | Behind the Meter | Net-metered residential rooftop and canopy |  | None | Reliable Power and Solar | AC Electric | Accepted | 2020-08-05 | 2020-08-10 | 2021-10-30 | trina | tsmdd05 | Solar Panels |  | 0.32 | 30 | 206 | 20 |  | Fixed | Roof | roof
NJSTRE1545398417 |  | Transition Incentive Program | EGG HARBOR TOWNSHIP | 8234 | 19 | 7.44 | Residential | Yes | Behind the Meter | Net-metered residential rooftop and canopy |  | None | Bright Planet Solar | AC Electric | Accepted | 2020-08-04 | 2020-08-07 | 2021-10-30 | LONGI | LR6-60HPB-310M | Solar Panels |  | 0.31 | 21 | 110 | 26 |  | Fixed | Roof
NJSTRE1545398459 |  | Transition Incentive Program | OAKLYN | 8107 | 14 | 6.5 | Residential | No | Behind the Meter | Net-metered residential rooftop and canopy |  | None | Amped On Solar LLC | PSE&G | Accepted | 2020-08-04 | 2020-08-07 | 2021-10-30 | CANADIAN SOLAR | HIDM 325W | Solar Panels |  | 0.325 | 20 | 194 | 35 |  | Fixed | Roof
NJSTRE1545398463 |  | Transition Incentive Program | Pennsauken TWP | 8110 | 14 | 6.4 | Residential | Yes | Behind the Meter | Net-metered residential rooftop and canopy |  | None | Sunbound Solar | PSE&G | Accepted | 2020-08-04 | 2020-08-10 | 2021-10-30 | Hanwha | Q.PEAK DUO BLK-G5 320 | Solar Panels |  | 0.32 | 5 | 58 | 30 |  | Fixed | Roof
NJSTRE1545398533 |  | Transition Incentive Program | HACKETTSTOWN | 7840 | 2 | 16.43 | Residential | Yes | Behind the Meter | Net-metered residential rooftop and canopy |  | None | Bright Planet Solar | JCP&L | Accepted | 2020-08-04 | 2020-08-10 | 2021-10-30 | LONGI | LR6-60HPB-310M | Solar Panels |  | 0.31 | 16 | 245 | 45 |  | Fixed | Roof
NJSTRE1545398533 |  | Transition Incentive Program | HACKETTSTOWN | 7840 | 2 | 16.43 | Residential | Yes | Behind the Meter | Net-metered residential rooftop and canopy |  | None | Bright Planet Solar | JCP&L | Accepted | 2020-08-04 | 2020-08-10 | 2021-10-30 | LONGI | LR6-60HPB-310M | Solar Panels |  | 0.31 | 14 | 155 | 18 |  | Fixed | Roof
NJSTRE1545398529 |  | Transition Incentive Program | frenchtown | 8825 | 4 | 13.4 | Residential | No | Behind the Meter | Net-metered residential rooftop and canopy |  | None | Green Power Energy | JCP&L | Accepted | 2020-08-07 | 2020-08-10 | 2021-10-30 | hanwha | Q-Cells Q.PEAK DUO BLK-G6 | Solar Panels |  | 0.335 | 20 | 178 | 23 |  | Fixed | Roof
NJSTRE1545398529 |  | Transition Incentive Program | frenchtown | 8825 | 4 | 13.4 | Residential | No | Behind the Meter | Net-metered residential rooftop and canopy |  | None | Green Power Energy | JCP&L | Accepted | 2020-08-07 | 2020-08-10 | 2021-10-30 | hanwha | Q-Cells Q.PEAK DUO BLK-G6 | Solar Panels |  | 0.335 | 20 | 358 | 23 |  | Fixed | Roof
NJSTRE1545398582 |  | Transition Incentive Program | Oaklyn | 8107 | 14 | 8.13 | Residential | Yes | Behind the Meter | Net-metered residential rooftop and canopy |  | None | Vivint Solar Developer, LLC | PSE&G | Accepted | 2020-08-07 | 2020-08-10 | 2021-10-30 | Jinko Solar | JKM325M-60HBL | Solar Panels |  | 0.325 | 3 | 311 | 31 |  | Fixed | Roof
NJSTRE1545398612 |  | Transition Incentive Program | Paterson | 7504 | 6 | 9.52 | Residential | No | Behind the Meter | Net-metered residential rooftop and canopy |  | None | Trinity Solar | PSE&G | Accepted | 2020-08-04 | 2020-08-07 | 2021-10-30 | Hanwha 340 | Q.PEAK DUO BLK-G6 340 | Solar Panels |  | 0.34 | 6 | 188 | 27 |  | Fixed | Pole
NJSTRE1545398929 |  | Transition Incentive Program | Clarksboro | 8020 | 15 | 14.4 | Residential | No | Behind the Meter | Net-metered residential rooftop and canopy |  | None | EMT Renewables | AC Electric | Accepted | 2020-08-04 | 2020-08-07 | 2021-10-30 | Trina | 320-BLK | Solar Panels |  | 0.32 | 19 | 166 | 18 |  | Fixed | Roof
NJSTRE1545400488 |  | Transition Incentive Program | Gillette | 7933 | 3 | 5.44 | Residential | No | Behind the Meter | Net-metered residential rooftop and canopy |  | JCPL | Vision Solar LLC | JCP&L | Accepted | 2020-08-05 | 2020-08-11 | 2021-10-30 | HANWHA Q-CELLS | Q.PEAK DUO-G6 340 | Solar Panels |  | 0.34 | 6 | 350 | 20 |  | Fixed | Roof
NJSTRE1545400496 |  | Transition Incentive Program | Cherry Hill | 8034 | 14 | 9.86 | Residential | Yes | Behind the Meter | Net-metered residential rooftop and canopy |  | None | Trinity Solar | PSE&G | Accepted | 2020-08-05 | 2020-08-10 | 2021-10-30 | Hanwha 340 | Q.PEAK DUO BLK-G6 340 | Solar Panels |  | 0.34 | 3 | 322 | 18 |  | Fixed | Roof
NJSTRE1545400496 |  | Transition Incentive Program | Cherry Hill | 8034 | 14 | 9.86 | Residential | Yes | Behind the Meter | Net-metered residential rooftop and canopy |  | None | Trinity Solar | PSE&G | Accepted | 2020-08-05 | 2020-08-10 | 2021-10-30 | Hanwha 340 | Q.PEAK DUO BLK-G6 340 | Solar Panels |  | 0.34 | 5 | 321 | 23 |  | Fixed | Roof
NJSTRE1545398167 |  | Transition Incentive Program | Northfield | 8225 | 19 | 4.48 | Residential | Yes | Behind the Meter | Net-metered residential rooftop and canopy |  | None | Sunbound Solar | AC Electric | Accepted | 2020-08-04 | 2020-08-07 | 2021-10-30 | Hanwha | Q.PEAK DUO BLK-G5 320 | Solar Panels |  | 0.32 | 5 | 116 | 16 |  | Fixed | Roof
NJSTRE1545398140 |  | Transition Incentive Program | Union | 7083 | 10 | 13.12 | Residential | No | Behind the Meter | Net-metered residential rooftop and canopy |  | None | UnitedSolar LLC | PSE&G | Accepted | 2020-08-05 | 2020-08-10 | 2021-10-30 | axitec | AC-320P/156-72S | Solar Panels |  | 0.32 | 41 | 290 | 25 |  | Fixed | Roof
NJSTRE1545398217 |  | Transition Incentive Program | FLEMINGTON | 8822 | 4 | 8.68 | Residential | Yes | Behind the Meter | Net-metered residential rooftop and canopy |  | None | Bright Planet Solar | JCP&L | Accepted | 2020-08-04 | 2020-08-07 | 2021-10-30 | LONGI | LR6-60HPB-310M | Solar Panels |  | 0.31 | 9 | 212 | 22 |  | Fixed | Roof
NJSTRE1545398349 |  | Transition Incentive Program | Belford | 7718 | 17 | 5.78 | Residential | Yes | Behind the Meter | Net-metered residential rooftop and canopy |  | None | Trinity Solar | JCP&L | Final As-Built Received | 2020-08-04 | 2020-08-07 | 2021-10-30 | Hanwha 340 | Q.PEAK DUO BLK-G6 340 | Solar Panels |  | 0.34 | 14 | 181 | 39 |  | Fixed | Roof
NJSTRE1545398401 |  | Transition Incentive Program | Monroe Township | 8094 | 15 | 10.24 | Residential | Yes | Behind the Meter | Net-metered residential rooftop and canopy |  | None | Sunbound Solar | AC Electric | Accepted | 2020-08-04 | 2020-08-10 | 2021-10-30 | Hanwha | Q.PEAK DUO BLK-G5 320 | Solar Panels |  | 0.32 | 24 | 247 | 18 |  | Fixed | Roof
NJSTRE1545398482 |  | Transition Incentive Program | CLIFTON | 7011 | 6 | 5.2 | Residential | Yes | Behind the Meter | Net-metered residential rooftop and canopy |  | None | Vivint Solar Developer, LLC | PSE&G | Accepted | 2020-08-07 | 2020-08-10 | 2021-10-30 | Jinko Solar | JKM325M-60HBL | Solar Panels |  | 0.325 | 2 | 257 | 24 |  | Fixed | Roof
NJSTRE1545398482 |  | Transition Incentive Program | CLIFTON | 7011 | 6 | 5.2 | Residential | Yes | Behind the Meter | Net-metered residential rooftop and canopy |  | None | Vivint Solar Developer, LLC | PSE&G | Accepted | 2020-08-07 | 2020-08-10 | 2021-10-30 | Jinko Solar | JKM325M-60HBL | Solar Panels |  | 0.325 | 14 | 167 | 25 |  | Fixed | Roof
NJSTRE1545398463 |  | Transition Incentive Program | Pennsauken TWP | 8110 | 14 | 6.4 | Residential | Yes | Behind the Meter | Net-metered residential rooftop and canopy |  | None | Sunbound Solar | PSE&G | Accepted | 2020-08-04 | 2020-08-10 | 2021-10-30 | Hanwha | Q.PEAK DUO BLK-G5 320 | Solar Panels |  | 0.32 | 6 | 148 | 16 |  | Fixed | Roof
NJSTRE1545398577 |  | Transition Incentive Program | Madison | 7940 | 3 | 8.16 | Residential | No | Behind the Meter | Net-metered residential rooftop and canopy |  | None | Tesla Energy Operations Inc. | Borough of Madison | Accepted | 2020-08-04 | 2020-08-07 | 2021-10-30 | Hanwha Q-Cells | Q.Peak DUO BLK-G6+/SC340 | Solar Panels |  | 0.34 | 12 | 286 | 34 |  | Fixed | Roof
NJSTRE1545398582 |  | Transition Incentive Program | Oaklyn | 8107 | 14 | 8.13 | Residential | Yes | Behind the Meter | Net-metered residential rooftop and canopy |  | None | Vivint Solar Developer, LLC | PSE&G | Accepted | 2020-08-07 | 2020-08-10 | 2021-10-30 | JINKO SOLAR | JKM325M-60HBL | Solar Panels |  | 0.325 | 4 | 131 | 31 |  | Fixed | Roof
NJSTRE1545398612 |  | Transition Incentive Program | Paterson | 7504 | 6 | 9.52 | Residential | No | Behind the Meter | Net-metered residential rooftop and canopy |  | None | Trinity Solar | PSE&G | Accepted | 2020-08-04 | 2020-08-07 | 2021-10-30 | Hanwha 340 | Q.PEAK DUO BLK-G6 340 | Solar Panels |  | 0.34 | 2 | 189 | 34 |  | Fixed | Roof
NJSTRE1545398692 |  | Transition Incentive Program | Somerset | 8873 | 5 | 6.2 | Residential | No | Behind the Meter | Net-metered residential rooftop and canopy |  | None | New Jersey Suntech | PSE&G | Accepted | 2020-08-04 | 2020-08-07 | 2021-10-30 | Jinko | JKM310M | Solar Panels |  | 0.31 | 6 | 128 | 37 |  | Fixed | Roof
NJSTRE1545398737 |  | Transition Incentive Program | Sparta | 7871 | 1 | 7.78 | Residential | No | Behind the Meter | Net-metered residential rooftop and canopy |  | None | Tesla Energy Operations Inc. | JCP&L | Accepted | 2020-08-04 | 2020-08-07 | 2021-10-30 | Tesla | SR60T1 | Solar Panels |  | 0.05847 | 25 | 313 | 40 |  | Fixed | Roof
NJSTRE1545400498 |  | Transition Incentive Program | Mays Landing | 8330 | 19 | 14.95 | Residential | Yes | Behind the Meter | Net-metered residential rooftop and canopy |  | None | Sun Up Zero Down | AC Electric | Accepted | 2020-08-05 | 2020-08-10 | 2021-10-30 | trina | TSM-DD06M.05(II) 325 | Solar Panels |  | 0.325 | 10 | 291 | 27 |  | Fixed | Roof
NJSTRE1545400523 |  | Transition Incentive Program | IRVINGTON | 7111 | 9 | 5.78 | Residential | No | Behind the Meter | Net-metered residential rooftop and canopy |  | PSEG | Vision Solar LLC | PSE&G | Accepted | 2020-08-05 | 2020-08-10 | 2021-10-30 | HANWHA Q-CELLS | Q.PEAK DUO-G6 340 | Solar Panels |  | 0.34 | 15 | 216 | 34 |  | Fixed | Roof
NJSTRE1545400523 |  | Transition Incentive Program | IRVINGTON | 7111 | 9 | 5.78 | Residential | No | Behind the Meter | Net-metered residential rooftop and canopy |  | PSEG | Vision Solar LLC | PSE&G | Accepted | 2020-08-05 | 2020-08-10 | 2021-10-30 | HANWHA Q-CELLS | Q.PEAK DUO-G6 340 | Solar Panels |  | 0.34 | 1 | 306 | 33 |  | Fixed | Roof
NJSTRE1545400535 |  | Transition Incentive Program | NORTH BRUNSWICK | 8902 | 11 | 7.63 | Residential | Yes | Behind the Meter | Net-metered residential rooftop and canopy |  | None | Sunrun Installation Services, Inc. | PSE&G | Accepted | 2020-08-06 | 2020-08-10 | 2021-10-30 | LONGi Green Energy Technology Co Ltd | LR6-60HPB-305M | Solar Panels |  | 0.305 | 12 | 84 | 23 |  | Fixed | Roof
NJSTRE1545400593 |  | Transition Incentive Program | Williamstown | 8094 | 15 | 7.04 | Residential | No | Behind the Meter | Net-metered residential rooftop and canopy |  | None | Orbit Energy & Power, LLC | AC Electric | Final As-Built Received | 2020-08-05 | 2020-08-10 | 2021-10-30 | hanwha qcells | qpeak 320 | Solar Panels |  | 0.32 | 3 | 15 | 27 |  | Fixed | Roof
NJSTRE1545400665 |  | Transition Incentive Program | WILLINGBORO | 8046 | 13 | 8.45 | Residential | No | Behind the Meter | Net-metered residential rooftop and canopy |  | None | Infinity Solar Systems | PSE&G | Accepted | 2020-08-05 | 2020-08-10 | 2021-10-30 | CANADIAN SOLAR | CS1H-325-MS | Solar Panels |  | 0.325 | 12 | 221 | 15 |  | Fixed | Roof
NJSTRE1545400669 |  | Transition Incentive Program | Bergenfield | 7621 | 7 | 11.22 | Residential | Yes | Behind the Meter | Net-metered residential rooftop and canopy |  | PSEG SL3 | Vision Solar LLC | PSE&G | Accepted | 2020-08-05 | 2020-08-10 | 2021-10-30 | HANWHA Q-CELLS | Q.PEAK DUO-G6 340 | Solar Panels |  | 0.34 | 13 | 87 | 20 |  | Fixed | Roof
NJSTRE1545400661 |  | Transition Incentive Program | mantua | 8051 | 15 | 8 | Residential | No | Behind the Meter | Net-metered residential rooftop and canopy |  | None | Orbit Energy & Power, LLC | AC Electric | Final As-Built Received | 2020-08-05 | 2020-08-10 | 2021-10-30 | hanwha qcells | qpeak 320w | Solar Panels |  | 0.32 | 15 | 310 | 24 |  | Fixed | Roof
NJSTRE1545400749 |  | Transition Incentive Program | BARNEGAT | 8005 | 18 | 10.24 | Residential | No | Behind the Meter | Net-metered residential rooftop and canopy |  | None | Vivint Solar Developer, LLC | AC Electric | Final As-Built Received | 2020-08-06 | 2020-08-10 | 2021-10-30 | Hanwha Solar | Q.PEAK DUO BLK-G5 320w | Solar Panels |  | 0.32 | 26 | 222 | 23 |  | Fixed | Roof
NJSTRE1545400839 |  | Transition Incentive Program | West Windsor TWP | 8550 | 12 | 11.34 | Residential | No | Behind the Meter | Net-metered residential rooftop and canopy |  | None | Tesla Energy Operations Inc. | PSE&G | Final As-Built Received | 2020-08-05 | 2020-08-10 | 2021-10-30 | Hanwha Q CELLS | Q.PEAK DUO BLK-G5/SC315 | Solar Panels |  | 0.315 | 10 | 156 | 40 |  | Fixed | Roof
NJSTRE1545400870 |  | Transition Incentive Program | bridgewater | 8807 | 5 | 6.37 | Residential | No | Behind the Meter | Net-metered residential rooftop and canopy |  | None | Green Power energy | PSE&G | Accepted | 2020-08-07 | 2020-08-10 | 2021-10-30 | Hanwha | Q.PEAK DUO BLK-G6 | Solar Panels |  | 0.335 | 19 | 217 | 34 |  | Fixed | Roof
NJSTRE1545403180 |  | Transition Incentive Program | Rumson | 7760 | 17 | 9.18 | Residential | Yes | Behind the Meter | Net-metered residential rooftop and canopy |  | JCPL | Vision Solar LLC | JCP&L | Accepted | 2020-08-05 | 2020-08-10 | 2021-10-30 | HANWHA Q-CELLS | Q.PEAK DUO-G6 340 | Solar Panels |  | 0.34 | 16 | 239 | 33 |  | Fixed | Roof
NJSTRE1545403186 |  | Transition Incentive Program | Hillside TWP | 7205 | 10 | 11.11 | Residential | No | Behind the Meter | Net-metered residential rooftop and canopy |  | None | Tesla Energy Operations Inc. | PSE&G | Accepted | 2020-08-05 | 2020-08-10 | 2021-10-30 | Tesla | SR60T1 | Solar Panels |  | 0.05847 | 46 | 273 | 34 |  | Fixed | Roof
NJSTRE1545398929 |  | Transition Incentive Program | Clarksboro | 8020 | 15 | 14.4 | Residential | No | Behind the Meter | Net-metered residential rooftop and canopy |  | None | EMT Renewables | AC Electric | Accepted | 2020-08-04 | 2020-08-07 | 2021-10-30 | Trina | 320-BLK | Solar Panels |  | 0.32 | 26 | 346 | 18 |  | Fixed | Roof
NJSTRE1545400498 |  | Transition Incentive Program | Mays Landing | 8330 | 19 | 14.95 | Residential | Yes | Behind the Meter | Net-metered residential rooftop and canopy |  | None | Sun Up Zero Down | AC Electric | Accepted | 2020-08-05 | 2020-08-10 | 2021-10-30 | Trina | TSM-DD06M.05(II) 325 | Solar Panels |  | 0.325 | 16 | 201 | 34 |  | Fixed | Roof
NJSTRE1545400498 |  | Transition Incentive Program | Mays Landing | 8330 | 19 | 14.95 | Residential | Yes | Behind the Meter | Net-metered residential rooftop and canopy |  | None | Sun Up Zero Down | AC Electric | Accepted | 2020-08-05 | 2020-08-10 | 2021-10-30 | Trina | TSM-DD06M.05(II) 325 | Solar Panels |  | 0.325 | 5 | 111 | 27 |  | Fixed | Roof
NJSTRE1545400529 |  | Transition Incentive Program | Hamilton | 8619 | 12 | 8.82 | Residential | No | Behind the Meter | Net-metered residential rooftop and canopy |  | None | Kopp Electric Company | PSE&G | Accepted | 2020-08-05 | 2020-08-10 | 2021-10-30 | CertainTeed | CT315HC1-04 | Solar Panels |  | 0.315 | 28 | 120 | 36 |  | Fixed | Roof
NJSTRE1545400597 |  | Transition Incentive Program | Pleasantville | 8232 | 19 | 11.12 | Residential | Yes | Behind the Meter | Net-metered residential rooftop and canopy |  | None | Castle Energy, LLC | AC Electric | Accepted | 2020-08-05 | 2020-08-10 | 2021-10-30 | SunPower | SPR-E20-327-E-AC | Solar Panels |  | 0.327 | 25 | 131 | 23 |  | Fixed | Roof
NJSTRE1545400648 |  | Transition Incentive Program | Scotch plains | 7076 | 10 | 6.12 | Residential | Yes | Behind the Meter | Net-metered residential rooftop and canopy |  | PSEG | Vision Solar LLC | PSE&G | Accepted | 2020-08-05 | 2020-08-10 | 2021-10-30 | HANWHA Q-CELLS | Q.PEAK DUO-G6 340 | Solar Panels |  | 0.34 | 1 | 310 | 27 |  | Fixed | Roof
NJSTRE1545400669 |  | Transition Incentive Program | Bergenfield | 7621 | 7 | 11.22 | Residential | Yes | Behind the Meter | Net-metered residential rooftop and canopy |  | PSEG SL3 | Vision Solar LLC | PSE&G | Accepted | 2020-08-05 | 2020-08-10 | 2021-10-30 | HANWHA Q-CELLS | HANWHA Q-CELLS | Solar Panels |  | 0.34 | 4 | 267 | 20 |  | Fixed | Roof
NJSTRE1545400661 |  | Transition Incentive Program | mantua | 8051 | 15 | 8 | Residential | No | Behind the Meter | Net-metered residential rooftop and canopy |  | None | Orbit Energy & Power, LLC | AC Electric | Final As-Built Received | 2020-08-05 | 2020-08-10 | 2021-10-30 | hanwha qcells | qpeak 320w | Solar Panels |  | 0.32 | 2 | 220 | 23 |  | Fixed | Roof
NJSTRE1545400736 |  | Transition Incentive Program | Pine hill | 8021 | 14 | 7.14 | Residential | Yes | Behind the Meter | Net-metered residential rooftop and canopy |  | ACE | Vision Solar LLC | AC Electric | Accepted | 2020-08-05 | 2020-08-18 | 2021-10-30 | HANWHA Q-CELLS | Q.PEAK DUO-G6 340 | Solar Panels |  | 0.34 | 3 | 13 | 41 |  | Fixed | Roof
NJSTRE1545400769 |  | Transition Incentive Program | Tenafly | 7670 | 7 | 28.05 | Residential | No | Behind the Meter | Net-metered residential rooftop and canopy |  | None | Green Power energy | PSE&G | Accepted | 2020-08-07 | 2020-08-10 | 2021-10-30 | lg electronics | LG330N1K-V5 | Solar Panels |  | 0.33 | 12 | 306 | 14 |  | Fixed | Roof
NJSTRE1545400839 |  | Transition Incentive Program | West Windsor TWP | 8550 | 12 | 11.34 | Residential | No | Behind the Meter | Net-metered residential rooftop and canopy |  | None | Tesla Energy Operations Inc. | PSE&G | Final As-Built Received | 2020-08-05 | 2020-08-10 | 2021-10-30 | Hanwha Q CELLS | Q.PEAK DUO BLK-G5/SC315 | Solar Panels |  | 0.315 | 3 | 156 | 40 |  | Fixed | Roof
NJSTRE1545400839 |  | Transition Incentive Program | West Windsor TWP | 8550 | 12 | 11.34 | Residential | No | Behind the Meter | Net-metered residential rooftop and canopy |  | None | Tesla Energy Operations Inc. | PSE&G | Final As-Built Received | 2020-08-05 | 2020-08-10 | 2021-10-30 | Hanwha Q CELLS | Q.PEAK DUO BLK-G5/SC315 | Solar Panels |  | 0.315 | 16 | 246 | 34 |  | Fixed | Roof
NJSTRE1545400853 |  | Transition Incentive Program | Burlington | 8016 | 13 | 12.03 | Residential | Yes | Behind the Meter | Net-metered residential rooftop and canopy |  | None | Vivint Solar Developer, LLC | PSE&G | Accepted | 2020-08-06 | 2020-08-10 | 2021-10-30 | Jinko Solar | JKM325M-60HBL | Solar Panels |  | 0.325 | 2 | 64 | 27 |  | Fixed | Roof
NJSTRE1545400498 |  | Transition Incentive Program | Mays Landing | 8330 | 19 | 14.95 | Residential | Yes | Behind the Meter | Net-metered residential rooftop and canopy |  | None | Sun Up Zero Down | AC Electric | Accepted | 2020-08-05 | 2020-08-10 | 2021-10-30 | Trina | TSM-DD06M.05(II) 325 | Solar Panels |  | 0.325 | 4 | 202 | 34 |  | Fixed | Roof
NJSTRE1545400541 |  | Transition Incentive Program | Bloomfield | 7003 | 9 | 4.36 | Residential | Yes | Behind the Meter | Net-metered residential rooftop and canopy |  | None | Trinity Solar | PSE&G | Final As-Built Received | 2020-08-05 | 2020-08-10 | 2021-10-30 | Hanwha 335 | Q.PEAK DUO BLK-G6 335 | Solar Panels |  | 0.335 | 7 | 276 | 27 |  | Fixed | Roof
NJSTRE1545400560 |  | Transition Incentive Program | Bayville | 8721 | 18 | 12.16 | Residential | No | Behind the Meter | Net-metered residential rooftop and canopy |  | None | Reliable Power and Solar | JCP&L | Accepted | 2020-08-05 | 2020-08-10 | 2021-10-30 | trina | tsmdd05 | Solar Panels |  | 0.32 | 13 | 200 | 28 |  | Fixed | Roof | roof
NJSTRE1545400593 |  | Transition Incentive Program | Williamstown | 8094 | 15 | 7.04 | Residential | No | Behind the Meter | Net-metered residential rooftop and canopy |  | None | Orbit Energy & Power, LLC | AC Electric | Final As-Built Received | 2020-08-05 | 2020-08-10 | 2021-10-30 | hanwha qcells | qpeak 320w | Solar Panels |  | 0.32 | 1 | 15 | 27 |  | Fixed | Roof
NJSTRE1545400593 |  | Transition Incentive Program | Williamstown | 8094 | 15 | 7.04 | Residential | No | Behind the Meter | Net-metered residential rooftop and canopy |  | None | Orbit Energy & Power, LLC | AC Electric | Final As-Built Received | 2020-08-05 | 2020-08-10 | 2021-10-30 | hanwha qcells | qpeak 320w | Solar Panels |  | 0.32 | 2 | 106 | 23 |  | Fixed | Roof
NJSTRE1545400662 |  | Transition Incentive Program | MOUNT HOLLY TWP | 8060 | 13 | 8.54 | Residential | Yes | Behind the Meter | Net-metered residential rooftop and canopy |  | None | Sunrun Installation Services, Inc. | PSE&G | Accepted | 2020-08-06 | 2020-08-19 | 2021-10-30 | LONGi Green Energy Technology Co Ltd | LR6-60HPB-305M | Solar Panels |  | 0.305 | 14 | 97 | 39 |  | Fixed | Roof
NJSTRE1545400669 |  | Transition Incentive Program | Bergenfield | 7621 | 7 | 11.22 | Residential | Yes | Behind the Meter | Net-metered residential rooftop and canopy |  | PSEG SL3 | Vision Solar LLC | PSE&G | Accepted | 2020-08-05 | 2020-08-10 | 2021-10-30 | HANWHA Q-CELLS | Q.PEAK DUO-G6 340 | Solar Panels |  | 0.34 | 3 | 178 | 7 |  | Fixed | Roof
NJSTRE1545400708 |  | Transition Incentive Program | EGG HARBOR TOWNSHIP | 8234 | 19 | 8.32 | Residential | No | Behind the Meter | Net-metered residential rooftop and canopy |  | None | Vivint Solar Developer, LLC | AC Electric | Accepted | 2020-08-06 | 2020-08-10 | 2021-10-30 | Hanwha Solar | Q.PEAK DUO BLK-G5 320w | Solar Panels |  | 0.32 | 16 | 260 | 26 |  | Fixed | Roof
NJSTRE1545400736 |  | Transition Incentive Program | Pine hill | 8021 | 14 | 7.14 | Residential | Yes | Behind the Meter | Net-metered residential rooftop and canopy |  | ACE | Vision Solar LLC | AC Electric | Accepted | 2020-08-05 | 2020-08-18 | 2021-10-30 | HANWHA Q-CELLS | Q.PEAK DUO-G6 340 | Solar Panels |  | 0.34 | 1 | 13 | 16 |  | Fixed | Roof
NJSTRE1545400736 |  | Transition Incentive Program | Pine hill | 8021 | 14 | 7.14 | Residential | Yes | Behind the Meter | Net-metered residential rooftop and canopy |  | ACE | Vision Solar LLC | AC Electric | Accepted | 2020-08-05 | 2020-08-18 | 2021-10-30 | HANWHA Q-CELLS | Q.PEAK DUO-G6 340 | Solar Panels |  | 0.34 | 1 | 103 | 41 |  | Fixed | Roof
NJSTRE1545400750 |  | Transition Incentive Program | NORTH BERGEN TWP NJ | 7047 | 8 | 3.63 | Residential | Yes | Behind the Meter | Net-metered residential rooftop and canopy |  | None | Sunrun Installation Services, Inc. | PSE&G | Accepted | 2020-08-06 | 2020-08-10 | 2021-10-30 | LG Electronics | LG330N1C-A5 | Solar Panels |  | 0.33 | 11 | 116 | 18 |  | Fixed | Roof
NJSTRE1545400769 |  | Transition Incentive Program | Tenafly | 7670 | 7 | 28.05 | Residential | No | Behind the Meter | Net-metered residential rooftop and canopy |  | None | Green Power energy | PSE&G | Accepted | 2020-08-07 | 2020-08-10 | 2021-10-30 | lg electronics | LG330N1K-V5 | Solar Panels |  | 0.33 | 29 | 126 | 27 |  | Fixed | Roof
NJSTRE1545400801 |  | Transition Incentive Program | SPOTSWOOD | 8884 | 11 | 4.88 | Residential | Yes | Behind the Meter | Net-metered residential rooftop and canopy |  | None | Vivint Solar Developer, LLC | JCP&L | Accepted | 2020-08-06 | 2020-08-10 | 2021-10-30 | Jinko Solar | JKM325M-60HBL | Solar Panels |  | 0.325 | 15 | 344 | 23 |  | Fixed | Roof
NJSTRE1545400837 |  | Transition Incentive Program | Ventnor City | 8406 | 19 | 5.1 | Residential | Yes | Behind the Meter | Net-metered residential rooftop and canopy |  | None | Castle Energy, LLC | AC Electric | Accepted | 2020-08-05 | 2020-08-10 | 2021-10-30 | Hanwha Q-Cells | Q.Peak DUO BLK-G6 340 | Solar Panels |  | 0.34 | 2 | 237 | 25 |  | Fixed | Roof
NJSTRE1545400853 |  | Transition Incentive Program | Burlington | 8016 | 13 | 12.03 | Residential | Yes | Behind the Meter | Net-metered residential rooftop and canopy |  | None | Vivint Solar Developer, LLC | PSE&G | Accepted | 2020-08-06 | 2020-08-10 | 2021-10-30 | Jinko Solar | JKM325M-60HBL | Solar Panels |  | 0.325 | 3 | 154 | 24 |  | Fixed | Roof
NJSTRE1545400893 |  | Transition Incentive Program | Trenton | 8610 | 12 | 5.25 | Residential | Yes | Behind the Meter | Net-metered residential rooftop and canopy |  | None | Pro Custom Solar dba Momentum Solar | PSE&G | Accepted | 2020-08-05 | 2020-08-10 | 2021-10-30 | LG | LG 350N1C-V5 | Solar Panels |  | 0.35 | 6 | 207 | 8 |  | Fixed | Roof
NJSTRE1545403186 |  | Transition Incentive Program | Hillside TWP | 7205 | 10 | 11.11 | Residential | No | Behind the Meter | Net-metered residential rooftop and canopy |  | None | Tesla Energy Operations Inc. | PSE&G | Accepted | 2020-08-05 | 2020-08-10 | 2021-10-30 | Tesla | SR60T1 | Solar Panels |  | 0.05847 | 77 | 93 | 34 |  | Fixed | Roof
NJSTRE1545403197 |  | Transition Incentive Program | Jackson | 8527 | 18 | 12.58 | Residential | No | Behind the Meter | Net-metered residential rooftop and canopy |  | None | Powerlutions | JCP&L | Accepted | 2020-08-05 | 2020-08-10 | 2021-10-30 | Solaria | PowerXT-370R-PD | Solar Panels |  | 0.37 | 3 | 123 | 20 |  | Fixed | Roof
NJSTRE1545403232 |  | Transition Incentive Program | Berkeley | 8721 | 18 | 5.76 | Residential | Yes | Behind the Meter | Net-metered residential rooftop and canopy |  | None | Trinity Solar | JCP&L | Final As-Built Received | 2020-08-05 | 2020-08-10 | 2021-10-30 | HANWHA 320 (Q.PEAK DUO BLK-G5 320) | HANWHA 320 (Q.PEAK DUO BLK-G5 320) | Solar Panels |  | 0.32 | 3 | 284 | 11 |  | Fixed | Roof
NJSTRE1545403226 |  | Transition Incentive Program | BURLINGTON | 8016 | 13 | 8.13 | Residential | Yes | Behind the Meter | Net-metered residential rooftop and canopy |  | None | Vivint Solar Developer, LLC | PSE&G | Accepted | 2020-08-06 | 2020-08-10 | 2021-10-30 | Jinko Solar | JKM325M-60HBL | Solar Panels |  | 0.325 | 4 | 33 | 17 |  | Fixed | Roof
NJSTRE1545403358 |  | Transition Incentive Program | Flemington | 8822 | 4 | 8.37 | Residential | Yes | Behind the Meter | Net-metered residential rooftop and canopy |  | None | Bright Planet Solar | JCP&L | Accepted | 2020-08-05 | 2020-08-10 | 2021-10-30 | LONGI | LR6-60HPB-310M | Solar Panels |  | 0.31 | 12 | 173 | 22 |  | Fixed | Roof
NJSTRE1545411884 |  | Transition Incentive Program | MOORESTOWN | 8057 | 13 | 10.4 | Residential | Yes | Behind the Meter | Net-metered residential rooftop and canopy |  | None | Suntuity Solar LLC | PSE&G | Accepted | 2020-08-06 | 2020-08-11 | 2021-10-30 | Longi | LR6-60HPB-315M | Solar Panels |  | 0.315 | 12 | 227 | 26 |  | Fixed | Roof
NJSTRE1545411900 |  | Transition Incentive Program | WOODBRIDGE | 8863 | 11 | 7.56 | Residential | No | Behind the Meter | Net-metered residential rooftop and canopy |  | None | Infinity Solar Systems | PSE&G | Accepted | 2020-08-06 | 2020-08-11 | 2021-10-30 | HANWHA | Q.PEAK DUO BLK-G5 315 | Solar Panels |  | 0.315 | 11 | 262 | 20 |  | Fixed | Roof
NJSTRE1545411909 |  | Transition Incentive Program | Neptune | 7753 | 17 | 7.68 | Residential | Yes | Behind the Meter | Net-metered residential rooftop and canopy |  | None | Trinity Solar | JCP&L | Final As-Built Received | 2020-08-06 | 2020-08-11 | 2021-10-30 | Hanwha | Q.PEAK DUO BLK-G5 320 | Solar Panels |  | 0.32 | 12 | 221 | 27 |  | Fixed | Roof
NJSTRE1545411927 |  | Transition Incentive Program | Toms river | 8752 | 18 | 9.18 | Residential | Yes | Behind the Meter | Net-metered residential rooftop and canopy |  | JCPL | Vision Solar LLC | JCP&L | Accepted | 2020-08-06 | 2020-08-11 | 2021-10-30 | HANWHA Q-CELLS | Q.PEAK DUO-G6 340 | Solar Panels |  | 0.34 | 14 | 92 | 19 |  | Fixed | Roof
NJSTRE1545400509 |  | Transition Incentive Program | North Bergen | 7047 | 8 | 8.3 | Residential | No | Behind the Meter | Net-metered residential rooftop and canopy |  | None | Green House Solar | PSE&G | Accepted | 2020-08-05 | 2020-08-10 | 2021-10-30 | Sunpower | A415-G-AC | Solar Panels |  | 0.415 | 20 | 119 | 35 |  | Fixed | Roof
NJSTRE1545400623 |  | Transition Incentive Program | MONTCLAIR | 7042 | 9 | 4.27 | Residential | Yes | Behind the Meter | Net-metered residential rooftop and canopy |  | None | Sunrun Installation Services, Inc. | PSE&G | Accepted | 2020-08-06 | 2020-08-10 | 2021-10-30 | LONGi Green Energy Technology Co Ltd | LR6-60HPB-305M | Solar Panels |  | 0.305 | 8 | 282 | 44 |  | Fixed | Roof
NJSTRE1545400648 |  | Transition Incentive Program | Scotch plains | 7076 | 10 | 6.12 | Residential | Yes | Behind the Meter | Net-metered residential rooftop and canopy |  | PSEG | Vision Solar LLC | PSE&G | Accepted | 2020-08-05 | 2020-08-10 | 2021-10-30 | HANWHA Q-CELLS | Q.PEAK DUO-G6 340 | Solar Panels |  | 0.34 | 17 | 130 | 27 |  | Fixed | Roof
NJSTRE1545400679 |  | Transition Incentive Program | Linden | 7036 | 10 | 9.1 | Residential | Yes | Behind the Meter | Net-metered residential rooftop and canopy |  | None | Pro Custom Solar dba Momentum Solar | PSE&G | Accepted | 2020-08-05 | 2020-08-10 | 2021-10-30 | LG | LG 350N1C-V5 | Solar Panels |  | 0.35 | 4 | 36 | 14 |  | Fixed | Roof
NJSTRE1545400661 |  | Transition Incentive Program | mantua | 8051 | 15 | 8 | Residential | No | Behind the Meter | Net-metered residential rooftop and canopy |  | None | Orbit Energy & Power, LLC | AC Electric | Final As-Built Received | 2020-08-05 | 2020-08-10 | 2021-10-30 | hanwha qcells | qpeak 320w | Solar Panels |  | 0.32 | 1 | 40 | 23 |  | Fixed | Roof
NJSTRE1545400736 |  | Transition Incentive Program | Pine hill | 8021 | 14 | 7.14 | Residential | Yes | Behind the Meter | Net-metered residential rooftop and canopy |  | ACE | Vision Solar LLC | AC Electric | Accepted | 2020-08-05 | 2020-08-18 | 2021-10-30 | HANWHA Q-CELLS | Q.PEAK DUO-G6 340 | Solar Panels |  | 0.34 | 1 | 12 | 20 |  | Fixed | Roof
NJSTRE1545400736 |  | Transition Incentive Program | Pine hill | 8021 | 14 | 7.14 | Residential | Yes | Behind the Meter | Net-metered residential rooftop and canopy |  | ACE | Vision Solar LLC | AC Electric | Accepted | 2020-08-05 | 2020-08-18 | 2021-10-30 | HANWHA Q-CELLS | Q.PEAK DUO-G6 340 | Solar Panels |  | 0.34 | 8 | 193 | 41 |  | Fixed | Roof
NJSTRE1545400853 |  | Transition Incentive Program | Burlington | 8016 | 13 | 12.03 | Residential | Yes | Behind the Meter | Net-metered residential rooftop and canopy |  | None | Vivint Solar Developer, LLC | PSE&G | Accepted | 2020-08-06 | 2020-08-10 | 2021-10-30 | Jinko Solar | JKM325M-60HBL | Solar Panels |  | 0.325 | 12 | 154 | 27 |  | Fixed | Roof
NJSTRE1545400865 |  | Transition Incentive Program | SOUTH ORANGE VILLAGE TWP | 7079 | 9 | 8.85 | Residential | No | Behind the Meter | Net-metered residential rooftop and canopy |  | None | Sunrun Installation Services, Inc. | PSE&G | Accepted | 2020-08-06 | 2020-08-10 | 2021-10-30 | LONGi Green Energy Technology Co Ltd | LR6-60HPB-305M | Solar Panels |  | 0.305 | 6 | 212 | 23 |  | Fixed | Roof
NJSTRE1545400893 |  | Transition Incentive Program | Trenton | 8610 | 12 | 5.25 | Residential | Yes | Behind the Meter | Net-metered residential rooftop and canopy |  | None | Pro Custom Solar dba Momentum Solar | PSE&G | Accepted | 2020-08-05 | 2020-08-10 | 2021-10-30 | LG | LG 350N1C-V5 | Solar Panels |  | 0.35 | 4 | 207 | 45 |  | Fixed | Roof
NJSTRE1545403197 |  | Transition Incentive Program | Jackson | 8527 | 18 | 12.58 | Residential | No | Behind the Meter | Net-metered residential rooftop and canopy |  | None | Powerlutions | JCP&L | Accepted | 2020-08-05 | 2020-08-10 | 2021-10-30 | Solaria | PowerXT-370R-PD | Solar Panels |  | 0.37 | 23 | 123 | 40 |  | Fixed | Roof
NJSTRE1545403197 |  | Transition Incentive Program | Jackson | 8527 | 18 | 12.58 | Residential | No | Behind the Meter | Net-metered residential rooftop and canopy |  | None | Powerlutions | JCP&L | Accepted | 2020-08-05 | 2020-08-10 | 2021-10-30 | Solaria | PowerXT-370R-PD | Solar Panels |  | 0.37 | 8 | 303 | 19 |  | Fixed | Roof
NJSTRE1545403205 |  | Transition Incentive Program | Pequannock | 7440 | 3 | 9.86 | Residential | Yes | Behind the Meter | Net-metered residential rooftop and canopy |  | JCPL | Vision Solar LLC | JCP&L | Accepted | 2020-08-05 | 2020-08-10 | 2021-10-30 | HANWHA Q-CELLS | Q.PEAK DUO-G6 340 | Solar Panels |  | 0.34 | 10 | 258 | 26 |  | Fixed | Roof
NJSTRE1545400736 |  | Transition Incentive Program | Pine hill | 8021 | 14 | 7.14 | Residential | Yes | Behind the Meter | Net-metered residential rooftop and canopy |  | ACE | Vision Solar LLC | AC Electric | Accepted | 2020-08-05 | 2020-08-18 | 2021-10-30 | HANWHA Q-CELLS | Q.PEAK DUO-G6 340 | Solar Panels |  | 0.34 | 3 | 193 | 21 |  | Fixed | Roof
NJSTRE1545400769 |  | Transition Incentive Program | Tenafly | 7670 | 7 | 28.05 | Residential | No | Behind the Meter | Net-metered residential rooftop and canopy |  | None | Green Power energy | PSE&G | Accepted | 2020-08-07 | 2020-08-10 | 2021-10-30 | lg electronics | LG330N1K-V5 | Solar Panels |  | 0.33 | 44 | 215 | 27 |  | Fixed | Roof
NJSTRE1545400837 |  | Transition Incentive Program | Ventnor City | 8406 | 19 | 5.1 | Residential | Yes | Behind the Meter | Net-metered residential rooftop and canopy |  | None | Castle Energy, LLC | AC Electric | Accepted | 2020-08-05 | 2020-08-10 | 2021-10-30 | Hanwha Q-Cells | Q.Peak DUO BLK-G6 340 | Solar Panels |  | 0.34 | 5 | 327 | 25 |  | Fixed | Roof
NJSTRE1545400865 |  | Transition Incentive Program | SOUTH ORANGE VILLAGE TWP | 7079 | 9 | 8.85 | Residential | No | Behind the Meter | Net-metered residential rooftop and canopy |  | None | Sunrun Installation Services, Inc. | PSE&G | Accepted | 2020-08-06 | 2020-08-10 | 2021-10-30 | LONGi Green Energy Technology Co Ltd | LR6-60HPB-305M | Solar Panels |  | 0.305 | 2 | 122 | 45 |  | Fixed | Roof
NJSTRE1545400865 |  | Transition Incentive Program | SOUTH ORANGE VILLAGE TWP | 7079 | 9 | 8.85 | Residential | No | Behind the Meter | Net-metered residential rooftop and canopy |  | None | Sunrun Installation Services, Inc. | PSE&G | Accepted | 2020-08-06 | 2020-08-10 | 2021-10-30 | LONGi Green Energy Technology Co Ltd | LR6-60HPB-305M | Solar Panels |  | 0.305 | 11 | 212 | 10 |  | Fixed | Roof
NJSTRE1545400890 |  | Transition Incentive Program | Harrison | 7029 | 8 | 26.18 | Commercial | No | Behind the Meter | Net-metered non-residential rooftop and canopy |  | None | UnitedSolar LLC | PSE&G | Final As-Built Received | 2020-08-07 | 2020-08-10 | 2021-10-30 | axitec | ac-385mh/144s | Solar Panels |  | 0.385 | 68 | 180 | 0 |  | Fixed | Roof
NJSTRE1545403186 |  | Transition Incentive Program | Hillside TWP | 7205 | 10 | 11.11 | Residential | No | Behind the Meter | Net-metered residential rooftop and canopy |  | None | Tesla Energy Operations Inc. | PSE&G | Accepted | 2020-08-05 | 2020-08-10 | 2021-10-30 | Tesla | SR60T1 | Solar Panels |  | 0.05847 | 30 | 183 | 37 |  | Fixed | Roof
NJSTRE1545403196 |  | Transition Incentive Program | West Deptford | 8096 | 15 | 6.12 | Residential | Yes | Behind the Meter | Net-metered residential rooftop and canopy |  | PSEG | Vision Solar LLC | PSE&G | Accepted | 2020-08-05 | 2020-08-10 | 2021-10-30 | HANWHA Q-CELLS | Q.PEAK DUO-G6 340 | Solar Panels |  | 0.34 | 4 | 253 | 35 |  | Fixed | Roof
NJSTRE1545403205 |  | Transition Incentive Program | Pequannock | 7440 | 3 | 9.86 | Residential | Yes | Behind the Meter | Net-metered residential rooftop and canopy |  | JCPL | Vision Solar LLC | JCP&L | Accepted | 2020-08-05 | 2020-08-10 | 2021-10-30 | HANWHA Q-CELLS | Q.PEAK DUO-G6 340 | Solar Panels |  | 0.34 | 4 | 78 | 20 |  | Fixed | Roof
NJSTRE1545403205 |  | Transition Incentive Program | Pequannock | 7440 | 3 | 9.86 | Residential | Yes | Behind the Meter | Net-metered residential rooftop and canopy |  | JCPL | Vision Solar LLC | JCP&L | Accepted | 2020-08-05 | 2020-08-10 | 2021-10-30 | HANWHA Q-CELLS | Q.PEAK DUO-G6 340 | Solar Panels |  | 0.34 | 6 | 258 | 20 |  | Fixed | Roof
NJSTRE1545403238 |  | Transition Incentive Program | Plainsboro | 8536 | 11 | 8.38 | Residential | No | Behind the Meter | Net-metered non-residential ground mount |  | None | Public Service Solar | PSE&G | Accepted | 2020-08-05 | 2020-08-10 | 2021-10-30 | LG | N1K-V5 | Solar Panels |  | 0.335 | 25 | 224 | 31 |  | Fixed | Roof
NJSTRE1545403339 |  | Transition Incentive Program | Spotswood | 8884 | 11 | 6.2 | Residential | Yes | Behind the Meter | Net-metered residential rooftop and canopy |  | None | Bright Planet Solar | JCP&L | Accepted | 2020-08-05 | 2020-08-10 | 2021-10-30 | LONGI | LR6-60HPB-310M | Solar Panels |  | 0.31 | 6 | 171 | 18 |  | Fixed | Roof
NJSTRE1545403339 |  | Transition Incentive Program | Spotswood | 8884 | 11 | 6.2 | Residential | Yes | Behind the Meter | Net-metered residential rooftop and canopy |  | None | Bright Planet Solar | JCP&L | Accepted | 2020-08-05 | 2020-08-10 | 2021-10-30 | LONGI | LR6-60HPB-310M | Solar Panels |  | 0.31 | 14 | 171 | 18 |  | Fixed | Roof
NJSTRE1545398699 |  | Transition Incentive Program | Barnsboro | 8080 | 15 | 10.23 | Residential | No | Behind the Meter | Net-metered residential rooftop and canopy |  | None | Tesla Energy Operations Inc. | AC Electric | Accepted | 2020-08-04 | 2020-08-07 | 2021-10-30 | TESLA | SR60T1 | Solar Panels |  | 0.05847 | 62 | 128 | 32 |  | Fixed | Roof
NJSTRE1545398737 |  | Transition Incentive Program | Sparta | 7871 | 1 | 7.78 | Residential | No | Behind the Meter | Net-metered residential rooftop and canopy |  | None | Tesla Energy Operations Inc. | JCP&L | Accepted | 2020-08-04 | 2020-08-07 | 2021-10-30 | Tesla | SR60T1 | Solar Panels |  | 0.05847 | 66 | 223 | 40 |  | Fixed | Roof
NJSTRE1545398937 |  | Transition Incentive Program | Woodbridge Township | 8832 | 11 | 7.38 | Residential | No | Behind the Meter | Net-metered residential rooftop and canopy |  | None | Seabright Solar | PSE&G | Accepted | 2020-08-04 | 2020-08-07 | 2021-10-30 | Sunpower | SPR-A-410-G-AC | Solar Panels |  | 0.41 | 12 | 187 | 23 |  | Fixed | Roof
NJSTRE1545398953 |  | Transition Incentive Program | Lakewood | 8701 | 18 | 10.85 | Residential | Yes | Behind the Meter | Net-metered residential rooftop and canopy |  | None | Pro Custom Solar dba Momentum Solar | JCP&L | Accepted | 2020-08-04 | 2020-08-07 | 2021-10-30 | LG ELECTRONICS | LG 350N1C-V5 | Solar Panels |  | 0.35 | 9 | 116 | 33 |  | Fixed | Roof
NJSTRE1545398966 |  | Transition Incentive Program | Point Pleasant | 8742 | 18 | 10.14 | Residential | No | Behind the Meter | Net-metered residential rooftop and canopy |  | None | Seabright Solar | JCP&L | Accepted | 2020-08-04 | 2020-08-07 | 2021-10-30 | Sunpower | SPR-E20-327 | Solar Panels |  | 0.327 | 6 | 192 | 30 |  | Fixed | Roof
NJSTRE1545399891 |  | Transition Incentive Program | East Brunswick twp | 8816 | 11 | 5.49 | Residential | Yes | Behind the Meter | Net-metered residential rooftop and canopy |  | None | Sunrun Installation Services, Inc. | PSE&G | Accepted | 2020-08-05 | 2020-08-07 | 2021-10-30 | LONGi Green Energy Technology Co Ltd | LR6-60HPB-305M | Solar Panels |  | 0.305 | 9 | 97 | 17 |  | Fixed | Roof
NJSTRE1545399986 |  | Transition Incentive Program | NORTH BRUNSWICK TWP | 8902 | 11 | 6.41 | Residential | Yes | Behind the Meter | Net-metered residential rooftop and canopy |  | None | Sunrun Installation Services, Inc. | PSE&G | Accepted | 2020-08-05 | 2020-08-31 | 2021-10-30 | LONGi Green Energy Technology Co Ltd | LR6-60HPB-305M | Solar Panels |  | 0.305 | 3 | 38 | 23 |  | Fixed | Roof
NJSTRE1545400560 |  | Transition Incentive Program | Bayville | 8721 | 18 | 12.16 | Residential | No | Behind the Meter | Net-metered residential rooftop and canopy |  | None | Reliable Power and Solar | JCP&L | Accepted | 2020-08-05 | 2020-08-10 | 2021-10-30 | trina | tsmdd05 | Solar Panels |  | 0.32 | 25 | 200 | 28 |  | Fixed | Roof | roof
NJSTRE1545400593 |  | Transition Incentive Program | Williamstown | 8094 | 15 | 7.04 | Residential | No | Behind the Meter | Net-metered residential rooftop and canopy |  | None | Orbit Energy & Power, LLC | AC Electric | Final As-Built Received | 2020-08-05 | 2020-08-10 | 2021-10-30 | hanwha qcells | qpeak 320w | Solar Panels |  | 0.32 | 16 | 195 | 27 |  | Fixed | Roof
NJSTRE1545400661 |  | Transition Incentive Program | mantua | 8051 | 15 | 8 | Residential | No | Behind the Meter | Net-metered residential rooftop and canopy |  | None | Orbit Energy & Power, LLC | AC Electric | Final As-Built Received | 2020-08-05 | 2020-08-10 | 2021-10-30 | hanwha qcells | qpeak 320 | Solar Panels |  | 0.32 | 7 | 130 | 24 |  | Fixed | Roof
NJSTRE1545400853 |  | Transition Incentive Program | Burlington | 8016 | 13 | 12.03 | Residential | Yes | Behind the Meter | Net-metered residential rooftop and canopy |  | None | Vivint Solar Developer, LLC | PSE&G | Accepted | 2020-08-06 | 2020-08-10 | 2021-10-30 | Jinko Solar | JKM325M-60HBL | Solar Panels |  | 0.325 | 6 | 154 | 27 |  | Fixed | Roof
NJSTRE1545400853 |  | Transition Incentive Program | Burlington | 8016 | 13 | 12.03 | Residential | Yes | Behind the Meter | Net-metered residential rooftop and canopy |  | None | Vivint Solar Developer, LLC | PSE&G | Accepted | 2020-08-06 | 2020-08-10 | 2021-10-30 | Jinko Solar | JKM325M-60HBL | Solar Panels |  | 0.325 | 2 | 244 | 27 |  | Fixed | Roof
NJSTRE1545400865 |  | Transition Incentive Program | SOUTH ORANGE VILLAGE TWP | 7079 | 9 | 8.85 | Residential | No | Behind the Meter | Net-metered residential rooftop and canopy |  | None | Sunrun Installation Services, Inc. | PSE&G | Accepted | 2020-08-06 | 2020-08-10 | 2021-10-30 | LONGi Green Energy Technology Co Ltd | LR6-60HPB-305M | Solar Panels |  | 0.305 | 10 | 31 | 18 |  | Fixed | Roof
NJSTRE1545400900 |  | Transition Incentive Program | ISELIN | 8830 | 11 | 3.58 | Residential | No | Behind the Meter | Net-metered residential rooftop and canopy |  | None | Infinity Solar Systems | PSE&G | Accepted | 2020-08-05 | 2020-08-10 | 2021-10-30 | CANADIAN SOLAR | CS1H-325-MS | Solar Panels |  | 0.325 | 11 | 122 | 10 |  | Fixed | Roof
NJSTRE1545402315 |  | Transition Incentive Program | Jamesburg | 8831 | 11 | 7.2 | Residential | No | Behind the Meter | Net-metered residential rooftop and canopy |  | None | Sundial Solar Innovations | JCP&L | Accepted | 2020-08-06 | 2020-08-10 | 2021-10-30 | Rec Solar | Rec360 | Solar Panels |  | 0.36 | 20 | 165 | 30 |  | Fixed | Roof
NJSTRE1545403232 |  | Transition Incentive Program | Berkeley | 8721 | 18 | 5.76 | Residential | Yes | Behind the Meter | Net-metered residential rooftop and canopy |  | None | Trinity Solar | JCP&L | Final As-Built Received | 2020-08-05 | 2020-08-10 | 2021-10-30 | HANWHA 320 (Q.PEAK DUO BLK-G5 320) | HANWHA 320 (Q.PEAK DUO BLK-G5 320) | Solar Panels |  | 0.32 | 6 | 106 | 20 |  | Fixed | Roof
NJSTRE1545403226 |  | Transition Incentive Program | BURLINGTON | 8016 | 13 | 8.13 | Residential | Yes | Behind the Meter | Net-metered residential rooftop and canopy |  | None | Vivint Solar Developer, LLC | PSE&G | Accepted | 2020-08-06 | 2020-08-10 | 2021-10-30 | Jinko Solar | JKM325M-60HBL | Solar Panels |  | 0.325 | 12 | 123 | 17 |  | Fixed | Roof
NJSTRE1545403226 |  | Transition Incentive Program | BURLINGTON | 8016 | 13 | 8.13 | Residential | Yes | Behind the Meter | Net-metered residential rooftop and canopy |  | None | Vivint Solar Developer, LLC | PSE&G | Accepted | 2020-08-06 | 2020-08-10 | 2021-10-30 | Jinko Solar | JKM325M-60HBL | Solar Panels |  | 0.325 | 4 | 303 | 17 |  | Fixed | Roof
NJSTRE1545408801 |  | Transition Incentive Program | West Windsor TWP | 8550 | 12 | 11.99 | Residential | No | Behind the Meter | Net-metered residential rooftop and canopy |  | None | Tesla Energy Operations Inc. | PSE&G | Accepted | 2020-08-05 | 2020-08-10 | 2021-10-30 | Tesla | SR60T1 | Solar Panels |  | 0.05847 | 34 | 9 | 30 |  | Fixed | Roof
NJSTRE1545411913 |  | Transition Incentive Program | WILLIAMSTOWN | 8094 | 15 | 10.08 | Residential | No | Behind the Meter | Net-metered residential rooftop and canopy |  | None | Suntuity Solar LLC | AC Electric | Accepted | 2020-08-06 | 2020-08-11 | 2021-10-30 | Longi | LR6-60HPB-315M | Solar Panels |  | 0.315 | 7 | 277 | 30 |  | Fixed | Roof
NJSTRE1545411927 |  | Transition Incentive Program | Toms river | 8752 | 18 | 9.18 | Residential | Yes | Behind the Meter | Net-metered residential rooftop and canopy |  | JCPL | Vision Solar LLC | JCP&L | Accepted | 2020-08-06 | 2020-08-11 | 2021-10-30 | HANWHA Q-CELLS | Q.PEAK DUO-G6 340 | Solar Panels |  | 0.34 | 13 | 92 | 21 |  | Fixed | Roof
NJSTRE1545411931 |  | Transition Incentive Program | PASSAIC | 7055 | 6 | 9.45 | Residential | No | Behind the Meter | Net-metered residential rooftop and canopy |  | None | Infinity Solar Systems | PSE&G | Accepted | 2020-08-06 | 2020-08-10 | 2021-10-30 | LG | LG350N1C-V5 | Solar Panels |  | 0.35 | 2 | 125 | 50 |  | Fixed | Roof
NJSTRE1545411923 |  | Transition Incentive Program | Brick Township | 8724 | 18 | 8.04 | Residential | No | Behind the Meter | Net-metered residential rooftop and canopy |  | None | Green Power Energy | JCP&L | Accepted | 2020-08-07 | 2020-08-10 | 2021-10-30 | LG Electronics | LG335N1K-V5 | Solar Panels |  | 0.335 | 24 | 206 | 23 |  | Fixed | Roof
NJSTRE1545411940 |  | Transition Incentive Program | SICKLERVILLE | 8081 | 14 | 12.29 | Residential | Yes | Behind the Meter | Net-metered residential rooftop and canopy |  | None | Suntuity Solar LLC | AC Electric | Accepted | 2020-08-06 | 2020-08-10 | 2021-10-30 | Longi | LR6-60HPB-315M | Solar Panels |  | 0.315 | 6 | 304 | 18 |  | Fixed | Roof
NJSTRE1545411944 |  | Transition Incentive Program | Trenton | 8610 | 12 | 10.2 | Residential | No | Behind the Meter | Net-metered residential rooftop and canopy |  | PSEG | Vision Solar LLC | PSE&G | Accepted | 2020-08-06 | 2020-08-17 | 2021-10-30 | HANWHA Q-CELLS | Q.PEAK DUO-G6 340 | Solar Panels |  | 0.34 | 6 | 131 | 35 |  | Fixed | Roof
NJSTRE1545411993 |  | Transition Incentive Program | Cape May | 8204 | 21 | 9.15 | Residential | Yes | Behind the Meter | Net-metered residential rooftop and canopy |  | None | Sunrun Installation Services, Inc. | AC Electric | Accepted | 2020-08-06 | 2020-08-11 | 2021-10-30 | LONGi Green Energy Technology Co Ltd | LR6-60HPB-305M | Solar Panels |  | 0.305 | 2 | 267 | 19 |  | Fixed | Roof
NJSTRE1545400488 |  | Transition Incentive Program | Gillette | 7933 | 3 | 5.44 | Residential | No | Behind the Meter | Net-metered residential rooftop and canopy |  | JCPL | Vision Solar LLC | JCP&L | Accepted | 2020-08-05 | 2020-08-11 | 2021-10-30 | HANWHA Q-CELLS | Q.PEAK DUO-G6 340 | Solar Panels |  | 0.34 | 2 | 170 | 30 |  | Fixed | Roof
NJSTRE1545400496 |  | Transition Incentive Program | Cherry Hill | 8034 | 14 | 9.86 | Residential | Yes | Behind the Meter | Net-metered residential rooftop and canopy |  | None | Trinity Solar | PSE&G | Accepted | 2020-08-05 | 2020-08-10 | 2021-10-30 | Hanwha 340 | Q.PEAK DUO BLK-G6 340 | Solar Panels |  | 0.34 | 7 | 232 | 18 |  | Fixed | Roof
NJSTRE1545400498 |  | Transition Incentive Program | Mays Landing | 8330 | 19 | 14.95 | Residential | Yes | Behind the Meter | Net-metered residential rooftop and canopy |  | None | Sun Up Zero Down | AC Electric | Accepted | 2020-08-05 | 2020-08-10 | 2021-10-30 | Trina | TSM-DD06M.05(II) 325 | Solar Panels |  | 0.325 | 11 | 202 | 34 |  | Fixed | Roof
NJSTRE1545400535 |  | Transition Incentive Program | NORTH BRUNSWICK | 8902 | 11 | 7.63 | Residential | Yes | Behind the Meter | Net-metered residential rooftop and canopy |  | None | Sunrun Installation Services, Inc. | PSE&G | Accepted | 2020-08-06 | 2020-08-10 | 2021-10-30 | LONGi Green Energy Technology Co Ltd | LR6-60HPB-305M | Solar Panels |  | 0.305 | 13 | 264 | 22 |  | Fixed | Roof
NJSTRE1545400727 |  | Transition Incentive Program | Secaucus Town | 7094 | 8 | 2.6 | Residential | Yes | Behind the Meter | Net-metered residential rooftop and canopy |  | None | Tesla Energy Operations Inc. | PSE&G | Accepted | 2020-08-05 | 2020-08-10 | 2021-10-30 | REC | REC260PEZ | Solar Panels |  | 0.26 | 10 | 308 | 23 |  | Fixed | Roof
NJSTRE1545400749 |  | Transition Incentive Program | BARNEGAT | 8005 | 18 | 10.24 | Residential | No | Behind the Meter | Net-metered residential rooftop and canopy |  | None | Vivint Solar Developer, LLC | AC Electric | Final As-Built Received | 2020-08-06 | 2020-08-10 | 2021-10-30 | Hanwha Solar | Q.PEAK DUO BLK-G5 320w | Solar Panels |  | 0.32 | 6 | 42 | 23 |  | Fixed | Roof
NJSTRE1545400853 |  | Transition Incentive Program | Burlington | 8016 | 13 | 12.03 | Residential | Yes | Behind the Meter | Net-metered residential rooftop and canopy |  | None | Vivint Solar Developer, LLC | PSE&G | Accepted | 2020-08-06 | 2020-08-10 | 2021-10-30 | Jinko Solar | JKM325M-60HBL | Solar Panels |  | 0.325 | 12 | 334 | 27 |  | Fixed | Roof
NJSTRE1545400899 |  | Transition Incentive Program | Bellville | 7109 | 9 | 6.12 | Residential | Yes | Behind the Meter | Net-metered residential rooftop and canopy |  | PSEG | Vision Solar LLC | PSE&G | Accepted | 2020-08-05 | 2020-08-10 | 2021-10-30 | HANWHA Q-CELLS | Q.PEAK DUO-G6 340 | Solar Panels |  | 0.34 | 18 | 195 | 46 |  | Fixed | Roof
NJSTRE1545403196 |  | Transition Incentive Program | West Deptford | 8096 | 15 | 6.12 | Residential | Yes | Behind the Meter | Net-metered residential rooftop and canopy |  | PSEG | Vision Solar LLC | PSE&G | Accepted | 2020-08-05 | 2020-08-10 | 2021-10-30 | HANWHA Q-CELLS | Q.PEAK DUO-G6 340 | Solar Panels |  | 0.34 | 10 | 73 | 15 |  | Fixed | Roof
NJSTRE1545411898 |  | Transition Incentive Program | EDGEWATER PARK TWP | 8010 | 13 | 12.6 | Residential | No | Behind the Meter | Net-metered residential rooftop and canopy |  | None | Suntuity Solar LLC | PSE&G | Accepted | 2020-08-06 | 2020-08-11 | 2021-10-30 | Longi | LR6-60HPB-315M | Solar Panels |  | 0.315 | 20 | 251 | 21 |  | Fixed | Roof
NJSTRE1545411909 |  | Transition Incentive Program | Neptune | 7753 | 17 | 7.68 | Residential | Yes | Behind the Meter | Net-metered residential rooftop and canopy |  | None | Trinity Solar | JCP&L | Final As-Built Received | 2020-08-06 | 2020-08-11 | 2021-10-30 | Hanwha | Q.PEAK DUO BLK-G5 320 | Solar Panels |  | 0.32 | 12 | 131 | 28 |  | Fixed | Roof
NJSTRE1545411922 |  | Transition Incentive Program | BLACKWOOD | 8012 | 14 | 5.36 | Residential | Yes | Behind the Meter | Net-metered residential rooftop and canopy |  | None | Suntuity Solar LLC | PSE&G | Accepted | 2020-08-06 | 2020-08-11 | 2021-10-30 | Longi | LR6-60HPB-315M | Solar Panels |  | 0.315 | 4 | 201 | 27 |  | Fixed | Roof
NJSTRE1545411944 |  | Transition Incentive Program | Trenton | 8610 | 12 | 10.2 | Residential | No | Behind the Meter | Net-metered residential rooftop and canopy |  | PSEG | Vision Solar LLC | PSE&G | Accepted | 2020-08-06 | 2020-08-17 | 2021-10-30 | HANWHA Q-CELLS | Q.PEAK DUO-G6 340 | Solar Panels |  | 0.34 | 6 | 131 | 18 |  | Fixed | Roof
NJSTRE1545400893 |  | Transition Incentive Program | Trenton | 8610 | 12 | 5.25 | Residential | Yes | Behind the Meter | Net-metered residential rooftop and canopy |  | None | Pro Custom Solar dba Momentum Solar | PSE&G | Accepted | 2020-08-05 | 2020-08-10 | 2021-10-30 | LG | LG 350N1C-V5 | Solar Panels |  | 0.35 | 5 | 207 | 18 |  | Fixed | Roof
NJSTRE1545403180 |  | Transition Incentive Program | Rumson | 7760 | 17 | 9.18 | Residential | Yes | Behind the Meter | Net-metered residential rooftop and canopy |  | JCPL | Vision Solar LLC | JCP&L | Accepted | 2020-08-05 | 2020-08-10 | 2021-10-30 | HANWHA Q-CELLS | Q.PEAK DUO-G6 340 | Solar Panels |  | 0.34 | 11 | 59 | 33 |  | Fixed | Roof
NJSTRE1545403186 |  | Transition Incentive Program | Hillside TWP | 7205 | 10 | 11.11 | Residential | No | Behind the Meter | Net-metered residential rooftop and canopy |  | None | Tesla Energy Operations Inc. | PSE&G | Accepted | 2020-08-05 | 2020-08-10 | 2021-10-30 | Tesla | SR60T1 | Solar Panels |  | 0.05847 | 37 | 3 | 37 |  | Fixed | Roof
NJSTRE1545403342 |  | Transition Incentive Program | Manahawkin | 8050 | 18 | 4.9 | Residential | Yes | Behind the Meter | Net-metered residential rooftop and canopy |  | None | Pro Custom Solar dba Momentum Solar | AC Electric | Accepted | 2020-08-05 | 2020-08-10 | 2021-10-30 | LG ELECTRONICS | LG 350N1C-V5 | Solar Panels |  | 0.35 | 14 | 140 | 32 |  | Fixed | Roof
NJSTRE1545408801 |  | Transition Incentive Program | West Windsor TWP | 8550 | 12 | 11.99 | Residential | No | Behind the Meter | Net-metered residential rooftop and canopy |  | None | Tesla Energy Operations Inc. | PSE&G | Accepted | 2020-08-05 | 2020-08-10 | 2021-10-30 | Tesla | SR60T1 | Solar Panels |  | 0.05847 | 74 | 100 | 26 |  | Fixed | Roof
NJSTRE1545411900 |  | Transition Incentive Program | WOODBRIDGE | 8863 | 11 | 7.56 | Residential | No | Behind the Meter | Net-metered residential rooftop and canopy |  | None | Infinity Solar Systems | PSE&G | Accepted | 2020-08-06 | 2020-08-11 | 2021-10-30 | HANWHA | Q.PEAK DUO BLK-G5 315 | Solar Panels |  | 0.315 | 13 | 82 | 20 |  | Fixed | Roof
NJSTRE1545411931 |  | Transition Incentive Program | PASSAIC | 7055 | 6 | 9.45 | Residential | No | Behind the Meter | Net-metered residential rooftop and canopy |  | None | Infinity Solar Systems | PSE&G | Accepted | 2020-08-06 | 2020-08-10 | 2021-10-30 | LG | LG350N1C-V5 | Solar Panels |  | 0.35 | 13 | 215 | 30 |  | Fixed | Roof
NJSTRE1545411931 |  | Transition Incentive Program | PASSAIC | 7055 | 6 | 9.45 | Residential | No | Behind the Meter | Net-metered residential rooftop and canopy |  | None | Infinity Solar Systems | PSE&G | Accepted | 2020-08-06 | 2020-08-10 | 2021-10-30 | LG | LG350N1C-V5 | Solar Panels |  | 0.35 | 10 | 35 | 30 |  | Fixed | Roof
NJSTRE1545411940 |  | Transition Incentive Program | SICKLERVILLE | 8081 | 14 | 12.29 | Residential | Yes | Behind the Meter | Net-metered residential rooftop and canopy |  | None | Suntuity Solar LLC | AC Electric | Accepted | 2020-08-06 | 2020-08-10 | 2021-10-30 | Longi | LR6-60HPB-315M | Solar Panels |  | 0.315 | 3 | 34 | 27 |  | Fixed | Roof
NJSTRE1545411970 |  | Transition Incentive Program | Vineland | 8360 | 20 | 4.76 | Residential | Yes | Behind the Meter | Net-metered residential rooftop and canopy |  | None | Vision Solar LLC | Vineland Muni Electric | Accepted | 2020-08-06 | 2020-08-10 | 2021-10-30 | HANWHA Q-CELLS | Q.PEAK DUO-G6 340 | Solar Panels |  | 0.34 | 10 | 274 | 20 |  | Fixed | Roof
NJSTRE1545411993 |  | Transition Incentive Program | Cape May | 8204 | 21 | 9.15 | Residential | Yes | Behind the Meter | Net-metered residential rooftop and canopy |  | None | Sunrun Installation Services, Inc. | AC Electric | Accepted | 2020-08-06 | 2020-08-11 | 2021-10-30 | LONGi Green Energy Technology Co Ltd | LR6-60HPB-305M | Solar Panels |  | 0.305 | 15 | 177 | 18 |  | Fixed | Roof
NJSTRE1545412063 |  | Transition Incentive Program | Bellmawr | 8031 | 14 | 11.9 | Residential | No | Behind the Meter | Net-metered residential rooftop and canopy |  | PSEG | Vision Solar LLC | PSE&G | Accepted | 2020-08-06 | 2020-08-11 | 2021-10-30 | HANWHA Q-CELLS | Q.PEAK DUO-G6 340 | Solar Panels |  | 0.34 | 4 | 159 | 20 |  | Fixed | Roof
NJSTRE1545412063 |  | Transition Incentive Program | Bellmawr | 8031 | 14 | 11.9 | Residential | No | Behind the Meter | Net-metered residential rooftop and canopy |  | PSEG | Vision Solar LLC | PSE&G | Accepted | 2020-08-06 | 2020-08-11 | 2021-10-30 | HANWHA Q-CELLS | Q.PEAK DUO-G6 340 | Solar Panels |  | 0.34 | 8 | 339 | 20 |  | Fixed | Roof
NJSTRE1545403232 |  | Transition Incentive Program | Berkeley | 8721 | 18 | 5.76 | Residential | Yes | Behind the Meter | Net-metered residential rooftop and canopy |  | None | Trinity Solar | JCP&L | Final As-Built Received | 2020-08-05 | 2020-08-10 | 2021-10-30 | HANWHA | HANWHA 320 (Q.PEAK DUO BLK-G5 320) | Solar Panels |  | 0.32 | 9 | 104 | 12 |  | Fixed | Roof
NJSTRE1545411898 |  | Transition Incentive Program | EDGEWATER PARK TWP | 8010 | 13 | 12.6 | Residential | No | Behind the Meter | Net-metered residential rooftop and canopy |  | None | Suntuity Solar LLC | PSE&G | Accepted | 2020-08-06 | 2020-08-11 | 2021-10-30 | Longi | LR6-60HPB-315M | Solar Panels |  | 0.315 | 4 | 71 | 19 |  | Fixed | Roof
NJSTRE1545411931 |  | Transition Incentive Program | PASSAIC | 7055 | 6 | 9.45 | Residential | No | Behind the Meter | Net-metered residential rooftop and canopy |  | None | Infinity Solar Systems | PSE&G | Accepted | 2020-08-06 | 2020-08-10 | 2021-10-30 | LG | LG350N1C-V5 | Solar Panels |  | 0.35 | 2 | 305 | 50 |  | Fixed | Roof
NJSTRE1545411944 |  | Transition Incentive Program | Trenton | 8610 | 12 | 10.2 | Residential | No | Behind the Meter | Net-metered residential rooftop and canopy |  | PSEG | Vision Solar LLC | PSE&G | Accepted | 2020-08-06 | 2020-08-17 | 2021-10-30 | HANWHA Q-CELLS | Q.PEAK DUO-G6 340 | Solar Panels |  | 0.34 | 6 | 311 | 35 |  | Fixed | Roof
NJSTRE1545411944 |  | Transition Incentive Program | Trenton | 8610 | 12 | 10.2 | Residential | No | Behind the Meter | Net-metered residential rooftop and canopy |  | PSEG | Vision Solar LLC | PSE&G | Accepted | 2020-08-06 | 2020-08-17 | 2021-10-30 | HANWHA Q-CELLS | Q.PEAK DUO-G6 340 | Solar Panels |  | 0.34 | 4 | 41 | 20 |  | Fixed | Roof
NJSTRE1545411963 |  | Transition Incentive Program | Belleville | 7109 | 9 | 4.41 | Residential | No | Behind the Meter | Net-metered residential rooftop and canopy |  | None | Suntuity Solar LLC | PSE&G | Accepted | 2020-08-06 | 2020-08-10 | 2021-10-30 | Longi | LR6-60HPB-315M | Solar Panels |  | 0.315 | 6 | 291 | 31 |  | Fixed | Roof
NJSTRE1545411978 |  | Transition Incentive Program | Williamstown | 8094 | 15 | 14.07 | Residential | Yes | Behind the Meter | Net-metered residential rooftop and canopy |  | ACE | Vision Solar LLC | AC Electric | Accepted | 2020-08-06 | 2020-08-11 | 2021-10-30 | LG SOLAR | LG335N1K-V5 | Solar Panels |  | 0.335 | 14 | 345 | 20 |  | Fixed | Roof
NJSTRE1545411978 |  | Transition Incentive Program | Williamstown | 8094 | 15 | 14.07 | Residential | Yes | Behind the Meter | Net-metered residential rooftop and canopy |  | ACE | Vision Solar LLC | AC Electric | Accepted | 2020-08-06 | 2020-08-11 | 2021-10-30 | LG SOLAR | LG335N1K-V5 | Solar Panels |  | 0.335 | 14 | 165 | 23 |  | Fixed | Roof
NJSTRE1545411993 |  | Transition Incentive Program | Cape May | 8204 | 21 | 9.15 | Residential | Yes | Behind the Meter | Net-metered residential rooftop and canopy |  | None | Sunrun Installation Services, Inc. | AC Electric | Accepted | 2020-08-06 | 2020-08-11 | 2021-10-30 | LONGi Green Energy Technology Co Ltd | LR6-60HPB-305M | Solar Panels |  | 0.305 | 2 | 87 | 19 |  | Fixed | Roof
NJSTRE1545412009 |  | Transition Incentive Program | Paterson | 7504 | 6 | 55.5 | Commercial | No | Behind the Meter | Net-metered non-residential rooftop and canopy |  | None | Integrity Solar Solutions | PSE&G | Accepted | 2020-08-06 | 2020-08-11 | 2021-10-30 | Jinko Solar | JKM370M | Solar Panels |  | 0.37 | 150 | Lanscape | 10 |  | Fixed | Roof
NJSTRE1545412040 |  | Transition Incentive Program | Bloomfield | 7003 | 9 | 7.04 | Residential | Yes | Behind the Meter | Net-metered residential rooftop and canopy |  | None | Trinity Solar | PSE&G | Final As-Built Received | 2020-08-06 | 2020-08-11 | 2021-10-30 | Hanwha 335 | Q.PEAK DUO BLK-G6 335 | Solar Panels |  | 0.335 | 8 | 96 | 27 |  | Fixed | Roof
NJSTRE1545412081 |  | Transition Incentive Program | LYNDHURST | 7071 | 7 | 6.5 | Residential | No | Behind the Meter | Net-metered residential rooftop and canopy |  | None | Infinity Solar Systems | PSE&G | Accepted | 2020-08-06 | 2020-08-11 | 2021-10-30 | CANADIAN SOLAR | CS1H-325-MS | Solar Panels |  | 0.325 | 11 | 217 | 20 |  | Fixed | Roof
NJSTRE1545412304 |  | Transition Incentive Program | West Orange | 7052 | 9 | 14.08 | Residential | Yes | Behind the Meter | Net-metered residential rooftop and canopy |  | None | Trinity Solar | PSE&G | Accepted | 2020-08-06 | 2020-08-11 | 2021-10-30 | Hanwha | Q.PEAK DUO BLK-G5 320 | Solar Panels |  | 0.32 | 13 | 211 | 40 |  | Fixed | Roof
NJSTRE1545403196 |  | Transition Incentive Program | West Deptford | 8096 | 15 | 6.12 | Residential | Yes | Behind the Meter | Net-metered residential rooftop and canopy |  | PSEG | Vision Solar LLC | PSE&G | Accepted | 2020-08-05 | 2020-08-10 | 2021-10-30 | HANWHA Q-CELLS | Q.PEAK DUO-G6 340 | Solar Panels |  | 0.34 | 3 | 343 | 10 |  | Fixed | Roof
NJSTRE1545403205 |  | Transition Incentive Program | Pequannock | 7440 | 3 | 9.86 | Residential | Yes | Behind the Meter | Net-metered residential rooftop and canopy |  | JCPL | Vision Solar LLC | JCP&L | Accepted | 2020-08-05 | 2020-08-10 | 2021-10-30 | HANWHA Q-CELLS | Q.PEAK DUO-G6 340 | Solar Panels |  | 0.34 | 9 | 78 | 26 |  | Fixed | Roof
NJSTRE1545403226 |  | Transition Incentive Program | BURLINGTON | 8016 | 13 | 8.13 | Residential | Yes | Behind the Meter | Net-metered residential rooftop and canopy |  | None | Vivint Solar Developer, LLC | PSE&G | Accepted | 2020-08-06 | 2020-08-10 | 2021-10-30 | Jinko Solar | JKM325M-60HBL | Solar Panels |  | 0.325 | 5 | 213 | 17 |  | Fixed | Roof
NJSTRE1545408801 |  | Transition Incentive Program | West Windsor TWP | 8550 | 12 | 11.99 | Residential | No | Behind the Meter | Net-metered residential rooftop and canopy |  | None | Tesla Energy Operations Inc. | PSE&G | Accepted | 2020-08-05 | 2020-08-10 | 2021-10-30 | Tesla | SR60T1 | Solar Panels |  | 0.05847 | 82 | 189 | 30 |  | Fixed | Roof
NJSTRE1545408801 |  | Transition Incentive Program | West Windsor TWP | 8550 | 12 | 11.99 | Residential | No | Behind the Meter | Net-metered residential rooftop and canopy |  | None | Tesla Energy Operations Inc. | PSE&G | Accepted | 2020-08-05 | 2020-08-10 | 2021-10-30 | Tesla | SR60T1 | Solar Panels |  | 0.05847 | 15 | 99 | 28 |  | Fixed | Roof
NJSTRE1545411898 |  | Transition Incentive Program | EDGEWATER PARK TWP | 8010 | 13 | 12.6 | Residential | No | Behind the Meter | Net-metered residential rooftop and canopy |  | None | Suntuity Solar LLC | PSE&G | Accepted | 2020-08-06 | 2020-08-11 | 2021-10-30 | Longi | LR6-60HPB-315M | Solar Panels |  | 0.315 | 16 | 71 | 21 |  | Fixed | Roof
NJSTRE1545411913 |  | Transition Incentive Program | WILLIAMSTOWN | 8094 | 15 | 10.08 | Residential | No | Behind the Meter | Net-metered residential rooftop and canopy |  | None | Suntuity Solar LLC | AC Electric | Accepted | 2020-08-06 | 2020-08-11 | 2021-10-30 | Longi | LR6-60HPB-315M | Solar Panels |  | 0.315 | 20 | 97 | 30 |  | Fixed | Roof
NJSTRE1545411913 |  | Transition Incentive Program | WILLIAMSTOWN | 8094 | 15 | 10.08 | Residential | No | Behind the Meter | Net-metered residential rooftop and canopy |  | None | Suntuity Solar LLC | AC Electric | Accepted | 2020-08-06 | 2020-08-11 | 2021-10-30 | Longi | LR6-60HPB-315M | Solar Panels |  | 0.315 | 5 | 277 | 30 |  | Fixed | Roof
NJSTRE1545411944 |  | Transition Incentive Program | Trenton | 8610 | 12 | 10.2 | Residential | No | Behind the Meter | Net-metered residential rooftop and canopy |  | PSEG | Vision Solar LLC | PSE&G | Accepted | 2020-08-06 | 2020-08-17 | 2021-10-30 | HANWHA Q-CELLS | Q.PEAK DUO-G6 340 | Solar Panels |  | 0.34 | 2 | 221 | 20 |  | Fixed | Roof
NJSTRE1545411944 |  | Transition Incentive Program | Trenton | 8610 | 12 | 10.2 | Residential | No | Behind the Meter | Net-metered residential rooftop and canopy |  | PSEG | Vision Solar LLC | PSE&G | Accepted | 2020-08-06 | 2020-08-17 | 2021-10-30 | HANWHA Q-CELLS | Q.PEAK DUO-G6 340 | Solar Panels |  | 0.34 | 3 | 41 | 18 |  | Fixed | Roof
NJSTRE1545411978 |  | Transition Incentive Program | Williamstown | 8094 | 15 | 14.07 | Residential | Yes | Behind the Meter | Net-metered residential rooftop and canopy |  | ACE | Vision Solar LLC | AC Electric | Accepted | 2020-08-06 | 2020-08-11 | 2021-10-30 | LG SOLAR | LG335N1K-V5 | Solar Panels |  | 0.335 | 8 | 255 | 18 |  | Fixed | Roof
NJSTRE1545411990 |  | Transition Incentive Program | BARNEGAT | 8005 | 18 | 10.73 | Residential | No | Behind the Meter | Net-metered residential rooftop and canopy |  | None | Infinity Solar Systems | JCP&L | Accepted | 2020-08-06 | 2020-08-11 | 2021-10-30 | CANADIAN SOLAR | CS1H-325-MS | Solar Panels |  | 0.325 | 6 | 38 | 2 |  | Fixed | Roof
NJSTRE1545411990 |  | Transition Incentive Program | BARNEGAT | 8005 | 18 | 10.73 | Residential | No | Behind the Meter | Net-metered residential rooftop and canopy |  | None | Infinity Solar Systems | JCP&L | Accepted | 2020-08-06 | 2020-08-11 | 2021-10-30 | CANADIAN SOLAR | CS1H-325-MS | Solar Panels |  | 0.325 | 27 | 218 | 15 |  | Fixed | Roof
NJSTRE1545403196 |  | Transition Incentive Program | West Deptford | 8096 | 15 | 6.12 | Residential | Yes | Behind the Meter | Net-metered residential rooftop and canopy |  | PSEG | Vision Solar LLC | PSE&G | Accepted | 2020-08-05 | 2020-08-10 | 2021-10-30 | HANWHA Q-CELLS | Q.PEAK DUO-G6 340 | Solar Panels |  | 0.34 | 1 | 73 | 10 |  | Fixed | Roof
NJSTRE1545403221 |  | Transition Incentive Program | Toms River | 8755 | 18 | 12.16 | Residential | No | Behind the Meter | Net-metered residential rooftop and canopy |  | None | Powerlutions | JCP&L | Accepted | 2020-08-05 | 2020-08-10 | 2021-10-30 | Q-Cell | Q.Peak DUO BLK-G5 320 | Solar Panels |  | 0.32 | 24 | 97 | 20 |  | Fixed | Roof
NJSTRE1545403221 |  | Transition Incentive Program | Toms River | 8755 | 18 | 12.16 | Residential | No | Behind the Meter | Net-metered residential rooftop and canopy |  | None | Powerlutions | JCP&L | Accepted | 2020-08-05 | 2020-08-10 | 2021-10-30 | Q-Cell | Q.Peak DUO BLK-G5 320 | Solar Panels |  | 0.32 | 14 | 277 | 20 |  | Fixed | Roof
NJSTRE1545403358 |  | Transition Incentive Program | Flemington | 8822 | 4 | 8.37 | Residential | Yes | Behind the Meter | Net-metered residential rooftop and canopy |  | None | Bright Planet Solar | JCP&L | Accepted | 2020-08-05 | 2020-08-10 | 2021-10-30 | LONGI | LR6-60HPB-310M | Solar Panels |  | 0.31 | 7 | 263 | 22 |  | Fixed | Roof
NJSTRE1545411884 |  | Transition Incentive Program | MOORESTOWN | 8057 | 13 | 10.4 | Residential | Yes | Behind the Meter | Net-metered residential rooftop and canopy |  | None | Suntuity Solar LLC | PSE&G | Accepted | 2020-08-06 | 2020-08-11 | 2021-10-30 | Longi | LR6-60HPB-315M | Solar Panels |  | 0.315 | 21 | 227 | 26 |  | Fixed | Roof
NJSTRE1545411901 |  | Transition Incentive Program | Elizabeth | 7201 | 10 | 5.4 | Residential | No | Behind the Meter | Net-metered residential rooftop and canopy |  | None | Power Home Remodeling Group | PSE&G | Accepted | 2020-08-06 | 2020-08-11 | 2021-10-30 | Hyundai | HiS-S300RG | Solar Panels |  | 0.3 | 18 | 232 | 27 |  | Fixed | Roof
NJSTRE1545411944 |  | Transition Incentive Program | Trenton | 8610 | 12 | 10.2 | Residential | No | Behind the Meter | Net-metered residential rooftop and canopy |  | PSEG | Vision Solar LLC | PSE&G | Accepted | 2020-08-06 | 2020-08-17 | 2021-10-30 | HANWHA Q-CELLS | Q.PEAK DUO-G6 340 | Solar Panels |  | 0.34 | 3 | 221 | 18 |  | Fixed | Roof
NJSTRE1545412063 |  | Transition Incentive Program | Bellmawr | 8031 | 14 | 11.9 | Residential | No | Behind the Meter | Net-metered residential rooftop and canopy |  | PSEG | Vision Solar LLC | PSE&G | Accepted | 2020-08-06 | 2020-08-11 | 2021-10-30 | HANWHA Q-CELLS | Q.PEAK DUO-G6 340 | Solar Panels |  | 0.34 | 10 | 339 | 20 |  | Fixed | Roof
NJSTRE1545412081 |  | Transition Incentive Program | LYNDHURST | 7071 | 7 | 6.5 | Residential | No | Behind the Meter | Net-metered residential rooftop and canopy |  | None | Infinity Solar Systems | PSE&G | Accepted | 2020-08-06 | 2020-08-11 | 2021-10-30 | CANADIAN SOLAR | CS1H-325-MS | Solar Panels |  | 0.325 | 4 | 127 | 25 |  | Fixed | Roof
NJSTRE1545412096 |  | Transition Incentive Program | Jackson | 8527 | 18 | 6 | Residential | No | Behind the Meter | Net-metered residential rooftop and canopy |  | None | Power Home Remodeling Group | JCP&L | Accepted | 2020-08-06 | 2020-08-11 | 2021-10-30 | Hyundai | HiS-S300RG | Solar Panels |  | 0.3 | 10 | 186 | 40 |  | Fixed | Roof
NJSTRE1545412299 |  | Transition Incentive Program | Egg Harbor Township | 8234 | 19 | 14.08 | Residential | No | Behind the Meter | Net-metered residential rooftop and canopy |  | None | Sun Up Zero Down | AC Electric | Accepted | 2020-08-06 | 2020-08-17 | 2021-10-30 | Trina | TSM-320DD05H.05(II) | Solar Panels |  | 0.32 | 14 | 202 | 34 |  | Fixed | Roof
NJSTRE1545412384 |  | Transition Incentive Program | Branchburg | 8876 | 5 | 16.1 | Residential | Yes | Behind the Meter | Net-metered residential rooftop and canopy |  | None | Pro Custom Solar dba Momentum Solar | JCP&L | Accepted | 2020-08-06 | 2020-08-11 | 2021-10-30 | LG | LG 350N1C-V5 | Solar Panels |  | 0.35 | 15 | 296 | 32 |  | Fixed | Roof
NJSTRE1545412492 |  | Transition Incentive Program | Rahway | 7065 | 10 | 4.2 | Residential | Yes | Behind the Meter | Net-metered residential rooftop and canopy |  | None | Pro Custom Solar dba Momentum Solar | PSE&G | Accepted | 2020-08-06 | 2020-08-11 | 2021-10-30 | LG | LG 350N1C-V5 | Solar Panels |  | 0.35 | 12 | 192 | 22 |  | Fixed | Roof
NJSTRE1545403358 |  | Transition Incentive Program | Flemington | 8822 | 4 | 8.37 | Residential | Yes | Behind the Meter | Net-metered residential rooftop and canopy |  | None | Bright Planet Solar | JCP&L | Accepted | 2020-08-05 | 2020-08-10 | 2021-10-30 | LONGI | LR6-60HPB-310M | Solar Panels |  | 0.31 | 8 | 173 | 22 |  | Fixed | Roof
NJSTRE1545411922 |  | Transition Incentive Program | BLACKWOOD | 8012 | 14 | 5.36 | Residential | Yes | Behind the Meter | Net-metered residential rooftop and canopy |  | None | Suntuity Solar LLC | PSE&G | Accepted | 2020-08-06 | 2020-08-11 | 2021-10-30 | Longi | LR6-60HPB-315M | Solar Panels |  | 0.315 | 13 | 201 | 27 |  | Fixed | Roof
NJSTRE1545411940 |  | Transition Incentive Program | SICKLERVILLE | 8081 | 14 | 12.29 | Residential | Yes | Behind the Meter | Net-metered residential rooftop and canopy |  | None | Suntuity Solar LLC | AC Electric | Accepted | 2020-08-06 | 2020-08-10 | 2021-10-30 | Longi | LR6-60HPB-315M | Solar Panels |  | 0.315 | 6 | 124 | 18 |  | Fixed | Roof
NJSTRE1545411963 |  | Transition Incentive Program | Belleville | 7109 | 9 | 4.41 | Residential | No | Behind the Meter | Net-metered residential rooftop and canopy |  | None | Suntuity Solar LLC | PSE&G | Accepted | 2020-08-06 | 2020-08-10 | 2021-10-30 | Longi | LR6-60HPB-315M | Solar Panels |  | 0.315 | 8 | 111 | 31 |  | Fixed | Roof
NJSTRE1545412002 |  | Transition Incentive Program | Elizabeth | 7206 | 10 | 9.6 | Residential | No | Behind the Meter | Net-metered residential rooftop and canopy |  | None | New Jersey Suntech | PSE&G | Accepted | 2020-08-06 | 2020-08-10 | 2021-10-30 | Jinko | JKM320M | Solar Panels |  | 0.32 | 30 | 141 | 27 |  | Fixed | Roof
NJSTRE1545412041 |  | Transition Incentive Program | LYNDHURST | 7071 | 7 | 3.58 | Residential | No | Behind the Meter | Net-metered residential rooftop and canopy |  | None | Infinity Solar Systems | PSE&G | Accepted | 2020-08-06 | 2020-08-11 | 2021-10-30 | CANADIAN SOLAR | CS1H-325-MS | Solar Panels |  | 0.325 | 11 | 217 | 20 |  | Fixed | Roof
NJSTRE1545412304 |  | Transition Incentive Program | West Orange | 7052 | 9 | 14.08 | Residential | Yes | Behind the Meter | Net-metered residential rooftop and canopy |  | None | Trinity Solar | PSE&G | Accepted | 2020-08-06 | 2020-08-11 | 2021-10-30 | Hanwha | Q.PEAK DUO BLK-G5 320 | Solar Panels |  | 0.32 | 14 | 121 | 23 |  | Fixed | Roof
NJSTRE1545412299 |  | Transition Incentive Program | Egg Harbor Township | 8234 | 19 | 14.08 | Residential | No | Behind the Meter | Net-metered residential rooftop and canopy |  | None | Sun Up Zero Down | AC Electric | Accepted | 2020-08-06 | 2020-08-17 | 2021-10-30 | Trina | TSM-320DD05H.05(II) | Solar Panels |  | 0.32 | 21 | 22 | 34 |  | Fixed | Roof
NJSTRE1545411937 |  | Transition Incentive Program | Union | 7083 | 10 | 7.68 | Residential | No | Behind the Meter | Net-metered residential rooftop and canopy |  | None | UnitedSolar LLC | PSE&G | Accepted | 2020-08-10 | 2020-08-11 | 2021-10-30 | axitec | ac-320p/156-72s | Solar Panels |  | 0.32 | 24 | 315 | 25 |  | Fixed | Roof
NJSTRE1545412328 |  | Transition Incentive Program | Lindenwold | 8021 | 14 | 15.3 | Residential | Yes | Behind the Meter | Net-metered residential rooftop and canopy |  | ACE | Vision Solar LLC | AC Electric | Accepted | 2020-08-06 | 2020-08-11 | 2021-10-30 | HANWHA Q-CELLS | Q.PEAK DUO-G6 340 | Solar Panels |  | 0.34 | 21 | 81 | 17 |  | Fixed | Roof
NJSTRE1545412397 |  | Transition Incentive Program | Pleasantville | 8232 | 19 | 4.16 | Residential | Yes | Behind the Meter | Net-metered residential rooftop and canopy |  | None | Trinity Solar | AC Electric | Accepted | 2020-08-06 | 2020-08-11 | 2021-10-30 | Hanwha | Q.PEAK DUO BLK-G5 320 | Solar Panels |  | 0.32 | 13 | 218 | 31 |  | Fixed | Roof
NJSTRE1545412444 |  | Transition Incentive Program | Atlantic City | 8401 | 19 | 9.18 | Residential | Yes | Behind the Meter | Net-metered residential rooftop and canopy |  | ACE | Vision Solar LLC | AC Electric | Accepted | 2020-08-06 | 2020-08-11 | 2021-10-30 | HANWHA Q-CELLS | Q.PEAK DUO-G6 340 | Solar Panels |  | 0.34 | 6 | 63 | 25 |  | Fixed | Roof
NJSTRE1545412444 |  | Transition Incentive Program | Atlantic City | 8401 | 19 | 9.18 | Residential | Yes | Behind the Meter | Net-metered residential rooftop and canopy |  | ACE | Vision Solar LLC | AC Electric | Accepted | 2020-08-06 | 2020-08-11 | 2021-10-30 | HANWHA Q-CELLS | Q.PEAK DUO-G6 340 | Solar Panels |  | 0.34 | 1 | 63 | 25 |  | Fixed | Roof
NJSTRE1545412328 |  | Transition Incentive Program | Lindenwold | 8021 | 14 | 15.3 | Residential | Yes | Behind the Meter | Net-metered residential rooftop and canopy |  | ACE | Vision Solar LLC | AC Electric | Accepted | 2020-08-06 | 2020-08-11 | 2021-10-30 | HANWHA Q-CELLS | Q.PEAK DUO-G6 340 | Solar Panels |  | 0.34 | 22 | 261 | 17 |  | Fixed | Roof
NJSTRE1545412328 |  | Transition Incentive Program | Lindenwold | 8021 | 14 | 15.3 | Residential | Yes | Behind the Meter | Net-metered residential rooftop and canopy |  | ACE | Vision Solar LLC | AC Electric | Accepted | 2020-08-06 | 2020-08-11 | 2021-10-30 | HANWHA Q-CELLS | Q.PEAK DUO-G6 340 | Solar Panels |  | 0.34 | 2 | 171 | 22 |  | Fixed | Roof
NJSTRE1545412384 |  | Transition Incentive Program | Branchburg | 8876 | 5 | 16.1 | Residential | Yes | Behind the Meter | Net-metered residential rooftop and canopy |  | None | Pro Custom Solar dba Momentum Solar | JCP&L | Accepted | 2020-08-06 | 2020-08-11 | 2021-10-30 | LG | LG 350N1C-V5 | Solar Panels |  | 0.35 | 18 | 116 | 32 |  | Fixed | Roof
NJSTRE1545412444 |  | Transition Incentive Program | Atlantic City | 8401 | 19 | 9.18 | Residential | Yes | Behind the Meter | Net-metered residential rooftop and canopy |  | ACE | Vision Solar LLC | AC Electric | Accepted | 2020-08-06 | 2020-08-11 | 2021-10-30 | HANWHA Q-CELLS | Q.PEAK DUO-G6 340 | Solar Panels |  | 0.34 | 8 | 243 | 25 |  | Fixed | Roof
NJSTRE1545412945 |  | Transition Incentive Program | Hamilton | 8690 | 12 | 7.48 | Residential | Yes | Behind the Meter | Net-metered residential rooftop and canopy |  | None | Trinity Solar | PSE&G | Accepted | 2020-08-06 | 2020-08-11 | 2021-10-30 | Hanwha | Q.PEAK DUO BLK-G6 340 | Solar Panels |  | 0.34 | 22 | 90 | 18 |  | Fixed | Roof
NJSTRE1545412951 |  | Transition Incentive Program | Pilesgrove | 8098 | 16 | 5.12 | Residential | No | Behind the Meter | Net-metered residential rooftop and canopy |  | None | RCL Enterprises Inc. | AC Electric | Accepted | 2020-08-06 | 2020-08-11 | 2021-10-30 | Canadian Solar | CS1H-320MS | Solar Panels |  | 0.32 | 4 | 218 | 32 |  | Fixed | Roof
NJSTRE1545412961 |  | Transition Incentive Program | FRANKLIN | 8873 | 5 | 4.88 | Residential | No | Behind the Meter | Net-metered residential rooftop and canopy |  | None | Infinity Solar Systems | PSE&G | Accepted | 2020-08-06 | 2020-08-11 | 2021-10-30 | CANADIAN SOLAR | CS1H-325-MS | Solar Panels |  | 0.325 | 15 | 152 | 20 |  | Fixed | Roof
NJSTRE1545412975 |  | Transition Incentive Program | Lawrence Twp | 8648 | 12 | 11.06 | Residential | No | Behind the Meter | Net-metered residential rooftop and canopy |  | None | Green Power Energy | PSE&G | Accepted | 2020-08-07 | 2020-08-12 | 2021-10-30 | hanwha | Q.PEAK DUO BLK-G6 | Solar Panels |  | 0.335 | 14 | 134 | 14 |  | Fixed | Roof
NJSTRE1545413025 |  | Transition Incentive Program | swedesboro | 8085 | 15 | 11.52 | Residential | No | Behind the Meter | Net-metered residential rooftop and canopy |  | None | Orbit Energy & Power, LLC | AC Electric | Final As-Built Received | 2020-08-06 | 2020-08-11 | 2021-10-30 | hanwha qcells | qpeak 320w | Solar Panels |  | 0.32 | 15 | 116 | 30 |  | Fixed | Roof
NJSTRE1545413071 |  | Transition Incentive Program | trenton | 8620 | 12 | 8.04 | Residential | No | Behind the Meter | Net-metered residential rooftop and canopy |  | None | Seabright Solar | PSE&G | Accepted | 2020-08-10 | 2020-08-11 | 2021-10-30 | Sunpower | SPR-X21-335 | Solar Panels |  | 0.335 | 24 | 193 | 23 |  | Fixed | Roof
NJSTRE1545413084 |  | Transition Incentive Program | SURF CITY | 8008 | 18 | 7.63 | Residential | Yes | Behind the Meter | Net-metered residential rooftop and canopy |  | None | Sunrun Installation Services, Inc. | AC Electric | Accepted | 2020-08-06 | 2020-08-11 | 2021-10-30 | LONGi Green Energy Technology Co Ltd | LR6-60HPB-305M | Solar Panels |  | 0.305 | 17 | 33 | 27 |  | Fixed | Roof
NJSTRE1545413084 |  | Transition Incentive Program | SURF CITY | 8008 | 18 | 7.63 | Residential | Yes | Behind the Meter | Net-metered residential rooftop and canopy |  | None | Sunrun Installation Services, Inc. | AC Electric | Accepted | 2020-08-06 | 2020-08-11 | 2021-10-30 | LONGi Green Energy Technology Co Ltd | LR6-60HPB-305M | Solar Panels |  | 0.305 | 8 | 213 | 27 |  | Fixed | Roof
NJSTRE1545416688 |  | Transition Incentive Program | Farmingdale | 7727 | 17 | 10.98 | Residential | Yes | Behind the Meter | Net-metered residential rooftop and canopy |  | None | Sunrun Installation Services, Inc. | JCP&L | Accepted | 2020-08-07 | 2020-08-25 | 2021-10-30 | LONGi Green Energy Technology Co Ltd | LR6-60HPB-305M | Solar Panels |  | 0.305 | 2 | 360 | 18 |  | Fixed | Roof
NJSTRE1545412465 |  | Transition Incentive Program | PITTSGROVE | 8318 | 16 | 6.3 | Residential | Yes | Behind the Meter | Net-metered residential rooftop and canopy |  | None | Pro Custom Solar dba Momentum Solar | AC Electric | Accepted | 2020-08-06 | 2020-08-11 | 2021-10-30 | LG | LG 350N1C-V5 | Solar Panels |  | 0.35 | 18 | 175 | 19 |  | Fixed | Roof
NJSTRE1545412471 |  | Transition Incentive Program | CMCH | 8210 | 21 | 8.64 | Residential | Yes | Behind the Meter | Net-metered residential rooftop and canopy |  | None | All Season Solar | AC Electric | Accepted | 2020-08-06 | 2020-08-11 | 2021-10-30 | Trina | TSMDD06M.05II | Solar Panels |  | 0.32 | 27 | 122 | 33 |  | Fixed | Roof
NJSTRE1545412469 |  | Transition Incentive Program | Phillipsburg | 8865 | 2 | 5.76 | Residential | No | Behind the Meter | Net-metered residential rooftop and canopy |  | None | Whitman Construction, LLC | JCP&L | Accepted | 2020-08-06 | 2020-08-11 | 2021-10-30 | trina | tsm 320dd05h.05 | Solar Panels |  | 0.32 | 18 | 93 | 33 |  | Fixed | Roof
NJSTRE1545413038 | NJSRRE1544446987 | Transition Incentive Program | Pennsauken TWP | 8110 | 14 | 8.99 | Residential | Yes | Behind The Meter | Behind the Meter |  | None | 1st Light Energy Inc | PSE&G | Eligible for TI Program | 2020-02-14 | 2020-02-18 | 2021-10-30 | Longi | LR6-60HPB-310M | Solar Panels |  | 0.31 | 7 | 131 | 23 |  | Fixed | Roof
NJSTRE1545413058 |  | Transition Incentive Program | Williamstown | 8094 | 15 | 6.9 | Residential | Yes | Behind the Meter | Net-metered residential rooftop and canopy |  | None | Sunrun Installation Services, Inc. | AC Electric | Accepted | 2020-08-06 | 2020-08-11 | 2021-10-30 | LG Electronics | LG345N1C-V5 | Solar Panels |  | 0.345 | 6 | 319 | 27 |  | Fixed | Roof
NJSTRE1545413220 |  | Transition Incentive Program | Totowa | 7512 | 6 | 20.3 | Residential | Yes | Behind the Meter | Net-metered residential rooftop and canopy |  | None | SunPower Capital, LLC | PSE&G | Accepted | 2020-08-06 | 2020-08-11 | 2021-10-30 | SunPower | SPR-X21-350-BLK-D-AC | Solar Panels |  | 0.35 | 11 | 287 | 40 |  | Fixed | Roof
NJSTRE1545413220 |  | Transition Incentive Program | Totowa | 7512 | 6 | 20.3 | Residential | Yes | Behind the Meter | Net-metered residential rooftop and canopy |  | None | SunPower Capital, LLC | PSE&G | Accepted | 2020-08-06 | 2020-08-11 | 2021-10-30 | SunPower | SPR-X21-350-BLK-D-AC | Solar Panels |  | 0.35 | 7 | 288 | 40 |  | Fixed | Roof
NJSTRE1545416688 |  | Transition Incentive Program | Farmingdale | 7727 | 17 | 10.98 | Residential | Yes | Behind the Meter | Net-metered residential rooftop and canopy |  | None | Sunrun Installation Services, Inc. | JCP&L | Accepted | 2020-08-07 | 2020-08-25 | 2021-10-30 | LONGi Green Energy Technology Co Ltd | LR6-60HPB-305M | Solar Panels |  | 0.305 | 10 | 90 | 41 |  | Fixed | Roof
NJSTRE1545416688 |  | Transition Incentive Program | Farmingdale | 7727 | 17 | 10.98 | Residential | Yes | Behind the Meter | Net-metered residential rooftop and canopy |  | None | Sunrun Installation Services, Inc. | JCP&L | Accepted | 2020-08-07 | 2020-08-25 | 2021-10-30 | LONGi Green Energy Technology Co Ltd | LR6-60HPB-305M | Solar Panels |  | 0.305 | 11 | 359 | 33 |  | Fixed | Roof
NJSTRE1545416696 |  | Transition Incentive Program | Teaneck | 7666 | 7 | 6.21 | Residential | Yes | Behind the Meter | Net-metered residential rooftop and canopy |  | None | SunPower Corporation, Systems | PSE&G | Accepted | 2020-08-09 | 2020-08-11 | 2021-10-30 | SunPower | SPR-E20-327-E-AC | Solar Panels |  | 0.327 | 12 | 25 | 30 |  | Fixed | Roof
NJSTRE1545416726 |  | Transition Incentive Program | Chesterfield | 8515 | 13 | 7.48 | Residential | No | Behind the Meter | Net-metered residential rooftop and canopy |  | PSEG | Maier Solar Engineering dba Solar Me | PSE&G | Accepted | 2020-08-07 | 2020-08-11 | 2021-10-30 | Hanwha | Q.PEAK DUO BLK-G6 340 | Solar Panels |  | 0.34 | 7 | 119 | 40 |  | Fixed | Roof
NJSTRE1545416726 |  | Transition Incentive Program | Chesterfield | 8515 | 13 | 7.48 | Residential | No | Behind the Meter | Net-metered residential rooftop and canopy |  | PSEG | Maier Solar Engineering dba Solar Me | PSE&G | Accepted | 2020-08-07 | 2020-08-11 | 2021-10-30 | Hanwha | Q.PEAK DUO BLK-G6 340 | Solar Panels |  | 0.34 | 15 | 209 | 30 |  | Fixed | Roof
NJSTRE1545416777 |  | Transition Incentive Program | Absecon | 8201 | 19 | 12.24 | Residential | Yes | Behind the Meter | Net-metered residential ground mount |  | ACE | Vision Solar LLC | AC Electric | Accepted | 2020-08-07 | 2020-08-11 | 2021-10-30 | HANWHA Q-CELLS | Q.PEAK DUO-G6 340 | Solar Panels |  | 0.34 | 36 | 180 | 30 |  | Fixed | Ground
NJSTRE1545411940 |  | Transition Incentive Program | SICKLERVILLE | 8081 | 14 | 12.29 | Residential | Yes | Behind the Meter | Net-metered residential rooftop and canopy |  | None | Suntuity Solar LLC | AC Electric | Accepted | 2020-08-06 | 2020-08-10 | 2021-10-30 | Longi | LR6-60HPB-315M | Solar Panels |  | 0.315 | 24 | 214 | 27 |  | Fixed | Roof
NJSTRE1545411979 |  | Transition Incentive Program | ROSELLE PARK | 7204 | 10 | 6.3 | Residential | No | Behind the Meter | Net-metered residential rooftop and canopy |  | None | Suntuity Solar LLC | PSE&G | Accepted | 2020-08-06 | 2020-08-11 | 2021-10-30 | Longi | LR6-60HPB-315M | Solar Panels |  | 0.315 | 9 | 154 | 24 |  | Fixed | Roof
NJSTRE1545411979 |  | Transition Incentive Program | ROSELLE PARK | 7204 | 10 | 6.3 | Residential | No | Behind the Meter | Net-metered residential rooftop and canopy |  | None | Suntuity Solar LLC | PSE&G | Accepted | 2020-08-06 | 2020-08-11 | 2021-10-30 | Longi | LR6-60HPB-315M | Solar Panels |  | 0.315 | 11 | 334 | 24 |  | Fixed | Roof
NJSTRE1545411993 |  | Transition Incentive Program | Cape May | 8204 | 21 | 9.15 | Residential | Yes | Behind the Meter | Net-metered residential rooftop and canopy |  | None | Sunrun Installation Services, Inc. | AC Electric | Accepted | 2020-08-06 | 2020-08-11 | 2021-10-30 | LONGi Green Energy Technology Co Ltd | LR6-60HPB-305M | Solar Panels |  | 0.305 | 11 | 357 | 18 |  | Fixed | Roof
NJSTRE1545412040 |  | Transition Incentive Program | Bloomfield | 7003 | 9 | 7.04 | Residential | Yes | Behind the Meter | Net-metered residential rooftop and canopy |  | None | Trinity Solar | PSE&G | Final As-Built Received | 2020-08-06 | 2020-08-11 | 2021-10-30 | Hanwha 335 | Q.PEAK DUO BLK-G6 335 | Solar Panels |  | 0.335 | 13 | 186 | 27 |  | Fixed | Roof
NJSTRE1545412096 |  | Transition Incentive Program | Jackson | 8527 | 18 | 6 | Residential | No | Behind the Meter | Net-metered residential rooftop and canopy |  | None | Power Home Remodeling Group | JCP&L | Accepted | 2020-08-06 | 2020-08-11 | 2021-10-30 | Hyundai | HiS-S300RG | Solar Panels |  | 0.3 | 10 | 186 | 42 |  | Fixed | Roof
NJSTRE1545412299 |  | Transition Incentive Program | Egg Harbor Township | 8234 | 19 | 14.08 | Residential | No | Behind the Meter | Net-metered residential rooftop and canopy |  | None | Sun Up Zero Down | AC Electric | Accepted | 2020-08-06 | 2020-08-17 | 2021-10-30 | trina | TSM-320DD05H.05(II) | Solar Panels |  | 0.32 | 6 | 112 | 49 |  | Fixed | Roof
NJSTRE1545412404 |  | Transition Incentive Program | Westwood | 7675 | 7 | 8.5 | Residential | Yes | Behind the Meter | Net-metered residential rooftop and canopy |  | PSEG | Vision Solar LLC | PSE&G | Accepted | 2020-08-06 | 2020-08-11 | 2021-10-30 | HANWHA Q-CELLS | Q.PEAK DUO-G6 340 | Solar Panels |  | 0.34 | 25 | 196 | 25 |  | Fixed | Roof
NJSTRE1545412444 |  | Transition Incentive Program | Atlantic City | 8401 | 19 | 9.18 | Residential | Yes | Behind the Meter | Net-metered residential rooftop and canopy |  | ACE | Vision Solar LLC | AC Electric | Accepted | 2020-08-06 | 2020-08-11 | 2021-10-30 | HANWHA Q-CELLS | Q.PEAK DUO-G6 340 | Solar Panels |  | 0.34 | 12 | 243 | 25 |  | Fixed | Roof
NJSTRE1545412481 |  | Transition Incentive Program | SWEDESBORO | 8085 | 15 | 5.19 | Residential | Yes | Behind the Meter | Net-metered residential rooftop and canopy |  | None | Sunrun Installation Services, Inc. | AC Electric | Accepted | 2020-08-06 | 2020-08-11 | 2021-10-30 | LONGi Green Energy Technology Co Ltd | LR6-60HPB-305M | Solar Panels |  | 0.305 | 5 | 21 | 19 |  | Fixed | Roof
NJSTRE1545412948 |  | Transition Incentive Program | Neptune City | 7753 | 17 | 5.03 | Residential | Yes | Behind the Meter | Net-metered residential rooftop and canopy |  | JCPL | Vision Solar LLC | JCP&L | Accepted | 2020-08-06 | 2020-08-11 | 2021-10-30 | HANWHA Q-CELLS | Q.PEAK DUO-G6 335 | Solar Panels |  | 0.335 | 7 | 120 | 18 |  | Fixed | Roof
NJSTRE1545412975 |  | Transition Incentive Program | Lawrence Twp | 8648 | 12 | 11.06 | Residential | No | Behind the Meter | Net-metered residential rooftop and canopy |  | None | Green Power Energy | PSE&G | Accepted | 2020-08-07 | 2020-08-12 | 2021-10-30 | hanwha | Q.PEAK DUO BLK-G6 | Solar Panels |  | 0.335 | 2 | 149 | 10 |  | Fixed | Roof
NJSTRE1545416688 |  | Transition Incentive Program | Farmingdale | 7727 | 17 | 10.98 | Residential | Yes | Behind the Meter | Net-metered residential rooftop and canopy |  | None | Sunrun Installation Services, Inc. | JCP&L | Accepted | 2020-08-07 | 2020-08-25 | 2021-10-30 | LONGi Green Energy Technology Co Ltd | LR6-60HPB-305M | Solar Panels |  | 0.305 | 5 | 89 | 10 |  | Fixed | Roof
NJSTRE1545411970 |  | Transition Incentive Program | Vineland | 8360 | 20 | 4.76 | Residential | Yes | Behind the Meter | Net-metered residential rooftop and canopy |  | None | Vision Solar LLC | Vineland Muni Electric | Accepted | 2020-08-06 | 2020-08-10 | 2021-10-30 | HANWHA Q-CELLS | Q.PEAK DUO-G6 340 | Solar Panels |  | 0.34 | 4 | 94 | 20 |  | Fixed | Roof
NJSTRE1545411978 |  | Transition Incentive Program | Williamstown | 8094 | 15 | 14.07 | Residential | Yes | Behind the Meter | Net-metered residential rooftop and canopy |  | ACE | Vision Solar LLC | AC Electric | Accepted | 2020-08-06 | 2020-08-11 | 2021-10-30 | LG SOLAR | LG335N1K-V5 | Solar Panels |  | 0.335 | 6 | 165 | 13 |  | Fixed | Roof
NJSTRE1545411985 |  | Transition Incentive Program | union | 7083 | 10 | 6.62 | Residential | No | Behind the Meter | Net-metered residential rooftop and canopy |  | None | United Solar LLC | PSE&G | Accepted | 2020-08-07 | 2020-08-11 | 2021-10-30 | axitec | ac-315p/156-72s | Solar Panels |  | 0.315 | 21 | 130 | 45 |  | Fixed | Roof
NJSTRE1545412304 |  | Transition Incentive Program | West Orange | 7052 | 9 | 14.08 | Residential | Yes | Behind the Meter | Net-metered residential rooftop and canopy |  | None | Trinity Solar | PSE&G | Accepted | 2020-08-06 | 2020-08-11 | 2021-10-30 | Hanwha | Q.PEAK DUO BLK-G5 320 | Solar Panels |  | 0.32 | 17 | 121 | 23 |  | Fixed | Roof
NJSTRE1545412384 |  | Transition Incentive Program | Branchburg | 8876 | 5 | 16.1 | Residential | Yes | Behind the Meter | Net-metered residential rooftop and canopy |  | None | Pro Custom Solar dba Momentum Solar | JCP&L | Accepted | 2020-08-06 | 2020-08-11 | 2021-10-30 | LG | LG 350N1C-V5 | Solar Panels |  | 0.35 | 4 | 117 | 27 |  | Fixed | Roof
NJSTRE1545412482 |  | Transition Incentive Program | Irvington | 7111 | 9 | 8.32 | Residential | No | Behind the Meter | Net-metered residential rooftop and canopy |  | None | Solar Spectrum LLC | PSE&G | Accepted | 2020-08-06 | 2020-08-11 | 2021-10-30 | Q Cells | Q.PEAK.DUO-G7-320 | Solar Panels |  | 0.32 | 8 | 300 | 35 |  | Fixed | Roof
NJSTRE1545412944 |  | Transition Incentive Program | Bergenfield | 7621 | 7 | 7.13 | Residential | No | Behind the Meter | Net-metered residential rooftop and canopy |  | None | UnitedSolar LLC | PSE&G | Accepted | 2020-08-07 | 2020-08-11 | 2021-10-30 | axitec | ac-310m/156-60s | Solar Panels |  | 0.31 | 23 | 175 | 34 |  | Fixed | Roof
NJSTRE1545413025 |  | Transition Incentive Program | swedesboro | 8085 | 15 | 11.52 | Residential | No | Behind the Meter | Net-metered residential rooftop and canopy |  | None | Orbit Energy & Power, LLC | AC Electric | Final As-Built Received | 2020-08-06 | 2020-08-11 | 2021-10-30 | hahwha qcells | qpeak 320w | Solar Panels |  | 0.32 | 8 | 116 | 29 |  | Fixed | Roof
NJSTRE1545413040 | NJSRRE1544456219 | Transition Incentive Program | Piscataway TWP | 8854 | 11 | 9.3 | Residential | Yes | Behind The Meter | Behind the Meter |  | None | 1st Light Energy Inc | PSE&G | Eligible for TI Program | 2020-02-19 | 2020-02-19 | 2021-10-30 | Longi | LR6-60HPB-310M | Solar Panels |  | 0.31 | 24 | 155 | 27 |  | Fixed | Roof
NJSTRE1545413170 |  | Transition Incentive Program | Bargaintown | 8234 | 19 | 7.63 | Residential | Yes | Behind the Meter | Net-metered residential rooftop and canopy |  | None | Sunrun Installation Services, Inc. | AC Electric | Accepted | 2020-08-06 | 2020-08-11 | 2021-10-30 | LONGi Green Energy Technology Co Ltd | LR6-60HPB-305M | Solar Panels |  | 0.305 | 25 | 233 | 30 |  | Fixed | Roof
NJSTRE1545416693 |  | Transition Incentive Program | Flanders | 7836 | 3 | 9.57 | Residential | Yes | Behind the Meter | Net-metered residential rooftop and canopy |  | None | Sunrun Installation Services, Inc. | JCP&L | Accepted | 2020-08-07 | 2020-08-11 | 2021-10-30 | LG Electronics | LG330N1C-A5 | Solar Panels |  | 0.33 | 26 | 199 | 23 |  | Fixed | Roof
NJSTRE1545416697 |  | Transition Incentive Program | Evesham | 8053 | 13 | 5.04 | Residential | Yes | Behind the Meter | Net-metered residential rooftop and canopy |  | None | Suntuity Solar LLC | PSE&G | Accepted | 2020-08-07 | 2020-08-11 | 2021-10-30 | Longi | LR6-60HPB-315M | Solar Panels |  | 0.315 | 4 | 225 | 27 |  | Fixed | Roof
NJSTRE1545416700 |  | Transition Incentive Program | Glassboro | 8028 | 15 | 6.62 | Residential | No | Behind the Meter | Net-metered residential rooftop and canopy |  | None | Suntuity Solar LLC | AC Electric | Accepted | 2020-08-07 | 2020-08-11 | 2021-10-30 | Longi | LR6-60HPB-315M | Solar Panels |  | 0.315 | 2 | 61 | 28 |  | Fixed | Roof
NJSTRE1545412063 |  | Transition Incentive Program | Bellmawr | 8031 | 14 | 11.9 | Residential | No | Behind the Meter | Net-metered residential rooftop and canopy |  | PSEG | Vision Solar LLC | PSE&G | Accepted | 2020-08-06 | 2020-08-11 | 2021-10-30 | HANWHA Q-CELLS | Q.PEAK DUO-G6 340 | Solar Panels |  | 0.34 | 2 | 159 | 20 |  | Fixed | Roof
NJSTRE1545412074 |  | Transition Incentive Program | Elizabeth | 7201 | 10 | 5.12 | Residential | No | Behind the Meter | Net-metered residential rooftop and canopy |  | None | Solar Spectrum LLC | PSE&G | Accepted | 2020-08-06 | 2020-08-11 | 2021-10-30 | Q Cells | Q.PEAK-DUO-G7-320 | Solar Panels |  | 0.32 | 16 | 209 | 23 |  | Fixed | Roof
NJSTRE1545412081 |  | Transition Incentive Program | LYNDHURST | 7071 | 7 | 6.5 | Residential | No | Behind the Meter | Net-metered residential rooftop and canopy |  | None | Infinity Solar Systems | PSE&G | Accepted | 2020-08-06 | 2020-08-11 | 2021-10-30 | CANADIAN SOLAR | CS1H-325-MS | Solar Panels |  | 0.325 | 5 | 37 | 20 |  | Fixed | Roof
NJSTRE1545412299 |  | Transition Incentive Program | Egg Harbor Township | 8234 | 19 | 14.08 | Residential | No | Behind the Meter | Net-metered residential rooftop and canopy |  | None | Sun Up Zero Down | AC Electric | Accepted | 2020-08-06 | 2020-08-17 | 2021-10-30 | Trina | TSM-320DD05H.05(II) | Solar Panels |  | 0.32 | 3 | 292 | 43 |  | Fixed | Roof
NJSTRE1545412384 |  | Transition Incentive Program | Branchburg | 8876 | 5 | 16.1 | Residential | Yes | Behind the Meter | Net-metered residential rooftop and canopy |  | None | Pro Custom Solar dba Momentum Solar | JCP&L | Accepted | 2020-08-06 | 2020-08-11 | 2021-10-30 | LG | LG 350N1C-V5 | Solar Panels |  | 0.35 | 9 | 206 | 31 |  | Fixed | Roof
NJSTRE1545412417 |  | Transition Incentive Program | Paterson | 7522 | 6 | 8.16 | Residential | No | Behind the Meter | Net-metered residential rooftop and canopy |  | None | Trinity Solar | PSE&G | Accepted | 2020-08-06 | 2020-08-11 | 2021-10-30 | Hanwha | Q.PEAK DUO BLK-G6 340 | Solar Panels |  | 0.34 | 24 | 229 | 27 |  | Fixed | Roof
NJSTRE1545412450 |  | Transition Incentive Program | Blackwood | 8012 | 14 | 4.76 | Residential | Yes | Behind the Meter | Net-metered residential rooftop and canopy |  | None | Trinity Solar | AC Electric | Accepted | 2020-08-06 | 2020-08-11 | 2021-10-30 | Hanwha | Q.PEAK DUO BLK-G6 340 | Solar Panels |  | 0.34 | 14 | 108 | 23 |  | Fixed | Roof
NJSTRE1545412481 |  | Transition Incentive Program | SWEDESBORO | 8085 | 15 | 5.19 | Residential | Yes | Behind the Meter | Net-metered residential rooftop and canopy |  | None | Sunrun Installation Services, Inc. | AC Electric | Accepted | 2020-08-06 | 2020-08-11 | 2021-10-30 | LONGi Green Energy Technology Co Ltd | LR6-60HPB-305M | Solar Panels |  | 0.305 | 12 | 201 | 18 |  | Fixed | Roof
NJSTRE1545412493 |  | Transition Incentive Program | Vineland | 8360 | 20 | 6.8 | Residential | Yes | Behind the Meter | Net-metered residential rooftop and canopy |  | None | Vision Solar LLC | Vineland Muni Electric | Accepted | 2020-08-06 | 2020-08-11 | 2021-10-30 | HANWHA Q-CELLS | Q.PEAK DUO-G6 340 | Solar Panels |  | 0.34 | 1 | 96 | 20 |  | Fixed | Roof
NJSTRE1545412759 |  | Transition Incentive Program | Pleasantville | 8232 | 19 | 6.8 | Residential | Yes | Behind the Meter | Net-metered residential rooftop and canopy |  | None | Castle Energy, LLC | AC Electric | Accepted | 2020-08-06 | 2020-08-11 | 2021-10-30 | Hanwha Q-Cells | Q.Peak DUO BLK-G6 340 | Solar Panels |  | 0.34 | 20 | 203 | 25 |  | Fixed | Roof
NJSTRE1545413038 | NJSRRE1544446987 | Transition Incentive Program | Pennsauken TWP | 8110 | 14 | 8.99 | Residential | Yes | Behind The Meter | Behind the Meter |  | None | 1st Light Energy Inc | PSE&G | Eligible for TI Program | 2020-02-14 | 2020-02-18 | 2021-10-30 | Longi | LR6-60HPB-310M | Solar Panels |  | 0.31 | 9 | 220 | 18 |  | Fixed | Roof
NJSTRE1545413058 |  | Transition Incentive Program | Williamstown | 8094 | 15 | 6.9 | Residential | Yes | Behind the Meter | Net-metered residential rooftop and canopy |  | None | Sunrun Installation Services, Inc. | AC Electric | Accepted | 2020-08-06 | 2020-08-11 | 2021-10-30 | LG Electronics | LG345N1C-V5 | Solar Panels |  | 0.345 | 4 | 139 | 18 |  | Fixed | Roof
NJSTRE1545413220 |  | Transition Incentive Program | Totowa | 7512 | 6 | 20.3 | Residential | Yes | Behind the Meter | Net-metered residential rooftop and canopy |  | None | SunPower Capital, LLC | PSE&G | Accepted | 2020-08-06 | 2020-08-11 | 2021-10-30 | SunPower | SPR-X21-350-BLK-D-AC | Solar Panels |  | 0.35 | 9 | 197 | 40 |  | Fixed | Roof
NJSTRE1545412048 |  | Transition Incentive Program | Whiting | 8759 | 18 | 9.76 | Residential | Yes | Behind the Meter | Net-metered residential rooftop and canopy |  | None | Sunrun Installation Services, Inc. | JCP&L | Accepted | 2020-08-06 | 2020-08-11 | 2021-10-30 | LONGi Green Energy Technology Co Ltd | LR6-60HPB-305M | Solar Panels |  | 0.305 | 32 | 184 | 26 |  | Fixed | Roof
NJSTRE1545412063 |  | Transition Incentive Program | Bellmawr | 8031 | 14 | 11.9 | Residential | No | Behind the Meter | Net-metered residential rooftop and canopy |  | PSEG | Vision Solar LLC | PSE&G | Accepted | 2020-08-06 | 2020-08-11 | 2021-10-30 | HANWHA Q-CELLS | Q.PEAK DUO-G6 340 | Solar Panels |  | 0.34 | 11 | 159 | 20 |  | Fixed | Roof
NJSTRE1545412493 |  | Transition Incentive Program | Vineland | 8360 | 20 | 6.8 | Residential | Yes | Behind the Meter | Net-metered residential rooftop and canopy |  | None | Vision Solar LLC | Vineland Muni Electric | Accepted | 2020-08-06 | 2020-08-11 | 2021-10-30 | HANWHA Q-CELLS | Q.PEAK DUO-G6 340 | Solar Panels |  | 0.34 | 1 | 274 | 20 |  | Fixed | Roof
NJSTRE1545412758 |  | Transition Incentive Program | Old Bridge | 8857 | 11 | 8.75 | Residential | Yes | Behind the Meter | Net-metered residential rooftop and canopy |  | None | Pro Custom Solar dba Momentum Solar | JCP&L | Accepted | 2020-08-06 | 2020-08-11 | 2021-10-30 | LG | LG 350N1C-V5 | Solar Panels |  | 0.35 | 18 | 218 | 28 |  | Fixed | Roof
NJSTRE1545413038 | NJSRRE1544446987 | Transition Incentive Program | Pennsauken TWP | 8110 | 14 | 8.99 | Residential | Yes | Behind The Meter | Behind the Meter |  | None | 1st Light Energy Inc | PSE&G | Eligible for TI Program | 2020-02-14 | 2020-02-18 | 2021-10-30 | Longi | LR6-60HPB-310M | Solar Panels |  | 0.31 | 13 | 311 | 18 |  | Fixed | Roof
NJSTRE1545413058 |  | Transition Incentive Program | Williamstown | 8094 | 15 | 6.9 | Residential | Yes | Behind the Meter | Net-metered residential rooftop and canopy |  | None | Sunrun Installation Services, Inc. | AC Electric | Accepted | 2020-08-06 | 2020-08-11 | 2021-10-30 | LG Electronics | LG345N1C-V5 | Solar Panels |  | 0.345 | 10 | 139 | 27 |  | Fixed | Roof
NJSTRE1545413220 |  | Transition Incentive Program | Totowa | 7512 | 6 | 20.3 | Residential | Yes | Behind the Meter | Net-metered residential rooftop and canopy |  | None | SunPower Capital, LLC | PSE&G | Accepted | 2020-08-06 | 2020-08-11 | 2021-10-30 | SunPower | SPR-X21-350-BLK-D-AC | Solar Panels |  | 0.35 | 26 | 198 | 40 |  | Fixed | Roof
NJSTRE1545416698 |  | Transition Incentive Program | Somerdale | 8083 | 14 | 7.56 | Residential | No | Behind the Meter | Net-metered residential rooftop and canopy |  | None | Suntuity Solar LLC | PSE&G | Accepted | 2020-08-07 | 2020-08-12 | 2021-10-30 | Longi | LR6-60HPB-315M | Solar Panels |  | 0.315 | 11 | 181 | 24 |  | Fixed | Roof
NJSTRE1545416700 |  | Transition Incentive Program | Glassboro | 8028 | 15 | 6.62 | Residential | No | Behind the Meter | Net-metered residential rooftop and canopy |  | None | Suntuity Solar LLC | AC Electric | Accepted | 2020-08-07 | 2020-08-11 | 2021-10-30 | Longi | LR6-60HPB-315M | Solar Panels |  | 0.315 | 11 | 61 | 28 |  | Fixed | Roof
NJSTRE1545416759 |  | Transition Incentive Program | Bayonne | 7002 | 8 | 5.44 | Residential | Yes | Behind the Meter | Net-metered residential rooftop and canopy |  | None | Vision Solar LLC | PSE&G | Accepted | 2020-08-07 | 2020-08-18 | 2021-10-30 | HANWHA Q-CELLS | Q.PEAK DUO-G6 340 | Solar Panels |  | 0.34 | 16 | 124 | 42 |  | Fixed | Roof
NJSTRE1545416772 |  | Transition Incentive Program | monroe | 8094 | 15 | 10.88 | Residential | No | Behind the Meter | Net-metered residential rooftop and canopy |  | ACE | Maier Solar Engineering dba Solar Me | AC Electric | Accepted | 2020-08-07 | 2020-08-11 | 2021-10-30 | Hanwha | Q.PEAK DUO BLK-G6 340W | Solar Panels |  | 0.34 | 32 | 181 | 33 |  | Fixed | Roof
NJSTRE1545416847 |  | Transition Incentive Program | Princeton | 8540 | 12 | 6.41 | Residential | Yes | Behind the Meter | Net-metered residential rooftop and canopy |  | None | Sunrun Installation Services, Inc. | PSE&G | Accepted | 2020-08-07 | 2020-08-11 | 2021-10-30 | LONGi Green Energy Technology Co Ltd | LR6-60HPB-305M | Solar Panels |  | 0.305 | 21 | 238 | 27 |  | Fixed | Roof
NJSTRE1545416900 |  | Transition Incentive Program | High Bar Harbor | 8008 | 18 | 7.48 | Residential | No | Behind the Meter | Net-metered residential rooftop and canopy |  | None | Maier Solar Engineering dba Solar Me | AC Electric | Accepted | 2020-08-07 | 2020-08-12 | 2021-10-30 | Hanwha | Q.CELL DUO BLK-G6 340W | Solar Panels |  | 0.34 | 22 | 140 | 15 |  | Fixed | Roof
NJSTRE1545416693 |  | Transition Incentive Program | Flanders | 7836 | 3 | 9.57 | Residential | Yes | Behind the Meter | Net-metered residential rooftop and canopy |  | None | Sunrun Installation Services, Inc. | JCP&L | Accepted | 2020-08-07 | 2020-08-11 | 2021-10-30 | LG Electronics | LG330N1C-A5 | Solar Panels |  | 0.33 | 3 | 19 | 23 |  | Fixed | Roof
NJSTRE1545416696 |  | Transition Incentive Program | Teaneck | 7666 | 7 | 6.21 | Residential | Yes | Behind the Meter | Net-metered residential rooftop and canopy |  | None | SunPower Corporation, Systems | PSE&G | Accepted | 2020-08-09 | 2020-08-11 | 2021-10-30 | SunPower | SPR-E20-327-E-AC | Solar Panels |  | 0.327 | 3 | 115 | 40 |  | Fixed | Roof
NJSTRE1545416794 |  | Transition Incentive Program | Vineland | 8361 | 20 | 3.06 | Residential | Yes | Behind the Meter | Net-metered residential ground mount |  | None | Vision Solar LLC | Vineland Muni Electric | Accepted | 2020-08-07 | 2020-08-11 | 2021-10-30 | HANWHA Q-CELLS | Q.PEAK DUO-G6 340 | Solar Panels |  | 0.34 | 9 | 182 | 30 |  | Fixed | Ground
NJSTRE1545416843 |  | Transition Incentive Program | Gardwood | 7027 | 10 | 10.54 | Residential | No | Behind the Meter | Net-metered residential rooftop and canopy |  | PSEG | Maier Solar Engineering dba Solar Me | PSE&G | Accepted | 2020-08-07 | 2020-08-14 | 2021-10-30 | Hanwha | Q. Peak DUO BLK- G6 340W | Solar Panels |  | 0.34 | 14 | 79 | 23 |  | Fixed | Roof
NJSTRE1545416843 |  | Transition Incentive Program | Gardwood | 7027 | 10 | 10.54 | Residential | No | Behind the Meter | Net-metered residential rooftop and canopy |  | PSEG | Maier Solar Engineering dba Solar Me | PSE&G | Accepted | 2020-08-07 | 2020-08-14 | 2021-10-30 | Hanwha | Q. Peak DUO BLK- G6 340W | Solar Panels |  | 0.34 | 10 | 259 | 23 |  | Fixed | Roof
NJSTRE1545417239 |  | Transition Incentive Program | Pittsgrove | 8318 | 16 | 13.44 | Residential | Yes | Behind the Meter | Net-metered residential rooftop and canopy |  | None | RCL Enterprises Inc. | AC Electric | Accepted | 2020-08-07 | 2020-08-12 | 2021-10-30 | Trina Solar | TSM-320DD06M | Solar Panels |  | 0.32 | 10 | 197 | 11 |  | Fixed | Roof
NJSTRE1545416917 |  | Transition Incentive Program | Harrison Town | 7029 | 8 | 6.82 | Residential | Yes | Behind the Meter | Net-metered residential rooftop and canopy |  | None | Bright Planet Solar | PSE&G | Accepted | 2020-08-07 | 2020-08-12 | 2021-10-30 | LONGI | LR6-60HPB-310M | Solar Panels |  | 0.31 | 2 | 169 | 18 |  | Fixed | Roof
NJSTRE1545417567 |  | Transition Incentive Program | Atco | 8004 | 14 | 28.12 | Residential | Yes | Behind the Meter | Net-metered residential rooftop and canopy |  | None | Ad Energy | AC Electric | Final As-Built Received | 2020-08-07 | 2020-08-12 | 2021-10-30 | SunPower | SPR-E20-327-E-AC | Solar Panels |  | 0.327 | 2 | 108 | 30 |  | Fixed | Roof
NJSTRE1545417567 |  | Transition Incentive Program | Atco | 8004 | 14 | 28.12 | Residential | Yes | Behind the Meter | Net-metered residential rooftop and canopy |  | None | Ad Energy | AC Electric | Final As-Built Received | 2020-08-07 | 2020-08-12 | 2021-10-30 | SunPower | SPR-E20-327-E-AC | Solar Panels |  | 0.327 | 22 | 198 | 30 |  | Fixed | Roof
NJSTRE1545417567 |  | Transition Incentive Program | Atco | 8004 | 14 | 28.12 | Residential | Yes | Behind the Meter | Net-metered residential rooftop and canopy |  | None | Ad Energy | AC Electric | Final As-Built Received | 2020-08-07 | 2020-08-12 | 2021-10-30 | SunPower | SPR-E20-327-E-AC | Solar Panels |  | 0.327 | 2 | 288 | 30 |  | Fixed | Roof
NJSTRE1545418688 |  | Transition Incentive Program | Pleasantville | 8232 | 19 | 10.79 | Residential | Yes | Behind the Meter | Net-metered residential rooftop and canopy |  | None | Castle Energy, LLC | AC Electric | Accepted | 2020-08-07 | 2020-08-12 | 2021-10-30 | SunPower | SPR-E20-327-E-AC | Solar Panels |  | 0.327 | 9 | 219 | 23 |  | Fixed | Roof
NJSTRE1545419841 |  | Transition Incentive Program | Rahway | 7065 | 10 | 3.85 | Residential | Yes | Behind the Meter | Net-metered residential rooftop and canopy |  | None | Pro Custom Solar dba Momentum Solar | PSE&G | Accepted | 2020-08-07 | 2020-08-12 | 2021-10-30 | LG | LG 350N1C-V5 | Solar Panels |  | 0.35 | 11 | 191 | 22 |  | Fixed | Roof
NJSTRE1545419886 |  | Transition Incentive Program | Somers Point | 8244 | 19 | 11.52 | Residential | Yes | Behind the Meter | Net-metered residential rooftop and canopy |  | None | All Season Solar | AC Electric | Accepted | 2020-08-07 | 2020-08-12 | 2021-10-30 | Trina | TSMDD06M.05II | Solar Panels |  | 0.32 | 11 | 205 | 18 |  | Fixed | Roof
NJSTRE1545419886 |  | Transition Incentive Program | Somers Point | 8244 | 19 | 11.52 | Residential | Yes | Behind the Meter | Net-metered residential rooftop and canopy |  | None | All Season Solar | AC Electric | Accepted | 2020-08-07 | 2020-08-12 | 2021-10-30 | Trina | TSMDD06M.05II | Solar Panels |  | 0.32 | 12 | 115 | 20 |  | Fixed | Roof
NJSTRE1545419902 |  | Transition Incentive Program | Clifton | 7013 | 6 | 20.88 | Residential | No | Behind the Meter | Net-metered residential rooftop and canopy |  | None | Greeb Power Energy | PSE&G | Accepted | 2020-08-07 | 2020-08-12 | 2021-10-30 | LG Electronics | LG360Q1C-V5 | Solar Panels |  | 0.36 | 11 | 201 | 30 |  | Fixed | Roof
NJSTRE1545420175 |  | Transition Incentive Program | NUTLEY TOWN | 7110 | 9 | 4.88 | Residential | Yes | Behind the Meter | Net-metered residential rooftop and canopy |  | None | Sunrun Installation Services, Inc. | PSE&G | Accepted | 2020-08-07 | 2020-08-12 | 2021-10-30 | LONGi Green Energy Technology Co Ltd | LR6-60HPB-305M | Solar Panels |  | 0.305 | 16 | 125 | 23 |  | Fixed | Roof
NJSTRE1545420167 |  | Transition Incentive Program | East Brunswick | 8816 | 11 | 12.4 | Residential | No | Behind the Meter | Net-metered residential rooftop and canopy |  | None | Sun 101 LLC | PSE&G | Final As-Built Received | 2020-08-07 | 2020-08-13 | 2021-10-30 | LG | LG335-N1C-v5 | Solar Panels |  | 0.335 | 27 | 233 | 27 |  | Fixed | Roof
NJSTRE1545420155 |  | Transition Incentive Program | Cresskill | 7626 | 7 | 8.16 | Residential | No | Behind the Meter | Net-metered residential rooftop and canopy |  | None | Tesla Energy Operations Inc | Orange Rockland Electric | Accepted | 2020-08-07 | 2020-08-12 | 2021-10-30 | Hanwha Q Cells | Q.Peak DUO BLK-G6+ 340 | Solar Panels |  | 0.34 | 4 | 268 | 30 |  | Fixed | Roof
NJSTRE1545420190 |  | Transition Incentive Program | CARTERET BORO | 7008 | 11 | 6.93 | Residential | Yes | Behind the Meter | Net-metered residential rooftop and canopy |  | None | Sunrun Installation Services, Inc. | PSE&G | Accepted | 2020-08-07 | 2020-08-12 | 2021-10-30 | LG Electronics | LG330N1C-A5 | Solar Panels |  | 0.33 | 12 | 207 | 23 |  | Fixed | Roof
NJSTRE1545420211 |  | Transition Incentive Program | Rahway City | 7065 | 10 | 7.56 | Residential | Yes | Behind the Meter | Net-metered residential rooftop and canopy |  | None | Tesla Energy Operations Inc. | PSE&G | Accepted | 2020-08-07 | 2020-08-12 | 2021-10-30 | Hanwha Q CELLS | Q.PEAK DUO BLK-G5/SC315 | Solar Panels |  | 0.315 | 8 | 174 | 23 |  | Fixed | Roof
NJSTRE1545420227 |  | Transition Incentive Program | BURLINGTON | 8016 | 13 | 9.1 | Residential | Yes | Behind the Meter | Net-metered residential rooftop and canopy |  | None | Vivint Solar Developer, LLC | PSE&G | Accepted | 2020-08-12 | 2020-08-14 | 2021-10-30 | JINKO SOLAR | JKM325M-60HBL | Solar Panels |  | 0.325 | 16 | 18 | 26 |  | Fixed | Roof
NJSTRE1545420239 |  | Transition Incentive Program | Union Beach | 7735 | 17 | 7.15 | Residential | Yes | Behind the Meter | Net-metered residential rooftop and canopy |  | None | Vivint Solar Developer, LLC | JCP&L | Accepted | 2020-08-07 | 2020-08-12 | 2021-10-30 | JINKO SOLAR | JKM325M-60HBL | Solar Panels |  | 0.325 | 10 | 23 | 40 |  | Fixed | Roof
NJSTRE1545420566 |  | Transition Incentive Program | MONTGOMERY TWP | 8502 | 5 | 15.53 | Residential | Yes | Behind the Meter | Net-metered residential rooftop and canopy |  | None | Sunrun Installation Services, Inc. | PSE&G | Accepted | 2020-08-07 | 2020-08-12 | 2021-10-30 | LG Electronics | LG345N1C-V5 | Solar Panels |  | 0.345 | 2 | 204 | 40 |  | Fixed | Roof
NJSTRE1545421753 |  | Transition Incentive Program | HILLSIDE | 7205 | 10 | 7.15 | Residential | Yes | Behind the Meter | Net-metered residential rooftop and canopy |  | None | Vivint Solar Developer, LLC | PSE&G | Accepted | 2020-08-12 | 2020-08-12 | 2021-10-30 | JINKO SOLAR | JKM325M-60HBL | Solar Panels |  | 0.325 | 3 | 43 | 16 |  | Fixed | Roof
NJSTRE1545421753 |  | Transition Incentive Program | HILLSIDE | 7205 | 10 | 7.15 | Residential | Yes | Behind the Meter | Net-metered residential rooftop and canopy |  | None | Vivint Solar Developer, LLC | PSE&G | Accepted | 2020-08-12 | 2020-08-12 | 2021-10-30 | JINKO SOLAR | JKM325M-60HBL | Solar Panels |  | 0.325 | 4 | 223 | 10 |  | Fixed | Roof
NJSTRE1545425713 |  | Transition Incentive Program | Somers Point | 8244 | 19 | 5.44 | Residential | Yes | Behind the Meter | Net-metered residential rooftop and canopy |  | None | Sunbound Solar | AC Electric | Accepted | 2020-08-10 | 2020-08-12 | 2021-10-30 | Hanwha | Q.PEAK DUO BLK-G5 320 | Solar Panels |  | 0.32 | 8 | 231 | 22 |  | Fixed | Roof
NJSTRE1545417911 |  | Transition Incentive Program | Point Pleasant Beach | 8742 | 18 | 7.77 | Residential | No | Behind the Meter | Net-metered residential rooftop and canopy |  | None | Whitman Construction, LLC | JCP&L | Accepted | 2020-08-07 | 2020-08-12 | 2021-10-30 | solaria power | XT 370R-PD | Solar Panels |  | 0.37 | 21 | 180 | 14 |  | Fixed | Roof
NJSTRE1545418688 |  | Transition Incentive Program | Pleasantville | 8232 | 19 | 10.79 | Residential | Yes | Behind the Meter | Net-metered residential rooftop and canopy |  | None | Castle Energy, LLC | AC Electric | Accepted | 2020-08-07 | 2020-08-12 | 2021-10-30 | SunPower | SPR-E20-327-E-AC | Solar Panels |  | 0.327 | 8 | 219 | 23 |  | Fixed | Roof
NJSTRE1545419838 |  | Transition Incentive Program | High Bridge | 7012 | 6 | 7.82 | Residential | Yes | Behind the Meter | Net-metered residential rooftop and canopy |  | None | Vision Solar LLC | JCP&L | Accepted | 2020-08-07 | 2020-08-12 | 2021-10-30 | HANWHA Q-CELLS | Q.PEAK DUO-G6 340 | Solar Panels |  | 0.34 | 12 | 107 | 27 |  | Fixed | Roof
NJSTRE1545420097 |  | Transition Incentive Program | Swedesboro | 8085 | 15 | 11.84 | Residential | Yes | Behind the Meter | Net-metered residential rooftop and canopy |  | None | All Season Solar | AC Electric | Accepted | 2020-08-07 | 2020-08-12 | 2021-10-30 | Trina | TSMDD06M.05II | Solar Panels |  | 0.32 | 37 | 226 | 26 |  | Fixed | Roof
NJSTRE1545420127 |  | Transition Incentive Program | GLOUCESTER TWP | 8012 | 14 | 7.02 | Residential | No | Behind the Meter | Net-metered residential rooftop and canopy |  | None | Sunrun Installation Services, Inc. | PSE&G | Accepted | 2020-08-07 | 2020-08-12 | 2021-10-30 | LONGi Green Energy Technology Co Ltd | LR6-60HPB-305M | Solar Panels |  | 0.305 | 23 | 208 | 20 |  | Fixed | Roof
NJSTRE1545420103 |  | Transition Incentive Program | JERSEY CITY | 7302 | 8 | 8.76 | Residential | No | Behind the Meter | Net-metered residential rooftop and canopy |  | None | GREEN POWER SOLUTIONS | PSE&G | Accepted | 2020-08-07 | 2020-08-12 | 2021-10-30 | LG | LG365Q1C-A5 365W | Solar Panels |  | 0.365 | 24 | 106 / 286 | 10 |  | Fixed | Roof
NJSTRE1545420192 |  | Transition Incentive Program | Palmyra Boro | 8065 | 13 | 8.96 | Residential | Yes | Behind the Meter | Net-metered residential rooftop and canopy |  | None | All Season Solar | PSE&G | Accepted | 2020-08-07 | 2020-08-12 | 2021-10-30 | Trina | TSMDD06M.05II | Solar Panels |  | 0.32 | 28 | 172 | 18 |  | Fixed | Roof
NJSTRE1545420920 |  | Transition Incentive Program | MOUNT HOLLY | 8060 | 13 | 8.13 | Residential | Yes | Behind the Meter | Net-metered residential rooftop and canopy |  | None | Vivint Solar Developer, LLC | PSE&G | Accepted | 2020-08-12 | 2020-08-14 | 2021-10-30 | JINKO SOLAR | JKM325M-60HBL | Solar Panels |  | 0.325 | 13 | 137 | 26 |  | Fixed | Roof
NJSTRE1545421744 |  | Transition Incentive Program | Boonton | 7005 | 3 | 8.13 | Residential | Yes | Behind the Meter | Net-metered residential rooftop and canopy |  | None | Vivint Solar Developer, LLC | JCP&L | Accepted | 2020-08-12 | 2020-08-12 | 2021-10-30 | JINKO SOLAR | JKM325M-60HBL | Solar Panels |  | 0.325 | 25 | 140 | 22 |  | Fixed | Roof
NJSTRE1545421751 |  | Transition Incentive Program | CRANFORD TWP | 7016 | 10 | 5.61 | Residential | Yes | Behind the Meter | Net-metered residential rooftop and canopy |  | None | Sunrun Installation Services, Inc. | PSE&G | Accepted | 2020-08-07 | 2020-08-12 | 2021-10-30 | LG Electronics | LG330N1C-A5 | Solar Panels |  | 0.33 | 4 | 127 | 16 |  | Fixed | Roof
NJSTRE1545421761 |  | Transition Incentive Program | Marlboro | 7751 | 17 | 6.6 | Residential | No | Behind the Meter | Net-metered residential rooftop and canopy |  | None | Sunrun Installation Services, Inc. | JCP&L | Accepted | 2020-08-07 | 2020-08-12 | 2021-10-30 | LG Electronics | LG330N1C-A5 | Solar Panels |  | 0.33 | 14 | 257 | 30 |  | Fixed | Roof
NJSTRE1545421761 |  | Transition Incentive Program | Marlboro | 7751 | 17 | 6.6 | Residential | No | Behind the Meter | Net-metered residential rooftop and canopy |  | None | Sunrun Installation Services, Inc. | JCP&L | Accepted | 2020-08-07 | 2020-08-12 | 2021-10-30 | LG Electronics | LG330N1C-A5 | Solar Panels |  | 0.33 | 1 | 258 | 40 |  | Fixed | Roof
NJSTRE1545421763 |  | Transition Incentive Program | HILLSBOROUGH TWP | 8844 | 5 | 10.89 | Residential | Yes | Behind the Meter | Net-metered residential rooftop and canopy |  | None | Sunrun Installation Services, Inc. | PSE&G | Accepted | 2020-08-07 | 2020-08-12 | 2021-10-30 | LG Electronics | LG330N1C-A5 | Solar Panels |  | 0.33 | 15 | 69 | 33 |  | Fixed | Roof
NJSTRE1545412493 |  | Transition Incentive Program | Vineland | 8360 | 20 | 6.8 | Residential | Yes | Behind the Meter | Net-metered residential rooftop and canopy |  | None | Vision Solar LLC | Vineland Muni Electric | Accepted | 2020-08-06 | 2020-08-11 | 2021-10-30 | HANWHA Q-CELLS | Q.PEAK DUO-G6 340 | Solar Panels |  | 0.34 | 9 | 184 | 39 |  | Fixed | Roof
NJSTRE1545412482 |  | Transition Incentive Program | Irvington | 7111 | 9 | 8.32 | Residential | No | Behind the Meter | Net-metered residential rooftop and canopy |  | None | Solar Spectrum LLC | PSE&G | Accepted | 2020-08-06 | 2020-08-11 | 2021-10-30 | Q Cells | Q.PEAK-DUO-G7-320 | Solar Panels |  | 0.32 | 18 | 120 | 35 |  | Fixed | Roof
NJSTRE1545412758 |  | Transition Incentive Program | Old Bridge | 8857 | 11 | 8.75 | Residential | Yes | Behind the Meter | Net-metered residential rooftop and canopy |  | None | Pro Custom Solar dba Momentum Solar | JCP&L | Accepted | 2020-08-06 | 2020-08-11 | 2021-10-30 | LG | LG 350N1C-V5 | Solar Panels |  | 0.35 | 7 | 38 | 28 |  | Fixed | Roof
NJSTRE1545412501 |  | Transition Incentive Program | new milford | 7646 | 7 | 15.36 | Residential | No | Behind the Meter | Net-metered residential rooftop and canopy |  | None |  | PSE&G | Accepted | 2020-08-10 | 2020-08-11 | 2021-10-30 | Axitec | AC-320P/156-72S | Solar Panels |  | 0.32 | 48 | 272 | 25 |  | Fixed | Roof
NJSTRE1545412951 |  | Transition Incentive Program | Pilesgrove | 8098 | 16 | 5.12 | Residential | No | Behind the Meter | Net-metered residential rooftop and canopy |  | None | RCL Enterprises Inc. | AC Electric | Accepted | 2020-08-06 | 2020-08-11 | 2021-10-30 | Canadian Solar | CS1H-320MS | Solar Panels |  | 0.32 | 6 | 128 | 37 |  | Fixed | Roof
NJSTRE1545412962 |  | Transition Incentive Program | union beach | 7735 | 17 | 18.36 | Residential | No | Behind the Meter | Net-metered residential rooftop and canopy |  | None | United Solar LLC | JCP&L | Final As-Built Received | 2020-08-20 | 2020-08-20 | 2021-10-30 | hanwha q-cells | q-peak duo-g6 340 | Solar Panels |  | 0.34 | 54 | 250 | 20 |  | Fixed | Roof
NJSTRE1545412975 |  | Transition Incentive Program | Lawrence Twp | 8648 | 12 | 11.06 | Residential | No | Behind the Meter | Net-metered residential rooftop and canopy |  | None | Green Power Energy | PSE&G | Accepted | 2020-08-07 | 2020-08-12 | 2021-10-30 | hanwha | Q.PEAK DUO BLK-G6 | Solar Panels |  | 0.335 | 17 | 136 | 18 |  | Fixed | Roof
NJSTRE1545413013 |  | Transition Incentive Program | Clifton City | 7013 | 6 | 6.12 | Residential | No | Behind the Meter | Net-metered residential rooftop and canopy |  | None | Tesla Energy Operations Inc. | PSE&G | Accepted | 2020-08-06 | 2020-08-11 | 2021-10-30 | Hanwha Q-Cells | Q.Peak DUO BLK-G6+/SC340 | Solar Panels |  | 0.34 | 18 | 113 | 23 |  | Fixed | Roof
NJSTRE1545413025 |  | Transition Incentive Program | swedesboro | 8085 | 15 | 11.52 | Residential | No | Behind the Meter | Net-metered residential rooftop and canopy |  | None | Orbit Energy & Power, LLC | AC Electric | Final As-Built Received | 2020-08-06 | 2020-08-11 | 2021-10-30 | HANWHA QCELLS | QPEAK 320W | Solar Panels |  | 0.32 | 9 | 296 | 30 |  | Fixed | Roof
NJSTRE1545413040 | NJSRRE1544456219 | Transition Incentive Program | Piscataway TWP | 8854 | 11 | 9.3 | Residential | Yes | Behind The Meter | Behind the Meter |  | None | 1st Light Energy Inc | PSE&G | Eligible for TI Program | 2020-02-19 | 2020-02-19 | 2021-10-30 | Longi | LR6-60HPB-310M | Solar Panels |  | 0.31 | 6 | 244 | 29 |  | Fixed | Roof
NJSTRE1545416691 |  | Transition Incentive Program | BARNEGAT | 8005 | 18 | 8.24 | Residential | Yes | Behind the Meter | Net-metered residential rooftop and canopy |  | None | Sunrun Installation Services, Inc. | JCP&L | Accepted | 2020-08-07 | 2020-08-12 | 2021-10-30 | LONGi Green Energy Technology Co Ltd | LR6-60HPB-305M | Solar Panels |  | 0.305 | 11 | 217 | 27 |  | Fixed | Roof
NJSTRE1545416691 |  | Transition Incentive Program | BARNEGAT | 8005 | 18 | 8.24 | Residential | Yes | Behind the Meter | Net-metered residential rooftop and canopy |  | None | Sunrun Installation Services, Inc. | JCP&L | Accepted | 2020-08-07 | 2020-08-12 | 2021-10-30 | LONGi Green Energy Technology Co Ltd | LR6-60HPB-305M | Solar Panels |  | 0.305 | 16 | 38 | 27 |  | Fixed | Roof
NJSTRE1545416701 |  | Transition Incentive Program | Woodbridge | 7067 | 10 | 4.55 | Residential | No | Behind the Meter | Net-metered residential rooftop and canopy |  | PSEG | Maier Solar Engineering dba Solar Me | PSE&G | Accepted | 2020-08-07 | 2020-08-11 | 2021-10-30 | Panasonic | VBHN325KA03 | Solar Panels |  | 0.325 | 14 | 176 | 15 |  | Fixed | Roof
NJSTRE1545416754 |  | Transition Incentive Program | Browns Mills | 8015 | 13 | 6.72 | Residential | No | Behind the Meter | Net-metered residential rooftop and canopy |  | None | Solar Spectrum LLC | JCP&L | Accepted | 2020-08-07 | 2020-08-11 | 2021-10-30 | Q Cells | Q.PEAK-DUO-G7-320 | Solar Panels |  | 0.32 | 21 | 180 | 24 |  | Fixed | Roof
NJSTRE1545416843 |  | Transition Incentive Program | Gardwood | 7027 | 10 | 10.54 | Residential | No | Behind the Meter | Net-metered residential rooftop and canopy |  | PSEG | Maier Solar Engineering dba Solar Me | PSE&G | Accepted | 2020-08-07 | 2020-08-14 | 2021-10-30 | Hanwha | Q. Peak DUO BLK- G6 340W | Solar Panels |  | 0.34 | 4 | 169 | 20 |  | Fixed | Roof
NJSTRE1545417567 |  | Transition Incentive Program | Atco | 8004 | 14 | 28.12 | Residential | Yes | Behind the Meter | Net-metered residential rooftop and canopy |  | None | Ad Energy | AC Electric | Final As-Built Received | 2020-08-07 | 2020-08-12 | 2021-10-30 | SunPower | SPR-E20-327-E-AC | Solar Panels |  | 0.327 | 9 | 18 | 30 |  | Fixed | Roof
NJSTRE1545417567 |  | Transition Incentive Program | Atco | 8004 | 14 | 28.12 | Residential | Yes | Behind the Meter | Net-metered residential rooftop and canopy |  | None | Ad Energy | AC Electric | Final As-Built Received | 2020-08-07 | 2020-08-12 | 2021-10-30 | SunPower | SPR-E20-327-E-AC | Solar Panels |  | 0.327 | 11 | 198 | 30 |  | Fixed | Roof
NJSTRE1545418688 |  | Transition Incentive Program | Pleasantville | 8232 | 19 | 10.79 | Residential | Yes | Behind the Meter | Net-metered residential rooftop and canopy |  | None | Castle Energy, LLC | AC Electric | Accepted | 2020-08-07 | 2020-08-12 | 2021-10-30 | SunPower | SPR-E20-327-E-AC | Solar Panels |  | 0.327 | 4 | 39 | 23 |  | Fixed | Roof
NJSTRE1545419290 |  | Transition Incentive Program | South Brunswick TWP | 8852 | 11 | 11.56 | Residential | No | Behind the Meter | Net-metered residential rooftop and canopy |  | None | Tesla Energy Operations Inc. | PSE&G | Accepted | 2020-08-07 | 2020-08-12 | 2021-10-30 | Hanwha Q-CELLS | Q.Peak DUO BLK-G6+ 340 | Solar Panels |  | 0.34 | 15 | 271 | 35 |  | Fixed | Roof
NJSTRE1545416904 |  | Transition Incentive Program | Bayonne | 7002 | 8 | 8.16 | Residential | No | Behind the Meter | Net-metered residential rooftop and canopy |  | None | UnitedSolar LLC | PSE&G | Final As-Built Received | 2020-08-10 | 2020-08-12 | 2021-10-30 | Hanwa Q-cells | q.peak duo-G6 340 | Solar Panels |  | 0.34 | 24 | 212 | 39 |  | Fixed | Roof
NJSTRE1545419886 |  | Transition Incentive Program | Somers Point | 8244 | 19 | 11.52 | Residential | Yes | Behind the Meter | Net-metered residential rooftop and canopy |  | None | All Season Solar | AC Electric | Accepted | 2020-08-07 | 2020-08-12 | 2021-10-30 | Trina | TSMDD06M.05II | Solar Panels |  | 0.32 | 13 | 205 | 28 |  | Fixed | Roof
NJSTRE1545419887 |  | Transition Incentive Program | cape may | 8210 | 21 | 4.76 | Residential | Yes | Behind the Meter | Net-metered residential rooftop and canopy |  | None | Vision Solar LLC | AC Electric | Accepted | 2020-08-07 | 2020-08-12 | 2021-10-30 | HANWHA Q-CELLS | Q.PEAK DUO-G6 340 | Solar Panels |  | 0.34 | 6 | 117 | 9 |  | Fixed | Roof
NJSTRE1545419902 |  | Transition Incentive Program | Clifton | 7013 | 6 | 20.88 | Residential | No | Behind the Meter | Net-metered residential rooftop and canopy |  | None | Greeb Power Energy | PSE&G | Accepted | 2020-08-07 | 2020-08-12 | 2021-10-30 | LG Electronics | LG360Q1C-V5 | Solar Panels |  | 0.36 | 47 | 111 | 17 |  | Fixed | Roof
NJSTRE1545419927 |  | Transition Incentive Program | RANDOLPH | 7869 | 3 | 4.88 | Residential | Yes | Behind the Meter | Net-metered residential rooftop and canopy |  | None | Sunrun Installation Services, Inc. | JCP&L | Accepted | 2020-08-07 | 2020-08-12 | 2021-10-30 | LONGi Green Energy Technology Co Ltd | LR6-60HPB-305M | Solar Panels |  | 0.305 | 12 | 193 | 23 |  | Fixed | Roof
NJSTRE1545420167 |  | Transition Incentive Program | East Brunswick | 8816 | 11 | 12.4 | Residential | No | Behind the Meter | Net-metered residential rooftop and canopy |  | None | Sun 101 LLC | PSE&G | Final As-Built Received | 2020-08-07 | 2020-08-13 | 2021-10-30 | LG | LG335-N1C-V5 | Solar Panels |  | 0.335 | 10 | 53 | 27 |  | Fixed | Roof
NJSTRE1545416688 |  | Transition Incentive Program | Farmingdale | 7727 | 17 | 10.98 | Residential | Yes | Behind the Meter | Net-metered residential rooftop and canopy |  | None | Sunrun Installation Services, Inc. | JCP&L | Accepted | 2020-08-07 | 2020-08-25 | 2021-10-30 | LONGi Green Energy Technology Co Ltd | LR6-60HPB-305M | Solar Panels |  | 0.305 | 6 | 269 | 43 |  | Fixed | Roof
NJSTRE1545416696 |  | Transition Incentive Program | Teaneck | 7666 | 7 | 6.21 | Residential | Yes | Behind the Meter | Net-metered residential rooftop and canopy |  | None | SunPower Corporation, Systems | PSE&G | Accepted | 2020-08-09 | 2020-08-11 | 2021-10-30 | SunPower | SPR-E20-327-E-AC | Solar Panels |  | 0.327 | 2 | 25 | 27 |  | Fixed | Roof
NJSTRE1545416696 |  | Transition Incentive Program | Teaneck | 7666 | 7 | 6.21 | Residential | Yes | Behind the Meter | Net-metered residential rooftop and canopy |  | None | SunPower Corporation, Systems | PSE&G | Accepted | 2020-08-09 | 2020-08-11 | 2021-10-30 | SunPower | SPR-E20-327-E-AC | Solar Panels |  | 0.327 | 2 | 295 | 40 |  | Fixed | Roof
NJSTRE1545416697 |  | Transition Incentive Program | Evesham | 8053 | 13 | 5.04 | Residential | Yes | Behind the Meter | Net-metered residential rooftop and canopy |  | None | Suntuity Solar LLC | PSE&G | Accepted | 2020-08-07 | 2020-08-11 | 2021-10-30 | Longi | LR6-60HPB-315M | Solar Panels |  | 0.315 | 12 | 135 | 27 |  | Fixed | Roof
NJSTRE1545416917 |  | Transition Incentive Program | Harrison Town | 7029 | 8 | 6.82 | Residential | Yes | Behind the Meter | Net-metered residential rooftop and canopy |  | None | Bright Planet Solar | PSE&G | Accepted | 2020-08-07 | 2020-08-12 | 2021-10-30 | LONGI | LR6-60HPB-310M | Solar Panels |  | 0.31 | 11 | 79 | 18 |  | Fixed | Roof
NJSTRE1545419834 |  | Transition Incentive Program | Bridgewater | 8807 | 5 | 4.5 | Residential | No | Behind the Meter | Net-metered residential rooftop and canopy |  | None | GeoPeak Electric | JCP&L | Accepted | 2020-08-07 | 2020-08-12 | 2021-10-30 | LG | LG300S1W-A5 | Solar Panels |  | 0.3 | 15 | 308 | 23 |  | Fixed | Roof
NJSTRE1545419870 |  | Transition Incentive Program | Linden | 7036 | 10 | 8.05 | Residential | No | Behind the Meter | Net-metered residential rooftop and canopy |  | None | Pro Custom Solar dba Momentum Solar | PSE&G | Accepted | 2020-08-07 | 2020-08-26 | 2021-10-30 | LG | LG 350N1C-V5 | Solar Panels |  | 0.35 | 3 | 309 | 24 |  | Fixed | Roof
NJSTRE1545420171 |  | Transition Incentive Program | Egg Harbor Township | 8234 | 19 | 14.28 | Residential | No | Behind the Meter | Net-metered residential ground mount |  | None | Castle Energy, LLC | AC Electric | Accepted | 2020-08-07 | 2020-08-12 | 2021-10-30 | Hanwha Q-Cells | Q.Peak DUO BLK-G6 340 | Solar Panels |  | 0.34 | 42 | 180 | 25 |  | Fixed | Ground
NJSTRE1545420155 |  | Transition Incentive Program | Cresskill | 7626 | 7 | 8.16 | Residential | No | Behind the Meter | Net-metered residential rooftop and canopy |  | None | Tesla Energy Operations Inc | Orange Rockland Electric | Accepted | 2020-08-07 | 2020-08-12 | 2021-10-30 | Hanwha Q Cells | Q.Peak DUO BLK-G6+ 340 | Solar Panels |  | 0.34 | 3 | 30 | 178 |  | Fixed | Roof
NJSTRE1545420190 |  | Transition Incentive Program | CARTERET BORO | 7008 | 11 | 6.93 | Residential | Yes | Behind the Meter | Net-metered residential rooftop and canopy |  | None | Sunrun Installation Services, Inc. | PSE&G | Accepted | 2020-08-07 | 2020-08-12 | 2021-10-30 | LG Electronics | LG330N1C-A5 | Solar Panels |  | 0.33 | 9 | 116 | 22 |  | Fixed | Roof
NJSTRE1545420214 |  | Transition Incentive Program | Gloucester Twp | 8083 | 14 | 11.29 | Residential | Yes | Behind the Meter | Net-metered residential rooftop and canopy |  | None | Sunrun Installation Services, Inc. | PSE&G | Accepted | 2020-08-07 | 2020-08-12 | 2021-10-30 | LONGi Green Energy Technology Co Ltd | LR6-60HPB-305M | Solar Panels |  | 0.305 | 16 | 187 | 23 |  | Fixed | Roof
NJSTRE1545420215 |  | Transition Incentive Program | BRICK | 8724 | 18 | 10.4 | Residential | Yes | Behind the Meter | Net-metered residential rooftop and canopy |  | None | Vivint Solar Developer, LLC | JCP&L | Accepted | 2020-08-12 | 2020-08-12 | 2021-10-30 | JINKO SOLAR | JKM325M-60HBL | Solar Panels |  | 0.325 | 18 | 165 | 14 |  | Fixed | Roof
NJSTRE1545420229 |  | Transition Incentive Program | Edison TWP | 8817 | 11 | 13.05 | Residential | Yes | Behind the Meter | Net-metered residential rooftop and canopy |  | None | Tesla Energy Operations Inc. | PSE&G | Accepted | 2020-08-07 | 2020-08-12 | 2021-10-30 | Silevo | Triex U290 Black | Solar Panels |  | 0.29 | 20 | 280 | 18 |  | Fixed | Roof
NJSTRE1545416688 |  | Transition Incentive Program | Farmingdale | 7727 | 17 | 10.98 | Residential | Yes | Behind the Meter | Net-metered residential rooftop and canopy |  | None | Sunrun Installation Services, Inc. | JCP&L | Accepted | 2020-08-07 | 2020-08-25 | 2021-10-30 | LONGi Green Energy Technology Co Ltd | LR6-60HPB-305M | Solar Panels |  | 0.305 | 2 | 268 | 34 |  | Fixed | Roof
NJSTRE1545416698 |  | Transition Incentive Program | Somerdale | 8083 | 14 | 7.56 | Residential | No | Behind the Meter | Net-metered residential rooftop and canopy |  | None | Suntuity Solar LLC | PSE&G | Accepted | 2020-08-07 | 2020-08-12 | 2021-10-30 | Longi | LR6-60HPB-315M | Solar Panels |  | 0.315 | 13 | 181 | 24 |  | Fixed | Roof
NJSTRE1545416700 |  | Transition Incentive Program | Glassboro | 8028 | 15 | 6.62 | Residential | No | Behind the Meter | Net-metered residential rooftop and canopy |  | None | Suntuity Solar LLC | AC Electric | Accepted | 2020-08-07 | 2020-08-11 | 2021-10-30 | Longi | LR6-60HPB-315M | Solar Panels |  | 0.315 | 8 | 241 | 28 |  | Fixed | Roof
NJSTRE1545416843 |  | Transition Incentive Program | Gardwood | 7027 | 10 | 10.54 | Residential | No | Behind the Meter | Net-metered residential rooftop and canopy |  | PSEG | Maier Solar Engineering dba Solar Me | PSE&G | Accepted | 2020-08-07 | 2020-08-14 | 2021-10-30 | Hanwha | Q. Peak DUO BLK- G6 340W | Solar Panels |  | 0.34 | 3 | 169 | 30 |  | Fixed | Roof
NJSTRE1545416870 |  | Transition Incentive Program | Willingboro | 8046 | 13 | 5.36 | Residential | Yes | Behind the Meter | Net-metered residential rooftop and canopy |  | None | Pro Custom Solar dba Momentum Solar | PSE&G | Accepted | 2020-08-07 | 2020-08-11 | 2021-10-30 | HANWHA | Q.PEAK DUO BLK G6+ 335 | Solar Panels |  | 0.335 | 2 | 24 | 26 |  | Fixed | Roof
NJSTRE1545416917 |  | Transition Incentive Program | Harrison Town | 7029 | 8 | 6.82 | Residential | Yes | Behind the Meter | Net-metered residential rooftop and canopy |  | None | Bright Planet Solar | PSE&G | Accepted | 2020-08-07 | 2020-08-12 | 2021-10-30 | LONGI | LR6-60HPB-310M | Solar Panels |  | 0.31 | 9 | 258 | 18 |  | Fixed | Roof
NJSTRE1545419290 |  | Transition Incentive Program | South Brunswick TWP | 8852 | 11 | 11.56 | Residential | No | Behind the Meter | Net-metered residential rooftop and canopy |  | None | Tesla Energy Operations Inc. | PSE&G | Accepted | 2020-08-07 | 2020-08-12 | 2021-10-30 | Hanwha Q-CELLS | Q.Peak DUO BLK-G6+ 340 | Solar Panels |  | 0.34 | 19 | 181 | 28 |  | Fixed | Roof
NJSTRE1545419855 |  | Transition Incentive Program | Hamilton | 8610 | 12 | 5.44 | Residential | Yes | Behind the Meter | Net-metered residential rooftop and canopy |  | None | Vision Solar LLC | PSE&G | Accepted | 2020-08-07 | 2020-08-12 | 2021-10-30 | HANWHA Q-CELLS | Q.PEAK DUO-G6 340 | Solar Panels |  | 0.34 | 9 | 282 | 20 |  | Fixed | Roof
NJSTRE1545419870 |  | Transition Incentive Program | Linden | 7036 | 10 | 8.05 | Residential | No | Behind the Meter | Net-metered residential rooftop and canopy |  | None | Pro Custom Solar dba Momentum Solar | PSE&G | Accepted | 2020-08-07 | 2020-08-26 | 2021-10-30 | LG | LG 350N1C-V5 | Solar Panels |  | 0.35 | 20 | 219 | 24 |  | Fixed | Roof
NJSTRE1545419927 |  | Transition Incentive Program | RANDOLPH | 7869 | 3 | 4.88 | Residential | Yes | Behind the Meter | Net-metered residential rooftop and canopy |  | None | Sunrun Installation Services, Inc. | JCP&L | Accepted | 2020-08-07 | 2020-08-12 | 2021-10-30 | LONGi Green Energy Technology Co Ltd | LR6-60HPB-305M | Solar Panels |  | 0.305 | 4 | 282 | 34 |  | Fixed | Roof
NJSTRE1545419918 |  | Transition Incentive Program | Jersey City | 7307 | 8 | 11.59 | Residential | Yes | Behind the Meter | Net-metered residential rooftop and canopy |  | None | Bright Planet Solar | PSE&G | Accepted | 2020-08-07 | 2020-08-12 | 2021-10-30 | LONGI | LR6-60HPB-305M | Solar Panels |  | 0.305 | 16 | 298 | 22 |  | Fixed | Roof
NJSTRE1545420155 |  | Transition Incentive Program | Cresskill | 7626 | 7 | 8.16 | Residential | No | Behind the Meter | Net-metered residential rooftop and canopy |  | None | Tesla Energy Operations Inc | Orange Rockland Electric | Accepted | 2020-08-07 | 2020-08-12 | 2021-10-30 | Hanwha Q Cells | Q.Peak DUO BLK-G6+ 340 | Solar Panels |  | 0.34 | 3 | 358 | 30 |  | Fixed | Roof
NJSTRE1545420215 |  | Transition Incentive Program | BRICK | 8724 | 18 | 10.4 | Residential | Yes | Behind the Meter | Net-metered residential rooftop and canopy |  | None | Vivint Solar Developer, LLC | JCP&L | Accepted | 2020-08-12 | 2020-08-12 | 2021-10-30 | JINKO SOLAR | JKM325M-60HBL | Solar Panels |  | 0.325 | 14 | 255 | 13 |  | Fixed | Roof
NJSTRE1545412493 |  | Transition Incentive Program | Vineland | 8360 | 20 | 6.8 | Residential | Yes | Behind the Meter | Net-metered residential rooftop and canopy |  | None | Vision Solar LLC | Vineland Muni Electric | Accepted | 2020-08-06 | 2020-08-11 | 2021-10-30 | HANWHA Q-CELLS | Q.PEAK DUO-G6 340 | Solar Panels |  | 0.34 | 9 | 4 | 39 |  | Fixed | Roof
NJSTRE1545412948 |  | Transition Incentive Program | Neptune City | 7753 | 17 | 5.03 | Residential | Yes | Behind the Meter | Net-metered residential rooftop and canopy |  | JCPL | Vision Solar LLC | JCP&L | Accepted | 2020-08-06 | 2020-08-11 | 2021-10-30 | HANWHA Q-CELLS | Q.PEAK DUO-G6 335 | Solar Panels |  | 0.335 | 8 | 120 | 27 |  | Fixed | Roof
NJSTRE1545413025 |  | Transition Incentive Program | swedesboro | 8085 | 15 | 11.52 | Residential | No | Behind the Meter | Net-metered residential rooftop and canopy |  | None | Orbit Energy & Power, LLC | AC Electric | Final As-Built Received | 2020-08-06 | 2020-08-11 | 2021-10-30 | HANWHA QCELLS | QPEAK 320W | Solar Panels |  | 0.32 | 4 | 296 | 29 |  | Fixed | Roof
NJSTRE1545413220 |  | Transition Incentive Program | Totowa | 7512 | 6 | 20.3 | Residential | Yes | Behind the Meter | Net-metered residential rooftop and canopy |  | None | SunPower Capital, LLC | PSE&G | Accepted | 2020-08-06 | 2020-08-11 | 2021-10-30 | SunPower | SPR-X21-350-BLK-D-AC | Solar Panels |  | 0.35 | 5 | 197 | 40 |  | Fixed | Roof
NJSTRE1545416692 |  | Transition Incentive Program | Hamilton Township | 8610 | 12 | 8.83 | Residential | No | Behind the Meter | Net-metered residential rooftop and canopy |  | None | SunPower Corporation, Systems | PSE&G | Accepted | 2020-08-09 | 2020-08-12 | 2021-10-30 | SunPower | SPR-E20-327-E-AC | Solar Panels |  | 0.327 | 27 | 127 | 28 |  | Fixed | Roof
NJSTRE1545416699 |  | Transition Incentive Program | PENNSAUKEN | 8110 | 14 | 7.88 | Residential | Yes | Behind the Meter | Net-metered residential rooftop and canopy |  | None | Suntuity Solar LLC | PSE&G | Accepted | 2020-08-07 | 2020-08-13 | 2021-10-30 | Longi | LR6-60HPB-315M | Solar Panels |  | 0.315 | 5 | 60 | 24 |  | Fixed | Roof
NJSTRE1545416879 |  | Transition Incentive Program | Allentown | 8501 | 17 | 12.3 | Residential | No | Behind the Meter | Net-metered residential rooftop and canopy |  | None | GenRenew, LLC | PSE&G | Accepted | 2020-08-07 | 2020-08-11 | 2021-10-30 | Sunpower | SPR-410-A-AC | Solar Panels |  | 0.41 | 5 | 240 | 45 |  | Fixed | Roof
NJSTRE1545416870 |  | Transition Incentive Program | Willingboro | 8046 | 13 | 5.36 | Residential | Yes | Behind the Meter | Net-metered residential rooftop and canopy |  | None | Pro Custom Solar dba Momentum Solar | PSE&G | Accepted | 2020-08-07 | 2020-08-11 | 2021-10-30 | HANWHA | Q.PEAK DUO BLK -G6+ 335 | Solar Panels |  | 0.335 | 14 | 204 | 26 |  | Fixed | Roof
NJSTRE1545417567 |  | Transition Incentive Program | Atco | 8004 | 14 | 28.12 | Residential | Yes | Behind the Meter | Net-metered residential rooftop and canopy |  | None | Ad Energy | AC Electric | Final As-Built Received | 2020-08-07 | 2020-08-12 | 2021-10-30 | SunPower | SPR-E20-327-E-AC | Solar Panels |  | 0.327 | 9 | 108 | 30 |  | Fixed | Roof
NJSTRE1545417567 |  | Transition Incentive Program | Atco | 8004 | 14 | 28.12 | Residential | Yes | Behind the Meter | Net-metered residential rooftop and canopy |  | None | Ad Energy | AC Electric | Final As-Built Received | 2020-08-07 | 2020-08-12 | 2021-10-30 | SunPower | SPR-E20-327-E-AC | Solar Panels |  | 0.327 | 8 | 288 | 30 |  | Fixed | Roof
NJSTRE1545418688 |  | Transition Incentive Program | Pleasantville | 8232 | 19 | 10.79 | Residential | Yes | Behind the Meter | Net-metered residential rooftop and canopy |  | None | Castle Energy, LLC | AC Electric | Accepted | 2020-08-07 | 2020-08-12 | 2021-10-30 | SunPower | SPR-E20-327-E-AC | Solar Panels |  | 0.327 | 12 | 39 | 23 |  | Fixed | Roof
NJSTRE1545419838 |  | Transition Incentive Program | High Bridge | 7012 | 6 | 7.82 | Residential | Yes | Behind the Meter | Net-metered residential rooftop and canopy |  | None | Vision Solar LLC | JCP&L | Accepted | 2020-08-07 | 2020-08-12 | 2021-10-30 | HANWHA Q-CELLS | Q.PEAK DUO-G6 340 | Solar Panels |  | 0.34 | 11 | 107 | 20 |  | Fixed | Roof
NJSTRE1545419887 |  | Transition Incentive Program | cape may | 8210 | 21 | 4.76 | Residential | Yes | Behind the Meter | Net-metered residential rooftop and canopy |  | None | Vision Solar LLC | AC Electric | Accepted | 2020-08-07 | 2020-08-12 | 2021-10-30 | HANWHA Q-CELLS | Q.PEAK DUO-G6 340 | Solar Panels |  | 0.34 | 4 | 207 | 39 |  | Fixed | Roof
NJSTRE1545416858 |  | Transition Incentive Program | Salem | 8079 | 16 | 17.6 | Residential | Yes | Behind the Meter | Net-metered residential rooftop and canopy |  | ACE2 | RCL Enterprises Inc. | AC Electric | Accepted | 2020-08-07 | 2020-08-11 | 2021-10-30 | Trina Solar | TSM-320DD06M | Solar Panels |  | 0.32 | 55 | 162 | 15 |  | Fixed | Roof
NJSTRE1545416883 |  | Transition Incentive Program | Bridgeton | 8302 | 20 | 15.36 | Residential | Yes | Behind the Meter | Net-metered residential rooftop and canopy |  | ACE2 | RCL Enterprises Inc. | AC Electric | Accepted | 2020-08-07 | 2020-08-11 | 2021-10-30 | Trina Solar | TSM-320DD06M | Solar Panels |  | 0.32 | 48 | 90 | 18 |  | Fixed | Roof
NJSTRE1545417239 |  | Transition Incentive Program | Pittsgrove | 8318 | 16 | 13.44 | Residential | Yes | Behind the Meter | Net-metered residential rooftop and canopy |  | None | RCL Enterprises Inc. | AC Electric | Accepted | 2020-08-07 | 2020-08-12 | 2021-10-30 | Trina Solar | TSM-320DD06M | Solar Panels |  | 0.32 | 32 | 197 | 18 |  | Fixed | Roof
NJSTRE1545417567 |  | Transition Incentive Program | Atco | 8004 | 14 | 28.12 | Residential | Yes | Behind the Meter | Net-metered residential rooftop and canopy |  | None | Ad Energy | AC Electric | Final As-Built Received | 2020-08-07 | 2020-08-12 | 2021-10-30 | SunPower | SPR-E20-327-E-AC | Solar Panels |  | 0.327 | 9 | 288 | 30 |  | Fixed | Roof
NJSTRE1545417567 |  | Transition Incentive Program | Atco | 8004 | 14 | 28.12 | Residential | Yes | Behind the Meter | Net-metered residential rooftop and canopy |  | None | Ad Energy | AC Electric | Final As-Built Received | 2020-08-07 | 2020-08-12 | 2021-10-30 | SunPower | SPR-E20-327-E-AC | Solar Panels |  | 0.327 | 14 | 18 | 30 |  | Fixed | Roof
NJSTRE1545419855 |  | Transition Incentive Program | Hamilton | 8610 | 12 | 5.44 | Residential | Yes | Behind the Meter | Net-metered residential rooftop and canopy |  | None | Vision Solar LLC | PSE&G | Accepted | 2020-08-07 | 2020-08-12 | 2021-10-30 | HANWHA Q-CELLS | Q.PEAK DUO-G6 340 | Solar Panels |  | 0.34 | 7 | 102 | 20 |  | Fixed | Roof
NJSTRE1545419877 |  | Transition Incentive Program | ENGLISHTOWN | 7726 | 17 | 7.02 | Residential | Yes | Behind the Meter | Net-metered residential rooftop and canopy |  | None | Sunrun Installation Services, Inc. | JCP&L | Accepted | 2020-08-07 | 2020-08-12 | 2021-10-30 | LONGi Green Energy Technology Co Ltd | LR6-60HPB-305M | Solar Panels |  | 0.305 | 17 | 175 | 18 |  | Fixed | Roof
NJSTRE1545419917 |  | Transition Incentive Program | ┬áPaterson City | 7502 | 6 | 6.54 | Residential | Yes | Behind the Meter | Net-metered residential rooftop and canopy |  | None | Seabright Solar | PSE&G | Accepted | 2020-08-07 | 2020-08-12 | 2021-10-30 | Sunpower | SPR-E20-327 | Solar Panels |  | 0.327 | 6 | 229 | 14 |  | Fixed | Roof
NJSTRE1545420095 |  | Transition Incentive Program | Bloomfield | 7003 | 9 | 4.2 | Residential | No | Behind the Meter | Net-metered residential rooftop and canopy |  | None | Pro Custom Solar dba Momentum Solar | PSE&G | Accepted | 2020-08-07 | 2020-08-26 | 2021-10-30 | LG | LG 350N1C-V5 | Solar Panels |  | 0.35 | 12 | 190 | 24 |  | Fixed | Roof
NJSTRE1545419918 |  | Transition Incentive Program | Jersey City | 7307 | 8 | 11.59 | Residential | Yes | Behind the Meter | Net-metered residential rooftop and canopy |  | None | Bright Planet Solar | PSE&G | Accepted | 2020-08-07 | 2020-08-12 | 2021-10-30 | LONGI | LR6-60HPB-305M | Solar Panels |  | 0.305 | 22 | 117 | 22 |  | Fixed | Roof
NJSTRE1545420155 |  | Transition Incentive Program | Cresskill | 7626 | 7 | 8.16 | Residential | No | Behind the Meter | Net-metered residential rooftop and canopy |  | None | Tesla Energy Operations Inc | Orange Rockland Electric | Accepted | 2020-08-07 | 2020-08-12 | 2021-10-30 | Hanwha Q Cells | Q.Peak DUO BLK-G6+ 340 | Solar Panels |  | 0.34 | 10 | 87 | 25 |  | Fixed | Roof
NJSTRE1545420161 |  | Transition Incentive Program | Paterson | 7514 | 6 | 6.5 | Residential | No | Behind the Meter | Net-metered residential rooftop and canopy |  | None | UnitedSolar LLC | PSE&G | Accepted | 2020-08-20 | 2020-08-21 | 2021-10-30 | hanwha Q-cell | Q Cell Peak Duo-G5 325 | Solar Panels |  | 0.325 | 20 | 188 | 15 |  | Fixed | Roof
NJSTRE1545420211 |  | Transition Incentive Program | Rahway City | 7065 | 10 | 7.56 | Residential | Yes | Behind the Meter | Net-metered residential rooftop and canopy |  | None | Tesla Energy Operations Inc. | PSE&G | Accepted | 2020-08-07 | 2020-08-12 | 2021-10-30 | Hanwha Q CELLS | Q.PEAK DUO BLK-G5/SC315 | Solar Panels |  | 0.315 | 16 | 174 | 23 |  | Fixed | Roof
NJSTRE1545420155 |  | Transition Incentive Program | Cresskill | 7626 | 7 | 8.16 | Residential | No | Behind the Meter | Net-metered residential rooftop and canopy |  | None | Tesla Energy Operations Inc | Orange Rockland Electric | Accepted | 2020-08-07 | 2020-08-12 | 2021-10-30 | Hanwha Q Cells | Q.Peak DUO BLK-G6+ 340 | Solar Panels |  | 0.34 | 4 | 268 | 25 |  | Fixed | Roof
NJSTRE1545420185 |  | Transition Incentive Program | Freehold | 7728 | 17 | 12.24 | Residential | Yes | Behind the Meter | Net-metered residential rooftop and canopy |  | None | Tesla Energy Operations Inc. | JCP&L | Final As-Built Received | 2020-08-07 | 2020-08-12 | 2021-10-30 | Hanwha Q-Cells | Q.Peak DUO BLK-G6+/SC340 | Solar Panels |  | 0.34 | 36 | 153 | 27 |  | Fixed | Roof
NJSTRE1545420214 |  | Transition Incentive Program | Gloucester Twp | 8083 | 14 | 11.29 | Residential | Yes | Behind the Meter | Net-metered residential rooftop and canopy |  | None | Sunrun Installation Services, Inc. | PSE&G | Accepted | 2020-08-07 | 2020-08-12 | 2021-10-30 | LONGi Green Energy Technology Co Ltd | LR6-60HPB-305M | Solar Panels |  | 0.305 | 21 | 7 | 23 |  | Fixed | Roof
NJSTRE1545420566 |  | Transition Incentive Program | MONTGOMERY TWP | 8502 | 5 | 15.53 | Residential | Yes | Behind the Meter | Net-metered residential rooftop and canopy |  | None | Sunrun Installation Services, Inc. | PSE&G | Accepted | 2020-08-07 | 2020-08-12 | 2021-10-30 | LG Electronics | LG345N1C-V5 | Solar Panels |  | 0.345 | 2 | 294 | 37 |  | Fixed | Roof
NJSTRE1545421751 |  | Transition Incentive Program | CRANFORD TWP | 7016 | 10 | 5.61 | Residential | Yes | Behind the Meter | Net-metered residential rooftop and canopy |  | None | Sunrun Installation Services, Inc. | PSE&G | Accepted | 2020-08-07 | 2020-08-12 | 2021-10-30 | LG Electronics | LG330N1C-A5 | Solar Panels |  | 0.33 | 9 | 217 | 30 |  | Fixed | Roof
NJSTRE1545421753 |  | Transition Incentive Program | HILLSIDE | 7205 | 10 | 7.15 | Residential | Yes | Behind the Meter | Net-metered residential rooftop and canopy |  | None | Vivint Solar Developer, LLC | PSE&G | Accepted | 2020-08-12 | 2020-08-12 | 2021-10-30 | JINKO SOLAR | JKM325M-60HBL | Solar Panels |  | 0.325 | 6 | 223 | 38 |  | Fixed | Roof
NJSTRE1545421758 |  | Transition Incentive Program | Brick | 8724 | 18 | 3.9 | Residential | Yes | Behind the Meter | Net-metered residential rooftop and canopy |  | None | Vivint Solar Developer, LLC | JCP&L | Accepted | 2020-08-11 | 2020-08-12 | 2021-10-30 | JINKO SOLAR | JKM325M-60HBL | Solar Panels |  | 0.325 | 12 | 242 | 15 |  | Fixed | Roof
NJSTRE1545424896 |  | Transition Incentive Program | Hillsborough | 8844 | 5 | 10.88 | Residential | No | Behind the Meter | Net-metered residential rooftop and canopy |  | None | Greentech Solar USA LLC | PSE&G | Accepted | 2020-08-09 | 2020-08-12 | 2021-10-30 | Canadian Solar | CS3K320M | Solar Panels |  | 0.32 | 12 | 188 | 45 |  | Fixed | Roof
NJSTRE1545425263 |  | Transition Incentive Program | Hillsborough | 8844 | 5 | 12.8 | Residential | No | Behind the Meter | Net-metered residential rooftop and canopy |  | None | Greentech Solar USA LLC | PSE&G | Accepted | 2020-08-10 | 2020-08-12 | 2021-10-30 | Canadian Solar | CS3K320M | Solar Panels |  | 0.32 | 16 | 90 | 33 |  | Fixed | Roof
NJSTRE1545425722 |  | Transition Incentive Program | West Tuckerton | 8087 | 18 | 6.62 | Residential | Yes | Behind the Meter | Net-metered residential rooftop and canopy |  | None | Suntuity Solar LLC | AC Electric | Accepted | 2020-08-11 | 2020-08-12 | 2021-10-30 | Longi | LR6-60HPB-315M | Solar Panels |  | 0.315 | 6 | 315 | 37 |  | Fixed | Roof
NJSTRE1545425805 |  | Transition Incentive Program | Swedesboro | 8085 | 15 | 12.75 | Residential | Yes | Behind the Meter | Net-metered residential rooftop and canopy |  | None | Seabright Solar | AC Electric | Accepted | 2020-08-10 | 2020-08-12 | 2021-10-30 | Sunpower | SPR-E20-327 | Solar Panels |  | 0.327 | 9 | 71 | 26 |  | Fixed | Roof
NJSTRE1545425830 |  | Transition Incentive Program | Mount Laurel Township | 8054 | 13 | 9.72 | Residential | No | Behind the Meter | Net-metered residential rooftop and canopy |  | None | Green Power Energy | PSE&G | Accepted | 2020-08-10 | 2020-08-12 | 2021-10-30 | Hanwha | Q.PEAK DUO BLK-G6 335 | Solar Panels |  | 0.335 | 19 | 158 | 20 |  | Fixed | Roof
NJSTRE1545425830 |  | Transition Incentive Program | Mount Laurel Township | 8054 | 13 | 9.72 | Residential | No | Behind the Meter | Net-metered residential rooftop and canopy |  | None | Green Power Energy | PSE&G | Accepted | 2020-08-10 | 2020-08-12 | 2021-10-30 | Hanwha | Q.PEAK DUO BLK-G6 335 | Solar Panels |  | 0.335 | 10 | 248 | 27 |  | Fixed | Roof
NJSTRE1545416699 |  | Transition Incentive Program | PENNSAUKEN | 8110 | 14 | 7.88 | Residential | Yes | Behind the Meter | Net-metered residential rooftop and canopy |  | None | Suntuity Solar LLC | PSE&G | Accepted | 2020-08-07 | 2020-08-13 | 2021-10-30 | Longi | LR6-60HPB-315M | Solar Panels |  | 0.315 | 8 | 149 | 24 |  | Fixed | Roof
NJSTRE1545416699 |  | Transition Incentive Program | PENNSAUKEN | 8110 | 14 | 7.88 | Residential | Yes | Behind the Meter | Net-metered residential rooftop and canopy |  | None | Suntuity Solar LLC | PSE&G | Accepted | 2020-08-07 | 2020-08-13 | 2021-10-30 | Longi | LR6-60HPB-315M | Solar Panels |  | 0.315 | 12 | 240 | 24 |  | Fixed | Roof
NJSTRE1545416879 |  | Transition Incentive Program | Allentown | 8501 | 17 | 12.3 | Residential | No | Behind the Meter | Net-metered residential rooftop and canopy |  | None | GenRenew, LLC | PSE&G | Accepted | 2020-08-07 | 2020-08-11 | 2021-10-30 | Sunpower | SPR-410-A-AC | Solar Panels |  | 0.41 | 25 | 150 | 27 |  | Fixed | Roof
NJSTRE1545419844 |  | Transition Incentive Program | East Brunswick | 8816 | 11 | 8.04 | Residential | No | Behind the Meter | Net-metered residential rooftop and canopy |  | None | Green Power Energy | PSE&G | Accepted | 2020-08-07 | 2020-08-12 | 2021-10-30 | LG Electronics | LG335N1C-V5 | Solar Panels |  | 0.335 | 24 | 53 | 14 |  | Fixed | Roof
NJSTRE1545419866 |  | Transition Incentive Program | Forked river | 8731 | 18 | 7.14 | Residential | Yes | Behind the Meter | Net-metered residential rooftop and canopy |  | None | Vision Solar LLC | JCP&L | Accepted | 2020-08-07 | 2020-08-12 | 2021-10-30 | HANWHA Q-CELLS | Q.PEAK DUO-G6 340 | Solar Panels |  | 0.34 | 21 | 141 | 26 |  | Fixed | Roof
NJSTRE1545419887 |  | Transition Incentive Program | cape may | 8210 | 21 | 4.76 | Residential | Yes | Behind the Meter | Net-metered residential rooftop and canopy |  | None | Vision Solar LLC | AC Electric | Accepted | 2020-08-07 | 2020-08-12 | 2021-10-30 | HANWHA Q-CELLS | Q.PEAK DUO-G6 340 | Solar Panels |  | 0.34 | 4 | 27 | 39 |  | Fixed | Roof
NJSTRE1545420566 |  | Transition Incentive Program | MONTGOMERY TWP | 8502 | 5 | 15.53 | Residential | Yes | Behind the Meter | Net-metered residential rooftop and canopy |  | None | Sunrun Installation Services, Inc. | PSE&G | Accepted | 2020-08-07 | 2020-08-12 | 2021-10-30 | LG Electronics | LG345N1C-V5 | Solar Panels |  | 0.345 | 13 | 202 | 33 |  | Fixed | Roof
NJSTRE1545421762 |  | Transition Incentive Program | Egg Harbor Twp. | 8234 | 19 | 8.51 | Residential | No | Behind the Meter | Net-metered residential rooftop and canopy |  | None | Advanced Renewable Solutions | AC Electric | Accepted | 2020-08-07 | 2020-08-12 | 2021-10-30 | CertainTeed | CT315M11-02 | Solar Panels |  | 0.315 | 27 | 211 | 28 |  | Fixed | Roof
NJSTRE1545425283 |  | Transition Incentive Program | Freehold | 7728 | 17 | 9.52 | Residential | No | Behind the Meter | Net-metered residential rooftop and canopy |  | None | Green Sun Energy Services, LLC | JCP&L | Accepted | 2020-08-11 | 2020-08-12 | 2021-10-30 | Hanwha | Q.PEAK DUO BLK-G6 | Solar Panels |  | 0.34 | 28 | 208 | 30 |  | Fixed | Roof
NJSTRE1545425331 |  | Transition Incentive Program | Ridgefield | 7657 | 7 | 7.52 | Residential | Yes | Behind the Meter | Net-metered residential rooftop and canopy |  | None | SunPower Corporation, Systems | PSE&G | Accepted | 2020-08-10 | 2020-08-12 | 2021-10-30 | SunPower | SPR-E20-327-E-AC | Solar Panels |  | 0.327 | 12 | 216 | 17 |  | Fixed | Roof
NJSTRE1545425821 |  | Transition Incentive Program | Stanhope | 7874 | 1 | 14.28 | Residential | No | Behind the Meter | Net-metered residential rooftop and canopy |  | None | Maier Solar Engineering dba Solar Me | JCP&L | Accepted | 2020-08-10 | 2020-08-12 | 2021-10-30 | Hawnah | Q.CELL DUO BLK-G6 340W | Solar Panels |  | 0.34 | 33 | 206 | 20 |  | Fixed | Roof
NJSTRE1545425821 |  | Transition Incentive Program | Stanhope | 7874 | 1 | 14.28 | Residential | No | Behind the Meter | Net-metered residential rooftop and canopy |  | None | Maier Solar Engineering dba Solar Me | JCP&L | Accepted | 2020-08-10 | 2020-08-12 | 2021-10-30 | Hanwha | Q.CELL DUO BLK-G6 340W | Solar Panels |  | 0.34 | 9 | 116 | 25 |  | Fixed | Roof
NJSTRE1545425829 |  | Transition Incentive Program | NORTH PLAINFIELD | 7063 | 10 | 11.7 | Residential | Yes | Behind the Meter | Net-metered residential rooftop and canopy |  | None | Vivint Solar Developer, LLC | PSE&G | Accepted | 2020-08-11 | 2020-08-12 | 2021-10-30 | JINKO SOLAR | JKM325M-60HBL | Solar Panels |  | 0.325 | 20 | 147 | 22 |  | Fixed | Roof
NJSTRE1545420227 |  | Transition Incentive Program | BURLINGTON | 8016 | 13 | 9.1 | Residential | Yes | Behind the Meter | Net-metered residential rooftop and canopy |  | None | Vivint Solar Developer, LLC | PSE&G | Accepted | 2020-08-12 | 2020-08-14 | 2021-10-30 | JINKO SOLAR | JKM325M-60HBL | Solar Panels |  | 0.325 | 12 | 198 | 26 |  | Fixed | Roof
NJSTRE1545420229 |  | Transition Incentive Program | Edison TWP | 8817 | 11 | 13.05 | Residential | Yes | Behind the Meter | Net-metered residential rooftop and canopy |  | None | Tesla Energy Operations Inc. | PSE&G | Accepted | 2020-08-07 | 2020-08-12 | 2021-10-30 | Silevo | Triex U290 Black | Solar Panels |  | 0.29 | 8 | 190 | 18 |  | Fixed | Roof
NJSTRE1545420920 |  | Transition Incentive Program | MOUNT HOLLY | 8060 | 13 | 8.13 | Residential | Yes | Behind the Meter | Net-metered residential rooftop and canopy |  | None | Vivint Solar Developer, LLC | PSE&G | Accepted | 2020-08-12 | 2020-08-14 | 2021-10-30 | JINKO SOLAR | JKM325M-60HBL | Solar Panels |  | 0.325 | 12 | 317 | 26 |  | Fixed | Roof
NJSTRE1545421751 |  | Transition Incentive Program | CRANFORD TWP | 7016 | 10 | 5.61 | Residential | Yes | Behind the Meter | Net-metered residential rooftop and canopy |  | None | Sunrun Installation Services, Inc. | PSE&G | Accepted | 2020-08-07 | 2020-08-12 | 2021-10-30 | LG Electronics | LG330N1C-A5 | Solar Panels |  | 0.33 | 4 | 307 | 40 |  | Fixed | Roof
NJSTRE1545421753 |  | Transition Incentive Program | HILLSIDE | 7205 | 10 | 7.15 | Residential | Yes | Behind the Meter | Net-metered residential rooftop and canopy |  | None | Vivint Solar Developer, LLC | PSE&G | Accepted | 2020-08-12 | 2020-08-12 | 2021-10-30 | JINKO SOLAR | JKM325M-60HBL | Solar Panels |  | 0.325 | 9 | 43 | 38 |  | Fixed | Roof
NJSTRE1545421761 |  | Transition Incentive Program | Marlboro | 7751 | 17 | 6.6 | Residential | No | Behind the Meter | Net-metered residential rooftop and canopy |  | None | Sunrun Installation Services, Inc. | JCP&L | Accepted | 2020-08-07 | 2020-08-12 | 2021-10-30 | LG Electronics | LG330N1C-A5 | Solar Panels |  | 0.33 | 5 | 166 | 45 |  | Fixed | Roof
NJSTRE1545421763 |  | Transition Incentive Program | HILLSBOROUGH TWP | 8844 | 5 | 10.89 | Residential | Yes | Behind the Meter | Net-metered residential rooftop and canopy |  | None | Sunrun Installation Services, Inc. | PSE&G | Accepted | 2020-08-07 | 2020-08-12 | 2021-10-30 | LG Electronics | LG330N1C-A5 | Solar Panels |  | 0.33 | 9 | 158 | 43 |  | Fixed | Roof
NJSTRE1545424577 |  | Transition Incentive Program | Pilesgrove | 8098 | 16 | 11.97 | Residential | No | Behind the Meter | Net-metered residential rooftop and canopy |  | None | Advanced Renewable Solutions | AC Electric | Accepted | 2020-08-08 | 2020-08-12 | 2021-10-30 | CertainTeed | CT315M11-02 | Solar Panels |  | 0.315 | 38 | 133 | 28 |  | Fixed | Roof
NJSTRE1545424705 |  | Transition Incentive Program | West Windsor | 8550 | 12 | 6.4 | Residential | No | Behind the Meter | Net-metered residential rooftop and canopy |  | None | Greentech Solar USA LLC | PSE&G | Accepted | 2020-08-08 | 2020-08-12 | 2021-10-30 | Canadian Solar | CS3K320M | Solar Panels |  | 0.32 | 20 | 114 | 22 |  | Fixed | Roof
NJSTRE1545425328 |  | Transition Incentive Program | Somers Point | 8244 | 19 | 6.4 | Residential | No | Behind the Meter | Net-metered residential rooftop and canopy |  | None | SunPower Corporation, Systems | AC Electric | Accepted | 2020-08-10 | 2020-08-12 | 2021-10-30 | SunPower | SPR-A400-G-AC | Solar Panels |  | 0.4 | 16 | 204 | 27 |  | Fixed | Roof
NJSTRE1545425713 |  | Transition Incentive Program | Somers Point | 8244 | 19 | 5.44 | Residential | Yes | Behind the Meter | Net-metered residential rooftop and canopy |  | None | Sunbound Solar | AC Electric | Accepted | 2020-08-10 | 2020-08-12 | 2021-10-30 | Hanwha | Q.PEAK DUO BLK-G5 320 | Solar Panels |  | 0.32 | 9 | 231 | 18 |  | Fixed | Roof
NJSTRE1545425719 |  | Transition Incentive Program | Glassboro | 8028 | 15 | 7.56 | Residential | No | Behind the Meter | Net-metered residential rooftop and canopy |  | None | Suntuity Solar LLC | AC Electric | Accepted | 2020-08-10 | 2020-08-13 | 2021-10-30 | Longi | LR6-60HPB-315M | Solar Panels |  | 0.315 | 6 | 115 | 17 |  | Fixed | Roof
NJSTRE1545425767 |  | Transition Incentive Program | Perth Amboy | 8861 | 11 | 6.83 | Residential | Yes | Behind the Meter | Net-metered residential rooftop and canopy |  | None | Vivint Solar Developer, LLC | PSE&G | Accepted | 2020-08-11 | 2020-08-12 | 2021-10-30 | JINKO SOLAR | JKM325M-60HBL | Solar Panels |  | 0.325 | 21 | 176 | 25 |  | Fixed | Roof
NJSTRE1545420239 |  | Transition Incentive Program | Union Beach | 7735 | 17 | 7.15 | Residential | Yes | Behind the Meter | Net-metered residential rooftop and canopy |  | None | Vivint Solar Developer, LLC | JCP&L | Accepted | 2020-08-07 | 2020-08-12 | 2021-10-30 | JINKO SOLAR | JKM325M-60HBL | Solar Panels |  | 0.325 | 12 | 293 | 35 |  | Fixed | Roof
NJSTRE1545420566 |  | Transition Incentive Program | MONTGOMERY TWP | 8502 | 5 | 15.53 | Residential | Yes | Behind the Meter | Net-metered residential rooftop and canopy |  | None | Sunrun Installation Services, Inc. | PSE&G | Accepted | 2020-08-07 | 2020-08-12 | 2021-10-30 | LG Electronics | LG345N1C-V5 | Solar Panels |  | 0.345 | 25 | 23 | 40 |  | Fixed | Roof
NJSTRE1545421759 |  | Transition Incentive Program | Pine Hill | 8021 | 14 | 10.68 | Residential | Yes | Behind the Meter | Net-metered residential rooftop and canopy |  | None | Sunrun Installation Services, Inc. | AC Electric | Accepted | 2020-08-07 | 2020-08-12 | 2021-10-30 | LONGi Green Energy Technology Co Ltd | LR6-60HPB-305M | Solar Panels |  | 0.305 | 14 | 88 | 18 |  | Fixed | Roof
NJSTRE1545421759 |  | Transition Incentive Program | Pine Hill | 8021 | 14 | 10.68 | Residential | Yes | Behind the Meter | Net-metered residential rooftop and canopy |  | None | Sunrun Installation Services, Inc. | AC Electric | Accepted | 2020-08-07 | 2020-08-12 | 2021-10-30 | LONGi Green Energy Technology Co Ltd | LR6-60HPB-305M | Solar Panels |  | 0.305 | 21 | 268 | 19 |  | Fixed | Roof
NJSTRE1545425772 |  | Transition Incentive Program | East Brunswick | 8816 | 11 | 5.76 | Residential | Yes | Behind the Meter | Net-metered residential rooftop and canopy |  | None | Sunbound Solar | PSE&G | Accepted | 2020-08-10 | 2020-08-12 | 2021-10-30 | 18 | Q.PEAK DUO BLK-G5 320 | Solar Panels |  | 0.32 | 18 | 172 | 9 |  | Fixed | Roof
NJSTRE1545425808 |  | Transition Incentive Program | Old Bridge | 8857 | 11 | 7.15 | Residential | Yes | Behind the Meter | Net-metered residential rooftop and canopy |  | None | Vivint Solar Developer, LLC | JCP&L | Accepted | 2020-08-11 | 2020-08-13 | 2021-10-30 | JINKO SOLAR | JKM325M-60HBL | Solar Panels |  | 0.325 | 22 | 94 | 11 |  | Fixed | Roof
NJSTRE1545425814 |  | Transition Incentive Program | Evesham Twp | 8053 | 13 | 10.08 | Residential | No | Behind the Meter | Net-metered residential rooftop and canopy |  | None | SunnyMac LLC | PSE&G | Accepted | 2020-08-10 | 2020-08-12 | 2021-10-30 | REC | 325 TWINPEAK 2 MONO | Solar Panels |  | 0.325 | 8 | 152 | 27 |  | Fixed | Roof
NJSTRE1545425805 |  | Transition Incentive Program | Swedesboro | 8085 | 15 | 12.75 | Residential | Yes | Behind the Meter | Net-metered residential rooftop and canopy |  | None | Seabright Solar | AC Electric | Accepted | 2020-08-10 | 2020-08-12 | 2021-10-30 | Sunpower | SPR-E20-327 | Solar Panels |  | 0.327 | 16 | 251 | 26 |  | Fixed | Roof
NJSTRE1545425865 |  | Transition Incentive Program | Pennsauken | 8109 | 14 | 8.05 | Residential | Yes | Behind the Meter | Net-metered residential rooftop and canopy |  | None | Pro Custom Solar dba Momentum Solar | PSE&G | Accepted | 2020-08-10 | 2020-08-12 | 2021-10-30 | LG | LG 350N1C-V5 | Solar Panels |  | 0.35 | 8 | 146 | 21 |  | Fixed | Roof
NJSTRE1545425879 |  | Transition Incentive Program | Flanders | 7836 | 3 | 18.85 | Residential | Yes | Behind the Meter | Net-metered residential rooftop and canopy |  | None | Vivint Solar Developer, LLC | JCP&L | Accepted | 2020-08-11 | 2020-08-12 | 2021-10-30 | JINKO SOLAR | JKM325M-60HBL | Solar Panels |  | 0.325 | 2 | 290 | 34 |  | Fixed | Roof
NJSTRE1545425940 |  | Transition Incentive Program | Howell | 7731 | 17 | 4.9 | Residential | Yes | Behind the Meter | Net-metered residential rooftop and canopy |  | None | Pro Custom Solar dba Momentum Solar | JCP&L | Accepted | 2020-08-10 | 2020-08-13 | 2021-10-30 | LG | LG 350N1C-V5 | Solar Panels |  | 0.35 | 14 | 214 | 20 |  | Fixed | Roof
NJSTRE1545425937 |  | Transition Incentive Program | Cedar Brook | 8018 | 14 | 11.34 | Residential | Yes | Behind the Meter | Net-metered residential rooftop and canopy |  | None | Tesla Energy Operations Inc. | AC Electric | Accepted | 2020-08-10 | 2020-08-12 | 2021-10-30 | Hanwha Q CELLS | Q.PEAK DUO BLK-G5/SC315 | Solar Panels |  | 0.315 | 12 | 57 | 40 |  | Fixed | Roof
NJSTRE1545425958 |  | Transition Incentive Program | PISCATAWAY | 8854 | 11 | 5.85 | Residential | Yes | Behind the Meter | Net-metered residential rooftop and canopy |  | None | Vivint Solar Developer, LLC | PSE&G | Accepted | 2020-08-10 | 2020-08-17 | 2021-10-30 | JINKO SOLAR | JKM325M-60HBL | Solar Panels |  | 0.325 | 12 | 163 | 17 |  | Fixed | Roof
NJSTRE1545420229 |  | Transition Incentive Program | Edison TWP | 8817 | 11 | 13.05 | Residential | Yes | Behind the Meter | Net-metered residential rooftop and canopy |  | None | Tesla Energy Operations Inc. | PSE&G | Accepted | 2020-08-07 | 2020-08-12 | 2021-10-30 | Silevo | Triex U290 Black | Solar Panels |  | 0.29 | 17 | 100 | 18 |  | Fixed | Roof
NJSTRE1545420566 |  | Transition Incentive Program | MONTGOMERY TWP | 8502 | 5 | 15.53 | Residential | Yes | Behind the Meter | Net-metered residential rooftop and canopy |  | None | Sunrun Installation Services, Inc. | PSE&G | Accepted | 2020-08-07 | 2020-08-12 | 2021-10-30 | LG Electronics | LG345N1C-V5 | Solar Panels |  | 0.345 | 3 | 114 | 37 |  | Fixed | Roof
NJSTRE1545421764 |  | Transition Incentive Program | DUMONT BORO | 7628 | 7 | 8.58 | Residential | No | Behind the Meter | Net-metered residential rooftop and canopy |  | None | Sunrun Installation Services, Inc. | PSE&G | Accepted | 2020-08-07 | 2020-08-12 | 2021-10-30 | LG Electronics | LG330N1C-A5 | Solar Panels |  | 0.33 | 11 | 93 | 30 |  | Fixed | Roof
NJSTRE1545425711 |  | Transition Incentive Program | Northfield | 8225 | 19 | 6.08 | Residential | Yes | Behind the Meter | Net-metered residential rooftop and canopy |  | None | Sunbound Solar | AC Electric | Accepted | 2020-08-10 | 2020-08-12 | 2021-10-30 | Hanwha | Q.PEAK DUO BLK-G5 320 | Solar Panels |  | 0.32 | 19 | 207 | 23 |  | Fixed | Roof
NJSTRE1545425724 |  | Transition Incentive Program | WEST DEPTFORD | 8096 | 15 | 5.04 | Residential | Yes | Behind the Meter | Net-metered residential rooftop and canopy |  | None | Suntuity Solar LLC | PSE&G | Accepted | 2020-08-10 | 2020-08-12 | 2021-10-30 | Longi | LR6-60HPB-315M | Solar Panels |  | 0.315 | 16 | 84 | 25 |  | Fixed | Roof
NJSTRE1545425805 |  | Transition Incentive Program | Swedesboro | 8085 | 15 | 12.75 | Residential | Yes | Behind the Meter | Net-metered residential rooftop and canopy |  | None | Seabright Solar | AC Electric | Accepted | 2020-08-10 | 2020-08-12 | 2021-10-30 | Sunpower | SPR-E20-327 | Solar Panels |  | 0.327 | 3 | 71 | 27 |  | Fixed | Roof
NJSTRE1545425838 |  | Transition Incentive Program | MOORESTOWN | 8057 | 13 | 7.8 | Residential | Yes | Behind the Meter | Net-metered residential rooftop and canopy |  | None | Vivint Solar Developer, LLC | PSE&G | Accepted | 2020-08-11 | 2020-08-13 | 2021-10-30 | JINKO SOLAR | JKM325M-60HBL | Solar Panels |  | 0.325 | 15 | 129 | 17 |  | Fixed | Roof
NJSTRE1545425899 |  | Transition Incentive Program | WILLIAMSTOWN | 8094 | 15 | 9.75 | Residential | Yes | Behind the Meter | Net-metered residential rooftop and canopy |  | None | Vivint Solar Developer, LLC | AC Electric | Accepted | 2020-08-11 | 2020-08-12 | 2021-10-30 | JINKO SOLAR | JKM325M-60HBL | Solar Panels |  | 0.325 | 17 | 88 | 16 |  | Fixed | Roof
NJSTRE1545425879 |  | Transition Incentive Program | Flanders | 7836 | 3 | 18.85 | Residential | Yes | Behind the Meter | Net-metered residential rooftop and canopy |  | None | Vivint Solar Developer, LLC | JCP&L | Accepted | 2020-08-11 | 2020-08-12 | 2021-10-30 | JINKO SOLAR | JKM325M-60HBL | Solar Panels |  | 0.325 | 2 | 110 | 34 |  | Fixed | Roof
NJSTRE1545425879 |  | Transition Incentive Program | Flanders | 7836 | 3 | 18.85 | Residential | Yes | Behind the Meter | Net-metered residential rooftop and canopy |  | None | Vivint Solar Developer, LLC | JCP&L | Accepted | 2020-08-11 | 2020-08-12 | 2021-10-30 | JINKO SOLAR | JKM325M-60HBL | Solar Panels |  | 0.325 | 6 | 110 | 34 |  | Fixed | Roof
NJSTRE1545425919 |  | Transition Incentive Program | Willingboro | 8046 | 13 | 7.35 | Residential | Yes | Behind the Meter | Net-metered residential rooftop and canopy |  | None | Pro Custom Solar dba Momentum Solar | PSE&G | Accepted | 2020-08-10 | 2020-08-12 | 2021-10-30 | LG | LG 350N1C-V5 | Solar Panels |  | 0.35 | 4 | 251 | 16 |  | Fixed | Roof
NJSTRE1545425937 |  | Transition Incentive Program | Cedar Brook | 8018 | 14 | 11.34 | Residential | Yes | Behind the Meter | Net-metered residential rooftop and canopy |  | None | Tesla Energy Operations Inc. | AC Electric | Accepted | 2020-08-10 | 2020-08-12 | 2021-10-30 | Hanwha Q CELLS | Q.PEAK DUO BLK-G5/SC315 | Solar Panels |  | 0.315 | 5 | 237 | 44 |  | Fixed | Roof
NJSTRE1545425944 |  | Transition Incentive Program | Mount Holly | 8060 | 13 | 4.65 | Residential | Yes | Behind the Meter | Net-metered residential rooftop and canopy |  | None | Complete Solar | PSE&G | Accepted | 2020-08-21 | 2020-09-02 | 2021-10-30 | LONGi | LR6-60HPB | Solar Panels |  | 0.31 | 15 | 242.5 | 30 |  | Fixed | Roof
NJSTRE1545421764 |  | Transition Incentive Program | DUMONT BORO | 7628 | 7 | 8.58 | Residential | No | Behind the Meter | Net-metered residential rooftop and canopy |  | None | Sunrun Installation Services, Inc. | PSE&G | Accepted | 2020-08-07 | 2020-08-12 | 2021-10-30 | LG Electronics | LG330N1C-A5 | Solar Panels |  | 0.33 | 15 | 273 | 23 |  | Fixed | Roof
NJSTRE1545424896 |  | Transition Incentive Program | Hillsborough | 8844 | 5 | 10.88 | Residential | No | Behind the Meter | Net-metered residential rooftop and canopy |  | None | Greentech Solar USA LLC | PSE&G | Accepted | 2020-08-09 | 2020-08-12 | 2021-10-30 | Canadian Solar | CS3K320M | Solar Panels |  | 0.32 | 22 | 278 | 33 |  | Fixed | Roof
NJSTRE1545425263 |  | Transition Incentive Program | Hillsborough | 8844 | 5 | 12.8 | Residential | No | Behind the Meter | Net-metered residential rooftop and canopy |  | None | Greentech Solar USA LLC | PSE&G | Accepted | 2020-08-10 | 2020-08-12 | 2021-10-30 | Canadian Solar | CS3K320M | Solar Panels |  | 0.32 | 24 | 180 | 33 |  | Fixed | Roof
NJSTRE1545425717 |  | Transition Incentive Program | WESTVILLE | 8093 | 15 | 3.78 | Residential | Yes | Behind the Meter | Net-metered residential rooftop and canopy |  | None | Suntuity Solar LLC | PSE&G | Accepted | 2020-08-10 | 2020-08-12 | 2021-10-30 | Longi | LR6-60HPB-315M | Solar Panels |  | 0.315 | 12 | 233 | 35 |  | Fixed | Roof
NJSTRE1545425766 |  | Transition Incentive Program | Union | 7083 | 10 | 8.25 | Residential | No | Behind the Meter | Net-metered residential rooftop and canopy |  | None | LB Electric Co., LLC | PSE&G | As-Built Incomplete | 2020-08-10 | 2020-08-19 | 2021-10-30 | Solarworld | SW275 Mono | Solar Panels |  | 0.275 | 4 | 85.1 | 20 |  | Fixed | Roof
NJSTRE1545425766 |  | Transition Incentive Program | Union | 7083 | 10 | 8.25 | Residential | No | Behind the Meter | Net-metered residential rooftop and canopy |  | None | LB Electric Co., LLC | PSE&G | As-Built Incomplete | 2020-08-10 | 2020-08-19 | 2021-10-30 | Solarworld | SW275 Mono | Solar Panels |  | 0.275 | 7 | 85.1 | 28 |  | Fixed | Roof
NJSTRE1545425766 |  | Transition Incentive Program | Union | 7083 | 10 | 8.25 | Residential | No | Behind the Meter | Net-metered residential rooftop and canopy |  | None | LB Electric Co., LLC | PSE&G | As-Built Incomplete | 2020-08-10 | 2020-08-19 | 2021-10-30 | Solarworld | SW275 Mono | Solar Panels |  | 0.275 | 19 | 176.4 | 22 |  | Fixed | Roof
NJSTRE1545425806 |  | Transition Incentive Program | Plainfield | 7060 | 10 | 6.4 | Residential | No | Behind the Meter | Net-metered residential rooftop and canopy |  | None | New Jersey Suntech | PSE&G | Accepted | 2020-08-10 | 2020-08-12 | 2021-10-30 | Jinko | JKM320-M | Solar Panels |  | 0.32 | 20 | 222 | 43 |  | Fixed | Roof
NJSTRE1545425814 |  | Transition Incentive Program | Evesham Twp | 8053 | 13 | 10.08 | Residential | No | Behind the Meter | Net-metered residential rooftop and canopy |  | None | SunnyMac LLC | PSE&G | Accepted | 2020-08-10 | 2020-08-12 | 2021-10-30 | REC | TWINPEAK 2 Mono | Solar Panels |  | 0.325 | 23 | 152 | 26 |  | Fixed | Roof
NJSTRE1545425801 |  | Transition Incentive Program | Teaneck | 7666 | 7 | 13.94 | Residential | No | Behind the Meter | Net-metered residential rooftop and canopy |  | None | Green Power Energy | PSE&G | Accepted | 2020-08-10 | 2020-08-12 | 2021-10-30 | LG | lg340N1C-V5 | Solar Panels |  | 0.34 | 35 | 112 | 27 |  | Fixed | Roof
NJSTRE1545425865 |  | Transition Incentive Program | Pennsauken | 8109 | 14 | 8.05 | Residential | Yes | Behind the Meter | Net-metered residential rooftop and canopy |  | None | Pro Custom Solar dba Momentum Solar | PSE&G | Accepted | 2020-08-10 | 2020-08-12 | 2021-10-30 | LG | LG 350N1C-V5 | Solar Panels |  | 0.35 | 8 | 236 | 21 |  | Fixed | Roof
NJSTRE1545425879 |  | Transition Incentive Program | Flanders | 7836 | 3 | 18.85 | Residential | Yes | Behind the Meter | Net-metered residential rooftop and canopy |  | None | Vivint Solar Developer, LLC | JCP&L | Accepted | 2020-08-11 | 2020-08-12 | 2021-10-30 | JINKO SOLAR | JKM325M-60HBL | Solar Panels |  | 0.325 | 7 | 20 | 34 |  | Fixed | Roof
NJSTRE1545425941 |  | Transition Incentive Program | Boonton | 7005 | 3 | 12.3 | Residential | Yes | Behind the Meter | Net-metered residential rooftop and canopy |  | None | Vivint Solar Developer, LLC | JCP&L | Accepted | 2020-08-11 | 2020-08-12 | 2021-10-30 | Jinko Solar | JKM325M-60HBL | Solar Panels |  | 0.325 | 19 | 349 | 31 |  | Fixed | Roof
NJSTRE1545425966 |  | Transition Incentive Program | Mount Laurel | 8054 | 13 | 7.56 | Residential | Yes | Behind the Meter | Net-metered residential rooftop and canopy |  | None | Tesla Energy Operations Inc. | PSE&G | Accepted | 2020-08-10 | 2020-08-12 | 2021-10-30 | Hanwha Q CELLS | Q.PEAK DUO BLK-G5/SC315 | Solar Panels |  | 0.315 | 12 | 245 | 27 |  | Fixed | Roof
NJSTRE1545425966 |  | Transition Incentive Program | Mount Laurel | 8054 | 13 | 7.56 | Residential | Yes | Behind the Meter | Net-metered residential rooftop and canopy |  | None | Tesla Energy Operations Inc. | PSE&G | Accepted | 2020-08-10 | 2020-08-12 | 2021-10-30 | Hanwha Q CELLS | Q.PEAK DUO BLK-G5/SC315 | Solar Panels |  | 0.315 | 6 | 65 | 27 |  | Fixed | Roof
NJSTRE1545426001 |  | Transition Incentive Program | Ocean Grove | 7756 | 17 | 6 | Residential | No | Behind the Meter | Net-metered residential rooftop and canopy |  | None | UnitedSolar LLC | JCP&L | Accepted | 2020-08-11 | 2020-08-13 | 2021-10-30 | trina | tsm-dd05A.08 | Solar Panels |  | 0.3 | 20 | 196 | 9 |  | Fixed | Roof
NJSTRE1545426021 |  | Transition Incentive Program | Sicklerville | 8081 | 14 | 12.68 | Residential | Yes | Behind the Meter | Net-metered residential rooftop and canopy |  | None | SunnyMac LLC | AC Electric | Accepted | 2020-08-10 | 2020-08-13 | 2021-10-30 | REC | TWINPEAK 2 Mono | Solar Panels |  | 0.325 | 34 | 123 | 32 |  | Fixed | Roof
NJSTRE1545426041 |  | Transition Incentive Program | PENNSAUKEN | 8110 | 14 | 4.88 | Residential | Yes | Behind the Meter | Net-metered residential rooftop and canopy |  | None | Vivint Solar Developer, LLC | PSE&G | Accepted | 2020-08-11 | 2020-08-13 | 2021-10-30 | JINKO SOLAR | JKM325M-60HL | Solar Panels |  | 0.325 | 2 | 231 | 23 |  | Fixed | Roof
NJSTRE1545426071 |  | Transition Incentive Program | Brick Township | 8723 | 18 | 10.07 | Residential | Yes | Behind the Meter | Net-metered residential rooftop and canopy |  | None | Sunrun Installation Services, Inc. | JCP&L | Accepted | 2020-08-10 | 2020-08-13 | 2021-10-30 | LONGi Green Energy Technology Co Ltd | LR6-60HPB-305M | Solar Panels |  | 0.305 | 9 | 261 | 19 |  | Fixed | Roof
NJSTRE1545426074 |  | Transition Incentive Program | Woodbridge | 7095 | 11 | 12.35 | Residential | Yes | Behind the Meter | Net-metered residential rooftop and canopy |  | None | Vivint Solar Developer, LLC | PSE&G | Accepted | 2020-08-11 | 2020-08-13 | 2021-10-30 | JINKO SOLAR | JKM325M-60HBL | Solar Panels |  | 0.325 | 2 | 264 | 40 |  | Fixed | Roof
NJSTRE1545426098 |  | Transition Incentive Program | Swedesboro | 8085 | 15 | 11.45 | Residential | Yes | Behind the Meter | Net-metered residential rooftop and canopy |  | None | Seabright Solar | AC Electric | Accepted | 2020-08-10 | 2020-08-13 | 2021-10-30 | Sunpower | SPR-E20-327 | Solar Panels |  | 0.327 | 11 | 35 | 26 |  | Fixed | Roof
NJSTRE1545426110 |  | Transition Incentive Program | Colonia | 7067 | 10 | 9.6 | Residential | No | Behind the Meter | Net-metered residential rooftop and canopy |  | None | Vivint Solar Developer, LLC | PSE&G | Accepted | 2020-08-11 | 2020-08-13 | 2021-10-30 | Hanwha Solar | Q.PEAK DUO BLK-G5 320w | Solar Panels |  | 0.32 | 25 | 262 | 23 |  | Fixed | Roof
NJSTRE1545426090 |  | Transition Incentive Program | Bloomfield | 7003 | 9 | 12.68 | Residential | No | Behind the Meter | Net-metered residential rooftop and canopy |  | None | UnitedSolar LLC | PSE&G | Accepted | 2020-08-20 | 2020-08-21 | 2021-10-30 | QCell | Qcell peak Duo-G5 325 | Solar Panels |  | 0.325 | 39 | 245 | 45 |  | Fixed | Roof
NJSTRE1545426120 |  | Transition Incentive Program | Newark | 7015 | 6 | 3340.26 | Commercial | Yes | Behind the Meter | Net-metered non-residential rooftop and canopy |  | None | EnterSolar, LLC | PSE&G | Accepted | 2020-08-10 | 2020-08-13 | 2021-10-30 | JA Solar | JAM72S09-385 | Solar Panels |  | 0.385 | 8676 | 155 | 10 |  | Fixed | Roof
NJSTRE1545426193 |  | Transition Incentive Program | Monroe Township | 8831 | 11 | 12.24 | Residential | No | Behind the Meter | Net-metered residential rooftop and canopy |  | None | Tesla Energy Operations Inc. | JCP&L | Accepted | 2020-08-10 | 2020-08-13 | 2021-10-30 | Hanwha Q-CELLS | Q.Peak DUO BLK-G6+ 340 | Solar Panels |  | 0.34 | 13 | 265 | 35 |  | Fixed | Roof
NJSTRE1545425976 |  | Transition Incentive Program | LAWRENCE TOWNSHIP | 8648 | 12 | 7.04 | Residential | No | Behind the Meter | Net-metered residential rooftop and canopy |  | None | Vivint Solar Developer, LLC | PSE&G | Accepted | 2020-08-24 | 2020-08-24 | 2021-10-30 | Hanwha Solar | Q.PEAK DUO BLK-G5 320w | Solar Panels |  | 0.32 | 22 | 134 | 28 |  | Fixed | Roof
NJSTRE1545426007 |  | Transition Incentive Program | Evesham Township | 8053 | 13 | 1152 | Commercial | No | Behind the Meter | Net-metered non-residential rooftop and canopy |  | None | Brightcore Energy, LLC | PSE&G | Accepted | 2020-08-10 | 2020-08-13 | 2021-10-30 | CanadianSolar | CS3U-400 | Solar Panels |  | 0.4 | 2880 | 269/89 | 5 |  | Fixed | Parking Lot
NJSTRE1545426030 |  | Transition Incentive Program | Evesham Township | 8053 | 13 | 848 | Commercial | No | Behind the Meter | Net-metered non-residential rooftop and canopy |  | None | Brightcore Energy, LLC | PSE&G | Accepted | 2020-08-10 | 2020-08-13 | 2021-10-30 | CanadianSolar | CS3U-400 | Solar Panels |  | 0.4 | 2120 | 269/89 | 5 |  | Fixed | Parking Lot
NJSTRE1545426041 |  | Transition Incentive Program | PENNSAUKEN | 8110 | 14 | 4.88 | Residential | Yes | Behind the Meter | Net-metered residential rooftop and canopy |  | None | Vivint Solar Developer, LLC | PSE&G | Accepted | 2020-08-11 | 2020-08-13 | 2021-10-30 | JINKO SOLAR | JKM325M-60HL | Solar Panels |  | 0.325 | 2 | 231 | 49 |  | Fixed | Roof
NJSTRE1545426071 |  | Transition Incentive Program | Brick Township | 8723 | 18 | 10.07 | Residential | Yes | Behind the Meter | Net-metered residential rooftop and canopy |  | None | Sunrun Installation Services, Inc. | JCP&L | Accepted | 2020-08-10 | 2020-08-13 | 2021-10-30 | LONGi Green Energy Technology Co Ltd | LR6-60HPB-305M | Solar Panels |  | 0.305 | 24 | 81 | 19 |  | Fixed | Roof
NJSTRE1545426069 |  | Transition Incentive Program | Edison | 8817 | 11 | 6.3 | Residential | Yes | Behind the Meter | Net-metered residential rooftop and canopy |  | None | Pro Custom Solar dba Momentum Solar | PSE&G | Accepted | 2020-08-10 | 2020-08-13 | 2021-10-30 | LG ELECTRONICS | LG 350N1C-V5 | Solar Panels |  | 0.35 | 14 | 137 | 25 |  | Fixed | Roof
NJSTRE1545426074 |  | Transition Incentive Program | Woodbridge | 7095 | 11 | 12.35 | Residential | Yes | Behind the Meter | Net-metered residential rooftop and canopy |  | None | Vivint Solar Developer, LLC | PSE&G | Accepted | 2020-08-11 | 2020-08-13 | 2021-10-30 | JINKO SOLAR | JKM325M-60HBL | Solar Panels |  | 0.325 | 5 | 264 | 20 |  | Fixed | Roof
NJSTRE1545426074 |  | Transition Incentive Program | Woodbridge | 7095 | 11 | 12.35 | Residential | Yes | Behind the Meter | Net-metered residential rooftop and canopy |  | None | Vivint Solar Developer, LLC | PSE&G | Accepted | 2020-08-11 | 2020-08-13 | 2021-10-30 | JINKO SOLAR | JKM325M-60HBL | Solar Panels |  | 0.325 | 10 | 264 | 9 |  | Fixed | Roof
NJSTRE1545426116 |  | Transition Incentive Program | Belle Mead | 8502 | 5 | 8.75 | Residential | Yes | Behind the Meter | Net-metered residential rooftop and canopy |  | None | Pro Custom Solar dba Momentum Solar | PSE&G | Accepted | 2020-08-10 | 2020-08-13 | 2021-10-30 | LG ELECTRONICS | LG 350N1C-V5 | Solar Panels |  | 0.35 | 25 | 190 | 27 |  | Fixed | Roof
NJSTRE1545426204 |  | Transition Incentive Program | LODI | 7644 | 7 | 10.08 | Residential | Yes | Behind the Meter | Net-metered residential rooftop and canopy |  | None | Vivint Solar Developer, LLC | PSE&G | Accepted | 2020-08-11 | 2020-08-13 | 2021-10-30 | JINKO SOLAR | JKM325M-60HBL | Solar Panels |  | 0.325 | 14 | 216 | 14 |  | Fixed | Roof
NJSTRE1545426209 |  | Transition Incentive Program | Englishtown | 7726 | 17 | 11.52 | Residential | No | Behind the Meter | Net-metered residential rooftop and canopy |  | None | Tesla Energy Operations Inc. | JCP&L | Accepted | 2020-08-10 | 2020-08-13 | 2021-10-30 | Tesla | SR60T1 | Solar Panels |  | 0.05847 | 58 | 65 | 40 |  | Fixed | Roof
NJSTRE1545426189 |  | Transition Incentive Program | South Brunswick | 8810 | 11 | 822.36 | Commercial | No | Behind the Meter | Net-metered non-residential rooftop and canopy |  | None | EnterSolar, LLC | PSE&G | Accepted | 2020-08-10 | 2020-08-14 | 2021-10-30 | JA Solar | JAM72S09-385 | Solar Panels |  | 0.385 | 2136 | 209 | 10 |  | Fixed | Roof
NJSTRE1545426246 |  | Transition Incentive Program | TRENTON | 8619 | 12 | 5.2 | Residential | Yes | Behind the Meter | Net-metered residential rooftop and canopy |  | None | Vivint Solar Developer, LLC | PSE&G | Accepted | 2020-08-11 | 2020-08-13 | 2021-10-30 | JINKO SOLAR | JKM325M-60HBL | Solar Panels |  | 0.325 | 12 | 94 | 27 |  | Fixed | Roof
NJSTRE1545425719 |  | Transition Incentive Program | Glassboro | 8028 | 15 | 7.56 | Residential | No | Behind the Meter | Net-metered residential rooftop and canopy |  | None | Suntuity Solar LLC | AC Electric | Accepted | 2020-08-10 | 2020-08-13 | 2021-10-30 | Longi | LR6-60HPB-315M | Solar Panels |  | 0.315 | 13 | 115 | 27 |  | Fixed | Roof
NJSTRE1545425722 |  | Transition Incentive Program | West Tuckerton | 8087 | 18 | 6.62 | Residential | Yes | Behind the Meter | Net-metered residential rooftop and canopy |  | None | Suntuity Solar LLC | AC Electric | Accepted | 2020-08-11 | 2020-08-12 | 2021-10-30 | Longi | LR6-60HPB-315M | Solar Panels |  | 0.315 | 6 | 225 | 37 |  | Fixed | Roof
NJSTRE1545425722 |  | Transition Incentive Program | West Tuckerton | 8087 | 18 | 6.62 | Residential | Yes | Behind the Meter | Net-metered residential rooftop and canopy |  | None | Suntuity Solar LLC | AC Electric | Accepted | 2020-08-11 | 2020-08-12 | 2021-10-30 | Longi | LR6-60HPB-315M | Solar Panels |  | 0.315 | 9 | 225 | 37 |  | Fixed | Roof
NJSTRE1545425768 |  | Transition Incentive Program | Cherry Hill Twp | 8003 | 14 | 5.53 | Residential | No | Behind the Meter | Net-metered residential rooftop and canopy |  | None | SunnyMac LLC | PSE&G | Accepted | 2020-08-10 | 2020-08-12 | 2021-10-30 | REC | TWINPEAK 2 MONO | Solar Panels |  | 0.325 | 17 | 170 | 23 |  | Fixed | Roof
NJSTRE1545425851 |  | Transition Incentive Program | BELFORD | 7718 | 17 | 5.85 | Residential | Yes | Behind the Meter | Net-metered residential rooftop and canopy |  | None | Vivint Solar Developer, LLC | JCP&L | Accepted | 2020-08-11 | 2020-08-13 | 2021-10-30 | JINKO SOLAR | JKM325M-60HBL | Solar Panels |  | 0.325 | 8 | 21 | 23 |  | Fixed | Roof
NJSTRE1545425890 |  | Transition Incentive Program | Hasbrouck Heights | 7604 | 7 | 6.3 | Residential | Yes | Behind the Meter | Net-metered residential rooftop and canopy |  | None | Pro Custom Solar dba Momentum Solar | PSE&G | Accepted | 2020-08-10 | 2020-08-12 | 2021-10-30 | LG | LG 350N1C-V5 | Solar Panels |  | 0.35 | 6 | 308 | 10 |  | Fixed | Roof
NJSTRE1545425899 |  | Transition Incentive Program | WILLIAMSTOWN | 8094 | 15 | 9.75 | Residential | Yes | Behind the Meter | Net-metered residential rooftop and canopy |  | None | Vivint Solar Developer, LLC | AC Electric | Accepted | 2020-08-11 | 2020-08-12 | 2021-10-30 | JINKO SOLAR | JKM325M-60HBL | Solar Panels |  | 0.325 | 13 | 268 | 16 |  | Fixed | Roof
NJSTRE1545425879 |  | Transition Incentive Program | Flanders | 7836 | 3 | 18.85 | Residential | Yes | Behind the Meter | Net-metered residential rooftop and canopy |  | None | Vivint Solar Developer, LLC | JCP&L | Accepted | 2020-08-11 | 2020-08-12 | 2021-10-30 | JINKO SOLAR | JKM325M-60HBL | Solar Panels |  | 0.325 | 6 | 290 | 34 |  | Fixed | Roof
NJSTRE1545425920 |  | Transition Incentive Program | WILLIAMSTOWN | 8094 | 15 | 6.83 | Residential | Yes | Behind the Meter | Net-metered residential rooftop and canopy |  | None | Vivint Solar Developer, LLC | AC Electric | Accepted | 2020-08-11 | 2020-08-12 | 2021-10-30 | JINKO SOLAR | JKM325M-60HBL | Solar Panels |  | 0.325 | 21 | 163 | 23 |  | Fixed | Roof
NJSTRE1545425958 |  | Transition Incentive Program | PISCATAWAY | 8854 | 11 | 5.85 | Residential | Yes | Behind the Meter | Net-metered residential rooftop and canopy |  | None | Vivint Solar Developer, LLC | PSE&G | Accepted | 2020-08-10 | 2020-08-17 | 2021-10-30 | JINKO SOLAR | JKM325M-60HBL | Solar Panels |  | 0.325 | 6 | 163 | 17 |  | Fixed | Roof
NJSTRE1545425968 |  | Transition Incentive Program | Millville | 8332 | 20 | 9.52 | Residential | Yes | Behind the Meter | Net-metered residential rooftop and canopy |  | None | Trinity Solar | AC Electric | Accepted | 2020-08-10 | 2020-08-12 | 2021-10-30 | Hanwha 340 | Q.PEAK DUO BLK-G6 340 | Solar Panels |  | 0.34 | 4 | 180 | 52 |  | Fixed | Roof
NJSTRE1545425968 |  | Transition Incentive Program | Millville | 8332 | 20 | 9.52 | Residential | Yes | Behind the Meter | Net-metered residential rooftop and canopy |  | None | Trinity Solar | AC Electric | Accepted | 2020-08-10 | 2020-08-12 | 2021-10-30 | Hanwha 340 | Q.PEAK DUO BLK-G6 340 | Solar Panels |  | 0.34 | 3 | 180 | 9 |  | Fixed | Roof
NJSTRE1545426041 |  | Transition Incentive Program | PENNSAUKEN | 8110 | 14 | 4.88 | Residential | Yes | Behind the Meter | Net-metered residential rooftop and canopy |  | None | Vivint Solar Developer, LLC | PSE&G | Accepted | 2020-08-11 | 2020-08-13 | 2021-10-30 | JINKO SOLAR | JKM325M-60HL | Solar Panels |  | 0.325 | 2 | 51 | 49 |  | Fixed | Roof
NJSTRE1545425801 |  | Transition Incentive Program | Teaneck | 7666 | 7 | 13.94 | Residential | No | Behind the Meter | Net-metered residential rooftop and canopy |  | None | Green Power Energy | PSE&G | Accepted | 2020-08-10 | 2020-08-12 | 2021-10-30 | Lg electronics | LG340N1C-V5 | Solar Panels |  | 0.34 | 6 | 21 | 27 |  | Fixed | Roof
NJSTRE1545425829 |  | Transition Incentive Program | NORTH PLAINFIELD | 7063 | 10 | 11.7 | Residential | Yes | Behind the Meter | Net-metered residential rooftop and canopy |  | None | Vivint Solar Developer, LLC | PSE&G | Accepted | 2020-08-11 | 2020-08-12 | 2021-10-30 | JINKO SOLAR | JKM325M-60HBL | Solar Panels |  | 0.325 | 16 | 327 | 22 |  | Fixed | Roof
NJSTRE1545425838 |  | Transition Incentive Program | MOORESTOWN | 8057 | 13 | 7.8 | Residential | Yes | Behind the Meter | Net-metered residential rooftop and canopy |  | None | Vivint Solar Developer, LLC | PSE&G | Accepted | 2020-08-11 | 2020-08-13 | 2021-10-30 | JINKO SOLAR | JKM325M-60HBL | Solar Panels |  | 0.325 | 9 | 309 | 17 |  | Fixed | Roof
NJSTRE1545425848 |  | Transition Incentive Program | Medford | 8055 | 13 | 11.7 | Residential | No | Behind the Meter | Net-metered residential rooftop and canopy |  | None | Impact Solar LLC | AC Electric | Final As-Built Received | 2020-08-10 | 2020-08-13 | 2021-10-30 | hanwha | Q.PEAKDUO-G5325 | Solar Panels |  | 0.325 | 36 | 193 | 31 |  | Fixed | Roof
NJSTRE1545425879 |  | Transition Incentive Program | Flanders | 7836 | 3 | 18.85 | Residential | Yes | Behind the Meter | Net-metered residential rooftop and canopy |  | None | Vivint Solar Developer, LLC | JCP&L | Accepted | 2020-08-11 | 2020-08-12 | 2021-10-30 | JINKO SOLAR | JKM325M-60HBL | Solar Panels |  | 0.325 | 3 | 200 | 34 |  | Fixed | Roof
NJSTRE1545425879 |  | Transition Incentive Program | Flanders | 7836 | 3 | 18.85 | Residential | Yes | Behind the Meter | Net-metered residential rooftop and canopy |  | None | Vivint Solar Developer, LLC | JCP&L | Accepted | 2020-08-11 | 2020-08-12 | 2021-10-30 | JINKO SOLAR | JKM325M-60HBL | Solar Panels |  | 0.325 | 24 | 290 | 34 |  | Fixed | Roof
NJSTRE1545425919 |  | Transition Incentive Program | Willingboro | 8046 | 13 | 7.35 | Residential | Yes | Behind the Meter | Net-metered residential rooftop and canopy |  | None | Pro Custom Solar dba Momentum Solar | PSE&G | Accepted | 2020-08-10 | 2020-08-12 | 2021-10-30 | LG | LG 350N1C-V5 | Solar Panels |  | 0.35 | 17 | 251 | 23 |  | Fixed | Roof
NJSTRE1545425966 |  | Transition Incentive Program | Mount Laurel | 8054 | 13 | 7.56 | Residential | Yes | Behind the Meter | Net-metered residential rooftop and canopy |  | None | Tesla Energy Operations Inc. | PSE&G | Accepted | 2020-08-10 | 2020-08-12 | 2021-10-30 | Hanwha Q CELLS | Q.PEAK DUO BLK-G5/SC315 | Solar Panels |  | 0.315 | 6 | 245 | 27 |  | Fixed | Roof
NJSTRE1545425968 |  | Transition Incentive Program | Millville | 8332 | 20 | 9.52 | Residential | Yes | Behind the Meter | Net-metered residential rooftop and canopy |  | None | Trinity Solar | AC Electric | Accepted | 2020-08-10 | 2020-08-12 | 2021-10-30 | Hanwha 340 | Q.PEAK DUO BLK-G6 340 | Solar Panels |  | 0.34 | 5 | 0 | 14 |  | Fixed | Roof
NJSTRE1545426016 |  | Transition Incentive Program | WEST BERLIN | 8091 | 14 | 6.72 | Residential | No | Behind the Meter | Net-metered residential rooftop and canopy |  | None | Vivint Solar Developer, LLC | AC Electric | Accepted | 2020-08-11 | 2020-08-13 | 2021-10-30 | Hanwha Solar | Q.PEAK DUO BLK-G5 320w | Solar Panels |  | 0.32 | 21 | 184 | 22 |  | Fixed | Roof
NJSTRE1545426041 |  | Transition Incentive Program | PENNSAUKEN | 8110 | 14 | 4.88 | Residential | Yes | Behind the Meter | Net-metered residential rooftop and canopy |  | None | Vivint Solar Developer, LLC | PSE&G | Accepted | 2020-08-11 | 2020-08-13 | 2021-10-30 | JINKO SOLAR | JKM325M-60HL | Solar Panels |  | 0.325 | 3 | 141 | 37 |  | Fixed | Roof
NJSTRE1545426098 |  | Transition Incentive Program | Swedesboro | 8085 | 15 | 11.45 | Residential | Yes | Behind the Meter | Net-metered residential rooftop and canopy |  | None | Seabright Solar | AC Electric | Accepted | 2020-08-10 | 2020-08-13 | 2021-10-30 | Sunpower | SPR-E20-327 | Solar Panels |  | 0.327 | 18 | 215 | 26 |  | Fixed | Roof
NJSTRE1545426098 |  | Transition Incentive Program | Swedesboro | 8085 | 15 | 11.45 | Residential | Yes | Behind the Meter | Net-metered residential rooftop and canopy |  | None | Seabright Solar | AC Electric | Accepted | 2020-08-10 | 2020-08-13 | 2021-10-30 | Sunpower | SPR-E20-327 | Solar Panels |  | 0.327 | 6 | 35 | 26 |  | Fixed | Roof
NJSTRE1545425836 |  | Transition Incentive Program | Wenonah | 8090 | 15 | 7.35 | Residential | Yes | Behind the Meter | Net-metered residential rooftop and canopy |  | None | Pro Custom Solar dba Momentum Solar | PSE&G | Accepted | 2020-08-10 | 2020-08-13 | 2021-10-30 | LG | LG 350N1C-V5 | Solar Panels |  | 0.35 | 4 | 86 | 26 |  | Fixed | Roof
NJSTRE1545425851 |  | Transition Incentive Program | BELFORD | 7718 | 17 | 5.85 | Residential | Yes | Behind the Meter | Net-metered residential rooftop and canopy |  | None | Vivint Solar Developer, LLC | JCP&L | Accepted | 2020-08-11 | 2020-08-13 | 2021-10-30 | JINKO SOLAR | JKM325M-60HBL | Solar Panels |  | 0.325 | 10 | 111 | 23 |  | Fixed | Roof
NJSTRE1545425865 |  | Transition Incentive Program | Pennsauken | 8109 | 14 | 8.05 | Residential | Yes | Behind the Meter | Net-metered residential rooftop and canopy |  | None | Pro Custom Solar dba Momentum Solar | PSE&G | Accepted | 2020-08-10 | 2020-08-12 | 2021-10-30 | LG | LG 350N1C-V5 | Solar Panels |  | 0.35 | 7 | 56 | 20 |  | Fixed | Roof
NJSTRE1545425890 |  | Transition Incentive Program | Hasbrouck Heights | 7604 | 7 | 6.3 | Residential | Yes | Behind the Meter | Net-metered residential rooftop and canopy |  | None | Pro Custom Solar dba Momentum Solar | PSE&G | Accepted | 2020-08-10 | 2020-08-12 | 2021-10-30 | LG | LG 350N1C-V5 | Solar Panels |  | 0.35 | 12 | 128 | 29 |  | Fixed | Roof
NJSTRE1545425879 |  | Transition Incentive Program | Flanders | 7836 | 3 | 18.85 | Residential | Yes | Behind the Meter | Net-metered residential rooftop and canopy |  | None | Vivint Solar Developer, LLC | JCP&L | Accepted | 2020-08-11 | 2020-08-12 | 2021-10-30 | JINKO SOLAR | JKM325M-60HBL | Solar Panels |  | 0.325 | 4 | 200 | 40 |  | Fixed | Roof
NJSTRE1545425879 |  | Transition Incentive Program | Flanders | 7836 | 3 | 18.85 | Residential | Yes | Behind the Meter | Net-metered residential rooftop and canopy |  | None | Vivint Solar Developer, LLC | JCP&L | Accepted | 2020-08-11 | 2020-08-12 | 2021-10-30 | JINKO SOLAR | JKM325M-60HBL | Solar Panels |  | 0.325 | 2 | 20 | 40 |  | Fixed | Roof
NJSTRE1545426219 |  | Transition Incentive Program | wantage | 7461 | 1 | 7.8 | Residential | No | Behind the Meter | Net-metered residential rooftop and canopy |  | None | United Solar LLC | Sussex Rural | Final As-Built Received | 2020-08-10 | 2020-08-13 | 2021-10-30 | Trina Solar | TSM-300DD05A.05(II) | Solar Panels |  | 0.3 | 26 | 141 | 40 |  | Fixed | Roof
NJSTRE1545426210 |  | Transition Incentive Program | Northfield | 8225 | 19 | 4.9 | Residential | No | Behind the Meter | Net-metered residential rooftop and canopy |  | None | Geoscape Solar | AC Electric | Accepted | 2020-08-10 | 2020-08-13 | 2021-10-30 | LG Electronics | LG350N1C-V5 | Solar Panels |  | 0.35 | 14 | 133 | 28 |  | Fixed | Roof
NJSTRE1545426263 |  | Transition Incentive Program | Gibbstown | 8027 | 15 | 11.84 | Residential | No | Behind the Meter | Net-metered residential rooftop and canopy |  | None | EMT Renewables | AC Electric | Final As-Built Received | 2020-08-10 | 2020-08-13 | 2021-10-30 | Trina | 320-BLK | Solar Panels |  | 0.32 | 14 | 218 | 25 |  | Fixed | Roof
NJSTRE1545426259 |  | Transition Incentive Program | East Orange | 7017 | 9 | 4.2 | Residential | Yes | Behind the Meter | Net-metered residential rooftop and canopy |  | None | Pro Custom Solar dba Momentum Solar | PSE&G | Accepted | 2020-08-10 | 2020-08-13 | 2021-10-30 | LG | LG 350N1C-V5 | Solar Panels |  | 0.35 | 7 | 112 | 5 |  | Fixed | Roof
NJSTRE1545426317 |  | Transition Incentive Program | BLACKWOOD | 8012 | 14 | 7.8 | Residential | Yes | Behind the Meter | Net-metered residential rooftop and canopy |  | None | Vivint Solar Developer, LLC | PSE&G | Accepted | 2020-08-14 | 2020-08-14 | 2021-10-30 | JINKO SOLAR | JKM325M-60HBL | Solar Panels |  | 0.325 | 10 | 314 | 27 |  | Fixed | Roof
NJSTRE1545426339 |  | Transition Incentive Program | Monroe Township | 8831 | 11 | 8.84 | Residential | No | Behind the Meter | Net-metered residential rooftop and canopy |  | None | Tesla Energy Operations Inc. | JCP&L | Accepted | 2020-08-10 | 2020-08-13 | 2021-10-30 | Hanwha Q-CELLS | Q.Peak DUO BLK-G6+ 340 | Solar Panels |  | 0.34 | 20 | 98 | 35 |  | Fixed | Roof
NJSTRE1545426389 |  | Transition Incentive Program | North Arlington | 7031 | 7 | 12.75 | Residential | No | Behind the Meter | Net-metered residential rooftop and canopy |  | None | Seabright Solar | PSE&G | Accepted | 2020-08-10 | 2020-08-13 | 2021-10-30 | Sunpower | SPR-E20-327 | Solar Panels |  | 0.327 | 3 | 304 | 16 |  | Fixed | Roof
NJSTRE1545425941 |  | Transition Incentive Program | Boonton | 7005 | 3 | 12.3 | Residential | Yes | Behind the Meter | Net-metered residential rooftop and canopy |  | None | Vivint Solar Developer, LLC | JCP&L | Accepted | 2020-08-11 | 2020-08-12 | 2021-10-30 | Jinko Solar | JKM325M-60HBL | Solar Panels |  | 0.3225 | 19 | 169 | 31 |  | Fixed | Roof
NJSTRE1545425968 |  | Transition Incentive Program | Millville | 8332 | 20 | 9.52 | Residential | Yes | Behind the Meter | Net-metered residential rooftop and canopy |  | None | Trinity Solar | AC Electric | Accepted | 2020-08-10 | 2020-08-12 | 2021-10-30 | Hanwha 340 | Q.PEAK DUO BLK-G6 340 | Solar Panels |  | 0.34 | 7 | 90 | 45 |  | Fixed | Roof
NJSTRE1545426058 |  | Transition Incentive Program | HEWETT | 7421 | 6 | 8.1 | Residential | No | Behind the Meter | Net-metered residential rooftop and canopy |  | None | United Solar LLC | Orange Rockland Electric | Final As-Built Received | 2020-08-10 | 2020-08-13 | 2021-10-30 | TRINA | TSM-300D05A.05 | Solar Panels |  | 0.3 | 27 | 90 | 18 |  | Fixed | Roof
NJSTRE1545426173 |  | Transition Incentive Program | Southampton | 8088 | 13 | 15.36 | Residential | Yes | Behind the Meter | Net-metered residential rooftop and canopy |  | None | All Season Solar | PSE&G | Accepted | 2020-08-13 | 2020-08-13 | 2021-10-30 | tRINA | TSMDD06M.05II | Solar Panels |  | 0.32 | 20 | 65 | 245 |  | Fixed | Roof
NJSTRE1545426250 |  | Transition Incentive Program | Sicklerville | 8081 | 14 | 13.73 | Residential | Yes | Behind the Meter | Net-metered residential rooftop and canopy |  | None | Seabright Solar | AC Electric | Accepted | 2020-08-21 | 2020-08-21 | 2021-10-30 | Sunpower | SPR-E20-327 | Solar Panels |  | 0.327 | 8 | 135 | 36 |  | Fixed | Roof
NJSTRE1545426304 |  | Transition Incentive Program | FLANDERS | 7836 | 3 | 17.55 | Residential | Yes | Behind the Meter | Net-metered residential rooftop and canopy |  | None | Vivint Solar Developer, LLC | JCP&L | Accepted | 2020-08-11 | 2020-08-13 | 2021-10-30 | Jinko Solar | JKM325M-60HBL | Solar Panels |  | 0.325 | 45 | 264 | 21 |  | Fixed | Roof
NJSTRE1545426305 |  | Transition Incentive Program | Pleasantville | 8232 | 19 | 8.84 | Residential | Yes | Behind the Meter | Net-metered residential rooftop and canopy |  | None | Castle Energy, LLC | AC Electric | Accepted | 2020-08-10 | 2020-08-13 | 2021-10-30 | Hanwha Q-Cells | Q.Peak DUO BLK-G6 340 | Solar Panels |  | 0.34 | 12 | 209 | 27 |  | Fixed | Roof
NJSTRE1545426309 |  | Transition Incentive Program | Cherry Hill TWP | 8003 | 14 | 8.42 | Residential | No | Behind the Meter | Net-metered residential rooftop and canopy |  | None | Tesla Energy Operations Inc. | PSE&G | Accepted | 2020-08-10 | 2020-08-13 | 2021-10-30 | Tesla | SR60T1 | Solar Panels |  | 0.05847 | 64 | 210 | 23 |  | Fixed | Roof
NJSTRE1545426321 |  | Transition Incentive Program | ┬áNew Brunswick | 8901 | 11 | 8.75 | Residential | No | Behind the Meter | Net-metered residential rooftop and canopy |  | None | Seabright Solar | PSE&G | Accepted | 2020-08-11 | 2020-08-13 | 2021-10-30 | Sunpower | SPR-X21-350 | Solar Panels |  | 0.35 | 6 | 308 | 40 |  | Fixed | Roof
NJSTRE1545426317 |  | Transition Incentive Program | BLACKWOOD | 8012 | 14 | 7.8 | Residential | Yes | Behind the Meter | Net-metered residential rooftop and canopy |  | None | Vivint Solar Developer, LLC | PSE&G | Accepted | 2020-08-14 | 2020-08-14 | 2021-10-30 | JINKO SOLAR | JKM325M-60HBL | Solar Panels |  | 0.325 | 4 | 134 | 13 |  | Fixed | Roof
NJSTRE1545426343 |  | Transition Incentive Program | North Brunswick | 8902 | 11 | 8.75 | Residential | Yes | Behind the Meter | Net-metered residential rooftop and canopy |  | None | Pro Custom Solar dba Momentum Solar | PSE&G | Accepted | 2020-08-10 | 2020-08-13 | 2021-10-30 | LG ELECTRONICS | LG 350N1C-V5 | Solar Panels |  | 0.35 | 12 | 55 | 21 |  | Fixed | Roof
NJSTRE1545428096 |  | Transition Incentive Program | Morris Plains | 7950 | 3 | 5.44 | Residential | Yes | Behind the Meter | Net-metered residential rooftop and canopy |  | None | EMT Renewables | JCP&L | Accepted | 2020-08-11 | 2020-08-13 | 2021-10-30 | Trina | 320-BLK | Solar Panels |  | 0.32 | 17 | 191 | 40 |  | Fixed | Roof
NJSTRE1545428131 |  | Transition Incentive Program | Chesterfield | 8515 | 13 | 5.78 | Residential | No | Behind the Meter | Net-metered residential rooftop and canopy |  | None | Pro Custom Solar dba Momentum Solar | PSE&G | Accepted | 2020-08-11 | 2020-08-13 | 2021-10-30 | HANWHA | Q.PEAK DUO BLK G6+ 340 | Solar Panels |  | 0.34 | 5 | 172 | 28 |  | Fixed | Roof
NJSTRE1545419877 |  | Transition Incentive Program | ENGLISHTOWN | 7726 | 17 | 7.02 | Residential | Yes | Behind the Meter | Net-metered residential rooftop and canopy |  | None | Sunrun Installation Services, Inc. | JCP&L | Accepted | 2020-08-07 | 2020-08-12 | 2021-10-30 | LONGi Green Energy Technology Co Ltd | LR6-60HPB-305M | Solar Panels |  | 0.305 | 6 | 265 | 18 |  | Fixed | Roof
NJSTRE1545419904 |  | Transition Incentive Program | Landisville | 8326 | 19 | 9.86 | Residential | Yes | Behind the Meter | Net-metered residential rooftop and canopy |  | None | Castle Energy, LLC | AC Electric | Accepted | 2020-08-07 | 2020-08-12 | 2021-10-30 | Hanwha Q-Cells | Q.Peak DUO BLK-G6 340 | Solar Panels |  | 0.34 | 29 | 244 | 25 |  | Fixed | Roof
NJSTRE1545419917 |  | Transition Incentive Program | ┬áPaterson City | 7502 | 6 | 6.54 | Residential | Yes | Behind the Meter | Net-metered residential rooftop and canopy |  | None | Seabright Solar | PSE&G | Accepted | 2020-08-07 | 2020-08-12 | 2021-10-30 | Sunpower | SPR-E20-327 | Solar Panels |  | 0.327 | 14 | 139 | 30 |  | Fixed | Roof
NJSTRE1545421763 |  | Transition Incentive Program | HILLSBOROUGH TWP | 8844 | 5 | 10.89 | Residential | Yes | Behind the Meter | Net-metered residential rooftop and canopy |  | None | Sunrun Installation Services, Inc. | PSE&G | Accepted | 2020-08-07 | 2020-08-12 | 2021-10-30 | LG Electronics | LG330N1C-A5 | Solar Panels |  | 0.33 | 9 | 248 | 33 |  | Fixed | Roof
NJSTRE1545425331 |  | Transition Incentive Program | Ridgefield | 7657 | 7 | 7.52 | Residential | Yes | Behind the Meter | Net-metered residential rooftop and canopy |  | None | SunPower Corporation, Systems | PSE&G | Accepted | 2020-08-10 | 2020-08-12 | 2021-10-30 | SunPower | SPR-E20-327-E-AC | Solar Panels |  | 0.327 | 11 | 36 | 40 |  | Fixed | Roof
NJSTRE1545425710 |  | Transition Incentive Program | Forked River | 8731 | 18 | 4.91 | Residential | Yes | Behind the Meter | Net-metered residential rooftop and canopy |  | None | SunPower Corporation, Systems | JCP&L | Accepted | 2020-08-11 | 2020-08-12 | 2021-10-30 | SunPower | SPR-E20-327-E-AC | Solar Panels |  | 0.327 | 15 | 213 | 45 |  | Fixed | Roof
NJSTRE1545425715 |  | Transition Incentive Program | Deptford Township | 8096 | 15 | 7.88 | Residential | No | Behind the Meter | Net-metered residential rooftop and canopy |  | None | Suntuity Solar LLC | PSE&G | Accepted | 2020-08-10 | 2020-08-12 | 2021-10-30 | Longi | LR6-60HPB-315M | Solar Panels |  | 0.315 | 25 | 278 | 25 |  | Fixed | Roof
NJSTRE1545425719 |  | Transition Incentive Program | Glassboro | 8028 | 15 | 7.56 | Residential | No | Behind the Meter | Net-metered residential rooftop and canopy |  | None | Suntuity Solar LLC | AC Electric | Accepted | 2020-08-10 | 2020-08-13 | 2021-10-30 | Longi | LR6-60HPB-315M | Solar Panels |  | 0.315 | 5 | 295 | 27 |  | Fixed | Roof
NJSTRE1545425784 |  | Transition Incentive Program | GIBBSTOWN | 8027 | 15 | 8.45 | Residential | Yes | Behind the Meter | Net-metered residential rooftop and canopy |  | None | Vivint Solar Developer, LLC | AC Electric | Accepted | 2020-08-11 | 2020-08-12 | 2021-10-30 | JINKO SOLAR | JKM325M-60HBL | Solar Panels |  | 0.325 | 26 | 173 | 10 |  | Fixed | Roof
NJSTRE1545425805 |  | Transition Incentive Program | Swedesboro | 8085 | 15 | 12.75 | Residential | Yes | Behind the Meter | Net-metered residential rooftop and canopy |  | None | Seabright Solar | AC Electric | Accepted | 2020-08-10 | 2020-08-12 | 2021-10-30 | Sunpower | SPR-E20-327 | Solar Panels |  | 0.327 | 11 | 251 | 27 |  | Fixed | Roof
NJSTRE1545425836 |  | Transition Incentive Program | Wenonah | 8090 | 15 | 7.35 | Residential | Yes | Behind the Meter | Net-metered residential rooftop and canopy |  | None | Pro Custom Solar dba Momentum Solar | PSE&G | Accepted | 2020-08-10 | 2020-08-13 | 2021-10-30 | LG | LG 350N1C-V5 | Solar Panels |  | 0.35 | 17 | 266 | 25 |  | Fixed | Roof
NJSTRE1545426021 |  | Transition Incentive Program | Sicklerville | 8081 | 14 | 12.68 | Residential | Yes | Behind the Meter | Net-metered residential rooftop and canopy |  | None | SunnyMac LLC | AC Electric | Accepted | 2020-08-10 | 2020-08-13 | 2021-10-30 | REC | TWINPEAK 2 Mono | Solar Panels |  | 0.325 | 5 | 123 | 32 |  | Fixed | Roof
NJSTRE1545426069 |  | Transition Incentive Program | Edison | 8817 | 11 | 6.3 | Residential | Yes | Behind the Meter | Net-metered residential rooftop and canopy |  | None | Pro Custom Solar dba Momentum Solar | PSE&G | Accepted | 2020-08-10 | 2020-08-13 | 2021-10-30 | LG ELECTRONICS | LG 350N1C-V5 | Solar Panels |  | 0.35 | 4 | 317 | 25 |  | Fixed | Roof
NJSTRE1545426074 |  | Transition Incentive Program | Woodbridge | 7095 | 11 | 12.35 | Residential | Yes | Behind the Meter | Net-metered residential rooftop and canopy |  | None | Vivint Solar Developer, LLC | PSE&G | Accepted | 2020-08-11 | 2020-08-13 | 2021-10-30 | JINKO SOLAR | JKM325M-60HBL | Solar Panels |  | 0.325 | 11 | 84 | 40 |  | Fixed | Roof
NJSTRE1545426193 |  | Transition Incentive Program | Monroe Township | 8831 | 11 | 12.24 | Residential | No | Behind the Meter | Net-metered residential rooftop and canopy |  | None | Tesla Energy Operations Inc. | JCP&L | Accepted | 2020-08-10 | 2020-08-13 | 2021-10-30 | Hanwha Q-CELLS | Q.Peak DUO BLK-G6+ 340 | Solar Panels |  | 0.34 | 9 | 85 | 35 |  | Fixed | Roof
NJSTRE1545426263 |  | Transition Incentive Program | Gibbstown | 8027 | 15 | 11.84 | Residential | No | Behind the Meter | Net-metered residential rooftop and canopy |  | None | EMT Renewables | AC Electric | Final As-Built Received | 2020-08-10 | 2020-08-13 | 2021-10-30 | Trina | 320-BLK | Solar Panels |  | 0.32 | 18 | 219 | 29 |  | Fixed | Roof
NJSTRE1545426255 |  | Transition Incentive Program | SPRING LAKE | 7762 | 17 | 2.6 | Residential | Yes | Behind the Meter | Net-metered residential rooftop and canopy |  | None | Vivint Solar Developer, LLC | JCP&L | Accepted | 2020-08-14 | 2020-08-17 | 2021-10-30 | JINKO SOLAR | JKM325M-60HBL | Solar Panels |  | 0.325 | 5 | 11 | 30 |  | Fixed | Roof
NJSTRE1545426305 |  | Transition Incentive Program | Pleasantville | 8232 | 19 | 8.84 | Residential | Yes | Behind the Meter | Net-metered residential rooftop and canopy |  | None | Castle Energy, LLC | AC Electric | Accepted | 2020-08-10 | 2020-08-13 | 2021-10-30 | Hanwha Q-Cells | Q.Peak DUO BLK-G6 340 | Solar Panels |  | 0.34 | 14 | 29 | 27 |  | Fixed | Roof
NJSTRE1545426309 |  | Transition Incentive Program | Cherry Hill TWP | 8003 | 14 | 8.42 | Residential | No | Behind the Meter | Net-metered residential rooftop and canopy |  | None | Tesla Energy Operations Inc. | PSE&G | Accepted | 2020-08-10 | 2020-08-13 | 2021-10-30 | Tesla | SR60T1 | Solar Panels |  | 0.05847 | 34 | 120 | 23 |  | Fixed | Roof
NJSTRE1545426334 |  | Transition Incentive Program | Swedesboro | 8085 | 15 | 16.02 | Residential | Yes | Behind the Meter | Net-metered residential rooftop and canopy |  | None | Seabright Solar | AC Electric | Accepted | 2020-08-12 | 2020-08-13 | 2021-10-30 | Sunpower | SPR-E20-327 | Solar Panels |  | 0.327 | 10 | 124 | 34 |  | Fixed | Roof
NJSTRE1545428076 |  | Transition Incentive Program | BARNEGAT | 8005 | 18 | 7.56 | Residential | No | Behind the Meter | Net-metered residential rooftop and canopy |  | None | Suntuity Solar LLC | JCP&L | Accepted | 2020-08-11 | 2020-08-13 | 2021-10-30 | Longi | LR6-60HPB-315M | Solar Panels |  | 0.315 | 12 | 148 | 27 |  | Fixed | Roof
NJSTRE1545428191 |  | Transition Incentive Program | Woodbridge | 7095 | 11 | 6.97 | Residential | No | Behind the Meter | Net-metered residential rooftop and canopy |  | None | GenRenew, LLC | PSE&G | Accepted | 2020-08-11 | 2020-08-13 | 2021-10-30 | Sunpower | SPR-A410-G-AC | Solar Panels |  | 0.41 | 3 | 159 | 23 |  | Fixed | Roof
NJSTRE1545428354 |  | Transition Incentive Program | Little Egg Harbor TWSP | 8087 | 18 | 7.02 | Residential | Yes | Behind the Meter | Net-metered residential rooftop and canopy |  | None | Sunrun Installation Services, Inc. | AC Electric | Accepted | 2020-08-11 | 2020-08-13 | 2021-10-30 | LONGi Green Energy Technology Co Ltd | LR6-60HPB-305M | Solar Panels |  | 0.305 | 6 | 335 | 34 |  | Fixed | Roof
NJSTRE1545428355 |  | Transition Incentive Program | MORRISTOWN | 7960 | 3 | 8.45 | Residential | Yes | Behind the Meter | Net-metered residential rooftop and canopy |  | None | Vivint Solar Developer, LLC | JCP&L | Accepted | 2020-08-12 | 2020-08-13 | 2021-10-30 | JINKO SOLAR | JKM325M-60HBL | Solar Panels |  | 0.325 | 8 | 214 | 39 |  | Fixed | Roof
NJSTRE1545428371 |  | Transition Incentive Program | EAST HANOVER | 7936 | 3 | 8.45 | Residential | Yes | Behind the Meter | Net-metered residential rooftop and canopy |  | None | Vivint Solar Developer, LLC | JCP&L | Accepted | 2020-08-12 | 2020-08-13 | 2021-10-30 | JINKO SOLAR | JKM325M-60HBL | Solar Panels |  | 0.325 | 26 | 172 | 31 |  | Fixed | Roof
NJSTRE1545426041 |  | Transition Incentive Program | PENNSAUKEN | 8110 | 14 | 4.88 | Residential | Yes | Behind the Meter | Net-metered residential rooftop and canopy |  | None | Vivint Solar Developer, LLC | PSE&G | Accepted | 2020-08-11 | 2020-08-13 | 2021-10-30 | JINKO SOLAR | JKM325M-60HL | Solar Panels |  | 0.325 | 6 | 141 | 45 |  | Fixed | Roof
NJSTRE1545426110 |  | Transition Incentive Program | Colonia | 7067 | 10 | 9.6 | Residential | No | Behind the Meter | Net-metered residential rooftop and canopy |  | None | Vivint Solar Developer, LLC | PSE&G | Accepted | 2020-08-11 | 2020-08-13 | 2021-10-30 | Hanwha Solar | Q.PEAK DUO BLK-G5 320w | Solar Panels |  | 0.32 | 5 | 82 | 23 |  | Fixed | Roof
NJSTRE1545426173 |  | Transition Incentive Program | Southampton | 8088 | 13 | 15.36 | Residential | Yes | Behind the Meter | Net-metered residential rooftop and canopy |  | None | All Season Solar | PSE&G | Accepted | 2020-08-13 | 2020-08-13 | 2021-10-30 | Trina | TSMDD06M.05II | Solar Panels |  | 0.32 | 28 | 18 | 245 |  | Fixed | Roof
NJSTRE1545426199 |  | Transition Incentive Program | Marlton | 8053 | 13 | 5.53 | Residential | Yes | Behind the Meter | Net-metered residential rooftop and canopy |  | None | Vivint Solar Developer, LLC | PSE&G | Accepted | 2020-08-11 | 2020-08-13 | 2021-10-30 | Jinko Solar | JKM325M-60HBL | Solar Panels |  | 0.325 | 12 | 242 | 13 |  | Fixed | Roof
NJSTRE1545426304 |  | Transition Incentive Program | FLANDERS | 7836 | 3 | 17.55 | Residential | Yes | Behind the Meter | Net-metered residential rooftop and canopy |  | None | Vivint Solar Developer, LLC | JCP&L | Accepted | 2020-08-11 | 2020-08-13 | 2021-10-30 | Jinko Solar | JKM325M-60HBL | Solar Panels |  | 0.325 | 9 | 84 | 21 |  | Fixed | Roof
NJSTRE1545426309 |  | Transition Incentive Program | Cherry Hill TWP | 8003 | 14 | 8.42 | Residential | No | Behind the Meter | Net-metered residential rooftop and canopy |  | None | Tesla Energy Operations Inc. | PSE&G | Accepted | 2020-08-10 | 2020-08-13 | 2021-10-30 | Tesla | SR60T1 | Solar Panels |  | 0.05847 | 46 | 300 | 23 |  | Fixed | Roof
NJSTRE1545426334 |  | Transition Incentive Program | Swedesboro | 8085 | 15 | 16.02 | Residential | Yes | Behind the Meter | Net-metered residential rooftop and canopy |  | None | Seabright Solar | AC Electric | Accepted | 2020-08-12 | 2020-08-13 | 2021-10-30 | Sunpower | SPR-E20-327 | Solar Panels |  | 0.327 | 27 | 304 | 34 |  | Fixed | Roof
NJSTRE1545426343 |  | Transition Incentive Program | North Brunswick | 8902 | 11 | 8.75 | Residential | Yes | Behind the Meter | Net-metered residential rooftop and canopy |  | None | Pro Custom Solar dba Momentum Solar | PSE&G | Accepted | 2020-08-10 | 2020-08-13 | 2021-10-30 | LG ELECTRONICS | LG 350N1C-V5 | Solar Panels |  | 0.35 | 13 | 235 | 30 |  | Fixed | Roof
NJSTRE1545428087 |  | Transition Incentive Program | Clayton | 8312 | 15 | 8.78 | Residential | Yes | Behind the Meter | Net-metered residential rooftop and canopy |  | None | SunnyMac LLC | AC Electric | Accepted | 2020-08-11 | 2020-08-13 | 2021-10-30 | REC | TWINPEAK 2 Mono | Solar Panels |  | 0.325 | 8 | 180 | 30 |  | Fixed | Roof
NJSTRE1545428087 |  | Transition Incentive Program | Clayton | 8312 | 15 | 8.78 | Residential | Yes | Behind the Meter | Net-metered residential rooftop and canopy |  | None | SunnyMac LLC | AC Electric | Accepted | 2020-08-11 | 2020-08-13 | 2021-10-30 | REC | TWINPEAK 2 Mono | Solar Panels |  | 0.325 | 7 | 180 | 30 |  | Fixed | Roof
NJSTRE1545428105 |  | Transition Incentive Program | MANAHAWKIN | 8050 | 18 | 6.4 | Residential | Yes | Behind the Meter | Net-metered residential rooftop and canopy |  | None | Vivint Solar Developer, LLC | AC Electric | Accepted | 2020-08-11 | 2020-08-13 | 2021-10-30 | JINKO SOLAR | JKM320M-60HBL | Solar Panels |  | 0.32 | 8 | 197 | 22 |  | Fixed | Roof
NJSTRE1545428158 |  | Transition Incentive Program | Pleasantville | 8232 | 19 | 6.46 | Residential | Yes | Behind the Meter | Net-metered residential rooftop and canopy |  | None | Vision Solar LLC | AC Electric | Accepted | 2020-08-12 | 2020-08-13 | 2021-10-30 | HANWHA Q-CELLS | Q.PEAK DUO-G6 340 | Solar Panels |  | 0.34 | 9 | 26 | 34 |  | Fixed | Roof
NJSTRE1545428191 |  | Transition Incentive Program | Woodbridge | 7095 | 11 | 6.97 | Residential | No | Behind the Meter | Net-metered residential rooftop and canopy |  | None | GenRenew, LLC | PSE&G | Accepted | 2020-08-11 | 2020-08-13 | 2021-10-30 | Sunpower | SPR-A410-G-AC | Solar Panels |  | 0.41 | 6 | 69 | 23 |  | Fixed | Roof
NJSTRE1545426193 |  | Transition Incentive Program | Monroe Township | 8831 | 11 | 12.24 | Residential | No | Behind the Meter | Net-metered residential rooftop and canopy |  | None | Tesla Energy Operations Inc. | JCP&L | Accepted | 2020-08-10 | 2020-08-13 | 2021-10-30 | Hanwha Q-CELLS | Q.Peak DUO BLK-G6+ 340 | Solar Panels |  | 0.34 | 14 | 265 | 35 |  | Fixed | Roof
NJSTRE1545426199 |  | Transition Incentive Program | Marlton | 8053 | 13 | 5.53 | Residential | Yes | Behind the Meter | Net-metered residential rooftop and canopy |  | None | Vivint Solar Developer, LLC | PSE&G | Accepted | 2020-08-11 | 2020-08-13 | 2021-10-30 | Jinko Solar | JKM325M-60HBL | Solar Panels |  | 0.325 | 5 | 242 | 13 |  | Fixed | Roof
NJSTRE1545426204 |  | Transition Incentive Program | LODI | 7644 | 7 | 10.08 | Residential | Yes | Behind the Meter | Net-metered residential rooftop and canopy |  | None | Vivint Solar Developer, LLC | PSE&G | Accepted | 2020-08-11 | 2020-08-13 | 2021-10-30 | JINKO SOLAR | JKM325M-60HBL | Solar Panels |  | 0.325 | 11 | 216 | 3 |  | Fixed | Roof
NJSTRE1545426209 |  | Transition Incentive Program | Englishtown | 7726 | 17 | 11.52 | Residential | No | Behind the Meter | Net-metered residential rooftop and canopy |  | None | Tesla Energy Operations Inc. | JCP&L | Accepted | 2020-08-10 | 2020-08-13 | 2021-10-30 | Tesla | SR60T1 | Solar Panels |  | 0.05847 | 54 | 335 | 40 |  | Fixed | Roof
NJSTRE1545426246 |  | Transition Incentive Program | TRENTON | 8619 | 12 | 5.2 | Residential | Yes | Behind the Meter | Net-metered residential rooftop and canopy |  | None | Vivint Solar Developer, LLC | PSE&G | Accepted | 2020-08-11 | 2020-08-13 | 2021-10-30 | JINKO SOLAR | JKM325M-60HBL | Solar Panels |  | 0.325 | 4 | 94 | 17 |  | Fixed | Roof
NJSTRE1545426263 |  | Transition Incentive Program | Gibbstown | 8027 | 15 | 11.84 | Residential | No | Behind the Meter | Net-metered residential rooftop and canopy |  | None | EMT Renewables | AC Electric | Final As-Built Received | 2020-08-10 | 2020-08-13 | 2021-10-30 | Trina | 320-BLK | Solar Panels |  | 0.32 | 5 | 218 | 14 |  | Fixed | Roof
NJSTRE1545426269 |  | Transition Incentive Program | Medford | 8055 | 13 | 12.92 | Residential | No | Behind the Meter | Net-metered residential rooftop and canopy |  | None | Impact Solar LLC | AC Electric | Final As-Built Received | 2020-08-10 | 2020-08-13 | 2021-10-30 | hanwha | Q.PEAKDUO-G5340 | Solar Panels |  | 0.34 | 22 | 229 | 23 |  | Fixed | Roof
NJSTRE1545426334 |  | Transition Incentive Program | Swedesboro | 8085 | 15 | 16.02 | Residential | Yes | Behind the Meter | Net-metered residential rooftop and canopy |  | None | Seabright Solar | AC Electric | Accepted | 2020-08-12 | 2020-08-13 | 2021-10-30 | Sunpower | SPR-E20-327 | Solar Panels |  | 0.327 | 12 | 214 | 26 |  | Fixed | Roof
NJSTRE1545428074 |  | Transition Incentive Program | MONROEVILLE | 8343 | 16 | 7.56 | Residential | Yes | Behind the Meter | Net-metered residential rooftop and canopy |  | None | Suntuity Solar LLC | AC Electric | Accepted | 2020-08-11 | 2020-08-13 | 2021-10-30 | Longi | LR6-60HPB-315M | Solar Panels |  | 0.315 | 13 | 246 | 13 |  | Fixed | Roof
NJSTRE1545428076 |  | Transition Incentive Program | BARNEGAT | 8005 | 18 | 7.56 | Residential | No | Behind the Meter | Net-metered residential rooftop and canopy |  | None | Suntuity Solar LLC | JCP&L | Accepted | 2020-08-11 | 2020-08-13 | 2021-10-30 | Longi | LR6-60HPB-315M | Solar Panels |  | 0.315 | 12 | 328 | 27 |  | Fixed | Roof
NJSTRE1545428077 |  | Transition Incentive Program | MANAHAWKIN | 8050 | 18 | 12.92 | Residential | No | Behind the Meter | Net-metered residential rooftop and canopy |  | None | Suntuity Solar LLC | AC Electric | Accepted | 2020-08-11 | 2020-08-13 | 2021-10-30 | LG Electronics | LG340N1C-V5 | Solar Panels |  | 0.34 | 6 | 228 | 13 |  | Fixed | Roof
NJSTRE1545428077 |  | Transition Incentive Program | MANAHAWKIN | 8050 | 18 | 12.92 | Residential | No | Behind the Meter | Net-metered residential rooftop and canopy |  | None | Suntuity Solar LLC | AC Electric | Accepted | 2020-08-11 | 2020-08-13 | 2021-10-30 | LG Electronics | LG340N1C-V5 | Solar Panels |  | 0.34 | 7 | 228 | 29 |  | Fixed | Roof
NJSTRE1545428089 |  | Transition Incentive Program | Southampton | 8088 | 13 | 9.72 | Residential | No | Behind the Meter | Net-metered residential rooftop and canopy |  | None | Skyline Solar LLC | PSE&G | Accepted | 2020-08-11 | 2020-08-13 | 2021-10-30 | REC | REC360AA | Solar Panels |  | 0.36 | 3 | 225 | 31 |  | Fixed | Roof
NJSTRE1545428370 |  | Transition Incentive Program | Clifton | 7013 | 6 | 4.42 | Residential | Yes | Behind the Meter | Net-metered residential rooftop and canopy |  | PSEG | Vision Solar LLC | PSE&G | Accepted | 2020-08-11 | 2020-08-13 | 2021-10-30 | HANWHA Q-CELLS | Q.PEAK DUO-G6 340 | Solar Panels |  | 0.34 | 6 | 38 | 10 |  | Fixed | Roof
NJSTRE1545428402 |  | Transition Incentive Program | Bound Brook Boro | 8805 | 5 | 5.58 | Residential | No | Behind the Meter | Net-metered residential rooftop and canopy |  | None | 1st Light Energy Inc | PSE&G | Accepted | 2020-08-11 | 2020-08-13 | 2021-10-30 | Axitec | AC-310MH/120SB | Solar Panels |  | 0.31 | 18 | 183 | 23 |  | Fixed | Roof
NJSTRE1545428414 |  | Transition Incentive Program | Voorhees | 8043 | 14 | 16.32 | Residential | No | Behind the Meter | Net-metered residential rooftop and canopy |  | None | Tesla Energy Operations Inc. | AC Electric | Accepted | 2020-08-11 | 2020-08-13 | 2021-10-30 | Hanwha Q-CELLS | Q.Peak DUO BLK-G6+ 340 | Solar Panels |  | 0.34 | 4 | 38 | 45 |  | Fixed | Roof
NJSTRE1545428414 |  | Transition Incentive Program | Voorhees | 8043 | 14 | 16.32 | Residential | No | Behind the Meter | Net-metered residential rooftop and canopy |  | None | Tesla Energy Operations Inc. | AC Electric | Accepted | 2020-08-11 | 2020-08-13 | 2021-10-30 | Hanwha Q-CELLS | Q.Peak DUO BLK-G6+ 340 | Solar Panels |  | 0.34 | 28 | 128 | 37 |  | Fixed | Roof
NJSTRE1545428490 |  | Transition Incentive Program | NEWTON | 7860 | 1 | 11.9 | Residential | Yes | Behind the Meter | Net-metered residential rooftop and canopy |  | None | Sunrun Installation Services, Inc. | JCP&L | Accepted | 2020-08-11 | 2020-08-13 | 2021-10-30 | LONGi Green Energy Technology Co Ltd | LR6-60HPB-305M | Solar Panels |  | 0.305 | 5 | 225 | 27 |  | Fixed | Roof
NJSTRE1545428490 |  | Transition Incentive Program | NEWTON | 7860 | 1 | 11.9 | Residential | Yes | Behind the Meter | Net-metered residential rooftop and canopy |  | None | Sunrun Installation Services, Inc. | JCP&L | Accepted | 2020-08-11 | 2020-08-13 | 2021-10-30 | LONGi Green Energy Technology Co Ltd | LR6-60HPB-305M | Solar Panels |  | 0.305 | 7 | 315 | 27 |  | Fixed | Roof
NJSTRE1545428491 |  | Transition Incentive Program | West Long Branch | 7764 | 17 | 22.27 | Residential | Yes | Behind the Meter | Net-metered residential rooftop and canopy |  | None | Sunrun Installation Services, Inc. | JCP&L | Accepted | 2020-08-11 | 2020-08-13 | 2021-10-30 | LONGi Green Energy Technology Co Ltd | LR6-60HPB-305M | Solar Panels |  | 0.305 | 12 | 179 | 23 |  | Fixed | Roof
NJSTRE1545428502 |  | Transition Incentive Program | Pennsville | 8070 | 16 | 13.6 | Residential | Yes | Behind the Meter | Net-metered residential rooftop and canopy |  | None | Vision Solar LLC | AC Electric | Accepted | 2020-08-11 | 2020-08-14 | 2021-10-30 | HANWHA Q-CELLS | Q.PEAK DUO-G6 340 | Solar Panels |  | 0.34 | 10 | 224 | 16 |  | Fixed | Roof
NJSTRE1545428502 |  | Transition Incentive Program | Pennsville | 8070 | 16 | 13.6 | Residential | Yes | Behind the Meter | Net-metered residential rooftop and canopy |  | None | Vision Solar LLC | AC Electric | Accepted | 2020-08-11 | 2020-08-14 | 2021-10-30 | HANWHA Q-CELLS | Q.PEAK DUO-G6 340 | Solar Panels |  | 0.34 | 16 | 314 | 22 |  | Fixed | Roof
NJSTRE1545428515 |  | Transition Incentive Program | Clementon | 8021 | 14 | 14.62 | Residential | Yes | Behind the Meter | Net-metered residential rooftop and canopy |  | None | Vision Solar LLC | AC Electric | Accepted | 2020-08-11 | 2020-08-14 | 2021-10-30 | HANWHA Q-CELLS | Q.PEAK DUO-G6 340 | Solar Panels |  | 0.34 | 21 | 128 | 22 |  | Fixed | Roof
NJSTRE1545428515 |  | Transition Incentive Program | Clementon | 8021 | 14 | 14.62 | Residential | Yes | Behind the Meter | Net-metered residential rooftop and canopy |  | None | Vision Solar LLC | AC Electric | Accepted | 2020-08-11 | 2020-08-14 | 2021-10-30 | HANWHA Q-CELLS | Q.PEAK DUO-G6 340 | Solar Panels |  | 0.34 | 16 | 308 | 21 |  | Fixed | Roof
NJSTRE1545428533 |  | Transition Incentive Program | Lawrence Township | 8311 | 20 | 23.22 | Residential | Yes | Behind the Meter | Net-metered residential rooftop and canopy |  | None | Ad Energy | AC Electric | Accepted | 2020-08-11 | 2020-08-17 | 2021-10-30 | Sunpower | SPR-E20-327-E-AC | Solar Panels |  | 0.327 | 4 | 123 | 33 |  | Fixed | Roof
NJSTRE1545428533 |  | Transition Incentive Program | Lawrence Township | 8311 | 20 | 23.22 | Residential | Yes | Behind the Meter | Net-metered residential rooftop and canopy |  | None | Ad Energy | AC Electric | Accepted | 2020-08-11 | 2020-08-17 | 2021-10-30 | Sunpower | SPR-E20-327-E-AC | Solar Panels |  | 0.327 | 24 | 123 | 12 |  | Fixed | Roof
NJSTRE1545425937 |  | Transition Incentive Program | Cedar Brook | 8018 | 14 | 11.34 | Residential | Yes | Behind the Meter | Net-metered residential rooftop and canopy |  | None | Tesla Energy Operations Inc. | AC Electric | Accepted | 2020-08-10 | 2020-08-12 | 2021-10-30 | Hanwha Q CELLS | Q.PEAK DUO BLK-G5/SC315 | Solar Panels |  | 0.315 | 19 | 147 | 30 |  | Fixed | Roof
NJSTRE1545425968 |  | Transition Incentive Program | Millville | 8332 | 20 | 9.52 | Residential | Yes | Behind the Meter | Net-metered residential rooftop and canopy |  | None | Trinity Solar | AC Electric | Accepted | 2020-08-10 | 2020-08-12 | 2021-10-30 | Hanwha 340 | Q.PEAK DUO BLK-G6 340 | Solar Panels |  | 0.34 | 9 | 270 | 45 |  | Fixed | Pole
NJSTRE1545426074 |  | Transition Incentive Program | Woodbridge | 7095 | 11 | 12.35 | Residential | Yes | Behind the Meter | Net-metered residential rooftop and canopy |  | None | Vivint Solar Developer, LLC | PSE&G | Accepted | 2020-08-11 | 2020-08-13 | 2021-10-30 | JINKO SOLAR | JKM325M-60HBL | Solar Panels |  | 0.325 | 8 | 84 | 20 |  | Fixed | Roof
NJSTRE1545426204 |  | Transition Incentive Program | LODI | 7644 | 7 | 10.08 | Residential | Yes | Behind the Meter | Net-metered residential rooftop and canopy |  | None | Vivint Solar Developer, LLC | PSE&G | Accepted | 2020-08-11 | 2020-08-13 | 2021-10-30 | JINKO SOLAR | JKM325M-60HBL | Solar Panels |  | 0.325 | 2 | 216 | 28 |  | Fixed | Roof
NJSTRE1545426204 |  | Transition Incentive Program | LODI | 7644 | 7 | 10.08 | Residential | Yes | Behind the Meter | Net-metered residential rooftop and canopy |  | None | Vivint Solar Developer, LLC | PSE&G | Accepted | 2020-08-11 | 2020-08-13 | 2021-10-30 | JINKO SOLAR | JKM325M-60HBL | Solar Panels |  | 0.325 | 4 | 36 | 41 |  | Fixed | Roof
NJSTRE1545426209 |  | Transition Incentive Program | Englishtown | 7726 | 17 | 11.52 | Residential | No | Behind the Meter | Net-metered residential rooftop and canopy |  | None | Tesla Energy Operations Inc. | JCP&L | Accepted | 2020-08-10 | 2020-08-13 | 2021-10-30 | Tesla | SR60T1 | Solar Panels |  | 0.05847 | 68 | 245 | 40 |  | Fixed | Roof
NJSTRE1545426209 |  | Transition Incentive Program | Englishtown | 7726 | 17 | 11.52 | Residential | No | Behind the Meter | Net-metered residential rooftop and canopy |  | None | Tesla Energy Operations Inc. | JCP&L | Accepted | 2020-08-10 | 2020-08-13 | 2021-10-30 | Tesla | SR60T1 | Solar Panels |  | 0.05847 | 17 | 65 | 40 |  | Fixed | Roof
NJSTRE1545426255 |  | Transition Incentive Program | SPRING LAKE | 7762 | 17 | 2.6 | Residential | Yes | Behind the Meter | Net-metered residential rooftop and canopy |  | None | Vivint Solar Developer, LLC | JCP&L | Accepted | 2020-08-14 | 2020-08-17 | 2021-10-30 | JINKO SOLAR | JKM325M-60HBL | Solar Panels |  | 0.325 | 3 | 191 | 30 |  | Fixed | Roof
NJSTRE1545426389 |  | Transition Incentive Program | North Arlington | 7031 | 7 | 12.75 | Residential | No | Behind the Meter | Net-metered residential rooftop and canopy |  | None | Seabright Solar | PSE&G | Accepted | 2020-08-10 | 2020-08-13 | 2021-10-30 | Sunpower | SPR-E20-327 | Solar Panels |  | 0.327 | 14 | 304 | 14 |  | Fixed | Roof
NJSTRE1545426422 |  | Transition Incentive Program | West Orange | 7052 | 9 | 91.2 | Commercial | No | Behind the Meter | Net-metered non-residential rooftop and canopy |  | None | Solar Mite Solutions | PSE&G | Accepted | 2020-08-10 | 2020-08-13 | 2021-10-30 | Hanwha | Q.Peak Duo L-G7.2 | Solar Panels |  | 0.4 | 228 | 128 | 5 |  | Fixed | Roof
NJSTRE1545428087 |  | Transition Incentive Program | Clayton | 8312 | 15 | 8.78 | Residential | Yes | Behind the Meter | Net-metered residential rooftop and canopy |  | None | SunnyMac LLC | AC Electric | Accepted | 2020-08-11 | 2020-08-13 | 2021-10-30 | REC | TWINPEAK 2 Mono | Solar Panels |  | 0.325 | 12 | 0 | 30 |  | Fixed | Roof
NJSTRE1545428175 |  | Transition Incentive Program | Elizabeth | 7202 | 10 | 3.5 | Residential | Yes | Behind the Meter | Net-metered residential rooftop and canopy |  | None | Pro Custom Solar dba Momentum Solar | PSE&G | Accepted | 2020-08-11 | 2020-08-13 | 2021-10-30 | LG | LG 350N1C-V5 | Solar Panels |  | 0.35 | 10 | 246 | 25 |  | Fixed | Roof
NJSTRE1545428191 |  | Transition Incentive Program | Woodbridge | 7095 | 11 | 6.97 | Residential | No | Behind the Meter | Net-metered residential rooftop and canopy |  | None | GenRenew, LLC | PSE&G | Accepted | 2020-08-11 | 2020-08-13 | 2021-10-30 | Sunpower | SPR-A410-G-AC | Solar Panels |  | 0.41 | 8 | 159 | 23 |  | Fixed | Roof
NJSTRE1545426250 |  | Transition Incentive Program | Sicklerville | 8081 | 14 | 13.73 | Residential | Yes | Behind the Meter | Net-metered residential rooftop and canopy |  | None | Seabright Solar | AC Electric | Accepted | 2020-08-21 | 2020-08-21 | 2021-10-30 | Sunpower | SPR-E20-327 | Solar Panels |  | 0.327 | 13 | 45 | 27 |  | Fixed | Roof
NJSTRE1545426273 |  | Transition Incentive Program | MAGNOLIA | 8049 | 14 | 5.85 | Residential | Yes | Behind the Meter | Net-metered residential rooftop and canopy |  | None | Vivint Solar Developer, LLC | PSE&G | Accepted | 2020-08-11 | 2020-08-13 | 2021-10-30 | Jinko Solar | JKM325M-60HBL | Solar Panels |  | 0.325 | 18 | 341 | 33 |  | Fixed | Roof
NJSTRE1545426311 |  | Transition Incentive Program | Bridgewater Township | 8807 | 5 | 849.7 | Commercial | No | Behind the Meter | Net-metered non-residential rooftop and canopy |  | None | EnterSolar, LLC | PSE&G | Accepted | 2020-08-10 | 2020-08-19 | 2021-10-30 | JA Solar | JAM82S09-385 | Solar Panels |  | 0.385 | 2207 | 195 | 10 |  | Fixed | Roof
NJSTRE1545426339 |  | Transition Incentive Program | Monroe Township | 8831 | 11 | 8.84 | Residential | No | Behind the Meter | Net-metered residential rooftop and canopy |  | None | Tesla Energy Operations Inc. | JCP&L | Accepted | 2020-08-10 | 2020-08-13 | 2021-10-30 | Hanwha Q-CELLS | Q.Peak DUO BLK-G6+ 340 | Solar Panels |  | 0.34 | 6 | 278 | 35 |  | Fixed | Roof
NJSTRE1545428074 |  | Transition Incentive Program | MONROEVILLE | 8343 | 16 | 7.56 | Residential | Yes | Behind the Meter | Net-metered residential rooftop and canopy |  | None | Suntuity Solar LLC | AC Electric | Accepted | 2020-08-11 | 2020-08-13 | 2021-10-30 | Longi | LR6-60HPB-315M | Solar Panels |  | 0.315 | 11 | 246 | 21 |  | Fixed | Roof
NJSTRE1545428077 |  | Transition Incentive Program | MANAHAWKIN | 8050 | 18 | 12.92 | Residential | No | Behind the Meter | Net-metered residential rooftop and canopy |  | None | Suntuity Solar LLC | AC Electric | Accepted | 2020-08-11 | 2020-08-13 | 2021-10-30 | LG Electronics | LG340N1C-V5 | Solar Panels |  | 0.34 | 25 | 48 | 14 |  | Fixed | Roof
NJSTRE1545428089 |  | Transition Incentive Program | Southampton | 8088 | 13 | 9.72 | Residential | No | Behind the Meter | Net-metered residential rooftop and canopy |  | None | Skyline Solar LLC | PSE&G | Accepted | 2020-08-11 | 2020-08-13 | 2021-10-30 | REC | REC360AA | Solar Panels |  | 0.36 | 3 | 45 | 31 |  | Fixed | Roof
NJSTRE1545428304 |  | Transition Incentive Program | MILLVILLE | 8332 | 20 | 11.55 | Residential | Yes | Behind the Meter | Net-metered residential rooftop and canopy |  | None | Sunrun Installation Services, Inc. | AC Electric | Accepted | 2020-08-11 | 2020-09-10 | 2021-10-30 | LG Electronics | LG330N1C-A5 | Solar Panels |  | 0.33 | 15 | 176 | 19 |  | Fixed | Roof
NJSTRE1545428355 |  | Transition Incentive Program | MORRISTOWN | 7960 | 3 | 8.45 | Residential | Yes | Behind the Meter | Net-metered residential rooftop and canopy |  | None | Vivint Solar Developer, LLC | JCP&L | Accepted | 2020-08-12 | 2020-08-13 | 2021-10-30 | JINKO SOLAR | JKM325M-60HBL | Solar Panels |  | 0.325 | 8 | 34 | 28 |  | Fixed | Roof
NJSTRE1545428355 |  | Transition Incentive Program | MORRISTOWN | 7960 | 3 | 8.45 | Residential | Yes | Behind the Meter | Net-metered residential rooftop and canopy |  | None | Vivint Solar Developer, LLC | JCP&L | Accepted | 2020-08-12 | 2020-08-13 | 2021-10-30 | JINKO SOLAR | JKM325M-60HBL | Solar Panels |  | 0.325 | 10 | 214 | 28 |  | Fixed | Roof
NJSTRE1545428390 |  | Transition Incentive Program | maplewood | 7040 | 9 | 2.04 | Residential | Yes | Behind the Meter | Net-metered residential rooftop and canopy |  | PSEG | Vision Solar LLC | PSE&G | Accepted | 2020-08-11 | 2020-08-13 | 2021-10-30 | HANWHA Q-CELLS | Q.PEAK DUO-G6 340 | Solar Panels |  | 0.34 | 3 | 137 | 17 |  | Fixed | Roof
NJSTRE1545428384 |  | Transition Incentive Program | Clementon | 8021 | 14 | 6.4 | Residential | No | Behind the Meter | Net-metered residential rooftop and canopy |  | None | Orbit Energy & Power, LLC | AC Electric | Final As-Built Received | 2020-08-11 | 2020-08-14 | 2021-10-30 | hanwha qcells | qpeak 320w | Solar Panels |  | 0.32 | 20 | 178 | 25 |  | Fixed | Roof
NJSTRE1545428491 |  | Transition Incentive Program | West Long Branch | 7764 | 17 | 22.27 | Residential | Yes | Behind the Meter | Net-metered residential rooftop and canopy |  | None | Sunrun Installation Services, Inc. | JCP&L | Accepted | 2020-08-11 | 2020-08-13 | 2021-10-30 | LONGi Green Energy Technology Co Ltd | LR6-60HPB-305M | Solar Panels |  | 0.305 | 20 | 178 | 45 |  | Fixed | Roof
NJSTRE1545428147 |  | Transition Incentive Program | Plainfield | 7062 | 10 | 3.5 | Residential | Yes | Behind the Meter | Net-metered residential rooftop and canopy |  | None | Pro Custom Solar dba Momentum Solar | PSE&G | Accepted | 2020-08-11 | 2020-08-13 | 2021-10-30 | LG | LG 350N1C-V5 | Solar Panels |  | 0.35 | 10 | 140 | 28 |  | Fixed | Roof
NJSTRE1545428158 |  | Transition Incentive Program | Pleasantville | 8232 | 19 | 6.46 | Residential | Yes | Behind the Meter | Net-metered residential rooftop and canopy |  | None | Vision Solar LLC | AC Electric | Accepted | 2020-08-12 | 2020-08-13 | 2021-10-30 | HANWHA Q-CELLS | Q.PEAK DUO-G6 340 | Solar Panels |  | 0.34 | 10 | 206 | 34 |  | Fixed | Roof
NJSTRE1545428278 |  | Transition Incentive Program | SICKLERVILLE | 8081 | 14 | 13.44 | Residential | No | Behind the Meter | Net-metered residential rooftop and canopy |  | None | Orbit Energy & Power, LLC | AC Electric | Accepted | 2020-08-11 | 2020-08-13 | 2021-10-30 | HANWHA QCELLS | QPEAK 320W | Solar Panels |  | 0.32 | 30 | 130 | 30 |  | Fixed | Roof
NJSTRE1545428354 |  | Transition Incentive Program | Little Egg Harbor TWSP | 8087 | 18 | 7.02 | Residential | Yes | Behind the Meter | Net-metered residential rooftop and canopy |  | None | Sunrun Installation Services, Inc. | AC Electric | Accepted | 2020-08-11 | 2020-08-13 | 2021-10-30 | LONGi Green Energy Technology Co Ltd | LR6-60HPB-305M | Solar Panels |  | 0.305 | 7 | 156 | 34 |  | Fixed | Roof
NJSTRE1545428400 |  | Transition Incentive Program | Clementon | 8021 | 14 | 7.25 | Residential | No | Behind the Meter | Net-metered residential rooftop and canopy |  | None | Advanced Renewable Solutions | AC Electric | Accepted | 2020-08-11 | 2020-08-13 | 2021-10-30 | Certainteed | CT315M11-02 | Solar Panels |  | 0.315 | 8 | 195 | 5 |  | Fixed | Roof
NJSTRE1545428414 |  | Transition Incentive Program | Voorhees | 8043 | 14 | 16.32 | Residential | No | Behind the Meter | Net-metered residential rooftop and canopy |  | None | Tesla Energy Operations Inc. | AC Electric | Accepted | 2020-08-11 | 2020-08-13 | 2021-10-30 | Hanwha Q-CELLS | Q.Peak DUO BLK-G6+ 340 | Solar Panels |  | 0.34 | 4 | 218 | 45 |  | Fixed | Roof
NJSTRE1545428459 |  | Transition Incentive Program | trenton | 8618 | 12 | 5.44 | Residential | Yes | Behind the Meter | Net-metered residential rooftop and canopy |  | None | Vision Solar LLC | PSE&G | Accepted | 2020-08-11 | 2020-08-14 | 2021-10-30 | HANWHA Q-CELLS | Q.PEAK DUO-G6 340 | Solar Panels |  | 0.34 | 1 | 308 | 27 |  | Fixed | Roof
NJSTRE1545428467 |  | Transition Incentive Program | WILDWOOD CREST | 8260 | 21 | 2.75 | Residential | Yes | Behind the Meter | Net-metered residential rooftop and canopy |  | None | Sunrun Installation Services, Inc. | AC Electric | Accepted | 2020-08-11 | 2020-08-13 | 2021-10-30 | LONGi Green Energy Technology Co Ltd | LR6-60HPB-305M | Solar Panels |  | 0.305 | 9 | 137 | 23 |  | Fixed | Roof
NJSTRE1545428465 |  | Transition Incentive Program | Newton | 7860 | 1 | 4.16 | Residential | No | Behind the Meter | Net-metered residential rooftop and canopy |  | None | 1st Light Energy Inc | JCP&L | Accepted | 2020-08-11 | 2020-08-13 | 2021-10-30 | Axitec | AC-320MH/120SB | Solar Panels |  | 0.32 | 13 | 159 | 31 |  | Fixed | Roof
NJSTRE1545428490 |  | Transition Incentive Program | NEWTON | 7860 | 1 | 11.9 | Residential | Yes | Behind the Meter | Net-metered residential rooftop and canopy |  | None | Sunrun Installation Services, Inc. | JCP&L | Accepted | 2020-08-11 | 2020-08-13 | 2021-10-30 | LONGi Green Energy Technology Co Ltd | LR6-60HPB-305M | Solar Panels |  | 0.305 | 10 | 136 | 27 |  | Fixed | Roof
NJSTRE1545428502 |  | Transition Incentive Program | Pennsville | 8070 | 16 | 13.6 | Residential | Yes | Behind the Meter | Net-metered residential rooftop and canopy |  | None | Vision Solar LLC | AC Electric | Accepted | 2020-08-11 | 2020-08-14 | 2021-10-30 | HANWHA Q-CELLS | Q.PEAK DUO-G6 340 | Solar Panels |  | 0.34 | 2 | 134 | 22 |  | Fixed | Roof
NJSTRE1545428538 |  | Transition Incentive Program | Rahway | 7065 | 10 | 5.95 | Residential | Yes | Behind the Meter | Net-metered residential rooftop and canopy |  | None | Pro Custom Solar dba Momentum Solar | PSE&G | Accepted | 2020-08-11 | 2020-08-14 | 2021-10-30 | LG | LG 350N1C-V5 | Solar Panels |  | 0.35 | 9 | 118 | 38 |  | Fixed | Roof
NJSTRE1545428222 |  | Transition Incentive Program | CRANFORD | 7016 | 10 | 7.92 | Commercial | No | Behind the Meter | Net-metered non-residential rooftop and canopy |  | None | SEA BRIGHT SOLAR, LLC | PSE&G | Accepted | 2020-08-11 | 2020-08-13 | 2021-10-30 | SUNPOWER | SPR-A440-COM | Solar Panels |  | 0.44 | 18 | 185 | 34 |  | Fixed | Roof | SOUTH
NJSTRE1545428304 |  | Transition Incentive Program | MILLVILLE | 8332 | 20 | 11.55 | Residential | Yes | Behind the Meter | Net-metered residential rooftop and canopy |  | None | Sunrun Installation Services, Inc. | AC Electric | Accepted | 2020-08-11 | 2020-09-10 | 2021-10-30 | LG Electronics | LG330N1C-A5 | Solar Panels |  | 0.33 | 3 | 86 | 27 |  | Fixed | Roof
NJSTRE1545428380 |  | Transition Incentive Program | Manahawkin | 8050 | 18 | 7.02 | Residential | Yes | Behind the Meter | Net-metered residential rooftop and canopy |  | None | Sunrun Installation Services, Inc. | AC Electric | Accepted | 2020-08-11 | 2020-08-13 | 2021-10-30 | LONGi Green Energy Technology Co Ltd | LR6-60HPB-305M | Solar Panels |  | 0.305 | 8 | 140 | 14 |  | Fixed | Roof
NJSTRE1545428408 |  | Transition Incentive Program | Turnersville | 8080 | 15 | 6.1 | Residential | Yes | Behind the Meter | Net-metered residential rooftop and canopy |  | None | Sunrun Installation Services, Inc. | AC Electric | Accepted | 2020-08-11 | 2020-08-13 | 2021-10-30 | LONGi Green Energy Technology Co Ltd | LR6-60HPB-305M | Solar Panels |  | 0.305 | 20 | 180 | 27 |  | Fixed | Roof
NJSTRE1545428486 |  | Transition Incentive Program | Union | 7083 | 10 | 5.89 | Residential | Yes | Behind the Meter | Net-metered residential rooftop and canopy |  | None | Ad Energy | PSE&G | Accepted | 2020-08-11 | 2020-08-25 | 2021-10-30 | Sunpower | SPR-E20-327-E-AC | Solar Panels |  | 0.327 | 10 | 180 | 35 |  | Fixed | Roof
NJSTRE1545428486 |  | Transition Incentive Program | Union | 7083 | 10 | 5.89 | Residential | Yes | Behind the Meter | Net-metered residential rooftop and canopy |  | None | Ad Energy | PSE&G | Accepted | 2020-08-11 | 2020-08-25 | 2021-10-30 | Sunpower | SPR-E20-327-E-AC | Solar Panels |  | 0.327 | 2 | 180 | 35 |  | Fixed | Roof
NJSTRE1545428674 |  | Transition Incentive Program | Hackensack | 7601 | 7 | 5.25 | Residential | Yes | Behind the Meter | Net-metered residential rooftop and canopy |  | None | Pro Custom Solar dba Momentum Solar | PSE&G | Accepted | 2020-08-11 | 2020-08-14 | 2021-10-30 | LG | LG 350N1C-V5 | Solar Panels |  | 0.35 | 11 | 218 | 15 |  | Fixed | Roof
NJSTRE1545428741 |  | Transition Incentive Program | EAST RUTHERFORD | 7073 | 7 | 3.9 | Residential | Yes | Behind the Meter | Net-metered residential rooftop and canopy |  | None | Vivint Solar Developer, LLC | PSE&G | Accepted | 2020-08-14 | 2020-08-17 | 2021-10-30 | JINKO SOLAR | JKM325M-60HBL | Solar Panels |  | 0.325 | 12 | 52 | 26 |  | Fixed | Roof
NJSTRE1545428736 |  | Transition Incentive Program | Piscataway | 8854 | 11 | 20.6 | Residential | Yes | Behind the Meter | Net-metered residential rooftop and canopy |  | None | Seabright Solar | PSE&G | Accepted | 2020-08-21 | 2020-08-21 | 2021-10-30 | Sunpower | SPR-E20-327 | Solar Panels |  | 0.327 | 14 | 324 | 37 |  | Fixed | Roof
NJSTRE1545428775 |  | Transition Incentive Program | Linden | 7036 | 10 | 5.23 | Residential | Yes | Behind the Meter | Net-metered residential rooftop and canopy |  | None | Seabright Solar | PSE&G | Accepted | 2020-08-21 | 2020-08-21 | 2021-10-30 | Sunpower | SPR-E20-327 | Solar Panels |  | 0.327 | 9 | 222 | 20 |  | Fixed | Roof
NJSTRE1545428805 |  | Transition Incentive Program | PENNSAUKEN | 8110 | 14 | 3.9 | Residential | Yes | Behind the Meter | Net-metered residential rooftop and canopy |  | None | Vivint Solar Developer, LLC | PSE&G | Accepted | 2020-08-14 | 2020-08-14 | 2021-10-30 | Jinko Solar | JKM325M-60HBL | Solar Panels |  | 0.325 | 3 | 50 | 18 |  | Fixed | Roof
NJSTRE1545428813 |  | Transition Incentive Program | GLASSBORO | 8028 | 15 | 2.56 | Residential | No | Behind the Meter | Net-metered residential rooftop and canopy |  | None | Vivint Solar Developer, LLC | AC Electric | Accepted | 2020-08-11 | 2020-08-14 | 2021-10-30 | Hanwha Solar | Q.PEAK DUO BLK-G5 320w | Solar Panels |  | 0.32 | 8 | 184 | 21 |  | Fixed | Roof
NJSTRE1545428927 |  | Transition Incentive Program | Williamstown | 8094 | 15 | 12.04 | Residential | No | Behind the Meter | Net-metered residential rooftop and canopy |  | None | Tesla Energy Operations Inc. | AC Electric | Accepted | 2020-08-11 | 2020-08-14 | 2021-10-30 | Tesla | SR60T1 | Solar Panels |  | 0.05847 | 16 | 225 | 31 |  | Fixed | Roof
NJSTRE1545426259 |  | Transition Incentive Program | East Orange | 7017 | 9 | 4.2 | Residential | Yes | Behind the Meter | Net-metered residential rooftop and canopy |  | None | Pro Custom Solar dba Momentum Solar | PSE&G | Accepted | 2020-08-10 | 2020-08-13 | 2021-10-30 | LG | LG 350N1C-V5 | Solar Panels |  | 0.35 | 5 | 202 | 34 |  | Fixed | Roof
NJSTRE1545426269 |  | Transition Incentive Program | Medford | 8055 | 13 | 12.92 | Residential | No | Behind the Meter | Net-metered residential rooftop and canopy |  | None | Impact Solar LLC | AC Electric | Final As-Built Received | 2020-08-10 | 2020-08-13 | 2021-10-30 | hanwha | Q.PEAKDUO-G5340 | Solar Panels |  | 0.34 | 16 | 49 | 23 |  | Fixed | Roof
NJSTRE1545426250 |  | Transition Incentive Program | Sicklerville | 8081 | 14 | 13.73 | Residential | Yes | Behind the Meter | Net-metered residential rooftop and canopy |  | None | Seabright Solar | AC Electric | Accepted | 2020-08-21 | 2020-08-21 | 2021-10-30 | Sunpower | SPR-E20-327 | Solar Panels |  | 0.327 | 21 | 225 | 27 |  | Fixed | Roof
NJSTRE1545426279 |  | Transition Incentive Program | Pompton Lakes | 7442 | 6 | 14.06 | Residential | No | Behind the Meter | Net-metered residential rooftop and canopy |  | None | Geoscape Solar | JCP&L | Accepted | 2020-08-10 | 2020-08-13 | 2021-10-30 | Sunpower | SPR-E20-327-C-AC | Solar Panels |  | 0.327 | 43 | 173 | 37 |  | Fixed | Roof
NJSTRE1545426321 |  | Transition Incentive Program | ┬áNew Brunswick | 8901 | 11 | 8.75 | Residential | No | Behind the Meter | Net-metered residential rooftop and canopy |  | None | Seabright Solar | PSE&G | Accepted | 2020-08-11 | 2020-08-13 | 2021-10-30 | Sunpower | SPR-X21-350 | Solar Panels |  | 0.35 | 19 | 128 | 40 |  | Fixed | Roof
NJSTRE1545426317 |  | Transition Incentive Program | BLACKWOOD | 8012 | 14 | 7.8 | Residential | Yes | Behind the Meter | Net-metered residential rooftop and canopy |  | None | Vivint Solar Developer, LLC | PSE&G | Accepted | 2020-08-14 | 2020-08-14 | 2021-10-30 | JINKO SOLAR | JKM325M-60HBL | Solar Panels |  | 0.325 | 10 | 134 | 27 |  | Fixed | Roof
NJSTRE1545426389 |  | Transition Incentive Program | North Arlington | 7031 | 7 | 12.75 | Residential | No | Behind the Meter | Net-metered residential rooftop and canopy |  | None | Seabright Solar | PSE&G | Accepted | 2020-08-10 | 2020-08-13 | 2021-10-30 | Sunpower | SPR-E20-327 | Solar Panels |  | 0.327 | 22 | 124 | 43 |  | Fixed | Roof
NJSTRE1545428075 |  | Transition Incentive Program | MANAHAWKIN | 8050 | 18 | 8.19 | Residential | Yes | Behind the Meter | Net-metered residential rooftop and canopy |  | None | Suntuity Solar LLC | AC Electric | Accepted | 2020-08-11 | 2020-08-13 | 2021-10-30 | Longi | LR6-60HPB-315M | Solar Panels |  | 0.315 | 26 | 245 | 27 |  | Fixed | Roof
NJSTRE1545428131 |  | Transition Incentive Program | Chesterfield | 8515 | 13 | 5.78 | Residential | No | Behind the Meter | Net-metered residential rooftop and canopy |  | None | Pro Custom Solar dba Momentum Solar | PSE&G | Accepted | 2020-08-11 | 2020-08-13 | 2021-10-30 | HANWHA | Q.PEAK DUO BLK G6+ 340 | Solar Panels |  | 0.34 | 12 | 172 | 27 |  | Fixed | Roof
NJSTRE1545428187 |  | Transition Incentive Program | Saddle Brook | 7663 | 7 | 4.55 | Residential | Yes | Behind the Meter | Net-metered residential rooftop and canopy |  | None | Pro Custom Solar dba Momentum Solar | PSE&G | Accepted | 2020-08-11 | 2020-08-13 | 2021-10-30 | LG | LG 350N1C-V5 | Solar Panels |  | 0.35 | 2 | 8 | 37 |  | Fixed | Roof
NJSTRE1545428304 |  | Transition Incentive Program | MILLVILLE | 8332 | 20 | 11.55 | Residential | Yes | Behind the Meter | Net-metered residential rooftop and canopy |  | None | Sunrun Installation Services, Inc. | AC Electric | Accepted | 2020-08-11 | 2020-09-10 | 2021-10-30 | LG Electronics | LG330N1C-A5 | Solar Panels |  | 0.33 | 12 | 356 | 23 |  | Fixed | Roof
NJSTRE1545428354 |  | Transition Incentive Program | Little Egg Harbor TWSP | 8087 | 18 | 7.02 | Residential | Yes | Behind the Meter | Net-metered residential rooftop and canopy |  | None | Sunrun Installation Services, Inc. | AC Electric | Accepted | 2020-08-11 | 2020-08-13 | 2021-10-30 | LONGi Green Energy Technology Co Ltd | LR6-60HPB-305M | Solar Panels |  | 0.305 | 10 | 65 | 40 |  | Fixed | Roof
NJSTRE1545428370 |  | Transition Incentive Program | Clifton | 7013 | 6 | 4.42 | Residential | Yes | Behind the Meter | Net-metered residential rooftop and canopy |  | PSEG | Vision Solar LLC | PSE&G | Accepted | 2020-08-11 | 2020-08-13 | 2021-10-30 | HANWHA Q-CELLS | Q.PEAK DUO-G6 340 | Solar Panels |  | 0.34 | 7 | 218 | 9 |  | Fixed | Roof
NJSTRE1545428672 |  | Transition Incentive Program | EVESHAM TWP | 8053 | 13 | 7.93 | Residential | Yes | Behind the Meter | Net-metered residential rooftop and canopy |  | None | Sunrun Installation Services, Inc. | PSE&G | Accepted | 2020-08-11 | 2020-08-14 | 2021-10-30 | LONGi Green Energy Technology Co Ltd | LR6-60HPB-305M | Solar Panels |  | 0.305 | 9 | 189 | 30 |  | Fixed | Roof
NJSTRE1545428678 |  | Transition Incentive Program | Brick | 8723 | 18 | 8.5 | Residential | No | Behind the Meter | Net-metered residential rooftop and canopy |  | None | Impact Solar LLC | JCP&L | Accepted | 2020-08-11 | 2020-08-14 | 2021-10-30 | hanwha | Q.PEAKDUO-G5340 | Solar Panels |  | 0.34 | 21 | 120 | 27 |  | Fixed | Roof
NJSTRE1545428692 |  | Transition Incentive Program | TOTOWA | 7512 | 6 | 11.7 | Residential | Yes | Behind the Meter | Net-metered residential rooftop and canopy |  | None | Vivint Solar Developer, LLC | PSE&G | Accepted | 2020-08-12 | 2020-08-14 | 2021-10-30 | JINKO SOLAR | JKM325M-60HBL | Solar Panels |  | 0.325 | 10 | 17 | 24 |  | Fixed | Roof
NJSTRE1545428692 |  | Transition Incentive Program | TOTOWA | 7512 | 6 | 11.7 | Residential | Yes | Behind the Meter | Net-metered residential rooftop and canopy |  | None | Vivint Solar Developer, LLC | PSE&G | Accepted | 2020-08-12 | 2020-08-14 | 2021-10-30 | JINKO SOLAR | JKM325M-60HBL | Solar Panels |  | 0.325 | 7 | 287 | 24 |  | Fixed | Roof
NJSTRE1545428686 |  | Transition Incentive Program | ┬áBuena | 8341 | 19 | 17.33 | Residential | Yes | Behind the Meter | Net-metered residential rooftop and canopy |  | None | Seabright Solar | AC Electric | Accepted | 2020-08-21 | 2020-08-21 | 2021-10-30 | Sunpower | SPR-E20-327 | Solar Panels |  | 0.327 | 11 | 18 | 96 |  | Fixed | Roof
NJSTRE1545428686 |  | Transition Incentive Program | ┬áBuena | 8341 | 19 | 17.33 | Residential | Yes | Behind the Meter | Net-metered residential rooftop and canopy |  | None | Seabright Solar | AC Electric | Accepted | 2020-08-21 | 2020-08-21 | 2021-10-30 | Sunpower | SPR-E20-327 | Solar Panels |  | 0.327 | 12 | 276 | 18 |  | Fixed | Roof
NJSTRE1545428788 |  | Transition Incentive Program | Montgomery TWP | 8558 | 5 | 10.17 | Residential | No | Behind the Meter | Net-metered residential rooftop and canopy |  | None | Tesla Energy Operations Inc. | PSE&G | Accepted | 2020-08-11 | 2020-08-14 | 2021-10-30 | Tesla | SR60T1 | Solar Panels |  | 0.05847 | 24 | 171 | 27 |  | Fixed | Roof
NJSTRE1545428822 |  | Transition Incentive Program | BROWNS MILLS | 8015 | 13 | 8.78 | Residential | Yes | Behind the Meter | Net-metered residential rooftop and canopy |  | None | Vivint Solar Developer, LLC | JCP&L | Accepted | 2020-08-14 | 2020-08-17 | 2021-10-30 | Jinko Solar | JKM325M-60HBL | Solar Panels |  | 0.325 | 12 | 194 | 18 |  | Fixed | Roof
NJSTRE1545428927 |  | Transition Incentive Program | Williamstown | 8094 | 15 | 12.04 | Residential | No | Behind the Meter | Net-metered residential rooftop and canopy |  | None | Tesla Energy Operations Inc. | AC Electric | Accepted | 2020-08-11 | 2020-08-14 | 2021-10-30 | Tesla | SR60T1 | Solar Panels |  | 0.05847 | 25 | 225 | 30 |  | Fixed | Roof
NJSTRE1545428927 |  | Transition Incentive Program | Williamstown | 8094 | 15 | 12.04 | Residential | No | Behind the Meter | Net-metered residential rooftop and canopy |  | None | Tesla Energy Operations Inc. | AC Electric | Accepted | 2020-08-11 | 2020-08-14 | 2021-10-30 | Tesla | SR60T1 | Solar Panels |  | 0.05847 | 37 | 315 | 30 |  | Fixed | Roof
NJSTRE1545430503 |  | Transition Incentive Program | Bayonne | 7002 | 8 | 8.83 | Residential | No | Behind the Meter | Net-metered residential rooftop and canopy |  | None | SunPower Corporation, Systems | PSE&G | Accepted | 2020-09-10 | 2020-09-11 | 2021-10-30 | SunPower | SPR-E20-327-E-AC | Solar Panels |  | 0.327 | 14 | 213 | 14 |  | Fixed | Roof
NJSTRE1545430506 |  | Transition Incentive Program | FRANKLINVILLE | 8322 | 15 | 11.03 | Residential | No | Behind the Meter | Net-metered residential rooftop and canopy |  | None | Suntuity Solar LLC | AC Electric | Accepted | 2020-08-12 | 2020-08-14 | 2021-10-30 | Longi | LR6-60HPB-315M | Solar Panels |  | 0.315 | 9 | 349 | 19 |  | Fixed | Roof
NJSTRE1545430506 |  | Transition Incentive Program | FRANKLINVILLE | 8322 | 15 | 11.03 | Residential | No | Behind the Meter | Net-metered residential rooftop and canopy |  | None | Suntuity Solar LLC | AC Electric | Accepted | 2020-08-12 | 2020-08-14 | 2021-10-30 | Longi | LR6-60HPB-315M | Solar Panels |  | 0.315 | 3 | 169 | 19 |  | Fixed | Roof
NJSTRE1545428400 |  | Transition Incentive Program | Clementon | 8021 | 14 | 7.25 | Residential | No | Behind the Meter | Net-metered residential rooftop and canopy |  | None | Advanced Renewable Solutions | AC Electric | Accepted | 2020-08-11 | 2020-08-13 | 2021-10-30 | CertainTeed | CT315M11-02 | Solar Panels |  | 0.315 | 5 | 194 | 30 |  | Fixed | Roof
NJSTRE1545428431 |  | Transition Incentive Program | Sicklerville | 8081 | 14 | 18.31 | Residential | Yes | Behind the Meter | Net-metered residential rooftop and canopy |  | None | Ad Energy | AC Electric | Accepted | 2020-08-11 | 2020-08-17 | 2021-10-30 | Sunpower | SPR-E20-327-E-AC | Solar Panels |  | 0.327 | 9 | 312 | 19 |  | Fixed | Roof
NJSTRE1545428473 |  | Transition Incentive Program | Vineland | 8360 | 20 | 4.08 | Residential | Yes | Behind the Meter | Net-metered residential rooftop and canopy |  | None | Vision Solar LLC | Vineland Muni Electric | Accepted | 2020-08-11 | 2020-08-13 | 2021-10-30 | HANWHA Q-CELLS | Q.PEAK DUO-G6 340 | Solar Panels |  | 0.34 | 3 | 347 | 29 |  | Fixed | Roof
NJSTRE1545428473 |  | Transition Incentive Program | Vineland | 8360 | 20 | 4.08 | Residential | Yes | Behind the Meter | Net-metered residential rooftop and canopy |  | None | Vision Solar LLC | Vineland Muni Electric | Accepted | 2020-08-11 | 2020-08-13 | 2021-10-30 | HANWHA Q-CELLS | Q.PEAK DUO-G6 340 | Solar Panels |  | 0.34 | 3 | 167 | 14 |  | Fixed | Roof
NJSTRE1545428686 |  | Transition Incentive Program | ┬áBuena | 8341 | 19 | 17.33 | Residential | Yes | Behind the Meter | Net-metered residential rooftop and canopy |  | None | Seabright Solar | AC Electric | Accepted | 2020-08-21 | 2020-08-21 | 2021-10-30 | Sunpower | SPR-E20-327 | Solar Panels |  | 0.327 | 20 | 184 | 18 |  | Fixed | Roof
NJSTRE1545428736 |  | Transition Incentive Program | Piscataway | 8854 | 11 | 20.6 | Residential | Yes | Behind the Meter | Net-metered residential rooftop and canopy |  | None | Seabright Solar | PSE&G | Accepted | 2020-08-21 | 2020-08-21 | 2021-10-30 | Sunpower | SPR-E20-327 | Solar Panels |  | 0.327 | 7 | 144 | 37 |  | Fixed | Roof
NJSTRE1545428788 |  | Transition Incentive Program | Montgomery TWP | 8558 | 5 | 10.17 | Residential | No | Behind the Meter | Net-metered residential rooftop and canopy |  | None | Tesla Energy Operations Inc. | PSE&G | Accepted | 2020-08-11 | 2020-08-14 | 2021-10-30 | Tesla | SR60T1 | Solar Panels |  | 0.05847 | 44 | 81 | 27 |  | Fixed | Roof
NJSTRE1545428805 |  | Transition Incentive Program | PENNSAUKEN | 8110 | 14 | 3.9 | Residential | Yes | Behind the Meter | Net-metered residential rooftop and canopy |  | None | Vivint Solar Developer, LLC | PSE&G | Accepted | 2020-08-14 | 2020-08-14 | 2021-10-30 | Jinko Solar | JKM325M-60HBL | Solar Panels |  | 0.325 | 9 | 50 | 12 |  | Fixed | Roof
NJSTRE1545428919 |  | Transition Incentive Program | WILLINGBORO | 8046 | 13 | 5.53 | Residential | Yes | Behind the Meter | Net-metered residential rooftop and canopy |  | None | Vivint Solar Developer, LLC | PSE&G | Accepted | 2020-08-14 | 2020-08-17 | 2021-10-30 | JinkoSolar | JKM325M-60HBL | Solar Panels |  | 0.325 | 9 | 209 | 18 |  | Fixed | Roof
NJSTRE1545428923 |  | Transition Incentive Program | Camden | 8104 | 14 | 3.1 | Residential | No | Behind the Meter | Net-metered residential rooftop and canopy |  | None | 1st Light Energy Inc | PSE&G | Accepted | 2020-08-11 | 2020-08-14 | 2021-10-30 | Longi | LR6-60HPB-310M | Solar Panels |  | 0.31 | 5 | 258 | 27 |  | Fixed | Roof
NJSTRE1545428965 |  | Transition Incentive Program | Sayreville | 8872 | 11 | 8.32 | Residential | No | Behind the Meter | Net-metered residential rooftop and canopy |  | None | Amergy Solar Inc | JCP&L | Accepted | 2020-08-11 | 2020-08-17 | 2021-10-30 | Hanwha Q-Cells | Q.PEAK DUO BLK-G5 320 | Solar Panels |  | 0.32 | 26 | 258 | 34 |  | Fixed | Roof
NJSTRE1545430507 |  | Transition Incentive Program | SEWELL | 8080 | 15 | 8.19 | Residential | Yes | Behind the Meter | Net-metered residential rooftop and canopy |  | None | Suntuity Solar LLC | AC Electric | Accepted | 2020-08-12 | 2020-08-14 | 2021-10-30 | Longi | LR6-60HPB-315M | Solar Panels |  | 0.315 | 11 | 200 | 21 |  | Fixed | Roof
NJSTRE1545430512 |  | Transition Incentive Program | MANAHAWKIN | 8050 | 18 | 8.51 | Residential | Yes | Behind the Meter | Net-metered residential rooftop and canopy |  | None | Suntuity Solar LLC | AC Electric | Accepted | 2020-08-14 | 2020-08-14 | 2021-10-30 | Longi | LR6-60HPB-315M | Solar Panels |  | 0.315 | 20 | 281 | 23 |  | Fixed | Roof
NJSTRE1545428400 |  | Transition Incentive Program | Clementon | 8021 | 14 | 7.25 | Residential | No | Behind the Meter | Net-metered residential rooftop and canopy |  | None | Advanced Renewable Solutions | AC Electric | Accepted | 2020-08-11 | 2020-08-13 | 2021-10-30 | CertainTeed | CT315M11-02 | Solar Panels |  | 0.315 | 10 | 195 | 24 |  | Fixed | Roof
NJSTRE1545428431 |  | Transition Incentive Program | Sicklerville | 8081 | 14 | 18.31 | Residential | Yes | Behind the Meter | Net-metered residential rooftop and canopy |  | None | Ad Energy | AC Electric | Accepted | 2020-08-11 | 2020-08-17 | 2021-10-30 | Sunpower | SPR-E20-327-E-AC | Solar Panels |  | 0.327 | 7 | 132 | 19 |  | Fixed | Roof
NJSTRE1545428459 |  | Transition Incentive Program | trenton | 8618 | 12 | 5.44 | Residential | Yes | Behind the Meter | Net-metered residential rooftop and canopy |  | None | Vision Solar LLC | PSE&G | Accepted | 2020-08-11 | 2020-08-14 | 2021-10-30 | HANWHA Q-CELLS | Q.PEAK DUO-G6 340 | Solar Panels |  | 0.34 | 15 | 128 | 27 |  | Fixed | Roof
NJSTRE1545428491 |  | Transition Incentive Program | West Long Branch | 7764 | 17 | 22.27 | Residential | Yes | Behind the Meter | Net-metered residential rooftop and canopy |  | None | Sunrun Installation Services, Inc. | JCP&L | Accepted | 2020-08-11 | 2020-08-13 | 2021-10-30 | LONGi Green Energy Technology Co Ltd | LR6-60HPB-305M | Solar Panels |  | 0.305 | 20 | 88 | 45 |  | Fixed | Roof
NJSTRE1545428486 |  | Transition Incentive Program | Union | 7083 | 10 | 5.89 | Residential | Yes | Behind the Meter | Net-metered residential rooftop and canopy |  | None | Ad Energy | PSE&G | Accepted | 2020-08-11 | 2020-08-25 | 2021-10-30 | Sunpower | SPR-E20-327-E-AC | Solar Panels |  | 0.327 | 2 | 270 | 26 |  | Fixed | Roof
NJSTRE1545428515 |  | Transition Incentive Program | Clementon | 8021 | 14 | 14.62 | Residential | Yes | Behind the Meter | Net-metered residential rooftop and canopy |  | None | Vision Solar LLC | AC Electric | Accepted | 2020-08-11 | 2020-08-14 | 2021-10-30 | HANWHA Q-CELLS | Q.PEAK DUO-G6 340 | Solar Panels |  | 0.34 | 6 | 218 | 22 |  | Fixed | Roof
NJSTRE1545428512 |  | Transition Incentive Program | caderville | 8311 | 20 | 15.36 | Residential | No | Behind the Meter | Net-metered residential rooftop and canopy |  | None | Orbit Energy & Power, LLC | AC Electric | Final As-Built Received | 2020-08-11 | 2020-08-14 | 2021-10-30 | hanwha qcells | qpeak 320w | Solar Panels |  | 0.32 | 24 | 328 | 24 |  | Fixed | Roof
NJSTRE1545428538 |  | Transition Incentive Program | Rahway | 7065 | 10 | 5.95 | Residential | Yes | Behind the Meter | Net-metered residential rooftop and canopy |  | None | Pro Custom Solar dba Momentum Solar | PSE&G | Accepted | 2020-08-11 | 2020-08-14 | 2021-10-30 | LG | LG 350N1C-V5 | Solar Panels |  | 0.35 | 8 | 298 | 33 |  | Fixed | Roof
NJSTRE1545428692 |  | Transition Incentive Program | TOTOWA | 7512 | 6 | 11.7 | Residential | Yes | Behind the Meter | Net-metered residential rooftop and canopy |  | None | Vivint Solar Developer, LLC | PSE&G | Accepted | 2020-08-12 | 2020-08-14 | 2021-10-30 | JINKO SOLAR | JKM325M-60HBL | Solar Panels |  | 0.325 | 9 | 17 | 25 |  | Fixed | Roof
NJSTRE1545428767 |  | Transition Incentive Program | Burlington | 8016 | 13 | 8.13 | Residential | Yes | Behind the Meter | Net-metered residential rooftop and canopy |  | None | Vivint Solar Developer, LLC | PSE&G | Accepted | 2020-08-14 | 2020-08-14 | 2021-10-30 | JINKO SOLAR | JKM325M-60HBL | Solar Panels |  | 0.325 | 9 | 177 | 16 |  | Fixed | Roof
NJSTRE1545428775 |  | Transition Incentive Program | Linden | 7036 | 10 | 5.23 | Residential | Yes | Behind the Meter | Net-metered residential rooftop and canopy |  | None | Seabright Solar | PSE&G | Accepted | 2020-08-21 | 2020-08-21 | 2021-10-30 | Sunpower | SPR-E20-327 | Solar Panels |  | 0.327 | 7 | 132 | 18 |  | Fixed | Roof
NJSTRE1545428788 |  | Transition Incentive Program | Montgomery TWP | 8558 | 5 | 10.17 | Residential | No | Behind the Meter | Net-metered residential rooftop and canopy |  | None | Tesla Energy Operations Inc. | PSE&G | Accepted | 2020-08-11 | 2020-08-14 | 2021-10-30 | Tesla | SR60T1 | Solar Panels |  | 0.05847 | 52 | 261 | 27 |  | Fixed | Roof
NJSTRE1545428802 |  | Transition Incentive Program | Oaklyn Boro | 8107 | 14 | 8.37 | Residential | No | Behind the Meter | Net-metered residential rooftop and canopy |  | None | 1st Light Energy Inc | PSE&G | Accepted | 2020-08-11 | 2020-08-14 | 2021-10-30 | Longi | LR6-60HPB-310M | Solar Panels |  | 0.31 | 9 | 220 | 23 |  | Fixed | Roof
NJSTRE1545428105 |  | Transition Incentive Program | MANAHAWKIN | 8050 | 18 | 6.4 | Residential | Yes | Behind the Meter | Net-metered residential rooftop and canopy |  | None | Vivint Solar Developer, LLC | AC Electric | Accepted | 2020-08-11 | 2020-08-13 | 2021-10-30 | JINKO SOLAR | JKM320M-60HBL | Solar Panels |  | 0.32 | 12 | 107 | 23 |  | Fixed | Roof
NJSTRE1545428278 |  | Transition Incentive Program | SICKLERVILLE | 8081 | 14 | 13.44 | Residential | No | Behind the Meter | Net-metered residential rooftop and canopy |  | None | Orbit Energy & Power, LLC | AC Electric | Accepted | 2020-08-11 | 2020-08-13 | 2021-10-30 | HANWHA QCELLS | QPEAK 320W | Solar Panels |  | 0.32 | 12 | 310 | 30 |  | Fixed | Roof
NJSTRE1545428304 |  | Transition Incentive Program | MILLVILLE | 8332 | 20 | 11.55 | Residential | Yes | Behind the Meter | Net-metered residential rooftop and canopy |  | None | Sunrun Installation Services, Inc. | AC Electric | Accepted | 2020-08-11 | 2020-09-10 | 2021-10-30 | LG Electronics | LG330N1C-A5 | Solar Panels |  | 0.33 | 5 | 266 | 27 |  | Fixed | Roof
NJSTRE1545428431 |  | Transition Incentive Program | Sicklerville | 8081 | 14 | 18.31 | Residential | Yes | Behind the Meter | Net-metered residential rooftop and canopy |  | None | Ad Energy | AC Electric | Accepted | 2020-08-11 | 2020-08-17 | 2021-10-30 | Sunpower | SPR-20-327-E-AC | Solar Panels |  | 0.327 | 18 | 222 | 19 |  | Fixed | Roof
NJSTRE1545428473 |  | Transition Incentive Program | Vineland | 8360 | 20 | 4.08 | Residential | Yes | Behind the Meter | Net-metered residential rooftop and canopy |  | None | Vision Solar LLC | Vineland Muni Electric | Accepted | 2020-08-11 | 2020-08-13 | 2021-10-30 | HANWHA Q-CELLS | Q.PEAK DUO-G6 340 | Solar Panels |  | 0.34 | 1 | 347 | 14 |  | Fixed | Roof
NJSTRE1545428491 |  | Transition Incentive Program | West Long Branch | 7764 | 17 | 22.27 | Residential | Yes | Behind the Meter | Net-metered residential rooftop and canopy |  | None | Sunrun Installation Services, Inc. | JCP&L | Accepted | 2020-08-11 | 2020-08-13 | 2021-10-30 | LONGi Green Energy Technology Co Ltd | LR6-60HPB-305M | Solar Panels |  | 0.305 | 21 | 267 | 45 |  | Fixed | Roof
NJSTRE1545428533 |  | Transition Incentive Program | Lawrence Township | 8311 | 20 | 23.22 | Residential | Yes | Behind the Meter | Net-metered residential rooftop and canopy |  | None | Ad Energy | AC Electric | Accepted | 2020-08-11 | 2020-08-17 | 2021-10-30 | Sunpower | SPR-E20-327-E-AC | Solar Panels |  | 0.327 | 17 | 213 | 40 |  | Fixed | Roof
NJSTRE1545428660 |  | Transition Incentive Program | Willingboro | 8046 | 13 | 8.18 | Residential | Yes | Behind the Meter | Net-metered residential rooftop and canopy |  | None | Ad Energy | PSE&G | Accepted | 2020-08-11 | 2020-08-14 | 2021-10-30 | Sunpower | SPR-E20-327-E-AC | Solar Panels |  | 0.327 | 12 | 246 | 18 |  | Fixed | Roof
NJSTRE1545428674 |  | Transition Incentive Program | Hackensack | 7601 | 7 | 5.25 | Residential | Yes | Behind the Meter | Net-metered residential rooftop and canopy |  | None | Pro Custom Solar dba Momentum Solar | PSE&G | Accepted | 2020-08-11 | 2020-08-14 | 2021-10-30 | LG | LG 350N1C-V5 | Solar Panels |  | 0.35 | 4 | 218 | 22 |  | Fixed | Roof
NJSTRE1545428736 |  | Transition Incentive Program | Piscataway | 8854 | 11 | 20.6 | Residential | Yes | Behind the Meter | Net-metered residential rooftop and canopy |  | None | Seabright Solar | PSE&G | Accepted | 2020-08-21 | 2020-08-21 | 2021-10-30 | Sunpower | SPR-E20-327 | Solar Panels |  | 0.327 | 9 | 234 | 37 |  | Fixed | Roof
NJSTRE1545428788 |  | Transition Incentive Program | Montgomery TWP | 8558 | 5 | 10.17 | Residential | No | Behind the Meter | Net-metered residential rooftop and canopy |  | None | Tesla Energy Operations Inc. | PSE&G | Accepted | 2020-08-11 | 2020-08-14 | 2021-10-30 | Tesla | SR60T1 | Solar Panels |  | 0.05847 | 54 | 261 | 27 |  | Fixed | Roof
NJSTRE1545428802 |  | Transition Incentive Program | Oaklyn Boro | 8107 | 14 | 8.37 | Residential | No | Behind the Meter | Net-metered residential rooftop and canopy |  | None | 1st Light Energy Inc | PSE&G | Accepted | 2020-08-11 | 2020-08-14 | 2021-10-30 | Longi | LR6-60HPB-310M | Solar Panels |  | 0.31 | 18 | 130 | 23 |  | Fixed | Roof
NJSTRE1545428819 |  | Transition Incentive Program | Fair Lawn | 7410 | 7 | 7.8 | Residential | Yes | Behind the Meter | Net-metered residential rooftop and canopy |  | None | Vivint Solar Developer, LLC | PSE&G | Accepted | 2020-08-11 | 2020-08-14 | 2021-10-30 | Jinko Solar | JKM325M-60HBL | Solar Panels |  | 0.325 | 20 | 251 | 30 |  | Fixed | Roof
NJSTRE1545428089 |  | Transition Incentive Program | Southampton | 8088 | 13 | 9.72 | Residential | No | Behind the Meter | Net-metered residential rooftop and canopy |  | None | Skyline Solar LLC | PSE&G | Accepted | 2020-08-11 | 2020-08-13 | 2021-10-30 | REC | REC360AA | Solar Panels |  | 0.36 | 5 | 135 | 31 |  | Fixed | Roof
NJSTRE1545428089 |  | Transition Incentive Program | Southampton | 8088 | 13 | 9.72 | Residential | No | Behind the Meter | Net-metered residential rooftop and canopy |  | None | Skyline Solar LLC | PSE&G | Accepted | 2020-08-11 | 2020-08-13 | 2021-10-30 | REC | REC360AA | Solar Panels |  | 0.36 | 16 | 45 | 10 |  | Fixed | Roof
NJSTRE1545428157 |  | Transition Incentive Program | Glassboro | 8028 | 15 | 7.7 | Residential | Yes | Behind the Meter | Net-metered residential rooftop and canopy |  | None | Pro Custom Solar dba Momentum Solar | AC Electric | Accepted | 2020-08-11 | 2020-08-13 | 2021-10-30 | LG | LG 350N1C-V5 | Solar Panels |  | 0.35 | 22 | 293 | 28 |  | Fixed | Roof
NJSTRE1545428187 |  | Transition Incentive Program | Saddle Brook | 7663 | 7 | 4.55 | Residential | Yes | Behind the Meter | Net-metered residential rooftop and canopy |  | None | Pro Custom Solar dba Momentum Solar | PSE&G | Accepted | 2020-08-11 | 2020-08-13 | 2021-10-30 | LG | LG 350N1C-V5 | Solar Panels |  | 0.35 | 11 | 188 | 6 |  | Fixed | Roof
NJSTRE1545428380 |  | Transition Incentive Program | Manahawkin | 8050 | 18 | 7.02 | Residential | Yes | Behind the Meter | Net-metered residential rooftop and canopy |  | None | Sunrun Installation Services, Inc. | AC Electric | Accepted | 2020-08-11 | 2020-08-13 | 2021-10-30 | LONGi Green Energy Technology Co Ltd | LR6-60HPB-305M | Solar Panels |  | 0.305 | 15 | 231 | 14 |  | Fixed | Roof
NJSTRE1545428390 |  | Transition Incentive Program | maplewood | 7040 | 9 | 2.04 | Residential | Yes | Behind the Meter | Net-metered residential rooftop and canopy |  | PSEG | Vision Solar LLC | PSE&G | Accepted | 2020-08-11 | 2020-08-13 | 2021-10-30 | HANWHA Q-CELLS | Q.PEAK DUO-G6 340 | Solar Panels |  | 0.34 | 3 | 137 | 20 |  | Fixed | Roof
NJSTRE1545428414 |  | Transition Incentive Program | Voorhees | 8043 | 14 | 16.32 | Residential | No | Behind the Meter | Net-metered residential rooftop and canopy |  | None | Tesla Energy Operations Inc. | AC Electric | Accepted | 2020-08-11 | 2020-08-13 | 2021-10-30 | Hanwha Q-CELLS | Q.Peak DUO BLK-G6+ 340 | Solar Panels |  | 0.34 | 12 | 308 | 37 |  | Fixed | Roof
NJSTRE1545428431 |  | Transition Incentive Program | Sicklerville | 8081 | 14 | 18.31 | Residential | Yes | Behind the Meter | Net-metered residential rooftop and canopy |  | None | Ad Energy | AC Electric | Accepted | 2020-08-11 | 2020-08-17 | 2021-10-30 | Sunpower | SPR-E20-327-E-AC | Solar Panels |  | 0.327 | 22 | 42 | 19 |  | Fixed | Roof
NJSTRE1545428473 |  | Transition Incentive Program | Vineland | 8360 | 20 | 4.08 | Residential | Yes | Behind the Meter | Net-metered residential rooftop and canopy |  | None | Vision Solar LLC | Vineland Muni Electric | Accepted | 2020-08-11 | 2020-08-13 | 2021-10-30 | HANWHA Q-CELLS | Q.PEAK DUO-G6 340 | Solar Panels |  | 0.34 | 5 | 167 | 29 |  | Fixed | Roof
NJSTRE1545428478 |  | Transition Incentive Program | BLOOMFIELD | 7003 | 9 | 11.4 | Residential | No | Behind the Meter | Net-metered residential rooftop and canopy |  | None | United Solar LLC | PSE&G | Accepted | 2020-08-11 | 2020-08-18 | 2021-10-30 | TRINA | TSM-300 | Solar Panels |  | 0.3 | 38 | 112 | 38 |  | Fixed | Roof
NJSTRE1545428490 |  | Transition Incentive Program | NEWTON | 7860 | 1 | 11.9 | Residential | Yes | Behind the Meter | Net-metered residential rooftop and canopy |  | None | Sunrun Installation Services, Inc. | JCP&L | Accepted | 2020-08-11 | 2020-08-13 | 2021-10-30 | LONGi Green Energy Technology Co Ltd | LR6-60HPB-305M | Solar Panels |  | 0.305 | 17 | 45 | 27 |  | Fixed | Roof
NJSTRE1545428486 |  | Transition Incentive Program | Union | 7083 | 10 | 5.89 | Residential | Yes | Behind the Meter | Net-metered residential rooftop and canopy |  | None | Ad Energy | PSE&G | Accepted | 2020-08-11 | 2020-08-25 | 2021-10-30 | Sunpower | SPR-E20-327-E-AC | Solar Panels |  | 0.327 | 4 | 90 | 26 |  | Fixed | Roof
NJSTRE1545428502 |  | Transition Incentive Program | Pennsville | 8070 | 16 | 13.6 | Residential | Yes | Behind the Meter | Net-metered residential rooftop and canopy |  | None | Vision Solar LLC | AC Electric | Accepted | 2020-08-11 | 2020-08-14 | 2021-10-30 | HANWHA Q-CELLS | Q.PEAK DUO-G6 340 | Solar Panels |  | 0.34 | 12 | 44 | 16 |  | Fixed | Roof
NJSTRE1545428512 |  | Transition Incentive Program | caderville | 8311 | 20 | 15.36 | Residential | No | Behind the Meter | Net-metered residential rooftop and canopy |  | None | Orbit Energy & Power, LLC | AC Electric | Final As-Built Received | 2020-08-11 | 2020-08-14 | 2021-10-30 | hanwha qcells | qpeak 320w | Solar Panels |  | 0.32 | 24 | 148 | 24 |  | Fixed | Roof
NJSTRE1545428533 |  | Transition Incentive Program | Lawrence Township | 8311 | 20 | 23.22 | Residential | Yes | Behind the Meter | Net-metered residential rooftop and canopy |  | None | Ad Energy | AC Electric | Accepted | 2020-08-11 | 2020-08-17 | 2021-10-30 | Sunpower | SPR-E20-327-E-AC | Solar Panels |  | 0.327 | 22 | 33 | 40 |  | Fixed | Roof
NJSTRE1545428533 |  | Transition Incentive Program | Lawrence Township | 8311 | 20 | 23.22 | Residential | Yes | Behind the Meter | Net-metered residential rooftop and canopy |  | None | Ad Energy | AC Electric | Accepted | 2020-08-11 | 2020-08-17 | 2021-10-30 | Sunpower | SPR-E20-327-E-AC | Solar Panels |  | 0.327 | 4 | 303 | 33 |  | Fixed | Roof
NJSTRE1545428562 |  | Transition Incentive Program | PLEASANTVILLE | 8232 | 19 | 5.44 | Residential | No | Behind the Meter | Net-metered residential rooftop and canopy |  | None | Orbit Energy & Power, LLC | AC Electric | Accepted | 2020-08-11 | 2020-08-13 | 2021-10-30 | HANWHA QCELLS | QPEAK 320W | Solar Panels |  | 0.32 | 17 | 206 | 20 |  | Fixed | Roof
NJSTRE1545428767 |  | Transition Incentive Program | Burlington | 8016 | 13 | 8.13 | Residential | Yes | Behind the Meter | Net-metered residential rooftop and canopy |  | None | Vivint Solar Developer, LLC | PSE&G | Accepted | 2020-08-14 | 2020-08-14 | 2021-10-30 | JINKO SOLAR | JKM325M-60HBL | Solar Panels |  | 0.325 | 7 | 177 | 16 |  | Fixed | Roof
NJSTRE1545428999 |  | Transition Incentive Program | West Tuckerton | 8087 | 18 | 7.85 | Residential | No | Behind the Meter | Net-metered residential rooftop and canopy |  | None | SunPower Corporation, Systems | AC Electric | Accepted | 2020-08-12 | 2020-08-14 | 2021-10-30 | SunPower | SPR-E20-327-E-AC | Solar Panels |  | 0.327 | 13 | 223 | 30 |  | Fixed | Roof
NJSTRE1545430503 |  | Transition Incentive Program | Bayonne | 7002 | 8 | 8.83 | Residential | No | Behind the Meter | Net-metered residential rooftop and canopy |  | None | SunPower Corporation, Systems | PSE&G | Accepted | 2020-09-10 | 2020-09-11 | 2021-10-30 | SunPower | SPR-E20-327-E-AC | Solar Panels |  | 0.327 | 9 | 33 | 14 |  | Fixed | Roof
NJSTRE1545430509 |  | Transition Incentive Program | WEST DEPTFORD | 8096 | 15 | 19.53 | Residential | Yes | Behind the Meter | Net-metered residential rooftop and canopy |  | None | Suntuity Solar LLC | PSE&G | Accepted | 2020-08-14 | 2020-08-14 | 2021-10-30 | Longi | LR6-60HPB-315M | Solar Panels |  | 0.315 | 14 | 188 | 21 |  | Fixed | Roof
NJSTRE1545430543 |  | Transition Incentive Program | Absecon | 8201 | 19 | 3.74 | Residential | Yes | Behind the Meter | Net-metered residential rooftop and canopy |  | None | Vision Solar LLC | AC Electric | Accepted | 2020-08-12 | 2020-08-14 | 2021-10-30 | HANWHA Q-CELLS | Q.PEAK DUO-G6 340 | Solar Panels |  | 0.34 | 11 | 98 | 20 |  | Fixed | Roof
NJSTRE1545430567 |  | Transition Incentive Program | Willingboro | 8046 | 13 | 8.5 | Residential | Yes | Behind the Meter | Net-metered residential rooftop and canopy |  | None | Vision Solar LLC | PSE&G | Accepted | 2020-08-12 | 2020-08-14 | 2021-10-30 | HANWHA Q-CELLS | Q.PEAK DUO-G6 340 | Solar Panels |  | 0.34 | 19 | 95 | 37 |  | Fixed | Roof
NJSTRE1545430584 |  | Transition Incentive Program | Staffordville | 8092 | 18 | 10.52 | Residential | No | Behind the Meter | Net-metered residential rooftop and canopy |  | None | Tesla Energy Operations Inc. | AC Electric | Accepted | 2020-08-12 | 2020-08-14 | 2021-10-30 | Tesla | SR60T1 | Solar Panels |  | 0.05847 | 27 | 9 | 34 |  | Fixed | Roof
NJSTRE1545430606 |  | Transition Incentive Program | Bernardsville | 7924 | 5 | 9.92 | Residential | No | Behind the Meter | Net-metered residential rooftop and canopy |  | None | Vivint Solar Developer, LLC | JCP&L | Accepted | 2020-08-12 | 2020-08-14 | 2021-10-30 | JINKO SOLAR | JKM320M-60HBL | Solar Panels |  | 0.32 | 2 | 265 | 41 |  | Fixed | Roof
NJSTRE1545430508 |  | Transition Incentive Program | MANAHAWKIN | 8050 | 18 | 8.82 | Residential | Yes | Behind the Meter | Net-metered residential rooftop and canopy |  | None | Suntuity Solar LLC | AC Electric | Accepted | 2020-08-13 | 2020-08-14 | 2021-10-30 | Longi | LR6-60HPB-315M | Solar Panels |  | 0.315 | 13 | 66 | 27 |  | Fixed | Roof
NJSTRE1545430509 |  | Transition Incentive Program | WEST DEPTFORD | 8096 | 15 | 19.53 | Residential | Yes | Behind the Meter | Net-metered residential rooftop and canopy |  | None | Suntuity Solar LLC | PSE&G | Accepted | 2020-08-14 | 2020-08-14 | 2021-10-30 | Longi | LR6-60HPB-315M | Solar Panels |  | 0.315 | 13 | 99 | 37 |  | Fixed | Roof
NJSTRE1545430536 |  | Transition Incentive Program | Willingboro | 8046 | 13 | 13.94 | Residential | Yes | Behind the Meter | Net-metered residential rooftop and canopy |  | None | Vision Solar LLC | PSE&G | Accepted | 2020-08-12 | 2020-08-14 | 2021-10-30 | HANWHA Q-CELLS | Q.PEAK DUO-G6 340 | Solar Panels |  | 0.34 | 17 | 197 | 40 |  | Fixed | Roof
NJSTRE1545430555 |  | Transition Incentive Program | Marmora | 8223 | 21 | 5.78 | Residential | Yes | Behind the Meter | Net-metered residential rooftop and canopy |  | None | Vision Solar LLC | AC Electric | Accepted | 2020-08-12 | 2020-08-14 | 2021-10-30 | HANWHA Q-CELLS | Q.PEAK DUO-G6 340 | Solar Panels |  | 0.34 | 11 | 221 | 20 |  | Fixed | Roof
NJSTRE1545430564 |  | Transition Incentive Program | Franklin Twp Som | 8873 | 5 | 8.68 | Residential | Yes | Behind the Meter | Net-metered residential rooftop and canopy |  | None | Bright Planet Solar | PSE&G | Accepted | 2020-08-12 | 2020-08-14 | 2021-10-30 | LONGI | LR6-60HPB-310M | Solar Panels |  | 0.31 | 9 | 127 | 26 |  | Fixed | Roof
NJSTRE1545430572 |  | Transition Incentive Program | Woodstown | 8098 | 16 | 16.66 | Residential | Yes | Behind the Meter | Net-metered residential rooftop and canopy |  | None | Vision Solar LLC | AC Electric | Accepted | 2020-08-12 | 2020-08-14 | 2021-10-30 | HANWHA Q-CELLS | Q.PEAK DUO-G6 340 | Solar Panels |  | 0.34 | 33 | 191 | 20 |  | Fixed | Roof
NJSTRE1545430580 |  | Transition Incentive Program | SOUTH ORANGE | 7079 | 9 | 3.02 | Residential | Yes | Behind the Meter | Net-metered residential rooftop and canopy |  | None | Trinity Solar | PSE&G | Accepted | 2020-08-12 | 2020-08-14 | 2021-10-30 | HANWHA | Q.PEAK DUO BLK-G6 335 | Solar Panels |  | 0.335 | 9 | 131 | 30 |  | Fixed | Roof
NJSTRE1545430585 |  | Transition Incentive Program | Cherry hill | 8002 | 14 | 13.26 | Residential | Yes | Behind the Meter | Net-metered residential rooftop and canopy |  | None | Vision Solar LLC | PSE&G | Accepted | 2020-08-12 | 2020-08-14 | 2021-10-30 | HANWHA Q-CELLS | Q.PEAK DUO-G6 340 | Solar Panels |  | 0.34 | 10 | 193 | 28 |  | Fixed | Roof
NJSTRE1545430601 |  | Transition Incentive Program | Saddle Brook | 7663 | 7 | 9.86 | Residential | Yes | Behind the Meter | Net-metered residential rooftop and canopy |  | None | Vision Solar LLC | PSE&G | Accepted | 2020-08-12 | 2020-08-14 | 2021-10-30 | HANWHA Q-CELLS | Q.PEAK DUO-G6 340 | Solar Panels |  | 0.34 | 7 | 8 | 40 |  | Fixed | Roof
NJSTRE1545430621 |  | Transition Incentive Program | Jackson | 8527 | 18 | 4.76 | Residential | Yes | Behind the Meter | Net-metered residential rooftop and canopy |  | None | Vision Solar LLC | JCP&L | Accepted | 2020-08-12 | 2020-08-14 | 2021-10-30 | HANWHA Q-CELLS | Q.PEAK DUO-G6 340 | Solar Panels |  | 0.34 | 14 | 269 | 16 |  | Fixed | Roof
NJSTRE1545430629 |  | Transition Incentive Program | CAPE MAY | 8204 | 21 | 5.44 | Residential | No | Behind the Meter | Net-metered residential rooftop and canopy |  | None | Trinity Solar | AC Electric | Accepted | 2020-08-12 | 2020-08-17 | 2021-10-30 | HANWHA | Q.PEAK DUO BLK-G6 340 | Solar Panels |  | 0.34 | 16 | 247 | 18 |  | Fixed | Roof
NJSTRE1545430647 |  | Transition Incentive Program | Mckee City | 8234 | 19 | 3.72 | Residential | Yes | Behind the Meter | Net-metered residential rooftop and canopy |  | None | Bright Planet Solar | AC Electric | Accepted | 2020-08-12 | 2020-08-14 | 2021-10-30 | LONGI | LR6-60HPB-310M | Solar Panels |  | 0.31 | 3 | 110 | 22 |  | Fixed | Roof
NJSTRE1545430696 |  | Transition Incentive Program | Metuchen | 8840 | 11 | 5.44 | Residential | No | Behind the Meter | Net-metered residential rooftop and canopy |  | None | Maier Solar Engineering dba Solar Me | PSE&G | Accepted | 2020-08-12 | 2020-08-17 | 2021-10-30 | Hanwha | Q.CELL DU BLK-G6 340W | Solar Panels |  | 0.34 | 4 | 266 | 33 |  | Fixed | Roof
NJSTRE1545430510 |  | Transition Incentive Program | KEANSBURG | 7734 | 17 | 5.04 | Residential | Yes | Behind the Meter | Net-metered residential rooftop and canopy |  | None | Suntuity Solar LLC | JCP&L | Accepted | 2020-08-12 | 2020-08-14 | 2021-10-30 | Longi | LR6-60HPB-315M | Solar Panels |  | 0.315 | 3 | 316 | 10 |  | Fixed | Roof
NJSTRE1545430551 |  | Transition Incentive Program | Fairlawn | 7410 | 7 | 7.48 | Residential | No | Behind the Meter | Net-metered residential rooftop and canopy |  | None | Maier Solar Engineering dba Solar Me | PSE&G | Accepted | 2020-08-12 | 2020-08-14 | 2021-10-30 | Hanwha | Q.PEAK DUO BLK-G6 340W | Solar Panels |  | 0.34 | 6 | 160 | 25 |  | Fixed | Roof
NJSTRE1545430581 |  | Transition Incentive Program | Pennsville | 8070 | 16 | 5.6 | Residential | Yes | Behind the Meter | Net-metered residential rooftop and canopy |  | None | Pro Custom Solar dba Momentum Solar | AC Electric | Accepted | 2020-08-12 | 2020-08-14 | 2021-10-30 | LG | LG 350N1C-V5 | Solar Panels |  | 0.35 | 2 | 128 | 29 |  | Fixed | Roof
NJSTRE1545430581 |  | Transition Incentive Program | Pennsville | 8070 | 16 | 5.6 | Residential | Yes | Behind the Meter | Net-metered residential rooftop and canopy |  | None | Pro Custom Solar dba Momentum Solar | AC Electric | Accepted | 2020-08-12 | 2020-08-14 | 2021-10-30 | LG | LG 350N1C-V5 | Solar Panels |  | 0.35 | 14 | 128 | 25 |  | Fixed | Roof
NJSTRE1545430584 |  | Transition Incentive Program | Staffordville | 8092 | 18 | 10.52 | Residential | No | Behind the Meter | Net-metered residential rooftop and canopy |  | None | Tesla Energy Operations Inc. | AC Electric | Accepted | 2020-08-12 | 2020-08-14 | 2021-10-30 | Tesla | SR60T1 | Solar Panels |  | 0.05847 | 153 | 189 | 34 |  | Fixed | Roof
NJSTRE1545430576 |  | Transition Incentive Program | Prospect Park Boro | 7508 | 6 | 17.39 | Residential | No | Behind the Meter | Net-metered residential rooftop and canopy |  | None | Bright Planet Solar | PSE&G | Accepted | 2020-08-12 | 2020-08-14 | 2021-10-30 | SUNPOWER | X-SERIES X22-370 | Solar Panels |  | 0.37 | 6 | 50 | 9 |  | Fixed | Roof
NJSTRE1545430602 |  | Transition Incentive Program | Millville | 8332 | 20 | 9.92 | Residential | Yes | Behind the Meter | Net-metered residential rooftop and canopy |  | None | Trinity Solar | AC Electric | Final As-Built Received | 2020-08-12 | 2020-08-14 | 2021-10-30 | HANWHA | HANWHA 320 (Q.PEAK DUO BLK-G5 320 | Solar Panels |  | 0.32 | 6 | 128 | 46 |  | Fixed | Roof
NJSTRE1545430604 |  | Transition Incentive Program | Absecon | 8201 | 19 | 5.95 | Residential | Yes | Behind the Meter | Net-metered residential rooftop and canopy |  | None | Pro Custom Solar dba Momentum Solar | AC Electric | Accepted | 2020-08-12 | 2020-08-14 | 2021-10-30 | LG | LG 350N1C-V5 | Solar Panels |  | 0.35 | 5 | 104 | 30 |  | Fixed | Roof
NJSTRE1545430604 |  | Transition Incentive Program | Absecon | 8201 | 19 | 5.95 | Residential | Yes | Behind the Meter | Net-metered residential rooftop and canopy |  | None | Pro Custom Solar dba Momentum Solar | AC Electric | Accepted | 2020-08-12 | 2020-08-14 | 2021-10-30 | LG | LG 350N1C-V5 | Solar Panels |  | 0.35 | 12 | 283 | 40 |  | Fixed | Roof
NJSTRE1545430626 |  | Transition Incentive Program | Leonard | 7737 | 17 | 9.92 | Residential | Yes | Behind the Meter | Net-metered residential rooftop and canopy |  | None | Bright Planet Solar | JCP&L | Accepted | 2020-08-12 | 2020-08-17 | 2021-10-30 | LONGI | LR-60HPB-310M | Solar Panels |  | 0.31 | 32 | 180 | 18 |  | Fixed | Roof
NJSTRE1545430689 |  | Transition Incentive Program | MAPLE SHADE | 8052 | 13 | 10.08 | Residential | No | Behind the Meter | Net-metered residential rooftop and canopy |  | None | Infinity Solar Systems | PSE&G | Accepted | 2020-08-12 | 2020-08-14 | 2021-10-30 | CANADIAN SOLAR | CS1H-325-MS | Solar Panels |  | 0.325 | 5 | 131 | 30 |  | Fixed | Roof
NJSTRE1545430700 |  | Transition Incentive Program | Stafford Township | 8050 | 18 | 5.1 | Residential | Yes | Behind the Meter | Net-metered residential rooftop and canopy |  | None | Vision Solar LLC | AC Electric | Accepted | 2020-08-12 | 2020-08-14 | 2021-10-30 | HANWHA Q-CELLS | Q.PEAK DUO-G6 340 | Solar Panels |  | 0.34 | 1 | 226 | 20 |  | Fixed | Roof
NJSTRE1545430703 |  | Transition Incentive Program | SOUTHAMPTON | 8088 | 13 | 15.86 | Residential | Yes | Behind the Meter | Net-metered residential rooftop and canopy |  | None | Sunrun Installation Services, Inc. | JCP&L | Accepted | 2020-08-12 | 2020-08-14 | 2021-10-30 | LONGi Green Energy Technology Co Ltd | LR6-60HPB-305M | Solar Panels |  | 0.305 | 20 | 180 | 23 |  | Fixed | Roof
NJSTRE1545428672 |  | Transition Incentive Program | EVESHAM TWP | 8053 | 13 | 7.93 | Residential | Yes | Behind the Meter | Net-metered residential rooftop and canopy |  | None | Sunrun Installation Services, Inc. | PSE&G | Accepted | 2020-08-11 | 2020-08-14 | 2021-10-30 | LONGi Green Energy Technology Co Ltd | LR6-60HPB-305M | Solar Panels |  | 0.305 | 17 | 9 | 30 |  | Fixed | Roof
NJSTRE1545428678 |  | Transition Incentive Program | Brick | 8723 | 18 | 8.5 | Residential | No | Behind the Meter | Net-metered residential rooftop and canopy |  | None | Impact Solar LLC | JCP&L | Accepted | 2020-08-11 | 2020-08-14 | 2021-10-30 | hanwha | Q.PEAKDUO-G5340 | Solar Panels |  | 0.34 | 4 | 120 | 27 |  | Fixed | Roof
NJSTRE1545428919 |  | Transition Incentive Program | WILLINGBORO | 8046 | 13 | 5.53 | Residential | Yes | Behind the Meter | Net-metered residential rooftop and canopy |  | None | Vivint Solar Developer, LLC | PSE&G | Accepted | 2020-08-14 | 2020-08-17 | 2021-10-30 | JinkoSolar | JKM325M-60HBL | Solar Panels |  | 0.325 | 8 | 119 | 18 |  | Fixed | Roof
NJSTRE1545428999 |  | Transition Incentive Program | West Tuckerton | 8087 | 18 | 7.85 | Residential | No | Behind the Meter | Net-metered residential rooftop and canopy |  | None | SunPower Corporation, Systems | AC Electric | Accepted | 2020-08-12 | 2020-08-14 | 2021-10-30 | SunPower | SPR-E20-327-E-AC | Solar Panels |  | 0.327 | 11 | 223 | 30 |  | Fixed | Roof
NJSTRE1545430503 |  | Transition Incentive Program | Bayonne | 7002 | 8 | 8.83 | Residential | No | Behind the Meter | Net-metered residential rooftop and canopy |  | None | SunPower Corporation, Systems | PSE&G | Accepted | 2020-09-10 | 2020-09-11 | 2021-10-30 | SunPower | SPR-E20-327-E-AC | Solar Panels |  | 0.327 | 2 | 303 | 14 |  | Fixed | Roof
NJSTRE1545430503 |  | Transition Incentive Program | Bayonne | 7002 | 8 | 8.83 | Residential | No | Behind the Meter | Net-metered residential rooftop and canopy |  | None | SunPower Corporation, Systems | PSE&G | Accepted | 2020-09-10 | 2020-09-11 | 2021-10-30 | SunPower | SPR-E20-327-E-AC | Solar Panels |  | 0.327 | 2 | 123 | 14 |  | Fixed | Roof
NJSTRE1545430509 |  | Transition Incentive Program | WEST DEPTFORD | 8096 | 15 | 19.53 | Residential | Yes | Behind the Meter | Net-metered residential rooftop and canopy |  | None | Suntuity Solar LLC | PSE&G | Accepted | 2020-08-14 | 2020-08-14 | 2021-10-30 | Longi | LR6-60HPB-315M | Solar Panels |  | 0.315 | 14 | 279 | 37 |  | Fixed | Roof
NJSTRE1545430509 |  | Transition Incentive Program | WEST DEPTFORD | 8096 | 15 | 19.53 | Residential | Yes | Behind the Meter | Net-metered residential rooftop and canopy |  | None | Suntuity Solar LLC | PSE&G | Accepted | 2020-08-14 | 2020-08-14 | 2021-10-30 | Longi | LR6-60HPB-315M | Solar Panels |  | 0.315 | 14 | 8 | 30 |  | Fixed | Roof
NJSTRE1545430512 |  | Transition Incentive Program | MANAHAWKIN | 8050 | 18 | 8.51 | Residential | Yes | Behind the Meter | Net-metered residential rooftop and canopy |  | None | Suntuity Solar LLC | AC Electric | Accepted | 2020-08-14 | 2020-08-14 | 2021-10-30 | Longi | LR6-60HPB-315M | Solar Panels |  | 0.315 | 7 | 101 | 23 |  | Fixed | Roof
NJSTRE1545430601 |  | Transition Incentive Program | Saddle Brook | 7663 | 7 | 9.86 | Residential | Yes | Behind the Meter | Net-metered residential rooftop and canopy |  | None | Vision Solar LLC | PSE&G | Accepted | 2020-08-12 | 2020-08-14 | 2021-10-30 | HANWHA Q-CELLS | Q.PEAK DUO-G6 340 | Solar Panels |  | 0.34 | 12 | 98 | 17 |  | Fixed | Roof
NJSTRE1545430685 |  | Transition Incentive Program | FLANDERS | 7836 | 3 | 9.75 | Residential | Yes | Behind the Meter | Net-metered residential rooftop and canopy |  | None | Vivint Solar Developer, LLC | JCP&L | Accepted | 2020-08-12 | 2020-08-14 | 2021-10-30 | JINKO SOLAR | JKM325M-60HBL | Solar Panels |  | 0.325 | 3 | 174 | 19 |  | Fixed | Roof
NJSTRE1545428660 |  | Transition Incentive Program | Willingboro | 8046 | 13 | 8.18 | Residential | Yes | Behind the Meter | Net-metered residential rooftop and canopy |  | None | Ad Energy | PSE&G | Accepted | 2020-08-11 | 2020-08-14 | 2021-10-30 | Sunpower | SPR-E20-327-E-AC | Solar Panels |  | 0.327 | 13 | 156 | 18 |  | Fixed | Roof
NJSTRE1545428686 |  | Transition Incentive Program | ┬áBuena | 8341 | 19 | 17.33 | Residential | Yes | Behind the Meter | Net-metered residential rooftop and canopy |  | None | Seabright Solar | AC Electric | Accepted | 2020-08-21 | 2020-08-21 | 2021-10-30 | Sunpower | SPR-E20-327 | Solar Panels |  | 0.327 | 10 | 184 | 16 |  | Fixed | Roof
NJSTRE1545428706 |  | Transition Incentive Program | HAMILTON TOWNSHIP | 8629 | 12 | 5.78 | Residential | Yes | Behind the Meter | Net-metered residential rooftop and canopy |  | None | Trinity Solar | PSE&G | Accepted | 2020-08-11 | 2020-08-14 | 2021-10-30 | HANWHA | Q.PEAK DUO BLK-G6 340 | Solar Panels |  | 0.34 | 17 | 233 | 23 |  | Fixed | Roof
NJSTRE1545428708 |  | Transition Incentive Program | GLASSBORO | 8028 | 15 | 5.85 | Residential | Yes | Behind the Meter | Net-metered residential rooftop and canopy |  | None | Vivint Solar Developer, LLC | AC Electric | Accepted | 2020-08-12 | 2020-08-14 | 2021-10-30 | JINKO SOLAR | JKM325M-60HBL | Solar Panels |  | 0.325 | 18 | 184 | 23 |  | Fixed | Roof
NJSTRE1545428736 |  | Transition Incentive Program | Piscataway | 8854 | 11 | 20.6 | Residential | Yes | Behind the Meter | Net-metered residential rooftop and canopy |  | None | Seabright Solar | PSE&G | Accepted | 2020-08-21 | 2020-08-21 | 2021-10-30 | Sunpower | SPR-E20-327 | Solar Panels |  | 0.327 | 13 | 54 | 37 |  | Fixed | Roof
NJSTRE1545428736 |  | Transition Incentive Program | Piscataway | 8854 | 11 | 20.6 | Residential | Yes | Behind the Meter | Net-metered residential rooftop and canopy |  | None | Seabright Solar | PSE&G | Accepted | 2020-08-21 | 2020-08-21 | 2021-10-30 | Sunpower | SPR-E20-327 | Solar Panels |  | 0.327 | 13 | 324 | 37 |  | Fixed | Roof
NJSTRE1545428819 |  | Transition Incentive Program | Fair Lawn | 7410 | 7 | 7.8 | Residential | Yes | Behind the Meter | Net-metered residential rooftop and canopy |  | None | Vivint Solar Developer, LLC | PSE&G | Accepted | 2020-08-11 | 2020-08-14 | 2021-10-30 | Jinko Solar | JKM325M-60HBL | Solar Panels |  | 0.325 | 4 | 71 | 30 |  | Fixed | Roof
NJSTRE1545428962 |  | Transition Incentive Program | Hamilton Twp Mer | 8610 | 12 | 6.51 | Residential | Yes | Behind the Meter | Net-metered residential rooftop and canopy |  | None | Bright Planet Solar | PSE&G | Accepted | 2020-08-11 | 2020-08-14 | 2021-10-30 | LONGI | LR6-60HPB-310M | Solar Panels |  | 0.31 | 13 | 206 | 40 |  | Fixed | Roof
NJSTRE1545428962 |  | Transition Incentive Program | Hamilton Twp Mer | 8610 | 12 | 6.51 | Residential | Yes | Behind the Meter | Net-metered residential rooftop and canopy |  | None | Bright Planet Solar | PSE&G | Accepted | 2020-08-11 | 2020-08-14 | 2021-10-30 | LONGI | LR6-60HPB-310M | Solar Panels |  | 0.31 | 8 | 26 | 40 |  | Fixed | Roof
NJSTRE1545430508 |  | Transition Incentive Program | MANAHAWKIN | 8050 | 18 | 8.82 | Residential | Yes | Behind the Meter | Net-metered residential rooftop and canopy |  | None | Suntuity Solar LLC | AC Electric | Accepted | 2020-08-13 | 2020-08-14 | 2021-10-30 | Longi | LR6-60HPB-315M | Solar Panels |  | 0.315 | 6 | 246 | 27 |  | Fixed | Roof
NJSTRE1545430509 |  | Transition Incentive Program | WEST DEPTFORD | 8096 | 15 | 19.53 | Residential | Yes | Behind the Meter | Net-metered residential rooftop and canopy |  | None | Suntuity Solar LLC | PSE&G | Accepted | 2020-08-14 | 2020-08-14 | 2021-10-30 | Longi | LR6-60HPB-315M | Solar Panels |  | 0.315 | 7 | 189 | 30 |  | Fixed | Roof
NJSTRE1545430536 |  | Transition Incentive Program | Willingboro | 8046 | 13 | 13.94 | Residential | Yes | Behind the Meter | Net-metered residential rooftop and canopy |  | None | Vision Solar LLC | PSE&G | Accepted | 2020-08-12 | 2020-08-14 | 2021-10-30 | HANWHA Q-CELLS | Q.PEAK DUO-G6 340 | Solar Panels |  | 0.34 | 6 | 17 | 10 |  | Fixed | Roof
NJSTRE1545430555 |  | Transition Incentive Program | Marmora | 8223 | 21 | 5.78 | Residential | Yes | Behind the Meter | Net-metered residential rooftop and canopy |  | None | Vision Solar LLC | AC Electric | Accepted | 2020-08-12 | 2020-08-14 | 2021-10-30 | HANWHA Q-CELLS | Q.PEAK DUO-G6 340 | Solar Panels |  | 0.34 | 6 | 131 | 20 |  | Fixed | Roof
NJSTRE1545428822 |  | Transition Incentive Program | BROWNS MILLS | 8015 | 13 | 8.78 | Residential | Yes | Behind the Meter | Net-metered residential rooftop and canopy |  | None | Vivint Solar Developer, LLC | JCP&L | Accepted | 2020-08-14 | 2020-08-17 | 2021-10-30 | Jinko Solar | JKM325M-60HBL | Solar Panels |  | 0.325 | 15 | 14 | 18 |  | Fixed | Roof
NJSTRE1545428923 |  | Transition Incentive Program | Camden | 8104 | 14 | 3.1 | Residential | No | Behind the Meter | Net-metered residential rooftop and canopy |  | None | 1st Light Energy Inc | PSE&G | Accepted | 2020-08-11 | 2020-08-14 | 2021-10-30 | Longi | LR6-60HPB-310M | Solar Panels |  | 0.31 | 5 | 168 | 27 |  | Fixed | Roof
NJSTRE1545428927 |  | Transition Incentive Program | Williamstown | 8094 | 15 | 12.04 | Residential | No | Behind the Meter | Net-metered residential rooftop and canopy |  | None | Tesla Energy Operations Inc. | AC Electric | Accepted | 2020-08-11 | 2020-08-14 | 2021-10-30 | Tesla | SR60T1 | Solar Panels |  | 0.05847 | 60 | 225 | 30 |  | Fixed | Roof
NJSTRE1545428927 |  | Transition Incentive Program | Williamstown | 8094 | 15 | 12.04 | Residential | No | Behind the Meter | Net-metered residential rooftop and canopy |  | None | Tesla Energy Operations Inc. | AC Electric | Accepted | 2020-08-11 | 2020-08-14 | 2021-10-30 | Tesla | SR60T1 | Solar Panels |  | 0.05847 | 68 | 45 | 30 |  | Fixed | Roof
NJSTRE1545430506 |  | Transition Incentive Program | FRANKLINVILLE | 8322 | 15 | 11.03 | Residential | No | Behind the Meter | Net-metered residential rooftop and canopy |  | None | Suntuity Solar LLC | AC Electric | Accepted | 2020-08-12 | 2020-08-14 | 2021-10-30 | Longi | LR6-60HPB-315M | Solar Panels |  | 0.315 | 17 | 349 | 19 |  | Fixed | Roof
NJSTRE1545430510 |  | Transition Incentive Program | KEANSBURG | 7734 | 17 | 5.04 | Residential | Yes | Behind the Meter | Net-metered residential rooftop and canopy |  | None | Suntuity Solar LLC | JCP&L | Accepted | 2020-08-12 | 2020-08-14 | 2021-10-30 | Longi | LR6-60HPB-315M | Solar Panels |  | 0.315 | 8 | 316 | 33 |  | Fixed | Roof
NJSTRE1545430510 |  | Transition Incentive Program | KEANSBURG | 7734 | 17 | 5.04 | Residential | Yes | Behind the Meter | Net-metered residential rooftop and canopy |  | None | Suntuity Solar LLC | JCP&L | Accepted | 2020-08-12 | 2020-08-14 | 2021-10-30 | Longi | LR6-60HPB-315M | Solar Panels |  | 0.315 | 5 | 136 | 33 |  | Fixed | Roof
NJSTRE1545430538 |  | Transition Incentive Program | Willingboro Twp | 8046 | 13 | 7.75 | Residential | Yes | Behind the Meter | Net-metered residential rooftop and canopy |  | None | Bright Planet Solar | PSE&G | Accepted | 2020-08-12 | 2020-08-14 | 2021-10-30 | LONGI | LR6-60HPB-310M | Solar Panels |  | 0.31 | 21 | 218 | 42 |  | Fixed | Roof
NJSTRE1545430538 |  | Transition Incentive Program | Willingboro Twp | 8046 | 13 | 7.75 | Residential | Yes | Behind the Meter | Net-metered residential rooftop and canopy |  | None | Bright Planet Solar | PSE&G | Accepted | 2020-08-12 | 2020-08-14 | 2021-10-30 | LONGI | LR6-60HPB-310M | Solar Panels |  | 0.31 | 4 | 219 | 16 |  | Fixed | Roof
NJSTRE1545430551 |  | Transition Incentive Program | Fairlawn | 7410 | 7 | 7.48 | Residential | No | Behind the Meter | Net-metered residential rooftop and canopy |  | None | Maier Solar Engineering dba Solar Me | PSE&G | Accepted | 2020-08-12 | 2020-08-14 | 2021-10-30 | Hanwha | Q.PEAK DUO BLK-G6 340W | Solar Panels |  | 0.34 | 16 | 160 | 25 |  | Fixed | Roof
NJSTRE1545430576 |  | Transition Incentive Program | Prospect Park Boro | 7508 | 6 | 17.39 | Residential | No | Behind the Meter | Net-metered residential rooftop and canopy |  | None | Bright Planet Solar | PSE&G | Accepted | 2020-08-12 | 2020-08-14 | 2021-10-30 | SUNPOWER | X-SERIES X22-370 | Solar Panels |  | 0.37 | 8 | 22 | 140 |  | Fixed | Roof
NJSTRE1545430602 |  | Transition Incentive Program | Millville | 8332 | 20 | 9.92 | Residential | Yes | Behind the Meter | Net-metered residential rooftop and canopy |  | None | Trinity Solar | AC Electric | Final As-Built Received | 2020-08-12 | 2020-08-14 | 2021-10-30 | HANWHA | HANWHA 320 (Q.PEAK DUO BLK-G5 320 | Solar Panels |  | 0.32 | 8 | 218 | 18 |  | Fixed | Roof
NJSTRE1545430602 |  | Transition Incentive Program | Millville | 8332 | 20 | 9.92 | Residential | Yes | Behind the Meter | Net-metered residential rooftop and canopy |  | None | Trinity Solar | AC Electric | Final As-Built Received | 2020-08-12 | 2020-08-14 | 2021-10-30 | HANWHA 320 (Q.PEAK DUO BLK-G5 320 | HANWHA 320 (Q.PEAK DUO BLK-G5 320 | Solar Panels |  | 0.32 | 12 | 218 | 45 |  | Fixed | Roof
NJSTRE1545430567 |  | Transition Incentive Program | Willingboro | 8046 | 13 | 8.5 | Residential | Yes | Behind the Meter | Net-metered residential rooftop and canopy |  | None | Vision Solar LLC | PSE&G | Accepted | 2020-08-12 | 2020-08-14 | 2021-10-30 | HANWHA Q-CELLS | Q.PEAK DUO-G6 340 | Solar Panels |  | 0.34 | 3 | 275 | 37 |  | Fixed | Roof
NJSTRE1545430572 |  | Transition Incentive Program | Woodstown | 8098 | 16 | 16.66 | Residential | Yes | Behind the Meter | Net-metered residential rooftop and canopy |  | None | Vision Solar LLC | AC Electric | Accepted | 2020-08-12 | 2020-08-14 | 2021-10-30 | HANWHA Q-CELLS | Q.PEAK DUO-G6 340 | Solar Panels |  | 0.34 | 16 | 11 | 20 |  | Fixed | Roof
NJSTRE1545430585 |  | Transition Incentive Program | Cherry hill | 8002 | 14 | 13.26 | Residential | Yes | Behind the Meter | Net-metered residential rooftop and canopy |  | None | Vision Solar LLC | PSE&G | Accepted | 2020-08-12 | 2020-08-14 | 2021-10-30 | HANWHA Q-CELLS | Q.PEAK DUO-G6 340 | Solar Panels |  | 0.34 | 29 | 13 | 26 |  | Fixed | Roof
NJSTRE1545430601 |  | Transition Incentive Program | Saddle Brook | 7663 | 7 | 9.86 | Residential | Yes | Behind the Meter | Net-metered residential rooftop and canopy |  | None | Vision Solar LLC | PSE&G | Accepted | 2020-08-12 | 2020-08-14 | 2021-10-30 | HANWHA Q-CELLS | Q.PEAK DUO-G6 340 | Solar Panels |  | 0.34 | 10 | 278 | 17 |  | Fixed | Roof
NJSTRE1545430680 |  | Transition Incentive Program | Williamstown | 8094 | 15 | 6.2 | Residential | No | Behind the Meter | Net-metered residential rooftop and canopy |  | None | Bright Planet Solar | AC Electric | Accepted | 2020-08-12 | 2020-08-14 | 2021-10-30 | LONGI | LR6-60HPB-310M | Solar Panels |  | 0.31 | 20 | 185 | 26 |  | Fixed | Roof
NJSTRE1545430696 |  | Transition Incentive Program | Metuchen | 8840 | 11 | 5.44 | Residential | No | Behind the Meter | Net-metered residential rooftop and canopy |  | None | Maier Solar Engineering dba Solar Me | PSE&G | Accepted | 2020-08-12 | 2020-08-17 | 2021-10-30 | Hanwha | Q.CELL DU BLK-G6 340W | Solar Panels |  | 0.34 | 12 | 266 | 10 |  | Fixed | Roof
NJSTRE1545430685 |  | Transition Incentive Program | FLANDERS | 7836 | 3 | 9.75 | Residential | Yes | Behind the Meter | Net-metered residential rooftop and canopy |  | None | Vivint Solar Developer, LLC | JCP&L | Accepted | 2020-08-12 | 2020-08-14 | 2021-10-30 | JINKO SOLAR | JKM325M-60HBL | Solar Panels |  | 0.325 | 5 | 84 | 19 |  | Fixed | Roof
NJSTRE1545430894 |  | Transition Incentive Program | sicklerville | 8081 | 14 | 15.36 | Residential | No | Behind the Meter | Net-metered residential rooftop and canopy |  | None | Orbit Energy & Power, LLC | AC Electric | Accepted | 2020-08-12 | 2020-08-14 | 2021-10-30 | hanwha qcells | qpeak 320w | Solar Panels |  | 0.32 | 15 | 7 | 21 |  | Fixed | Roof
NJSTRE1545430907 |  | Transition Incentive Program | Mount Laurel | 8054 | 13 | 11.9 | Residential | No | Behind the Meter | Net-metered residential rooftop and canopy |  | None | Maier Solar Engineering dba Solar Me | PSE&G | Accepted | 2020-08-12 | 2020-08-14 | 2021-10-30 | Hanwha | Q.CELL DUO BLK-G6 340W | Solar Panels |  | 0.34 | 9 | 167 | 15 |  | Fixed | Roof
NJSTRE1545430914 |  | Transition Incentive Program | Mount Laurel Twp | 8054 | 13 | 4.34 | Residential | No | Behind the Meter | Net-metered residential rooftop and canopy |  | None | Bright Planet Solar | PSE&G | Accepted | 2020-08-12 | 2020-08-14 | 2021-10-30 | LONGI | LR6-60HPB-310M | Solar Panels |  | 0.31 | 14 | 269 | 22 |  | Fixed | Roof
NJSTRE1545430981 |  | Transition Incentive Program | Mullica hill | 8062 | 15 | 9.86 | Residential | Yes | Behind the Meter | Net-metered residential rooftop and canopy |  | None | Vision Solar LLC | AC Electric | Accepted | 2020-08-12 | 2020-08-17 | 2021-10-30 | HANWHA Q-CELLS | Q.PEAK DUO-G6 340 | Solar Panels |  | 0.34 | 18 | 133 | 42 |  | Fixed | Roof
NJSTRE1545431012 |  | Transition Incentive Program | Woodbury | 8096 | 15 | 10.56 | Residential | Yes | Behind the Meter | Net-metered residential rooftop and canopy |  | None | Trinity Solar | PSE&G | Accepted | 2020-08-12 | 2020-08-17 | 2021-10-30 | Hanwha | Q.PEAK DUO BLK-G5 320 | Solar Panels |  | 0.32 | 17 | 197 | 23 |  | Fixed | Roof
NJSTRE1545431816 |  | Transition Incentive Program | HILLSIDE | 7205 | 10 | 6.83 | Residential | Yes | Behind the Meter | Net-metered residential rooftop and canopy |  | None | Vivint Solar Developer, LLC | PSE&G | Accepted | 2020-08-12 | 2020-08-17 | 2021-10-30 | Jinko Solar | JKM325M-60HBL | Solar Panels |  | 0.325 | 19 | 216 | 26 |  | Fixed | Roof
NJSTRE1545430506 |  | Transition Incentive Program | FRANKLINVILLE | 8322 | 15 | 11.03 | Residential | No | Behind the Meter | Net-metered residential rooftop and canopy |  | None | Suntuity Solar LLC | AC Electric | Accepted | 2020-08-12 | 2020-08-14 | 2021-10-30 | Longi | LR6-60HPB-315M | Solar Panels |  | 0.315 | 6 | 169 | 19 |  | Fixed | Roof
NJSTRE1545430507 |  | Transition Incentive Program | SEWELL | 8080 | 15 | 8.19 | Residential | Yes | Behind the Meter | Net-metered residential rooftop and canopy |  | None | Suntuity Solar LLC | AC Electric | Accepted | 2020-08-12 | 2020-08-14 | 2021-10-30 | Longi | LR6-60HPB-315M | Solar Panels |  | 0.315 | 15 | 20 | 21 |  | Fixed | Roof
NJSTRE1545430508 |  | Transition Incentive Program | MANAHAWKIN | 8050 | 18 | 8.82 | Residential | Yes | Behind the Meter | Net-metered residential rooftop and canopy |  | None | Suntuity Solar LLC | AC Electric | Accepted | 2020-08-13 | 2020-08-14 | 2021-10-30 | Longi | LR6-60HPB-315M | Solar Panels |  | 0.315 | 9 | 246 | 27 |  | Fixed | Roof
NJSTRE1545430536 |  | Transition Incentive Program | Willingboro | 8046 | 13 | 13.94 | Residential | Yes | Behind the Meter | Net-metered residential rooftop and canopy |  | None | Vision Solar LLC | PSE&G | Accepted | 2020-08-12 | 2020-08-14 | 2021-10-30 | HANWHA Q-CELLS | Q.PEAK DUO-G6 340 | Solar Panels |  | 0.34 | 3 | 17 | 20 |  | Fixed | Roof
NJSTRE1545430567 |  | Transition Incentive Program | Willingboro | 8046 | 13 | 8.5 | Residential | Yes | Behind the Meter | Net-metered residential rooftop and canopy |  | None | Vision Solar LLC | PSE&G | Accepted | 2020-08-12 | 2020-08-14 | 2021-10-30 | HANWHA Q-CELLS | Q.PEAK DUO-G6 340 | Solar Panels |  | 0.34 | 3 | 96 | 20 |  | Fixed | Roof
NJSTRE1545430576 |  | Transition Incentive Program | Prospect Park Boro | 7508 | 6 | 17.39 | Residential | No | Behind the Meter | Net-metered residential rooftop and canopy |  | None | Bright Planet Solar | PSE&G | Accepted | 2020-08-12 | 2020-08-14 | 2021-10-30 | SUNPOWER | X-SERIES X22-370 | Solar Panels |  | 0.37 | 14 | 50 | 33 |  | Fixed | Roof
NJSTRE1545430589 |  | Transition Incentive Program | Clifton | 7104 | 9 | 8 | Residential | No | Behind the Meter | Net-metered residential rooftop and canopy |  | None | Green Revoluton Solar | PSE&G | Final As-Built Received | 2020-08-12 | 2020-08-17 | 2021-10-30 | S-Energy | SN20-60MAE-320W | Solar Panels |  | 0.32 | 25 | 187 | 25 |  | Fixed | Roof
NJSTRE1545430606 |  | Transition Incentive Program | Bernardsville | 7924 | 5 | 9.92 | Residential | No | Behind the Meter | Net-metered residential rooftop and canopy |  | None | Vivint Solar Developer, LLC | JCP&L | Accepted | 2020-08-12 | 2020-08-14 | 2021-10-30 | JINKO SOLAR | JKM320M-60HBL | Solar Panels |  | 0.32 | 12 | 175 | 43 |  | Fixed | Roof
NJSTRE1545430606 |  | Transition Incentive Program | Bernardsville | 7924 | 5 | 9.92 | Residential | No | Behind the Meter | Net-metered residential rooftop and canopy |  | None | Vivint Solar Developer, LLC | JCP&L | Accepted | 2020-08-12 | 2020-08-14 | 2021-10-30 | JINKO SOLAR | JKM320M-60HBL | Solar Panels |  | 0.32 | 14 | 355 | 43 |  | Fixed | Roof
NJSTRE1545430647 |  | Transition Incentive Program | Mckee City | 8234 | 19 | 3.72 | Residential | Yes | Behind the Meter | Net-metered residential rooftop and canopy |  | None | Bright Planet Solar | AC Electric | Accepted | 2020-08-12 | 2020-08-14 | 2021-10-30 | LONGI | LR6-60HPB-310M | Solar Panels |  | 0.31 | 9 | 200 | 22 |  | Fixed | Roof
NJSTRE1545430700 |  | Transition Incentive Program | Stafford Township | 8050 | 18 | 5.1 | Residential | Yes | Behind the Meter | Net-metered residential rooftop and canopy |  | None | Vision Solar LLC | AC Electric | Accepted | 2020-08-12 | 2020-08-14 | 2021-10-30 | HANWHA Q-CELLS | Q.PEAK DUO-G6 340 | Solar Panels |  | 0.34 | 11 | 317 | 20 |  | Fixed | Roof
NJSTRE1545430894 |  | Transition Incentive Program | sicklerville | 8081 | 14 | 15.36 | Residential | No | Behind the Meter | Net-metered residential rooftop and canopy |  | None | Orbit Energy & Power, LLC | AC Electric | Accepted | 2020-08-12 | 2020-08-14 | 2021-10-30 | hanwha qcells | qpeak 320sw | Solar Panels |  | 0.32 | 18 | 187 | 21 |  | Fixed | Roof
NJSTRE1545430956 |  | Transition Incentive Program | Cresskill | 7626 | 7 | 15.12 | Residential | No | Behind the Meter | Net-metered residential rooftop and canopy |  | None | Tesla Energy Operations Inc. | Orange Rockland Electric | Accepted | 2020-08-12 | 2020-08-14 | 2021-10-30 | Hanwha Q CELLS | Q.PEAK DUO BLK-G5/SC315 | Solar Panels |  | 0.315 | 19 | 176 | 25 |  | Fixed | Roof
NJSTRE1545430632 |  | Transition Incentive Program | Middlesex | 8846 | 11 | 7 | Residential | Yes | Behind the Meter | Net-metered residential rooftop and canopy |  | None | Pro Custom Solar dba Momentum Solar | PSE&G | Accepted | 2020-08-12 | 2020-08-14 | 2021-10-30 | LG | LG 350N1C-V5 | Solar Panels |  | 0.35 | 15 | 259 | 26 |  | Fixed | Roof
NJSTRE1545430653 |  | Transition Incentive Program | Neptune | 7753 | 17 | 5.95 | Residential | Yes | Behind the Meter | Net-metered residential rooftop and canopy |  | None | Pro Custom Solar dba Momentum Solar | JCP&L | Accepted | 2020-08-12 | 2020-08-14 | 2021-10-30 | LG | LG 350N1C-V5 | Solar Panels |  | 0.35 | 17 | 195 | 28 |  | Fixed | Roof
NJSTRE1545430681 |  | Transition Incentive Program | Newark | 7112 | 9 | 2.04 | Residential | Yes | Behind the Meter | Net-metered residential rooftop and canopy |  | None | Vision Solar LLC | PSE&G | Accepted | 2020-08-12 | 2020-08-14 | 2021-10-30 | HANWHA Q-CELLS | Q.PEAK DUO-G6 340 | Solar Panels |  | 0.34 | 6 | 217 | 20 |  | Fixed | Roof
NJSTRE1545430700 |  | Transition Incentive Program | Stafford Township | 8050 | 18 | 5.1 | Residential | Yes | Behind the Meter | Net-metered residential rooftop and canopy |  | None | Vision Solar LLC | AC Electric | Accepted | 2020-08-12 | 2020-08-14 | 2021-10-30 | HANWHA Q-CELLS | Q.PEAK DUO-G6 340 | Solar Panels |  | 0.34 | 1 | 137 | 20 |  | Fixed | Roof
NJSTRE1545430703 |  | Transition Incentive Program | SOUTHAMPTON | 8088 | 13 | 15.86 | Residential | Yes | Behind the Meter | Net-metered residential rooftop and canopy |  | None | Sunrun Installation Services, Inc. | JCP&L | Accepted | 2020-08-12 | 2020-08-14 | 2021-10-30 | LONGi Green Energy Technology Co Ltd | LR6-60HPB-305M | Solar Panels |  | 0.305 | 16 | 270 | 24 |  | Fixed | Roof
NJSTRE1545430685 |  | Transition Incentive Program | FLANDERS | 7836 | 3 | 9.75 | Residential | Yes | Behind the Meter | Net-metered residential rooftop and canopy |  | None | Vivint Solar Developer, LLC | JCP&L | Accepted | 2020-08-12 | 2020-08-14 | 2021-10-30 | JINKO SOLAR | JKM325M-60HBL | Solar Panels |  | 0.325 | 6 | 354 | 19 |  | Fixed | Roof
NJSTRE1545430685 |  | Transition Incentive Program | FLANDERS | 7836 | 3 | 9.75 | Residential | Yes | Behind the Meter | Net-metered residential rooftop and canopy |  | None | Vivint Solar Developer, LLC | JCP&L | Accepted | 2020-08-12 | 2020-08-14 | 2021-10-30 | JINKO SOLAR | JKM325M-60HBL | Solar Panels |  | 0.325 | 3 | 354 | 19 |  | Fixed | Roof
NJSTRE1545430710 |  | Transition Incentive Program | South River | 8882 | 11 | 8.06 | Residential | No | Behind the Meter | Net-metered residential rooftop and canopy |  | None | Bright Planet Solar | South River | Accepted | 2020-08-12 | 2020-08-14 | 2021-10-30 | LONGI | LR6-60HPB-310M | Solar Panels |  | 0.31 | 18 | 173 | 22 |  | Fixed | Roof
NJSTRE1545430911 |  | Transition Incentive Program | Millville | 8332 | 20 | 7.82 | Residential | Yes | Behind the Meter | Net-metered residential rooftop and canopy |  | None | Vision Solar LLC | AC Electric | Accepted | 2020-08-12 | 2020-08-14 | 2021-10-30 | HANWHA Q-CELLS | Q.PEAK DUO-G6 340 | Solar Panels |  | 0.34 | 6 | 3 | 33 |  | Fixed | Roof
NJSTRE1545430955 |  | Transition Incentive Program | Harrisonville | 8062 | 15 | 19.5 | Residential | No | Behind the Meter | Net-metered residential rooftop and canopy |  | None | SunnyMac LLC | AC Electric | Accepted | 2020-08-12 | 2020-08-14 | 2021-10-30 | Trina | TSM-325 DD06H.05 (II) | Solar Panels |  | 0.325 | 30 | 249 | 20 |  | Fixed | Roof
NJSTRE1545430969 |  | Transition Incentive Program | cape may court house | 8210 | 21 | 4.8 | Residential | No | Behind the Meter | Net-metered residential rooftop and canopy |  | None | Orbit Energy & Power, LLC | AC Electric | Accepted | 2020-08-12 | 2020-08-17 | 2021-10-30 | hanwha qcells | qpek 320w | Solar Panels |  | 0.32 | 3 | 130 | 22 |  | Fixed | Roof
NJSTRE1545431001 |  | Transition Incentive Program | Howell | 7731 | 17 | 8.96 | Residential | Yes | Behind the Meter | Net-metered residential rooftop and canopy |  | None | Reliable Power and Solar | JCP&L | Final As-Built Received | 2020-08-12 | 2020-08-17 | 2021-10-30 | Trina | tsmdd05 | Solar Panels |  | 0.32 | 25 | 146 | 20 |  | Fixed | Roof | roof
NJSTRE1545431057 |  | Transition Incentive Program | JERSEY CITY | 7305 | 8 | 5.6 | Residential | No | Behind the Meter | Net-metered residential rooftop and canopy |  | None | Infinity Solar Systems | PSE&G | Accepted | 2020-08-12 | 2020-08-17 | 2021-10-30 | LG | LG350N1C-V5 | Solar Panels |  | 0.35 | 16 | 220 | 5 |  | Fixed | Roof
NJSTRE1545430536 |  | Transition Incentive Program | Willingboro | 8046 | 13 | 13.94 | Residential | Yes | Behind the Meter | Net-metered residential rooftop and canopy |  | None | Vision Solar LLC | PSE&G | Accepted | 2020-08-12 | 2020-08-14 | 2021-10-30 | HANWHA Q-CELLS | Q.PEAK DUO-G6 340 | Solar Panels |  | 0.34 | 15 | 17 | 40 |  | Fixed | Roof
NJSTRE1545430564 |  | Transition Incentive Program | Franklin Twp Som | 8873 | 5 | 8.68 | Residential | Yes | Behind the Meter | Net-metered residential rooftop and canopy |  | None | Bright Planet Solar | PSE&G | Accepted | 2020-08-12 | 2020-08-14 | 2021-10-30 | LONGI | LR6-60HPB-310M | Solar Panels |  | 0.31 | 19 | 127 | 26 |  | Fixed | Roof
NJSTRE1545430576 |  | Transition Incentive Program | Prospect Park Boro | 7508 | 6 | 17.39 | Residential | No | Behind the Meter | Net-metered residential rooftop and canopy |  | None | Bright Planet Solar | PSE&G | Accepted | 2020-08-12 | 2020-08-14 | 2021-10-30 | SUNPOWER | X-SERIES X22-370 | Solar Panels |  | 0.37 | 15 | 230 | 33 |  | Fixed | Roof
NJSTRE1545430576 |  | Transition Incentive Program | Prospect Park Boro | 7508 | 6 | 17.39 | Residential | No | Behind the Meter | Net-metered residential rooftop and canopy |  | None | Bright Planet Solar | PSE&G | Accepted | 2020-08-12 | 2020-08-14 | 2021-10-30 | SUNPOWER | X-SERIES X22-370 | Solar Panels |  | 0.37 | 4 | 320 | 22 |  | Fixed | Roof
NJSTRE1545430602 |  | Transition Incentive Program | Millville | 8332 | 20 | 9.92 | Residential | Yes | Behind the Meter | Net-metered residential rooftop and canopy |  | None | Trinity Solar | AC Electric | Final As-Built Received | 2020-08-12 | 2020-08-14 | 2021-10-30 | HANWHA | HANWHA 320 (Q.PEAK DUO BLK-G5 320 | Solar Panels |  | 0.32 | 5 | 128 | 45 |  | Fixed | Roof
NJSTRE1545430606 |  | Transition Incentive Program | Bernardsville | 7924 | 5 | 9.92 | Residential | No | Behind the Meter | Net-metered residential rooftop and canopy |  | None | Vivint Solar Developer, LLC | JCP&L | Accepted | 2020-08-12 | 2020-08-14 | 2021-10-30 | JINKO SOLAR | JKM320M-60HBL | Solar Panels |  | 0.32 | 3 | 85 | 41 |  | Fixed | Roof
NJSTRE1545430632 |  | Transition Incentive Program | Middlesex | 8846 | 11 | 7 | Residential | Yes | Behind the Meter | Net-metered residential rooftop and canopy |  | None | Pro Custom Solar dba Momentum Solar | PSE&G | Accepted | 2020-08-12 | 2020-08-14 | 2021-10-30 | LG | LG 350N1C-V5 | Solar Panels |  | 0.35 | 5 | 79 | 23 |  | Fixed | Roof
NJSTRE1545430700 |  | Transition Incentive Program | Stafford Township | 8050 | 18 | 5.1 | Residential | Yes | Behind the Meter | Net-metered residential rooftop and canopy |  | None | Vision Solar LLC | AC Electric | Accepted | 2020-08-12 | 2020-08-14 | 2021-10-30 | HANWHA Q-CELLS | Q.PEAK DUO-G6 340 | Solar Panels |  | 0.34 | 2 | 137 | 20 |  | Fixed | Roof
NJSTRE1545430787 |  | Transition Incentive Program | Atlantic City | 8401 | 19 | 8.5 | Residential | No | Behind the Meter | Net-metered residential rooftop and canopy |  | None | Impact Solar LLC | AC Electric | Accepted | 2020-08-12 | 2020-08-14 | 2021-10-30 | hanwha | Q.PEAKDUO-G5340 | Solar Panels |  | 0.34 | 6 | 78 | 27 |  | Fixed | Roof
NJSTRE1545430933 |  | Transition Incentive Program | LYNDHURST | 7071 | 7 | 3.58 | Residential | No | Behind the Meter | Net-metered residential rooftop and canopy |  | None | Infinity Solar Systems | PSE&G | Accepted | 2020-08-12 | 2020-08-14 | 2021-10-30 | CANADIAN SOLAR | CS1H-325-MS | Solar Panels |  | 0.325 | 11 | 127 | 20 |  | Fixed | Roof
NJSTRE1545430983 |  | Transition Incentive Program | Red Bank | 7701 | 17 | 5.1 | Residential | No | Behind the Meter | Net-metered residential rooftop and canopy |  | JCPL | Maier Solar Engineering dba Solar Me | JCP&L | Accepted | 2020-08-12 | 2020-08-17 | 2021-10-30 | Hanwha | Q.PEAK DUO BLK-G6 340W | Solar Panels |  | 0.34 | 15 | 173 | 30 |  | Fixed | Roof
NJSTRE1545431040 |  | Transition Incentive Program | Northfield | 8225 | 19 | 4.08 | Residential | No | Behind the Meter | Net-metered residential rooftop and canopy |  | None | Tesla Energy Operations Inc. | AC Electric | Accepted | 2020-08-12 | 2020-08-17 | 2021-10-30 | Hanwha Q-CELLS | Q.Peak DUO BLK-G6+ 340 | Solar Panels |  | 0.34 | 12 | 215 | 18 |  | Fixed | Roof
NJSTRE1545430685 |  | Transition Incentive Program | FLANDERS | 7836 | 3 | 9.75 | Residential | Yes | Behind the Meter | Net-metered residential rooftop and canopy |  | None | Vivint Solar Developer, LLC | JCP&L | Accepted | 2020-08-12 | 2020-08-14 | 2021-10-30 | JINKO SOLAR | JKM325M-60HBL | Solar Panels |  | 0.325 | 5 | 264 | 19 |  | Fixed | Roof
NJSTRE1545430907 |  | Transition Incentive Program | Mount Laurel | 8054 | 13 | 11.9 | Residential | No | Behind the Meter | Net-metered residential rooftop and canopy |  | None | Maier Solar Engineering dba Solar Me | PSE&G | Accepted | 2020-08-12 | 2020-08-14 | 2021-10-30 | Hanwha | Q.CELL DUO BLK-G6 340W | Solar Panels |  | 0.34 | 26 | 167 | 20 |  | Fixed | Roof
NJSTRE1545430911 |  | Transition Incentive Program | Millville | 8332 | 20 | 7.82 | Residential | Yes | Behind the Meter | Net-metered residential rooftop and canopy |  | None | Vision Solar LLC | AC Electric | Accepted | 2020-08-12 | 2020-08-14 | 2021-10-30 | HANWHA Q-CELLS | Q.PEAK DUO-G6 340 | Solar Panels |  | 0.34 | 4 | 183 | 22 |  | Fixed | Roof
NJSTRE1545430911 |  | Transition Incentive Program | Millville | 8332 | 20 | 7.82 | Residential | Yes | Behind the Meter | Net-metered residential rooftop and canopy |  | None | Vision Solar LLC | AC Electric | Accepted | 2020-08-12 | 2020-08-14 | 2021-10-30 | HANWHA Q-CELLS | Q.PEAK DUO-G6 340 | Solar Panels |  | 0.34 | 5 | 3 | 19 |  | Fixed | Roof
NJSTRE1545430934 |  | Transition Incentive Program | Lodi | 7644 | 7 | 4.2 | Residential | Yes | Behind the Meter | Net-metered residential rooftop and canopy |  | None | Pro Custom Solar dba Momentum Solar | PSE&G | Accepted | 2020-08-12 | 2020-08-14 | 2021-10-30 | LG | LG 350N1C-V5 | Solar Panels |  | 0.35 | 12 | 218 | 24 |  | Fixed | Roof
NJSTRE1545430952 |  | Transition Incentive Program | Somerset | 8873 | 5 | 7.35 | Residential | Yes | Behind the Meter | Net-metered residential rooftop and canopy |  | None | Pro Custom Solar dba Momentum Solar | PSE&G | Accepted | 2020-08-12 | 2020-08-14 | 2021-10-30 | LG | LG 350N1C-V5 | Solar Panels |  | 0.35 | 12 | 219 | 21 |  | Fixed | Roof
NJSTRE1545430952 |  | Transition Incentive Program | Somerset | 8873 | 5 | 7.35 | Residential | Yes | Behind the Meter | Net-metered residential rooftop and canopy |  | None | Pro Custom Solar dba Momentum Solar | PSE&G | Accepted | 2020-08-12 | 2020-08-14 | 2021-10-30 | LG | LG 350N1C-V5 | Solar Panels |  | 0.35 | 9 | 129 | 21 |  | Fixed | Roof
NJSTRE1545430963 |  | Transition Incentive Program | Lakewood | 8701 | 18 | 9.6 | Residential | No | Behind the Meter | Net-metered residential rooftop and canopy |  | None | Powerlutions | JCP&L | Accepted | 2020-08-12 | 2020-08-14 | 2021-10-30 | Axitec | AC-320MH/120S | Solar Panels |  | 0.32 | 30 | 187 | 27 |  | Fixed | Roof
NJSTRE1545430969 |  | Transition Incentive Program | cape may court house | 8210 | 21 | 4.8 | Residential | No | Behind the Meter | Net-metered residential rooftop and canopy |  | None | Orbit Energy & Power, LLC | AC Electric | Accepted | 2020-08-12 | 2020-08-17 | 2021-10-30 | hanwha qcells | qpeak 320w | Solar Panels |  | 0.32 | 8 | 220 | 22 |  | Fixed | Roof
NJSTRE1545431782 |  | Transition Incentive Program | LINDEN | 7036 | 10 | 8.05 | Residential | No | Behind the Meter | Net-metered residential rooftop and canopy |  | None | Infinity Solar Systems | PSE&G | Accepted | 2020-08-12 | 2020-08-17 | 2021-10-30 | LG | LG350N1C-V5 | Solar Panels |  | 0.35 | 10 | 218 | 5 |  | Fixed | Roof
NJSTRE1545431791 |  | Transition Incentive Program | toms river | 8753 | 18 | 9.86 | Residential | No | Behind the Meter | Net-metered residential rooftop and canopy |  | None | Vision Solar LLC | JCP&L | Accepted | 2020-08-12 | 2020-08-17 | 2021-10-30 | HANWHA Q-CELLS | Q.PEAK DUO-G6 340 | Solar Panels |  | 0.34 | 16 | 306 | 21 |  | Fixed | Roof
NJSTRE1545431795 |  | Transition Incentive Program | Frenchtown | 8825 | 4 | 16.75 | Residential | No | Behind the Meter | Net-metered residential rooftop and canopy |  | None | Green Power Energy | JCP&L | Accepted | 2020-08-12 | 2020-08-17 | 2021-10-30 | Hanwha | Q.PEAK DUO BLK-G6 335 | Solar Panels |  | 0.335 | 24 | 117 | 10 |  | Fixed | Roof
NJSTRE1545431795 |  | Transition Incentive Program | Frenchtown | 8825 | 4 | 16.75 | Residential | No | Behind the Meter | Net-metered residential rooftop and canopy |  | None | Green Power Energy | JCP&L | Accepted | 2020-08-12 | 2020-08-17 | 2021-10-30 | Hanwha | Q.PEAK DUO BLK-G6 | Solar Panels |  | 0.335 | 4 | 118 | 23 |  | Fixed | Roof
NJSTRE1545430669 |  | Transition Incentive Program | Brick Township | 8723 | 18 | 7.63 | Residential | Yes | Behind the Meter | Net-metered residential rooftop and canopy |  | None | Sunrun Installation Services, Inc. | JCP&L | Accepted | 2020-08-12 | 2020-08-14 | 2021-10-30 | LONGi Green Energy Technology Co Ltd | LR6-60HPB-305M | Solar Panels |  | 0.305 | 25 | 265 | 30 |  | Fixed | Roof
NJSTRE1545430703 |  | Transition Incentive Program | SOUTHAMPTON | 8088 | 13 | 15.86 | Residential | Yes | Behind the Meter | Net-metered residential rooftop and canopy |  | None | Sunrun Installation Services, Inc. | JCP&L | Accepted | 2020-08-12 | 2020-08-14 | 2021-10-30 | LONGi Green Energy Technology Co Ltd | LR6-60HPB-305M | Solar Panels |  | 0.305 | 16 | 90 | 24 |  | Fixed | Roof
NJSTRE1545430685 |  | Transition Incentive Program | FLANDERS | 7836 | 3 | 9.75 | Residential | Yes | Behind the Meter | Net-metered residential rooftop and canopy |  | None | Vivint Solar Developer, LLC | JCP&L | Accepted | 2020-08-12 | 2020-08-14 | 2021-10-30 | JINKO SOLAR | JKM325M-60HBL | Solar Panels |  | 0.325 | 8 | 174 | 19 |  | Fixed | Roof
NJSTRE1545430718 |  | Transition Incentive Program | Vineland | 8360 | 20 | 22.05 | Commercial | No | Behind the Meter | Net-metered non-residential rooftop and canopy |  | None | Rise Solutions and Contracting LLC | Vineland Muni Electric | Accepted | 2020-08-12 | 2020-08-17 | 2021-10-30 | LG | LG350N1K | Solar Panels |  | 0.35 | 63 | 109 | 10 |  | Fixed | Roof
NJSTRE1545430787 |  | Transition Incentive Program | Atlantic City | 8401 | 19 | 8.5 | Residential | No | Behind the Meter | Net-metered residential rooftop and canopy |  | None | Impact Solar LLC | AC Electric | Accepted | 2020-08-12 | 2020-08-14 | 2021-10-30 | hanwha | Q.PEAKDUO-G5340 | Solar Panels |  | 0.34 | 12 | 258 | 27 |  | Fixed | Roof
NJSTRE1545430955 |  | Transition Incentive Program | Harrisonville | 8062 | 15 | 19.5 | Residential | No | Behind the Meter | Net-metered residential rooftop and canopy |  | None | SunnyMac LLC | AC Electric | Accepted | 2020-08-12 | 2020-08-14 | 2021-10-30 | Trina | TSM-325 DD06H.05 (II) | Solar Panels |  | 0.325 | 30 | 69 | 20 |  | Fixed | Roof
NJSTRE1545431012 |  | Transition Incentive Program | Woodbury | 8096 | 15 | 10.56 | Residential | Yes | Behind the Meter | Net-metered residential rooftop and canopy |  | None | Trinity Solar | PSE&G | Accepted | 2020-08-12 | 2020-08-17 | 2021-10-30 | Hanwha | Q.PEAK DUO BLK-G5 320 | Solar Panels |  | 0.32 | 5 | 107 | 18 |  | Fixed | Roof
NJSTRE1545431857 |  | Transition Incentive Program | GLASSBORO | 8028 | 15 | 4.88 | Residential | Yes | Behind the Meter | Net-metered residential rooftop and canopy |  | None | Vivint Solar Developer, LLC | AC Electric | Accepted | 2020-08-12 | 2020-08-17 | 2021-10-30 | Jinko Solar | JKM325M-60HBL | Solar Panels |  | 0.325 | 6 | 149 | 27 |  | Fixed | Roof
NJSTRE1545432062 |  | Transition Incentive Program | Vineland | 8360 | 20 | 8.05 | Residential | No | Behind the Meter | Net-metered residential rooftop and canopy |  | None | 1st Light Energy Inc | Vineland Muni Electric | Accepted | 2020-08-12 | 2020-08-18 | 2021-10-30 | LG | LG350N1C-V5 | Solar Panels |  | 0.35 | 23 | 183 | 40 |  | Fixed | Roof
NJSTRE1545451572 |  | Transition Incentive Program | WILLIAMSTOWN | 8094 | 15 | 5.99 | Residential | Yes | Behind the Meter | Net-metered residential rooftop and canopy |  | None | Suntuity Solar LLC | AC Electric | Accepted | 2020-08-13 | 2020-08-18 | 2021-10-30 | Longi | LR6-60HPB-315M | Solar Panels |  | 0.315 | 5 | 186 | 26 |  | Fixed | Roof
NJSTRE1545451591 |  | Transition Incentive Program | Ewing | 8560 | 12 | 14.62 | Residential | No | Behind the Meter | Net-metered residential rooftop and canopy |  | None | Green Sun Energy Services, LLC | PSE&G | Accepted | 2020-08-13 | 2020-08-18 | 2021-10-30 | Hanwha | Q.PEAK DUO BLK-G6 | Solar Panels |  | 0.34 | 10 | 263 | 18 |  | Fixed | Roof
NJSTRE1545451598 |  | Transition Incentive Program | pleasantville | 8232 | 19 | 7.04 | Residential | No | Behind the Meter | Net-metered residential rooftop and canopy |  | None | Orbit Energy & Power, LLC | AC Electric | Accepted | 2020-08-13 | 2020-08-17 | 2021-10-30 | hanwha qcells | qpeak 320w | Solar Panels |  | 0.32 | 22 | 129 | 18 |  | Fixed | Roof
NJSTRE1545451636 |  | Transition Incentive Program | Somerset | 8873 | 5 | 6.8 | Residential | No | Behind the Meter | Net-metered residential rooftop and canopy |  | PSEG | Maier Solar Engineering dba Solar Me | PSE&G | Accepted | 2020-08-13 | 2020-08-17 | 2021-10-30 | Hanwha | Q.CELL DUO BLK-G6 340W | Solar Panels |  | 0.34 | 8 | 191 | 40 |  | Fixed | Roof
NJSTRE1545430997 |  | Transition Incentive Program | OCEAN CITY | 8226 | 21 | 5.44 | Residential | No | Behind the Meter | Net-metered residential rooftop and canopy |  | None | Orbit Energy & Power, LLC | AC Electric | Accepted | 2020-08-12 | 2020-08-14 | 2021-10-30 | HANWHA QCELLS | QPEAK 320W | Solar Panels |  | 0.32 | 17 | 215 | 27 |  | Fixed | Roof
NJSTRE1545431766 |  | Transition Incentive Program | Willingboro | 8046 | 13 | 9.86 | Residential | Yes | Behind the Meter | Net-metered residential rooftop and canopy |  | None | Vision Solar LLC | PSE&G | Accepted | 2020-08-12 | 2020-08-17 | 2021-10-30 | HANWHA Q-CELLS | Q.PEAK DUO-G6 340 | Solar Panels |  | 0.34 | 26 | 137 | 18 |  | Fixed | Roof
NJSTRE1545431766 |  | Transition Incentive Program | Willingboro | 8046 | 13 | 9.86 | Residential | Yes | Behind the Meter | Net-metered residential rooftop and canopy |  | None | Vision Solar LLC | PSE&G | Accepted | 2020-08-12 | 2020-08-17 | 2021-10-30 | HANWHA Q-CELLS | Q.PEAK DUO-G6 340 | Solar Panels |  | 0.34 | 3 | 227 | 18 |  | Fixed | Roof
NJSTRE1545431782 |  | Transition Incentive Program | LINDEN | 7036 | 10 | 8.05 | Residential | No | Behind the Meter | Net-metered residential rooftop and canopy |  | None | Infinity Solar Systems | PSE&G | Accepted | 2020-08-12 | 2020-08-17 | 2021-10-30 | LG | LG350N1C-V5 | Solar Panels |  | 0.35 | 6 | 128 | 20 |  | Fixed | Roof
NJSTRE1545431782 |  | Transition Incentive Program | LINDEN | 7036 | 10 | 8.05 | Residential | No | Behind the Meter | Net-metered residential rooftop and canopy |  | None | Infinity Solar Systems | PSE&G | Accepted | 2020-08-12 | 2020-08-17 | 2021-10-30 | LG | LG350N1C-V5 | Solar Panels |  | 0.35 | 7 | 308 | 20 |  | Fixed | Roof
NJSTRE1545431795 |  | Transition Incentive Program | Frenchtown | 8825 | 4 | 16.75 | Residential | No | Behind the Meter | Net-metered residential rooftop and canopy |  | None | Green Power Energy | JCP&L | Accepted | 2020-08-12 | 2020-08-17 | 2021-10-30 | Hanwha | Q.PEAK DUO BLK-G6 335 | Solar Panels |  | 0.335 | 22 | 298 | 19 |  | Fixed | Roof
NJSTRE1545431857 |  | Transition Incentive Program | GLASSBORO | 8028 | 15 | 4.88 | Residential | Yes | Behind the Meter | Net-metered residential rooftop and canopy |  | None | Vivint Solar Developer, LLC | AC Electric | Accepted | 2020-08-12 | 2020-08-17 | 2021-10-30 | Jinko Solar | JKM325M-60HBL | Solar Panels |  | 0.325 | 9 | 149 | 27 |  | Fixed | Roof
NJSTRE1545451591 |  | Transition Incentive Program | Ewing | 8560 | 12 | 14.62 | Residential | No | Behind the Meter | Net-metered residential rooftop and canopy |  | None | Green Sun Energy Services, LLC | PSE&G | Accepted | 2020-08-13 | 2020-08-18 | 2021-10-30 | Hanwha | Q.PEAK DUO BLK-G6 | Solar Panels |  | 0.34 | 3 | 83 | 18 |  | Fixed | Roof
NJSTRE1545451653 |  | Transition Incentive Program | Elizabeth | 7206 | 10 | 10.88 | Residential | Yes | Behind the Meter | Net-metered residential rooftop and canopy |  | None | Trinity Solar | PSE&G | Accepted | 2020-08-13 | 2020-08-17 | 2021-10-30 | HANWHA | HANWHA 340 (Q.PEAK DUO BLK-G6 340) | Solar Panels |  | 0.34 | 18 | 114 | 27 |  | Fixed | Roof
NJSTRE1545451723 |  | Transition Incentive Program | Cherry Hill | 8002 | 14 | 14.84 | Residential | No | Behind the Meter | Net-metered residential rooftop and canopy |  | None | Sunrun Installation Services, Inc. | PSE&G | Accepted | 2020-08-13 | 2020-08-17 | 2021-10-30 | LG Electronics | LG345N1C-V5 | Solar Panels |  | 0.345 | 15 | 162 | 28 |  | Fixed | Roof
NJSTRE1545451738 |  | Transition Incentive Program | Neptune City | 7753 | 17 | 6.21 | Residential | Yes | Behind the Meter | Net-metered residential rooftop and canopy |  | None | GenRenew, LLC | JCP&L | Accepted | 2020-08-13 | 2020-08-17 | 2021-10-30 | Sunpower | SPR-E20-327-E-AC | Solar Panels |  | 0.327 | 19 | 151 | 23 |  | Fixed | Roof
NJSTRE1545451741 |  | Transition Incentive Program | PENNSAUKEN | 8110 | 14 | 8.78 | Residential | Yes | Behind the Meter | Net-metered residential rooftop and canopy |  | None | Vivint Solar Developer, LLC | PSE&G | Final As-Built Received | 2020-08-13 | 2020-08-17 | 2021-10-30 | JINKO SOLAR | JKM325M-60HBL | Solar Panels |  | 0.325 | 6 | 47 | 22 |  | Fixed | Roof
NJSTRE1545451753 |  | Transition Incentive Program | Bridgeton | 8302 | 20 | 10.46 | Residential | Yes | Behind the Meter | Net-metered residential ground mount |  | None | Vision Solar LLC | AC Electric | Accepted | 2020-08-13 | 2020-08-17 | 2021-10-30 | SUNPOWER | SPR-E20-327-E-AC | Solar Panels |  | 0.327 | 16 | 180 | 30 |  | Fixed | Ground
NJSTRE1545430710 |  | Transition Incentive Program | South River | 8882 | 11 | 8.06 | Residential | No | Behind the Meter | Net-metered residential rooftop and canopy |  | None | Bright Planet Solar | South River | Accepted | 2020-08-12 | 2020-08-14 | 2021-10-30 | LONGI | LR6-60HPB-310M | Solar Panels |  | 0.31 | 8 | 354 | 22 |  | Fixed | Roof
NJSTRE1545430888 |  | Transition Incentive Program | Atlantic City | 8401 | 19 | 3.72 | Residential | Yes | Behind the Meter | Net-metered residential rooftop and canopy |  | None | Bright Planet Solar | AC Electric | Accepted | 2020-08-12 | 2020-08-14 | 2021-10-30 | LONGI | LR6-60HPB-310M | Solar Panels |  | 0.31 | 12 | 147 | 39 |  | Fixed | Roof
NJSTRE1545430911 |  | Transition Incentive Program | Millville | 8332 | 20 | 7.82 | Residential | Yes | Behind the Meter | Net-metered residential rooftop and canopy |  | None | Vision Solar LLC | AC Electric | Accepted | 2020-08-12 | 2020-08-14 | 2021-10-30 | HANWHA Q-CELLS | Q.PEAK DUO-G6 340 | Solar Panels |  | 0.34 | 8 | 183 | 33 |  | Fixed | Roof
NJSTRE1545430956 |  | Transition Incentive Program | Cresskill | 7626 | 7 | 15.12 | Residential | No | Behind the Meter | Net-metered residential rooftop and canopy |  | None | Tesla Energy Operations Inc. | Orange Rockland Electric | Accepted | 2020-08-12 | 2020-08-14 | 2021-10-30 | Hanwha Q CELLS | Q.PEAK DUO BLK-G5/SC315 | Solar Panels |  | 0.315 | 3 | 176 | 22 |  | Fixed | Roof
NJSTRE1545430969 |  | Transition Incentive Program | cape may court house | 8210 | 21 | 4.8 | Residential | No | Behind the Meter | Net-metered residential rooftop and canopy |  | None | Orbit Energy & Power, LLC | AC Electric | Accepted | 2020-08-12 | 2020-08-17 | 2021-10-30 | hanwha qcells | qpeak 320w | Solar Panels |  | 0.32 | 4 | 130 | 22 |  | Fixed | Roof
NJSTRE1545430987 |  | Transition Incentive Program | WASHINGTON | 7882 | 2 | 4.88 | Residential | Yes | Behind the Meter | Net-metered residential rooftop and canopy |  | None | Sunrun Installation Services, Inc. | JCP&L | Accepted | 2020-08-12 | 2020-08-14 | 2021-10-30 | LONGi Green Energy Technology Co Ltd | LR6-60HPB-305M | Solar Panels |  | 0.305 | 16 | 180 | 18 |  | Fixed | Roof
NJSTRE1545431001 |  | Transition Incentive Program | Howell | 7731 | 17 | 8.96 | Residential | Yes | Behind the Meter | Net-metered residential rooftop and canopy |  | None | Reliable Power and Solar | JCP&L | Final As-Built Received | 2020-08-12 | 2020-08-17 | 2021-10-30 | Trina | tsmdd05 | Solar Panels |  | 0.32 | 3 | 236 | 24 |  | Fixed | Roof | roof
NJSTRE1545431791 |  | Transition Incentive Program | toms river | 8753 | 18 | 9.86 | Residential | No | Behind the Meter | Net-metered residential rooftop and canopy |  | None | Vision Solar LLC | JCP&L | Accepted | 2020-08-12 | 2020-08-17 | 2021-10-30 | HANWHA Q-CELLS | Q.PEAK DUO-G6 340 | Solar Panels |  | 0.34 | 13 | 126 | 21 |  | Fixed | Roof
NJSTRE1545431851 |  | Transition Incentive Program | Elizabeth | 7201 | 10 | 5.25 | Residential | Yes | Behind the Meter | Net-metered residential rooftop and canopy |  | None | Pro Custom Solar dba Momentum Solar | PSE&G | Accepted | 2020-08-12 | 2020-08-17 | 2021-10-30 | LG ELECTRONICS | LG 350N1C-V5 | Solar Panels |  | 0.35 | 10 | 119 | 28 |  | Fixed | Roof
NJSTRE1545431863 |  | Transition Incentive Program | Basking Ridge | 7920 | 5 | 3.5 | Residential | Yes | Behind the Meter | Net-metered residential rooftop and canopy |  | None | Pro Custom Solar dba Momentum Solar | JCP&L | Accepted | 2020-08-12 | 2020-08-17 | 2021-10-30 | LG ELECTRONICS | LG 350N1C-V5 | Solar Panels |  | 0.35 | 4 | 73 | 33 |  | Fixed | Roof
NJSTRE1545451572 |  | Transition Incentive Program | WILLIAMSTOWN | 8094 | 15 | 5.99 | Residential | Yes | Behind the Meter | Net-metered residential rooftop and canopy |  | None | Suntuity Solar LLC | AC Electric | Accepted | 2020-08-13 | 2020-08-18 | 2021-10-30 | Longi | LR6-60HPB-315M | Solar Panels |  | 0.315 | 14 | 6 | 26 |  | Fixed | Roof
NJSTRE1545430689 |  | Transition Incentive Program | MAPLE SHADE | 8052 | 13 | 10.08 | Residential | No | Behind the Meter | Net-metered residential rooftop and canopy |  | None | Infinity Solar Systems | PSE&G | Accepted | 2020-08-12 | 2020-08-14 | 2021-10-30 | CANADIAN SOLAR | CS1H-325-MS | Solar Panels |  | 0.325 | 11 | 221 | 5 |  | Fixed | Roof
NJSTRE1545430689 |  | Transition Incentive Program | MAPLE SHADE | 8052 | 13 | 10.08 | Residential | No | Behind the Meter | Net-metered residential rooftop and canopy |  | None | Infinity Solar Systems | PSE&G | Accepted | 2020-08-12 | 2020-08-14 | 2021-10-30 | CANADIAN SOLAR | CS1H-325-MS | Solar Panels |  | 0.325 | 15 | 41 | 30 |  | Fixed | Roof
NJSTRE1545430787 |  | Transition Incentive Program | Atlantic City | 8401 | 19 | 8.5 | Residential | No | Behind the Meter | Net-metered residential rooftop and canopy |  | None | Impact Solar LLC | AC Electric | Accepted | 2020-08-12 | 2020-08-14 | 2021-10-30 | hanwha | Q.PEAKDUO-G5340 | Solar Panels |  | 0.34 | 7 | 168 | 5 |  | Fixed | Roof
NJSTRE1545430956 |  | Transition Incentive Program | Cresskill | 7626 | 7 | 15.12 | Residential | No | Behind the Meter | Net-metered residential rooftop and canopy |  | None | Tesla Energy Operations Inc. | Orange Rockland Electric | Accepted | 2020-08-12 | 2020-08-14 | 2021-10-30 | Hanwha Q CELLS | Q.PEAK DUO BLK-G5/SC315 | Solar Panels |  | 0.315 | 23 | 266 | 22 |  | Fixed | Roof
NJSTRE1545430981 |  | Transition Incentive Program | Mullica hill | 8062 | 15 | 9.86 | Residential | Yes | Behind the Meter | Net-metered residential rooftop and canopy |  | None | Vision Solar LLC | AC Electric | Accepted | 2020-08-12 | 2020-08-17 | 2021-10-30 | HANWHA Q-CELLS | Q.PEAK DUO-G6 340 | Solar Panels |  | 0.34 | 11 | 223 | 34 |  | Fixed | Roof
NJSTRE1545431012 |  | Transition Incentive Program | Woodbury | 8096 | 15 | 10.56 | Residential | Yes | Behind the Meter | Net-metered residential rooftop and canopy |  | None | Trinity Solar | PSE&G | Accepted | 2020-08-12 | 2020-08-17 | 2021-10-30 | Hanwha | Q.PEAK DUO BLK-G5 320 | Solar Panels |  | 0.32 | 11 | 108 | 27 |  | Fixed | Roof
NJSTRE1545431021 |  | Transition Incentive Program | Metuchen | 8840 | 11 | 6.7 | Residential | No | Behind the Meter | Net-metered residential rooftop and canopy |  | None | Pro Custom Solar dba Momentum Solar | PSE&G | Accepted | 2020-08-12 | 2020-08-17 | 2021-10-30 | HANWHA | Q.PEAK DUO BLK G6+ 335 | Solar Panels |  | 0.335 | 20 | 144 | 35 |  | Fixed | Roof
NJSTRE1545432104 |  | Transition Incentive Program | Fairview | 7022 | 7 | 6.56 | Residential | No | Behind the Meter | Net-metered residential rooftop and canopy |  | None | SunPower Corporation, Systems | PSE&G | Accepted | 2020-08-13 | 2020-08-17 | 2021-10-30 | SunPower | SPR-A410-G-AC | Solar Panels |  | 0.41 | 9 | 214 | 20 |  | Fixed | Roof
NJSTRE1545432104 |  | Transition Incentive Program | Fairview | 7022 | 7 | 6.56 | Residential | No | Behind the Meter | Net-metered residential rooftop and canopy |  | None | SunPower Corporation, Systems | PSE&G | Accepted | 2020-08-13 | 2020-08-17 | 2021-10-30 | SunPower | SPR-A410-G-AC | Solar Panels |  | 0.41 | 7 | 34 | 20 |  | Fixed | Roof
NJSTRE1545451649 |  | Transition Incentive Program | Clifton | 7011 | 6 | 2.38 | Residential | No | Behind the Meter | Net-metered residential rooftop and canopy |  | None | Trinity Solar | PSE&G | Accepted | 2020-08-13 | 2020-08-17 | 2021-10-30 | Hanwha | Q.PEAK DUO BLK-G6 340 | Solar Panels |  | 0.34 | 7 | 257 | 45 |  | Fixed | Roof